96502 | 30867 | FIS-DEW-LSH-0004 | Switch, Level, High, Low Lift Pumps & Screen Room Drain Sump Tank T-0003, Pump Building, Pump Room | FIS-DEW-T-0003 | Sensor,Level | Switch |  | LSH | http://www.toronto.ca/TWONTO#level_switch |  | Tank, Low Lift Pumps & Screen Room Drain Sump, Raw Water Pump Building, Pump Room, South
63690 | 46459 | THC-PLT-MON-1140 | Monitor, CCTV ,Control Room, Headworks | THC-PLT-BLDG-0001 | Security System | Security System |  | MON | http://www.toronto.ca/TWONTO#display_panel |  | New Head House, preliminary process
147585 | 30229 | YMH-19TH-OFFICE | Computer Location | YMH-ADMIN-BLDG | [6 empty] | Building Location
126853 | 38613 | THC-OCS-LSHH-6200 | Switch, Level, High High, Sump, Biofilter, Headworks Odour Control | THC-OCS-P-6210 | Switch,Level-High-High | Switch |  | LSHH | http://www.toronto.ca/TWONTO#level_switch |  | Sump Pump, Biofilter, Headworks Odour Control
78773 | 89381 | THR-SES-SCBA-0525 | SCBA Spare Cylinder (Sr No.OJ184353)(Trainer#1) | THR-SES-SCBA | Safety | Safety Equipment |  | SCBA | http://www.toronto.ca/TWONTO#compressed_gas_cylinder |  | Self Contained Breathing Apparatus
19164 | 81516 | FHO-ACC-F-1524 | Filter, Air Inlet, D-1521, Ozone Building, L1, Mechanical Room 1 | FHO-ACC-D-1521 |  | Filter |  | F | http://www.toronto.ca/TWONTO#replaceable_air_filter |  | Dehumidifire, Ozone Building, L1, Mechanical Room 1
138824 | 50655 | THR-SES-T-0508 | Tank, Air Cylinder, 4500 PSI | THR-SES-JHSC | Safety | Safety Equipment |  | T | http://www.toronto.ca/TWONTO#compressed_gas_cylinder |  | Joint Health and Safety Coordination
113534 | 73716 | TAB-FEQ-HC-PBLD | Fire Standpipe/Hose, P- Building | TAB-FEQ-HOSE | Fire Prevention,Hose | [5 empty] | Fire Standpipe/Hose Cabinets
61614 | 32289 | FHA-ELS-PDP-0204 | Power Distribution Panel, 30A, 600V, 3PH, RMF Electrical Room 1 South Wall | FHA-ELS | Control Panel,Power Distribution Panel | Power Distribution Panel |  | PDP | http://www.toronto.ca/TWONTO#LV_electrical_panel |  | Electrical
12844 | 70564 | FCL-ELS-TSH-001F | Switch,Temperature-High,High Lift Bldg - Electrical Room,Transformer TR-001F | FCL-ELS-TR-001F | Switch,Temperature-High | Switch |  | TSH | http://www.toronto.ca/TWONTO#temperature_switch |  | Transformer,Power,Dry,High Lift Bldg - Electrical Room,4160-600V,600KVA
135941 | 20116 | THR-FT-T-1000 | Tank, Final Settling, Mixed Liquor, Secondary Clarification - South (Tank#10) | THR-FT-T | Tank | Tank |  | T | http://www.toronto.ca/TWONTO#sedimentation_tank |  | Final Sedimentation Tank & Dedicated WAS Pumping
50282 | 44082 | TAB-PLT-STR-9409B | Strainer, High-Pressure Water Supply Line to Conduit 9, Preliminary Treatment, Raw Sewage | TAB-PLT-G-D | Strainer | Filter |  | STR | http://www.toronto.ca/TWONTO#strainer |  | D Building - Conduits 6-11
28338 | 33046 | FIS-CLB-PSH-0201 | Switch, Pressure, High,Post-Chlorine Train 2,Rupture Disc Outlet, Gaseous Chemical Bldg,Storage Rm | FIS-CLB-CHL-0201 | Sensor,Pressure | Switch |  | PSH | http://www.toronto.ca/TWONTO#pressure_switch |  | Chlorinator, Post Chlorination Train 2, Gaseous Chemical Building, Machine Room
30705 | 61371 | FIS-SES-SQ-6114 | Electrical Safety Gloves, High Voltage, Class 1, Group 1, # | FIS-SES | PPE,Insulated Glove | Safety Equipment |  | SQ | http://www.toronto.ca/TWONTO#rubber_insulating_gloves |  | Safety, Instrumentation & Environmental Services
4286 | 42197 | COL-PFB-LSHH-0104 | Switch, Level High-High | COL-PFB-MISC | Switch,Level |  |  | LSHH |  |  | Miscellaneous Equipment
107166 | 26564 | TAB-ACC-LSL-2230 | Level Switch Low, Glycol Low Level Switch | TAB-ACC-T-2221 |  | Switch |  | LSL | http://www.toronto.ca/TWONTO#level_switch |  | Tank, Hot Water Air Separator
121211 | 95748 | THC-ACC-T-0580 | Tank,Domestic Hot Water,5th Floor,Incineration Building M | THC-MCS-T-BLDG M | Tank,Domestic Hot Water | Tank |  | T | http://www.toronto.ca/TWONTO#tanked_hot_water_heater |  | Domestic Hot Water Tank, Building M
21337 | 20373 | FHO-DCL-PSH-0302 | Switch, Pressure-High, Vent Header Dechlorination Train 3 Evaporator, Chemical Bldg, Machine Room | FHO-DCL-SO-0301-KQ | Switch,Pressure-High | Switch |  | PSH | http://www.toronto.ca/TWONTO#pressure_switch |  | Dechlorination Train 3
64731 | 60079 | FCL-SES-1 | Emergency Showers | FCL-SES |  |  |  | SES |  |  | Safety and Environmental Services
134479 | 61048 | THR-ELS-AER | Electrical System, Aeration and Galleries | THR-ELS |  | Safety Equipment |  |  | http://www.toronto.ca/TWONTO#collection_of_assets |  | Electrical Power System
147759 | 10264 | YTF-ELS-PDP-0602 | Control Panel, Power Dist., Lighting Panel, Electrical Panels A Building | YTF-ELS | Control Panel,Power Distribution Panel | Power Distribution Panel |  | PDP | http://www.toronto.ca/TWONTO#LV_electrical_panel |  | Electrical Equipment
146286 | 13048 | WTR-PSC-CLB-0003 | Calibrator, Druck, Venturi, S/N 6104937501, (PSC) | WTR-EAST-ANL | Analyzer | Test Equipment |  | CLB | venturi_calibrator |  | Analyzers, Air Monitors & Calibration Equipment - EWA
80039 | 66739 | THR-WA3-LD-0104 | Sling, Wire Rope, Work Area 3 | THR-LD-WIRE-WA3 | Lifting Device,Sling | Lifting Device |  | LD | wire-rope_sling |  | Slings, Wire Rope, Work Area 3
60850 | 40075 | THC-ELS-LSH-0148 | Switch,Level-High,Sump,Sump Pump 0148,Oil Storage Building | THC-ELS-P-0148 | Switch,Level | Switch |  | LSH | http://www.toronto.ca/TWONTO#level_switch |  | Pump, Sump, Building F
30240 | 53094 | FIS-SBS | SBS System | FIS-PLT | [6 empty] | Preliminary Treatment
61937 | 67057 | THC-GRK-ELS-H | Building H | THC-GRK-ELS | [6 empty] | Electrical Services, Maintenance- virtual entity
9066 | 57783 | COL-YKP-VEH-0039S | Vehicle, Truck # 883932 (2019 Ford Transit 250) | COL-W-OBSOLETE |  | Vehicle | 41261 | VEH | http://www.toronto.ca/TWONTO#pickup_truck
49023 | 80990 | TAB-OCS-DM-6702 | Damper, Foul Air, Humidification Unit Bypass, Biofilter Area, P Bldg. | TAB-OCS-HU-6710 | Damper/Louver | Gas Collection |  | DM | http://www.toronto.ca/TWONTO#air_damper |  | Humidifier, Humidification Chamber, Biofilter Area, P Bldg.
119982 | 18408 | TAB-WA4-SQ-9106 | First Aid Kit-Blower Bldg. Main Flr.South -WA4 Meeting Room | TAB-SLO-SES | Safety,First Aid Kit | Safety Equipment | 47521 | SQ | http://www.toronto.ca/TWONTO#first_aid_kit |  | TABWA4 Health and Safety Equipment
88926 | 35627 | FHO-ACC-FS-0601 | Switch, Flow, Air, Raw Water Area Supply Fan FN-0601 Outlet, Admin Building, L2, Mechanical Room | FHO-ACC-FN-0601 |  | Switch |  | FS | http://www.toronto.ca/TWONTO#flow_switch |  | Fan, Fresh Air Supply, Raw Water Dehumidifier, L2 Admin Building, East Wing, Mechanical Room
9619 | 96226 | DOS-SES-SCBA-7945 | SCBA 10 minutes escape pack | FAC-YCM-SES | Safety | Safety Equipment |  | SCBA | http://www.toronto.ca/TWONTO#self-contained_breathing_apparatus |  | SAFETY & ENVIRONMENTAL SERVICES
134707 | 29967 | THR-ELS-INQ-0024 | Oda Log Gas Logger | THR-ELS-INQ | Safety | Test Equipment |  | INQ | http://www.toronto.ca/TWONTO#portable_gas_detector |  | Instrument Equipment, Meter, Calibrators, Spectrophotometer
9078 | 63558 | COL-YKP-DA-1697328 | Davit Mast-1697328 | COL-YKP-DA | Safety | Safety Equipment |  | DA | davit_base |  | Davit Arm Assembly
138643 | 67715 | THR-SES-LD-9591 | Retractable Winch for Davit Arm (ZP505) | THR-SES-LD | Safety | Safety Equipment |  | LD | winch |  | Lifting Device, Safety Equipment
65078 | 89781 | THC-PRM-V-1112B | Valve, Solenoid, Return, Valve 1112 | THC-PRM-V-1112 | Transmitter,Level | Hydraulic System |  | V | http://www.toronto.ca/TWONTO#solenoid |  | Valve, Hydraulic Cylinder, Bottom Scraper, Primary Clarifier 1100, NW Plant
73657 | 97000 | THR-ACC-THK | Air Conditioning, AHU, HVAC, STB | THR-THK | H.V.A.C.,Air Conditioner | HVAC |  |  | http://www.toronto.ca/TWONTO#collection_of_assets |  | Sludge Thickening
35017 | 90826 | COL-YKP-FAK-067150 | First Aid Kit, Truck #067150 (Dodge Ram 2500) | COL-YKP | Safety,First Aid Kit | Safety Equipment |  | FAK | http://www.toronto.ca/TWONTO#first_aid_kit |  | Kipling Yard
98854 | 59104 | IU2020A | Receiver, Air, Z- Bldg. Main Floor, # 4 HWB | TAB-AI-S-10 | Vessel,Pressure | Tank |  |  | http://www.toronto.ca/TWONTO#pressure_vessel |  | Z Building Air Equipment
135983 | 70567 | THR-FT-RPU-0009 | Remote Processor Unit, Final Tank 1600, Tank 1700 (172.22.37.185) | THR-FT-RPU | RPU | Remote Processor Unit |  | RPU | http://www.toronto.ca/TWONTO#RPU_panel |  | Final Tank, Remote Processor Unit, UPS & RTU
29628 | 76002 | FIS-MCS-LD-0002 | Tripod, Stores | FIS-MCS | Lifting Device | Lifting Device |  | LD | http://www.toronto.ca/TWONTO#fall_arrest_Davit_arm |  | Mechanical Services
58117 | 79262 | THC-ACC-AHU-0556 | Air Handling Unit,Basement,Decant Area | THC-ACC-AHU BLDG M | Air Handling Unit | HVAC | 33153 | AHU | http://www.toronto.ca/TWONTO#air_handler_unit |  | Air Handling Units, Building M
130309 | 63755 | THR-ACC-NX-778 | Humidifier, Adminitration Building | THR-ACC-WA3 | Air Handling Unit | HVAC |  | NX | http://www.toronto.ca/TWONTO#humidier |  | Air Conditioning, Boiler, Fans & AHU
24749 | 72019 | COL-PSB-JIT-0001 | Meter, Power Indicating Transmitter, Main Power | COL-PSB-MISC | Meter |  |  | JIT |  |  | Miscellaneous Equipment
39153 | 81712 | TAB-ACC-DM-6577 | Damper, Motorized, Return Air, FN- 6574, AHU-6570, Mechanical RM No. 3, Screen Bldg., P Bldg. | TAB-ACC-AHU-6570 | Damper/Louver | HVAC |  | DM | http://www.toronto.ca/TWONTO#air_damper |  | Air Handling Unit, Mechanical Room no.3, Screen Bldg., P Bldg.
76324 | 92529 | FHO-ELS-DP-1224 | Distribution Panel, (DP-1201B40, 600V, 3PH, Ozone Building, S2, Dispersion Pump Room | FHO-ELS-PS-0001 |  | Power Distribution Panel |  | DP | http://www.toronto.ca/TWONTO#LV_electrical_panel |  | Primary Power Equipment
2963 | 7819 | COL-MTI-HPU-3401 | Hydraulic Power Unit, Parkside St. Control Chamber #34 | COL-MTI-CH-3400 | Actuator,Hydraulic | Hydraulic System |  | HPU | http://www.toronto.ca/TWONTO#hydraulic_power_pack |  | Chamber,Parkside St. Control Chamber No.34, MTI
26274 | 57395 | FHO-SES-SCBA-0048 | Cylinder, SCBA, Air Pack, 3000 PSI, Ser #LT29203 | FHO-SES-SQ-0001 | PPE,SCBA | Safety Equipment |  | SCBA | http://www.toronto.ca/TWONTO#compressed_gas_cylinder |  | Safety Equipment
105513 | 73039 | SWM-PBL-LSH-0104 | Switch, Level-High | SWM-PBL-MISC | Switch,Level | Switch |  | LSH | http://www.toronto.ca/TWONTO#level_switch |  | Miscellaneous Equipment
93178 | 40521 | FHO-GRK-DR-0401 | Main Gate, West Side | FHO-GRK-PRTY-0001 | Door,Access | Door |  | DR | http://www.toronto.ca/TWONTO#door
138799 | 68341 | THR-SES-SQ-8615S | Harness, Full Body | THR-SES-FAS | Safety | Safety Equipment | 38773 | SQ | http://www.toronto.ca/TWONTO#fall_arrest_harness |  | Fall Arrest Sytem (Harness and Lanyard), Safety Equipment
58478 | 3344 | THC-ACC-DM-0130 | Damper,Motorized,Outdoor Air ,Boiler Building,South Zone 3 | THC-ACC-FN-0132 | Damper/Louver | HVAC |  | DM | http://www.toronto.ca/TWONTO#air_damper |  | Fan,Centrifugal,Boiler Building,South Zone 3
120344 | 92703 | THC-ACC-CP-6600 | Panel, Control, Air Conditioning, Electrical Room, Headworks | THC-ACC-RPU-3012 | Control Panel,HVAC | HVAC |  | CP | http://www.toronto.ca/TWONTO#air_condition |  | RPU, HVAC, Mech Room #2, Headworks
125860 | 79606 | THC-INC-BU-2030 | Burner, Hearth 1, Incinerator 2000 | THC-INC-FU-2000? | Burner | Burner |  | BU | http://www.toronto.ca/TWONTO#burner_component_of_asset |  | Furnace, Incinerator 2000
145919 | 35083 | WTR-PRH-PSL-0002 | Switch, Pressure-Low, Line to District 4 | WTR-PRH-TRW | Switch,Pressure-Low | Switch |  | PSL | http://www.toronto.ca/TWONTO#pressure_switch |  | Treated Water (Transmission)
104539 | 4762 | MTMH462 | BALLIOL CTS | TRK-NTO | [6 empty] | NORTH TORONTO DRAINAGE AREA
79161 | 60027 | THR-ELS-MCC-3402A | Control Panel, MCC 3402A, Digesters, Tanks 0700 & 0800 | THR-ELS-DIG | Control Panel,MCC | Motor Control Centre |  | MCC | http://www.toronto.ca/TWONTO#LV_electrical_panel |  | Electrical System, Digester Tanks
132873 | 64539 | THR-DIG-PSL-5674 | Switch, Pressure-Low, Inlet Gas compressor 5680 | THR-DIG-C-5680 | Switch,Pressure-Low | Switch |  | PSL | http://www.toronto.ca/TWONTO#pressure_switch |  | Compressor, Gas, Mixing System, Digester Tank#8
138734 | 36274 | THR-SES-SQ-1709 | Lanyard for Harness, PPE, Ken Eldridge | THR-SES-FAS | Safety | Safety Equipment |  | SQ | lifeline |  | Fall Arrest Sytem (Harness and Lanyard), Safety Equipment
52895 | 14887 | TAB-RSP-P | M Building - Sump Pumps | TAB-RSP-M | Pump,Centrifugal | [5 empty] | M Building
73161 | 67729 | THR-ACC-NR-720 | HVAC Unit & Fan, Men's Wash Room Corridor | THR-ACC-ADM | H.V.A.C.,Heater,Unit | HVAC |  | NR | http://www.toronto.ca/TWONTO#heater |  | Air Conditioning, HVAC, Admin Building
130850 | 61900 | THR-ADM-ASH-4006S | Carbon Monoxide(CO) Detector (Training Room- Admin Building) | THR-ELS-ADM | Fire Prevention,Heat Detector | Switch | 42097 | ASH | http://www.toronto.ca/TWONTO#flame_or_combustion_sensing_instrument |  | Electrical System, Administration Building
104968 | 43260 | NX3333A | Air Handling Unit, Digester Tanks 13-16 | TAB-ACC-AHU | H.V.A.C. | HVAC |  |  | http://www.toronto.ca/TWONTO#air_handler_unit |  | Air Handling Unit & Supply Fan
47149 | 24110 | FCL-ACC-TIT-0902 | Transmitter, Temperature, RMF Centrifuge Building, Ground Floor, Polymer Room | FCL-ACC-RMF |  |  |  | TIT |  |  | Residue Management HVAC Equipment
76497 | 47724 | THR-OCS-TSH-3956 | Switch, Temperature-High, Outlet to Drain, Ozone Generator 3956, Ozonator Room, Plant Services, Odour Control System | THR-OCS-OZ-3956S | Switch,Pressure-Low | Switch |  | TSH | http://www.toronto.ca/TWONTO#temperature_switch |  | Ozone Generator, Odour Control System
136650 | 17398 | THR-ITS-COM-3500 | Telecom Enclosure, Access Closet, Electrical Room, West Substation | THR-ELS-COMM | Network,Local Area Networks | Network |  | COM | http://www.toronto.ca/TWONTO#network_panel |  | Plant External & Internal Phone System
106040 | 70205 | TAB-ACC-C-0002 | Cooler, Walk In, Air Cool | TAB-ACC-CI | H.V.A.C.,Air Conditioner | HVAC |  | C | walk_in_cooler |  | Chiller and Air Coolers
87709 | 85276 | WTR-PRH-TSL-0102-TAL | Switch, Temperature, Low, Heat Tracing HT-0102, Roof | WTR-PRH-P-0300 | Switch,Temperature-Low | Switch |  | TSL | http://www.toronto.ca/TWONTO#temperature_switch |  | Pump, Centrifugal
65220 | 50132 | THC-ELS-MCC-0202 | Motor Control Center | THC-ELS-PS-0001-TUN | Control Panel,MCC | Motor Control Centre |  | MCC | http://www.toronto.ca/TWONTO#LV_electrical_panel |  | Primary Power Equipment, Building Tunels
112730 | 93496 | TAB-EL1-MCC-6629 | Motor Control Centre 600V - P Bldg. | TAB-PLT-ELQ-P | Control Panel,MCC | Motor Control Centre |  | MCC | http://www.toronto.ca/TWONTO#LV_electrical_panel |  | P Building - Electrical Equipment
29227 | 55967 | FIS-FILTER BLDG | Building Location | FIS-SPC2 | [6 empty] | Process Control Systems - Equipment
125204 | 56738 | THC-ELS-SQ-2488774 | Spares, Electrical Safety gloves, High Voltage, Class 0, # 2488774 | THC-SES-SQ | PPE,Insulated Glove | Safety Equipment |  | SQ | http://www.toronto.ca/TWONTO#rubber_insulating_gloves |  | Safety Equipment
129573 | 80078 | THR-ACC-AC-0220 | Air Conditioner, South Grit Electrical Room, Headhouse | THR-ACC-HH | H.V.A.C.,Air Conditioner | HVAC |  | AC | http://www.toronto.ca/TWONTO#air_condition |  | Heating, Ventilation and Air Conditioning, Head House
21838 | 14838 | COL-PMY-FEQ-0004S | Fire Prevention, Extinguisher | COL-W-OBSOLETE | Fire Prevention,Extinguisher |  | 40923 | FEQ |  |  | Col West Obsolete Entities
135549 | 38049 | THR-FT-FSL-2724 | Switch, Flow-Low, Pump 2724, Seal Water, RAS Pumping - North | THR-FT-P-2724 | Switch,Pressure-Low | Switch |  | FSL | http://www.toronto.ca/TWONTO#flow_switch |  | Pump, Centrifugal, Secondary Treatment,Tunnel 23 North, RAS Pumping - North
52228 | 27851 | TAB-PWA-PSH-0555 | Switch, Pressure-High, Plant Water Process Piping | TAB-PWA-P-0555 | Switch,Pressure-High | Switch |  | PSH | http://www.toronto.ca/TWONTO#pressure_switch |  | Pump, Effluent, Filtered, Plant Water
40513 | 44101 | DOS-YCM-FAK-VEH270013 | First Aid kit in Trailer vehicle # 270013 | DOS-YCM-TRL-VEH270013 | Safety,First Aid Kit | First Aid |  |  | http://www.toronto.ca/TWONTO#first_aid_kit |  | 2019 ALANTRA LEASING 22X10 - Vehicle Trailer Unit# 270013
58752 | 61949 | THC-ACC-FN-0106 | Fan,Centrifugal,Supply,Pressurization System,Access Building No.3,Phase 4 | THC-ACC-BLDG O | Air Handling Unit | HVAC |  | FN | http://www.toronto.ca/TWONTO#blower_or_fan_with_drive |  | Phase IV , Building O HVAC
39520 | 45210 | TAB-ACC-DIG-0020 | Digester Gas Train, Boiler #2, Z Building | TAB-ACC-BO 2 |  |  |  | DIG |  |  | Boiler # 2, Hot Water Heating, Volcano B-2
109659 | 96995 | TAB-DEW-P-2501 | Pump, Sludge Cake Transfer, Big Schwing #9, Dewater. Bldg, 2/F, Center E. | TAB-DEW SLUDGE CAKE | Pump | Hydraulic System |  | P | http://www.toronto.ca/TWONTO#pump |  | Sludge Cake Pumping
58404 | 86982 | THC-ACC-DM-0056 | Damper, Motorized, Exhaust FN-0056, Admin Building, Ground Floor, Lunch Room 150 | THC-ACC-FN-0056 |  | HVAC |  | DM | http://www.toronto.ca/TWONTO#air_damper |  | Exhuast Fan, Admin. Building Ground Floor, Lunchroom 150
45494 | 83693 | TAB-DIG-T-1300 | Digestion Tank 13 | TAB-DIG-T-13-16 | Tank,Reservoir | Tank |  | T | http://www.toronto.ca/TWONTO#digester_tank |  | Digester Tanks 13-16
64659 | 92796 | FCL-SED-T-0200 | Tank, Sedimentation, Middle | FCL-WWW | Tank,Reservoir | Tank |  | T | http://www.toronto.ca/TWONTO#sedimentation_tank |  | Residue Management
14467 | 46769 | FCL-SES-CYL-0009 | Air Cylinder Carbon Fiber | FCL-SES | PPE,SCBA | Tank |  | CYL | gas_cylinder |  | Safety and Environmental Services
34402 | 4505 | COL-YKP-DA-183128 | Davit Base Leg-183128 | COL-YKP-DA | Safety | Safety Equipment |  | DA | davit_base |  | Davit Arm Assembly
56188 | 32393 | TAB-RSP-G-1210B | Gate, Sluice, Actuated, Raw Sewage Pump #1 Outlet to Upper Ring | TAB-RSP-P-1210 | Valve,Sluice Gate | Gate |  | G | http://www.toronto.ca/TWONTO#channel_gate
71743 | 59780 | THR-DIG-SSH-5104A | Switch, Speed-High, Digester Gas Mixing, Tank 0100, Solids Treatment, Digester Tanks 1-6 | THR-DIG-MX-0100 | Switch,Speed-High | Switch |  | SSH | http://www.toronto.ca/TWONTO#speed_switch |  | Digester Gas Mixing, Digester Tank 0100
71587 | 19328 | THC-STR-SP-0004 | Autosampler Unit, Secondary, Old Section final outfall across the road, North of #2 final tank | THC-STR | Sampler | Sampler |  | SP | http://www.toronto.ca/TWONTO#auto_sampler |  | Secondary Treatment
132450 | 80062 | THR-DIG-FSL-3212 | Flow Switch, Pump Seal Water | THR-DIG-P-3212 | Transmitter,Pressure | Switch |  | FSL | http://www.toronto.ca/TWONTO#flow_switch |  | Pump, Centrifugal, Sludge Transfer, Digester Tank 0900
75089 | 76530 | THR-FT-PSH-3041 | Switch, Pressure-High, Pump P-3040 Discharge, Scum Pumping - South | THR-FT-P-3040 | Switch,Pressure-High | Switch |  | PSH | http://www.toronto.ca/TWONTO#pressure_switch |  | Pump, Rotary Lobe, Scum from Tank 3030, Scum Pumping
39655 | 65358 | TAB-ACC-HE-6421 | Heat Exchanger, AHU-6420, Roof, Grit Bldg., P Bldg. | TAB-ACC-AHU-6420 | Heat Exchanger | HVAC |  | HE | http://www.toronto.ca/TWONTO#heat_exchanger |  | Air Handling Unit, Roof, Grit Bldg., P Bldg.
47384 | 34267 | FCL-ACC-TT-0315 | Transmitter, Temperature, Admin Building, Second Floor, Library/Storage Room 206 | FCL-ACC-ADMIN |  |  |  | TT |  |  | Administration Building HVAC Equipment
64772 | 36509 | FCL-SES-EYE-0002 | Eyewash Station, Plumbed Centrifuge Building beside Polymer Skids | FCL-SES-5A | PPE,Eyewash Station | Safety Equipment |  | EYE | http://www.toronto.ca/TWONTO#emergency_eyewash |  | Eye Wash Stations Low Lift
139530 | 27302 | THR-WA3-LD-0102S | Sling, Nylon, Work Area 3 | THR-LD-NYLN-WA3 | Lifting Device,Sling | Lifting Device | 40281 | LD | synthetic_web_sling |  | Slings, Nylon, Work Area 3
43067 | 17412 | FCL-ACC-F-0201 | Filter, Dehumidifier D-0201 Air Inlet, Low Lift Pump Room Basement | FCL-ACC-D-0201 |  |  |  | F |  |  | Dehumidifier, Low Lift PS Dehumidification System, Dry Chemical Building Storage
107390 | 28191 | TAB-ACC-PSH-6452 | Switch, Pressure, High, Filter, FN- 6451 & 6452, AHU-6450, Ground, East Operating Gallery | TAB-ACC-AHU-6450 | Switch,Pressure-High | HVAC |  | PSH | http://www.toronto.ca/TWONTO#pressure_switch |  | Air Handling Unit, Primary Tank Operating Gallery, Ground, East Side
138870 | 4976 | THR-SQ-LP-0013 | Life Preserver, Ring Type, Final Tank 16 | THR-SQ-LP-FT | Safety | Safety Equipment |  | LP | http://www.toronto.ca/TWONTO#life_ring |  | Life Preserver, Ring Type Floating Device, Final Tanks
76229 | 36683 | THR-MCS-MT-0554 | Bandsaw, Horizontal | THR-MT-WA3 |  | Tool |  | MT | http://www.toronto.ca/TWONTO#band_saw |  | Machine Tools
136754 | 74941 | THR-MCS-LD-9865 | Come Along,1/2T, Work Area 1 | THR-LD-WA1 | Lifting Device,Hoist,Manual | Lifting Device |  | LD | winch |  | Lifting Devices, Chain Hoist, Come Along & Slings
55069 | 52998 | TAB-THK-T-0002 | Tank, Analyzer | TAB-THK-V-TRANSF | Tank | Tank |  | T | ? |  | Transfer Valves to Digester
89292 | 23008 | WTR-RMI-TSL-0013 | Instrument, Temperature Switch, Low, Water Transmission | WTR-RMI-AUX |  | Switch |  | TSL | http://www.toronto.ca/TWONTO#temperature_switch |  | Auxiliary Equipment (Building Facilities)
55392 | 17342 | TAB-WA1-SQ-1012 | Sling | TAB-WA1-SQ-1000 | Lifting Device,Sling | Lifting Device |  | SQ | http://www.toronto.ca/TWONTO#fall_protection_sling |  | WA1 Lifting Devices and Slings
136658 | 31047 | THR-ITS-COM-4200 | Network Access Closet, Aeration - South | THR-ELS-COMM | Network,Local Area Networks | Network |  | COM | http://www.toronto.ca/TWONTO#network_panel |  | Plant External & Internal Phone System
3411 | 76537 | COL-PCU-HTR-0001 | Heater, Electric Baseboard, Ground Floor, Cumber PS | COL-PCU | H.V.A.C.,Heater,Baseboard | HVAC |  | HTR | http://www.toronto.ca/TWONTO#heater |  | Cumber Pumping Station
47443 | 2946 | TAB-EL1-SW-1501 | Switch,Load Break,Power,13.8 KV Supply,A-17-BN | TAB-EL1-BUS-1501 | Load Break Switch | Switch |  | SW | http://www.toronto.ca/TWONTO#load_break_disconnect_switch |  | Electrical Distribution Cabinet,13.8 KV
12415 | 5775 | COL-PCU-FSL-5113 | Flow switch, Low | COL-PCU | Switch,Flow-Low |  | 34961 | FSL |  |  | Cumber Pumping Station
23797 | 68244 | FHO-FLT-T-0101-KQ | Filter 1 | FHO-OBSOLETE |  |  |  | T |  |  | Removed From Service
81445 | 11378 | TNT-MCS-SQ-1007 | Sling | TNT-MCS-LD | Lifting Device,Sling | Lifting Device |  | SQ | http://www.toronto.ca/TWONTO#fall_protection_sling |  | Lifting Devices , cranes/ Portable crane/hoists, come alongs, slings, wire rope, chains
9178 | 52906 | COL-YKP-FAK-0018S | First Aid Kit, Truck #095091 (Transit XL) | COL-YKP | Safety,First Aid Kit | Safety Equipment | 42724 | FAK | http://www.toronto.ca/TWONTO#first_aid_kit |  | Kipling Yard
62667 | 76456 | THC-MCS-SM-0220 | Machine Tool,Saw, Building A | THC-MCS-MEQ | Machine Tool,Milling Machine | Tool |  | SM | http://www.toronto.ca/TWONTO#table_saw |  | Machine Shop and Equipment
3536 | 69223 | COL-PBR-JIT-0001 | Meter, Power Indicating Transmitter | COL-PBR-MISC | Meter |  |  | JIT |  |  | Miscellaneous Equipment
117782 | 29304 | TAB-SES-AED-0007 | Automated external defibrillators- AED | TAB-SES-AED | Safety,Defibrillator | Safety Equipment |  | AED | http://www.toronto.ca/TWONTO#automatic_external_defibrillator |  | Safety Medical Instruments-AED
59074 | 1831 | THC-ACC-HTR-0367 | Air Heater, Convector, Building M | THC-ACC-HEATERS | H.V.A.C.,Heater,Unit | HVAC |  | HTR | http://www.toronto.ca/TWONTO#heater |  | Air Heaters, Building M
53789 | 5153 | TAB-SLO-LSLL-8087 | Switch,Level, Low Low, Sump, Pump-8087 | TAB-SLO-P-8087 | Switch,Level | Switch |  | LSLL | http://www.toronto.ca/TWONTO#level_switch |  | Pump, Sump, Bio-Solid Truck Loading Facility, Ground Floor
43862 | 78055 | FCL-ACC-HTR-0009 | Heater, Unit, Electric, 15kW, Gaseous Chemical Building, Cl & SO2 Machine Room S | FCL-ACC-CL |  |  |  | HTR |  |  | Gaseous Chemical Building HVAC Equipment
14482 | 2774 | FCL-SES-EYE-0008 | Eyewash Station, Plumbed, Alum Delivery Door, L Lift Building | FCL-SES-5 | PPE,Eyewash Station | Safety Equipment |  | EYE | http://www.toronto.ca/TWONTO#emergency_eyewash |  | Eye Wash Stations Chemical Building
70702 | 7722 | THR-DCL-FSL-0201 | Switch, Flow, Low, NaSO3 Dosing P-0200 | THR-DCL-P-0200 | Switch,Flow-Low | Switch |  | FSL | http://www.toronto.ca/TWONTO#flow_switch |  | Pump, SBS Dosing to Outfall
18633 | 81378 | COL-PLB-SW-0001 | Switch, Main Electrical Disconnect | COL-PLB | Switch | Switch |  | SW | http://www.toronto.ca/TWONTO#disconnect_switch |  | Long Branch Pumping Station
79006 | 62302 | THR-SQ-FAK-TRL2 | First Aid Kit, Admin. Trailer | THR-SQ-FAK-WA2 | Safety | Safety Equipment |  |  | http://www.toronto.ca/TWONTO#first_aid_kit |  | First Aid Kit, Work Area 2
38956 | 51640 | SWM-PNQ-LS-0102 | Switch, Level | SWM-PNQ-MISC | Switch,Level | Switch |  | LS | http://www.toronto.ca/TWONTO#level_switch |  | Miscellaneous Equipment
14881 | 88970 | FCL-SPC-COM-1702 | Termination Panel, Low Lift Building, PAC Pump Area, South West | FCL-RAW WATER BLDG |  |  |  | COM |  |  | Building Location
120917 | 70989 | THC-ACC-HTR-0367U | Air Heater, Building M | THC-ACC-HEATERS | H.V.A.C.,Heater,Unit | HVAC |  | HTR | http://www.toronto.ca/TWONTO#heater |  | Air Heaters, Building M
66335 | 56592 | THC-SES-MEQ-1202 | Anchor,Fall Arrest,HPU1200 Building,Roof | THC-PRM-BLDG-HPU1200 | PPE | Safety Equipment |  | MEQ | fall_arrest_anchor |  | HPU Building 12
129509 | 75383 | THC-TPA-PA-6044 | Speaker, Headworks, Lower Level 2, Vortex Gallery S | THC-TPA-PA-6010A | Public Address System | Communications Equipment |  | PA | http://www.toronto.ca/TWONTO#public_annoucement_speaker |  | Paging Panel, Headworks, Electrical Room, Ground Floor
128743 | 97156 | THC-SES-MEQ-0901 | Anchor,Fall Arrest,HPU0900 Building,Roof | THC-PRM-BLDG-HPU0900 | PPE | Safety Equipment |  | MEQ | fall_arrest_anchor |  | Phase IV, Tank 9, HPU Building
9051 | 88892 | COL-YKP-VEH-0018S | Vehicle, Truck #095091 (Transit XL) | COL-YKP | Vehicle,Licensed | Vehicle | 42725 | VEH | http://www.toronto.ca/TWONTO#pickup_truck
95185 | 16561 | FHO-TRW-LSL-2900 | Switch, Level, Low, Pump P-2900 Loss of Prime, Treated Water Building, S3, Pump Room | FHO-TRW-P-2900 |  | Switch |  | LSL | http://www.toronto.ca/TWONTO#level_switch |  | Pump, Centrifugal, Treated Water Building, S3, Treated Water Pump Room
129200 | 26653 | THC-THK-M-1100 | LIFTING SUPPORT STRUCTURE - MONORAIL (insp Liftsafe) Motor,Polymer Bag Hoist,Polymer Makeup System 1,Thickening Building | THC-THK-T-1100 | Lifting Device | Lifting Device |  | M | lifting_device_support |  | Tank,Make-up,Polymer Make-up System-1100,Thickening Building
127159 | 4469 | THC-PLT-LSH-1400 | Switch, Level, High, Sump, Vortex Gallery | THC-PLT-P-1410 | Switch,Level-High | Switch |  | LSH | http://www.toronto.ca/TWONTO#level_switch |  | Pump, Sump, Vortex Gallery
113462 | 2907 | TAB-ELS-SQ-6107 | Electrical - Rubber Insulating Gloves | TAB-ELS-SQ-GLOVE | PPE,Insulated Glove | Safety Equipment |  | SQ | http://www.toronto.ca/TWONTO#rubber_insulating_gloves |  | High Voltage Gloves
17594 | 45154 | FHA-MCS-LD-2101 | Lifting Device, Puller, 1.5 Ton, Stores | FHA-MCS-LD | Lifting Device,Hoist,Manual | Lifting Device |  | LD | winch |  | Lifting Devices
69232 | 82980 | FCL-WWW-V-5511 | Valve, Slide Gate, Motorized, CV-5510 to Cake Disposal Bin Container B,Centrifuge Bldg,Centrifuge Rm | FCL-WWW-CV-5510 |  |  |  | V |  |  | Bottom Screw Conveyor, South, Centrifuge CF-5501
83570 | 12732 | FHA-SM-SB-0100 | Scrubber, Cl2 Filter Building, East Pipe Gallery | FHA-SES-SCRUBBER | Scrubber | Chemical Feeder |  | SB | http://www.toronto.ca/TWONTO#air_scrubber |  | Scrubber System
120986 | 82236 | THC-ACC-HTR-6015 | Heater, Unit, Glycol, Heating System, Ground Floor, Screen Room, Headworks | THC-ACC-P-6003 | H.V.A.C.,Heater,Unit | HVAC |  | HTR | http://www.toronto.ca/TWONTO#heater |  | Pump, Heating Glycol System, Lower Level 2 Blower Room, Headworks
16428 | 17635 | FHA-FLT-MX-2201 | FHA-FLT-SW-2201 - Sweeps, Surface Wash, Filter #22 | FHA-FLT-F-2201 | Filter | Filter |  | MX | filter_sweeping_arm |  | Filter #22, Filter Building, East Filter Gallery North
7577 | 51022 | COL-PST-DM-0004 | Damper 2, Exhaust Fan 0001 | COL-PST-MISC | Damper/Louver |  |  | DM |  |  | Miscellaneous Equipment
14876 | 26879 | FCL-SPC-COM-1400 | Access Closet, Surge Tank Chamber | FCL-SPC |  |  |  | COM |  |  | Process Control Systems - Services Area
32203 | 55088 | COL-RBG-WEL-0100 | Wet well | COL-RBG-MISC | Well |  |  | WEL |  |  | Miscellaneous Equipment
120868 | 45522 | THC-ACC-HTR-0251 | Heater, Perimeter. Admin Building, Ground Floor, Office 124 | THC-ACC-AHU-0081 |  | HVAC |  | HTR | http://www.toronto.ca/TWONTO#heater |  | Air handling Unit, Ground Floor South Zone(Project Management), Admin Building Roof
43192 | 38994 | TAB-CW-FSH-0401 | Switch, Flow High, Flotation Bldg, Polymer Room | TAB-CW-SQ-0401 |  | Safety Equipment |  | FSH | http://www.toronto.ca/TWONTO#flow_switch |  | Eye Wash & Shower Station #3. Floatation main floor north of Tank #2
125219 | 16271 | THC-ELS-SQ-6180274 | Electrical Safety gloves, High Voltage, Class 0, # 6180274 | THC-SES-SQ | PPE,Insulated Glove | Safety Equipment |  | SQ | http://www.toronto.ca/TWONTO#rubber_insulating_gloves |  | Safety Equipment
98256 | 9886 | FIS-SES-SQ-6105 | Electrical Safety Gloves, High Voltage, Class 1, Group 2, # 541 | FIS-SES | PPE,Insulated Glove | Safety Equipment |  | SQ | http://www.toronto.ca/TWONTO#rubber_insulating_gloves |  | Safety, Instrumentation & Environmental Services
132343 | 95116 | THR-DIG-BU | Digester, Waste Gas Burners | THR-DIG | [6 empty] | Digester
39657 | 42504 | TAB-ACC-HE-6451 | Heat Exchanger, Heating Coil, AHU-6450,Primary Tank Operating Gallery, Ground, East Side | TAB-ACC-AHU-6450 | Heat Exchanger | HVAC |  | HE | http://www.toronto.ca/TWONTO#heat_exchanger |  | Air Handling Unit, Primary Tank Operating Gallery, Ground, East Side
55702 | 73025 | TAB-WA4-SQ-1213 | Sling, Nylon, Sling Tech EE1-902-T3, 3 Ft. | TAB-WA4-SQ-0010 |  | Lifting Device |  | SQ | synthetic_web_sling |  | WA4 Fall arrest systems
7813 | 72953 | COL-PSW-LSHH-0104 | Switch,Level, High-High, Float Mode, Wet Well #1 | COL-PSW-WEL-0100 | Switch,Level-High-High | Switch |  | LSHH | http://www.toronto.ca/TWONTO#level_switch |  | Wet Well
134963 | 29945 | THR-ELS-MCC-1301 | Control Panel, MCC 1301, Primary Pumping Station, MCC-1301 & 1302 (MCC 13) | THR-ELS-PRMS | Control Panel,MCC | Motor Control Centre |  | MCC | http://www.toronto.ca/TWONTO#LV_electrical_panel |  | Electrical System, Primary Station South
117257 | 94725 | TAB-RSP-IPS | IPS Building | TAB-RSP | [6 empty] | Raw Sewage Pumping
107586 | 80533 | TAB-ACC-TE-1455A | Temperature Element, Supply Air Temperature | TAB-ACC-HTR-1455 | Sensor,Temperature | HVAC |  | TE | http://www.toronto.ca/TWONTO#temperature_sensor_element |  | Heater, Hot Water Reheat Coil
143319 | 26849 | WTR-PEG-PSL-0002 | Switch,Pressure-Low, Discharge to District 3E | WTR-PEG-TRW | Switch,Pressure-Low | Switch |  | PSL | http://www.toronto.ca/TWONTO#pressure_switch |  | Treated Water (Transmission)
120017 | 22572 | TAB-WA5-SQ-2039 | Spill Response Kit, Non-Aggressive Fluid | TAB-THK-SQ | Spill Kit | Safety Equipment | 34586 | SQ | http://www.toronto.ca/TWONTO#spill_kit |  | WA5 Safety Equipment
12333 | 96059 | COL-PCU-FIT-5158 | Transmitter, Flow | COL-PCU-SUSPENDED | Transmitter |  | 34953 | FIT |  |  | Cumber P.S.suspended entities
9543 | 43453 | DOS-YCM-VEH-333022 | 2015 CAT D4K2 XL - Vehicle Unit# 3330022 | FAC-YCM-VEH | Vehicle,Licensed | Vehicle |  | VEH | power_mobile_equipment
66678 | 617 | THC-STR-T-0036 | Tank, Sodium Hypochlorite, Disinfection | THC-DIS | Tank,Non-Pressurized | Tank |  | T | http://www.toronto.ca/TWONTO#chemical_storage_tank |  | Disinfection (Chlorination) Process
56041 | 87162 | FCL-SPC-RPU-1921R | RPU Panel, Centrifuge to Clarification Facility, Clarification Facility, Electrical Room | FCL-ELS-PS-0001 | Control Panel | Remote Processor Unit |  | RPU | http://www.toronto.ca/TWONTO#RPU_panel |  | Uninterruptible Power Supply,High Lift Bldg - Switchgear Room,LP-0001
139953 | 31320 | TNT-AER-F-2004 | Filter, Air, Mabr Compressors - Effluent Filter, Aeration | TNT-AER-C-2100 | Filter | Filter |  | F | http://www.toronto.ca/TWONTO#replaceable_air_filter |  | Compressor, Reciprocating, Mabr Compressor 1, Aeration
137341 | 38664 | THR-PLT-HS-0220 | Switch, Hand, Conveyor 0220, Head house, Preliminary Treatment, Screening | THR-PLT-CV-0220 | Switch,Hand | Switch |  | HS | hand_switch |  | Conveyor, Screw, Bar Screen, Path A, Head house, Preliminary Treatment - S
128739 | 77461 | THC-SES-MEQ-0612 | Anchor, Fall Arrest, Electrical Building and RAS Pumphouse, Roof, SW Plant | THC-ACC-BLDG H |  | Safety Equipment |  | MEQ | fall_arrest_anchor |  | Phase I Aeration Building, HVAC
86094 | 67727 | WTR-PJS-HE-0025 | Heat Exchanger, DLWC, Enwave | WTR-PJS-ENW |  |  |  | HE |  |  | Enwave Process
65401 | 90801 | THC-PRM-ZSL-1171 | Switch, Position Low, Cylinder Retract, Valve 1171A | THC-PRM-V-1171A | Switch,Position-Low | Switch |  | ZSL | http://www.toronto.ca/TWONTO#position_switch |  | Valve, Knife Gate, Primary Sludge Pump (P-1170) Inlet Isolation, NW Plant
92664 | 32743 | FIS-ACC-FN-4006 | Fan, Power Venter, Marine Yard AHU, Mechanical/Electrical Room | FIS-MARINE-M/ERM |  | HVAC |  | FN | http://www.toronto.ca/TWONTO#blower_or_fan_with_drive |  | Mechanical/ Electrical Room, Marine Yard Building
64425 | 13117 | THC-PRM-LSLL-1215 | Switch, Float, Level-Low Low, Oil Tank 1270 | THC-PRM-T-1270 | Switch,Level-Low-Low | Switch |  | LSLL | http://www.toronto.ca/TWONTO#level_switch |  | Oil Tank, Hydraulic Power System for Scum Skimmer System, Primary Clarifier 1200
23651 | 7344 | COL-POM-PIP-0001 | Piping | COL-POM-MISC | Pump |  |  | PIP |  |  | Miscellaneous Equipment
7411 | 3441 | COL-RBB-F-0001 | Filter,Passive Carbon filter,Shaft Roof | COL-RBB-MISC |  | Filter |  | F | media_based_filter |  | Miscellaneous Equipment
105770 | 63927 | SWM-PPP-MISC | Miscellaneous Equipment | SWM-PPP | [6 empty] | Pantry Park Sewage Pumping Station
66338 | 9471 | THC-SES-MEQ-23D9B0 | FALL ARREST- HARNESS (insp Liftsafe) | THC-MCS-LD | PPE | Lifting Device |  | MEQ | http://www.toronto.ca/TWONTO#fall_arrest_harness |  | Mechanical Services, Lifting Device
106559 | 35269 | TAB-ACC-FN-6483 | Fan, Centrifugal, Supply Air, chemical Room, Grit Bldg., P Bldg. | TAB-ACC-AHU-PBLDG | Fan,Centrifugal | HVAC |  | FN | http://www.toronto.ca/TWONTO#blower_or_fan_with_drive |  | AHUs/Supply Fans P. Bldg.
58131 | 96014 | THC-ACC-AIT-6201 | Transmitter, Smoke Detection, S/A Duct, Blower Room, 2nd Floor Mech Room #2, Headworks | THC-ACC-AHU-6200 | Analyzer | HVAC | 45959 | AIT | http://www.toronto.ca/TWONTO#flame_or_combustion_sensing_instrument |  | Air Handling Unit, Blower Room, 2nd Floor Mech Room #2, Headworks
40878 | 1885 | TAB-ACC-HTR-THK | Unit Heaters- Floatation Bldg | TAB-ACC-HTR | [6 empty] | Heaters- Convection,
135677 | 9132 | THR-FT-LSHH-5711 | Switch, Level-High-High,Pump 5711, Sump, Aeration Gallery, Tunnel 14, South | THR-FT-P-5712 | Switch,Level-High-High | Switch |  | LSHH | http://www.toronto.ca/TWONTO#level_switch |  | Pump, Sump, Aeration Gallery, Tunnel 14, South
38728 | 4655 | SWM-PDU-P-0400 | Pump, Centrifugal | SWM-PDU | Pump |  |  | P |  |  | Dunker's Storm
62533 | 35506 | THC-MCS-LD-0000000029 | LIFTING SUPPORT STRUCTURE - GANTRY (insp Liftsafe) | THC-MCS-LD | Lifting Device | Lifting Device |  | LD | lifting_device_support |  | Mechanical Services, Lifting Device
64785 | 96656 | FCL-SES-FA-0011 | MILLER | FCL-SES-SQ-0007 |  | Safety Equipment |  | FA | lifeline |  | Eyewash Station, Admin Building, Operators Lab,Eye wash station - main change room
57907 | 40096 | THC-AER-PDSH-7322 | Switch,Pressure Differential-High,Filter 7320,Blow 7300,Phase I & IV Blower Building | THC-AER-BL-7300 | Switch,Pressure | Switch |  | PDSH | http://www.toronto.ca/TWONTO#pressure_switch |  | Blower, Aeration
30156 | 21521 | COL-PWR-MCC-0001 | Motor Control Centre | COL-PWR-SUSPENDED | Control Panel,MCC |  | 35099 | MCC |  |  | West Rouge P.S.suspended entities
58477 | 7728 | THC-ACC-DM-0124 | Damper,Bubble Tight,Return,Air Handling Unit 0120,Scrubber Room,Phase 4 | THC-ACC-AHU-0120 | Air Handling Unit | HVAC |  | DM | http://www.toronto.ca/TWONTO#air_damper |  | Air Handlling Unit,Roof,Scrubber Room,Phase 4
45574 | 3895 | TAB-DIG-TSH-4145B | Switch,Temperature, High, Chill Water Return, Compressor C-4145 | TAB-DIG-C-4145 | Switch,Temperature | Switch |  | TSH | http://www.toronto.ca/TWONTO#temperature_switch |  | Compressor # 5, Gas(DX2605)
6300 | 10192 | COL-PMP-FN-0001 | Fan, Centrifugal | COL-PMP | Fan |  |  | FN |  |  | Mount Pleasant Sewage Pumping Station
41883 | 54819 | FCL-ACC-AHU-0906 | Air Handling unit, RMF Clarification Facility, HVAC Room 2, Ground Floor, outside toward 23rd street | FCL-ACC-RMF | Air Handling Unit | HVAC |  | AHU | http://www.toronto.ca/TWONTO#air_handler_unit |  | Residue Management HVAC Equipment
126381 | 13883 | THC-ITS-TEL-6008 | Telephone Outlet and Phone, Headworks, Lower Level 2, Blower Room, E Wall | THC-TPA-PA-6010A | Network,Telecommunication | Communications Equipment |  | TEL | telephone_system |  | Paging Panel, Headworks, Electrical Room, Ground Floor
6738 | 80685 | COL-PSW-FN-0001 | Fan, Exhaust | COL-PSW | Fan | HVAC |  | FN | http://www.toronto.ca/TWONTO#blower_or_fan_with_drive |  | Swansea Pumping Station
8700 | 76968 | COL-RBC-SC-0003 | Screen, Dufferin Trashrack,Shaft,Interception chamber | COL-RBC-MISC | Sampler |  |  | SC |  |  | Miscellaneous Equipment
14801 | 28190 | FCL-SM-T-0301-SUS | Storage, Caustic Soda System | FCL-SM | Tank,Non-Pressurized | Tank | 36717 | T | http://www.toronto.ca/TWONTO#chemical_storage_tank |  | Spill Management
96384 | 76619 | FIS-CLC | Trim Chlorination System | FIS-DIS | [6 empty] | Disinfection
125133 | 20447 | THC-ELS-PS-0001 | Primary Power Equipment | THCLIQOPS |  |  |  | PS |  |  | THC Liquids Operations
64622 | 65708 | FCL-SED | Sedimentation and Poly Area (PM Entity link) | FCL-WWW | [6 empty] | Residue Management
8866 | 89522 | COL-YCM | Commissioners yard | COL-EAST | [6 empty] | East
134991 | 65557 | THR-ELS-MCC-3802 | Motor Control Centre (MCC), Plant Water Pump Station | THR-ELS-FPW | Control Panel,MCC | Motor Control Centre |  | MCC | http://www.toronto.ca/TWONTO#LV_electrical_panel |  | Electrical System, Filtered Plant Water Building
121755 | 21659 | THC-ACC-V-6312 | Valve, Ball, Manual, AHU-6300, 2nd Floor Mech Room #1, Headworks | THC-ACC-AHU-6300 | Valve,Ball | HVAC |  | V | http://www.toronto.ca/TWONTO#valve |  | Air Handling Unit, Screen Room/Conveyor Areas, 2nd Floor Mech Room #1, Headworks
72529 | 56697 | THR-ACC-CU-0610 | Air Conditioning, Condensing Unit, HPBB Roof | THR-ACC-AC-0610 | H.V.A.C.,Air Conditioner | HVAC |  | CU | http://www.toronto.ca/TWONTO#AC_condenser_unit |  | Air Cinditioning, Cooling & Fan Unit, MCC Room
31931 | 61298 | COL-RBC-FEQ-0001S | Fire Prevention, Extinguisher | COL-RBC | Fire Prevention,Extinguisher |  | 42908 | FEQ |  |  | Cowan Shaft (WBT)-storm
63981 | 77727 | FCL-POL-T-4201 | Tank, Polymer Storage Tote No.3, RMF Centrifuge Building, Polymer Totes Area | FCL-WWW-POL |  |  |  | T |  |  | Polymer
146991 | 93170 | WTR-RMA-T-0100 | Tank, Reservoir | WTR-RMA-TRW | Tank,Reservoir | Tank |  | T | http://www.toronto.ca/TWONTO#reservoir_tank |  | Treated Water (Transmission)
85633 | 66554 | TNT-ACC-AHU-1601 | Air handling unit | TNT-ACC-AHU | Air Handling Unit | HVAC |  | AHU | http://www.toronto.ca/TWONTO#air_handler_unit |  | HVAC- AHUs and Fans
74149 | 58684 | THR-EPS-T-0115 | Tank, Resevoir, Grease for Pump, Centrifugal 0116, Plant Service, Effluent Pump, Centrifugaling | THR-EPS-P-0110 | Tank,Reservoir | Tank |  | T | http://www.toronto.ca/TWONTO#chemical_storage_tank |  | Pump, Centrifugal, Screw
121885 | 41673 | THC-AER-BL-7100-I-IV | Blower, Aeration System | THC-AER-PHASE I-IV |  |  |  | BL |  |  | AerationTreatment
28428 | 85939 | FIS-CW-T-0100-SUS | Tank, Domestic Hot Water, Polymer Storage Room | FIS-SUSPENDED | Tank,Non-Pressurized | Tank | 38524 | T | http://www.toronto.ca/TWONTO#tanked_hot_water_heater |  | Obsolete Entities/Processes
65243 | 15425 | THC-ELS-MCC-1402 | Control Panel,MCC,Plant Water PS | THC-ELS-PS-0001-L | Control Panel,MCC | Motor Control Centre |  | MCC | http://www.toronto.ca/TWONTO#LV_electrical_panel |  | Primary Power Equipment, Building L
10673 | 93015 | FCL-ACC-HTR-235-238 | Alum Storge & Powdered Activ. Carbon Area Heater | FCL-ACC |  |  |  | HTR |  |  | Climate Control (HVAC)
74255 | 58579 | THR-FPW-T-0005S | Tank, Plant Water System, Plant Water Building | THR-FPW-F-0300 | Tank | Tank | 47403 | T | http://www.toronto.ca/TWONTO#storage_tank |  | Filter, Cell 3, Plant Water Building, Plant Services, Plant Water Pump, Centrifugaling System (Filter Bed, Cell 3)
55561 | 17474 | TAB-WA2-SQ-1221 | EE2 - 902 T3 Nylon Sling | TAB-SES-LD | Lifting Device,Sling | Lifting Device |  | SQ | synthetic_web_sling |  | WA2 Lifting devices
143716 | 16578 | WTR-PEL-PSU-1300 | Power Supply, 125VDC, Generator 1300, Generator Building, Electrical Room | WTR-PEL-GEN-1300 |  | Power Supply Unit |  | PSU | power_supply |  | Generator, Electrical, Generator Building, Generator Room
40821 | 66760 | TAB-ACC-TE-1459A | Temperature Element, Supply Air Temperature | TAB-ACC-VAV-1459 | Sensor,Temperature | HVAC |  | TE | http://www.toronto.ca/TWONTO#temperature_sensor_element |  | Heater, Hot Water Reheat Coil, Variable air
38682 | 8448 | TAB-ACC-ACC-6101 | Conditioner, Air,MCC Room South of Digester 5-8, Outside | TAB-ACC-AC-6101 | H.V.A.C.,Air Conditioner | HVAC |  | ACC | http://www.toronto.ca/TWONTO#air_condition |  | Conditioner, Air, Digester 1-4, MCC Room South of Digester 5-8 South Wall
127039 | 65712 | THC-PLT-G-1812 | Gate, Isolation, Motorized, Dual Actuator, Bypass Channel, Grit Removal | THC-PLT | Gate,Sluice | Gate |  | G | http://www.toronto.ca/TWONTO#channel_gate
76181 | 26527 | THR-MCS-LD-5634 | Chain Hoist, Manual, Work Area 3 | THR-LD-WA3 | Lifting Device,Hoist,Manual | Lifting Device |  | LD | http://www.toronto.ca/TWONTO#lifting_equipment_hoist |  | Lifting Devices, Chain Hoist, Come Along & Slings
71688 | 453 | THR-DIG-PSL-5161 | Switch, Pressure-Low, Inlet Pump 5161, Solids Treatment, Digester - Tanks 1-6 | THR-DIG-GBP-5161 | Switch,Pressure-Low | Switch |  | PSL | http://www.toronto.ca/TWONTO#pressure_switch |  | Gas Booster, Tank 0600, Solids Treatment
94153 | 64542 | FHO-SA-T-0301-SU | Receiver, Plant Compressed Air | FHO-SA-C-0301-KQ | Vessel,Pressure | Tank | 32168 | T | http://www.toronto.ca/TWONTO#pressure_vessel |  | Service Air Compressor 3
146857 | 72241 | WTR-REG-ZS-0001 | Switch, Position,Door Security | WTR-REG-AUX | Switch,Position | Switch |  | ZS | http://www.toronto.ca/TWONTO#position_switch |  | Auxiliary Equipment (Building Facilities)
3156 | 18515 | COL-MTI-TS-2701B | Transfer Switch, Strachan Control Chamber No.27B, MTI | COL-MTI | Switch | Switch |  | TS | http://www.toronto.ca/TWONTO#transfer_switch |  | Mid-Toronto Interceptor
74513 | 41549 | THR-FT-FSL-2720 | Switch, Flow-Low, Pump 2720, Seal Water, RAS Pumping - North | THR-FT-P-2720 | Switch,Pressure-Low | Switch |  | FSL | http://www.toronto.ca/TWONTO#flow_switch |  | Pump, Centrifugal, Secondary Treatment,Tunnel 23 North, RAS Pumping - North
18191 | 59020 | FHA-SED-ZSH-0604B | Switch, Limit, Access Hatch Zone 4, Settling Basin T-0601 | FHA-SED-ZSH-0604 |  | Security System |  | ZSH | http://www.toronto.ca/TWONTO#position_switch |  | Switch, Limit, Access Hatch Zone 6
41521 | 34429 | TAB-ACC-TSL-1481 | Switch, Temperature-Low, Air Handling Unit, Repair Facility/Steam Boiler Room Supply | TAB-ACC-AHU-1480 | Switch,Temperature-Low | Switch |  | TSL | http://www.toronto.ca/TWONTO#temperature_switch |  | Air Handling Unit, Repair Facility/Steam Boiler Room Supply
116204 | 56519 | TAB-PRS-PSL-1001 | Switch, Pressure-Low, Air Inlet, Rail Car Unloading | TAB-PRS-VEH-1010SUS | Switch,Pressure-Low | Switch |  | PSL | http://www.toronto.ca/TWONTO#pressure_switch |  | Rail Car, Chemical Storage
15995 | 90964 | FHA-ELS-WR-0211 | Welding Receptacle, 30A, 600V, RMF, Lower Thickener Gallery West | FHA-ELS | Welding Equipment | Power Distribution Panel |  | WR | http://www.toronto.ca/TWONTO#welding_receptacle |  | Electrical
59456 | 74607 | THC - STR - T - 0400 | Door, Old Plant Aeration Tk # A4 | THC-GRK-DR-A |  | Door |  |  | http://www.toronto.ca/TWONTO#door
55422 | 55705 | TAB-WA1-SQ-1077 | Sling | TAB-WA1-SQ-1000 | Lifting Device,Sling | Lifting Device |  | SQ | http://www.toronto.ca/TWONTO#fall_protection_sling |  | WA1 Lifting Devices and Slings
222 | 80310 | {FIS-ELS-LP} | Asset Group, Power Distribution Cabinets,208/120V Island WTP | FIS-ELS | [6 empty] | System, Electrical Distribution System
133047 | 47752 | THR-DIG-TSL-7782B | Switch, Temperature Low, Burner BU-7780 Condensate Drain Heat Tracing, WGB Bldg Roof | THR-DIG-BU-7780 | Switch,Temperature-Low | Switch |  | TSL | http://www.toronto.ca/TWONTO#temperature_switch |  | Burner, Waste Gas 7780, Waste Gas Burner Building Roof
123468 | 8239 | THC-DIG-LSHH-3413 | Switch,Level,High-High,Wet Receiver,T­3413,Gas High Pressure System,Building U | THC-DIG-T-3413 | Switch,Level-High-High | Switch |  | LSHH | http://www.toronto.ca/TWONTO#level_switch |  | Tank,Wet Gas Storage,Gas High Pressure System,Building U
132561 | 85900 | THR-DIG-LSL-5681 | Switch, Level-Low, Lube Oil, C-5680, Gas Mixing System | THR-DIG-T-5681 | Switch,Level-Low | Switch |  | LSL | http://www.toronto.ca/TWONTO#level_switch |  | Tank, Reservoir, Auxiliary Oil, Gas Compressor 5680, Digester Mixing System
30374 | 76947 | FIS-SES-EYE-1004S | Eyewash bottle Station, Raw Water Sample Pump Building | FIS-SES-EYE | Safety,Eye wash | Safety Equipment | 34281 | EYE | eye_wash_bottle |  | Eyewash Stations
119945 | 64494 | TAB-WA4-SQ-1228 | Sling, Nylon,LiftAll EE2-801T, 2 Ft. (S/N 1651911-12) | TAB-WA4-SQ-0010 |  | Lifting Device |  | SQ | synthetic_web_sling |  | WA4 Fall arrest systems
18733 | 19445 | FHA-SES-SQ-1102 | FHA-SES-SQ-0102 - Eyewash Station, Bottle, Pump Building, Exciter Room | FHA-SES-SQ-6 |  | Safety Equipment |  | SQ | eye_wash_bottle |  | Safety Fall Protection Equipment
37594 | 66880 | NX6107A | Chiller, Dig Gas Ctrl Bldg, ACC-1- Gas Ctrl Bldg, | TAB-ACC-CI | H.V.A.C.,Chiller | HVAC |  |  | http://www.toronto.ca/TWONTO#chiller |  | Chiller and Air Coolers
68964 | 74730 | FCL-WWW-LSM-0012 | Switch, Level, Medium, Sanitary Sump, RMF Clarification Facility, Pump Room North | FCL-WWW-P-0001 |  |  |  | LSM |  |  | Pump Sanitary Clarification Building, South
119960 | 96652 | TAB-WA4-SQ-3417 | Harness, Safety - 7510-(S-M) | TAB-WA4-SQ-0010 |  | Safety Equipment |  | SQ | http://www.toronto.ca/TWONTO#fall_arrest_harness |  | WA4 Fall arrest systems
70764 | 63404 | THR-DCL-PSH-0301 | Switch, Pressure, High, Discharge P-0300 | THR-DCL-P-0300 | Switch,Pressure-High | Switch |  | PSH | http://www.toronto.ca/TWONTO#pressure_switch |  | Pump, Dechlorination Sample, Dechlorination Simulation Room
96557 | 80703 | YTF-ELS-PDP-1201 | Control Panel, Power Dist., A Building Electrical Room, Electrical Panels Warehouse | YTF-ELS | Control Panel,Power Distribution Panel | Power Distribution Panel |  | PDP | http://www.toronto.ca/TWONTO#LV_electrical_panel |  | Electrical Equipment
80322 | 5901 | TNT-ACC-TS-5102 | Switch,Temperature, Boiler #5100 | TNT-ACC-BO-5100 | Switch,Temperature | Switch |  | TS | http://www.toronto.ca/TWONTO#temperature_switch |  | Boiler, Hot Water
128746 | 15075 | THC-SES-MEQ-1101 | Anchor,Fall Arrest,HPU1100 Building,Roof | THC-PRM-BLDG-HPU1100 | PPE | Safety Equipment |  | MEQ | fall_arrest_anchor |  | HPU Building 11
68609 | 1149 | FHO-ACC-F-0506 | Filter, Dry Air, Raw Water HVAC Fan FN-0503, S8, Raw Water HVAC Room | FHO-ACC-FN-0503 |  | Filter |  | F | http://www.toronto.ca/TWONTO#replaceable_air_filter |  | Fan, Air Circulating Unit, Raw Water HVAC, S8 RAW Water HVAC Room, North West
50939 | 37273 | TAB-PRM-PSL-0111 | Switch, Pressure Low, Water to Polymer Make Up Tank T-0110, Polymer Room, Old Screen Bldg., P Bldg. | TAB-PRM-T-0110 | Switch,Pressure-Low | Switch |  | PSL | http://www.toronto.ca/TWONTO#pressure_switch |  | Tank, Polymer Make-Up, Polymer Room, Old Screen Bldg., P Bldg.
8862 | 63369 | COL-SWQTF-PS | Pumping Stations | COL-SWQTF | [6 empty] | Storm Water Quality Treatment Facility
144788 | 38187 | WTR-PJS-ZS-0007 | Sensor | WTR-PJS-AUX | Transmitter,Flow | Security System |  | ZS | http://www.toronto.ca/TWONTO#security_motion_sensor |  | Auxiliary Equipment (Building Facilities)
105472 | 25889 | SQ-47081 | FHO SCBA #9 | FHO-OBSOLETE | PPE,SCBA | Safety Equipment | 32133 |  | http://www.toronto.ca/TWONTO#self-contained_breathing_apparatus |  | Removed From Service
62686 | 94069 | THC-MCS-T-BLDG U | Domestic Hot Water Tank, Building U | THC-PWA-HWT | [6 empty] | Domestic Hot Water Tanks
139489 | 95787 | THR-WA3-LD-0014 | Sling, Nylon, Work Area 3 (2" X 3') | THR-LD-NYLN-WA3 | Lifting Device,Sling | Lifting Device |  | LD | synthetic_web_sling |  | Slings, Nylon, Work Area 3
41127 | 8008 | TAB-ACC-PSH-1520 | Switch, Pressure, High, Filter, Fan, 1520, AHU-1500, Loading Bay Rooftop | TAB-ACC-AHU-1500 | Switch,Pressure-High | Switch |  | PSH | http://www.toronto.ca/TWONTO#pressure_switch |  | Air Handling Unit, D Bldg Roof
109084 | 88400 | TAB-CW-FSH-0074 | Switch, Flow, High, Eyewash Station, D Bldg Bsmt Pump Gallery | TAB-CW-SQ-0074 | Switch,Flow-High | Safety Equipment |  | FSH | http://www.toronto.ca/TWONTO#flow_switch |  | Eyewash Station, D Bldg Bsmt Pump Gallery
91078 | 35133 | FHO-DCL-SO-0301-KQ | Dechlorination Train 3 | FHO-DCL |  |  |  | SO |  |  | De-Chlorination
109094 | 99166 | TAB-CW-FSH-0630 | Switch,Flow, High,Eye wash & Shower Station, Plant water Bldg Chemical Room | TAB-CW-SQ-0630 | Switch,Flow-High | Safety Equipment |  | FSH | http://www.toronto.ca/TWONTO#flow_switch |  | Eye wash & Shower Station, Plant water Bldg Chemical Room Basement
130990 | 33691 | THR-AER-F-1210 | Filter, Bag, Air Suction, Aeration Blower 1211 | THR-AER-BL | Filter | Filter |  | F | http://www.toronto.ca/TWONTO#replaceable_air_filter |  | Aeration Blowers
61154 | 34639 | THC-ELS-SQ-2488679 | Spares, Electrical Safety rubber gloves, High Voltage, Class 0, # 2488679 | THC-SES-SQ | PPE,Insulated Glove | Safety Equipment | 41087 | SQ | http://www.toronto.ca/TWONTO#rubber_insulating_gloves |  | Safety Equipment
83022 | 34299 | FHA-SES-SQ-0080 | Davit arm North FP6670/24 davit arm Ser 01800 | FHA-SES |  | Safety Equipment |  | SQ | http://www.toronto.ca/TWONTO#fall_arrest_Davit_arm |  | Safety & Environmental Services
47544 | 62093 | TAB-EL1-TS-6260 | Switch, Automatic Transfer 600V - D Bldg | TAB-EL1-MCC-6125 |  | Switch |  | TS | http://www.toronto.ca/TWONTO#transfer_switch |  | Motor Control Centre, 600V
109128 | 30523 | TAB-CW-SQ-0097 | Emerg. Eyewash & Shower, Polymer Room | TAB-PLT-SQ | PPE,Eyewash Station | Safety Equipment |  | SQ | http://www.toronto.ca/TWONTO#emergency_eyewash_and_shower |  | P Building - Safety Equipment
20494 | 59241 | COL-PMM-LSH-0103 | Switch,Level, High, Wet Well #1 | COL-PMM-WEL-0100 | Switch,Level-High | Switch |  | LSH | http://www.toronto.ca/TWONTO#level_switch |  | Wet Well
77008 | 78944 | THR-PLT-LSL-2210S | Switch, Level-Low, Tank 0200, Preliminary Treatment, Grit Removal - Grit Tanks - North Plant | THR-PLT-T-0200 | Switch,Level-Low | Switch | 37919 | LSL | http://www.toronto.ca/TWONTO#level_switch |  | Tank, Grit Removal, Grit Tank, North Grit Building
63390 | 16516 | FCL-MCS-BLDG-SURG | RL Clark Surge Building | FCL-MCS | [6 empty] | Mechanical Services
106725 | 96535 | TAB-ACC-HE-1448 | Heat Exchanger, Hot Water Reheat Coil | TAB-ACC-HTR-1448 | Heat Exchanger | HVAC |  | HE | http://www.toronto.ca/TWONTO#heat_exchanger |  | Heater, Hot Water Reheat Coil
81941 | 55314 | VP2039D | Detector, Gas, Portable MSA Passport, | TAB-THK-SQ | Sensor,Gas | Safety Equipment |  |  | http://www.toronto.ca/TWONTO#portable_gas_detector |  | WA5 Safety Equipment
54280 | 10206 | TAB-SA-RPU-0733 | RPU, Air Compressor, Controller, Auxiliary Systems Building, Main Floor | TAB-SA-C-0300 | RPU | Remote Processor Unit |  | RPU | http://www.toronto.ca/TWONTO#RPU_panel |  | Air Compressor, Auxiliary Systems Building, Main Floor
23642 | 3633 | COL-POM-LSH-0001 | Switch, Level-High | COL-POM-MISC | Switch,Level | Switch |  | LSH | http://www.toronto.ca/TWONTO#level_switch |  | Miscellaneous Equipment
72865 | 14008 | THR-DIS-P-SUMP | Disinfection - Pump, Sump | THR-DIS-P | [6 empty] | Disinfection - Pumping
46753 | 22151 | FCL-ACC-HTR-0780 | Heater, Snow Melting, Gaseous Chemical Building, Service Area First Floor | FCL-ACC-CL |  |  |  | HTR |  |  | Gaseous Chemical Building HVAC Equipment
78153 | 32827 | THR-PRS-PDIT-9001 | Transmitter,Pressure,, Differential,Unloading Strainer,Temp. Chemical Building | THR-PRS-STR-9001 | Switch,Pressure | Switch |  | PDIT | http://www.toronto.ca/TWONTO#pressure_transmitter |  | Strainer, Storage Tank Fill, Chemical Building, (TEMPORARY)
34707 | 14942 | MAIN-374 | Main 374 | WTR-LWA | [6 empty] | Work Area 2 Central Mains and Chambers
85441 | 53191 | WTR-PEL-ZS-0004 | Switch, Position,Door Security | WTR-PEL-AUX | Switch,Position | Switch |  | ZS | http://www.toronto.ca/TWONTO#position_switch |  | Auxilliary Equipment (Building Facilities)
120088 | 94212 | TAB-WA6-SQ-8771 | Lanyard | TAB-WA6-SQ | PPE | Safety Equipment |  | SQ | lifeline |  | WA6 Safety Equipment
51744 | 14639 | FCL-DEW-LSH-0601 | Switch, Level, High , Treated Water Area Dewatering Pit T-0601 | FCL-DEW-RW | Switch,Level-High | Switch |  | LSH | http://www.toronto.ca/TWONTO#level_switch |  | Raw water Area Dewatering
19312 | 89286 | FHA-WWW-T-5001 | Tank, Filter Ripening Flow Tank | FHA-WWW-RIPENING | Tank | Tank |  | T | http://www.toronto.ca/TWONTO#storage_tank |  | Filter Ripening Flow
105607 | 64041 | SWM-PET-SW-0004 | Switch, Phase Lights | SWM-PET-MISC | Switch |  |  | SW |  |  | Miscellaneous Equipment
53641 | 28664 | TAB-SES-RING-3022 | Lifebuoy Ring | TAB-SES-RING-3000 | PPE | Safety Equipment |  | RING | http://www.toronto.ca/TWONTO#life_ring |  | Lifebuoy Ring
3867 | 78524 | COL-PCP-LTG-0001 | Lighting | COL-PCP-MISC | Control Panel |  |  | LTG |  |  | Miscellaneous Equipment
24607 | 1634 | COL-PRR-FN-0001 | Fan, Centrifugal | COL-PRR | Fan |  |  | FN |  |  | Riverside Sewage Pumping Station
76144 | 20564 | THR-MCS-LD-0604 | Chain Hoist, Manual, Work Area 3 | THR-LD-WA3 | Lifting Device,Hoist,Manual | Lifting Device |  | LD | http://www.toronto.ca/TWONTO#lifting_equipment_hoist |  | Lifting Devices, Chain Hoist, Come Along & Slings
72926 | 14159 | THR-ACC-HCP4 | Heating and Cooling Pumps, HVAC,WA4 | THR-DCL | Analyzer,ORP | HVAC |  |  | http://www.toronto.ca/TWONTO#collection_of_assets |  | Dechlorination
72610 | 45330 | THR-ACC-DM-0112 | Damper, Intake, Exhaust Fan FN-0110,Headhouse Roof | THR-ACC-FN-0110 | Damper/Louver | HVAC |  | DM | http://www.toronto.ca/TWONTO#air_damper |  | Fan, Centrifugal, Exhaust Air, Headhouse Roof
92792 | 38 | FHO-FLO-T-0401 | Tank, Flocculation No.0401 | FHO-FLO | Tank,Reservoir | Tank |  | T | http://www.toronto.ca/TWONTO#flocculation_tank |  | Flocculation System
139506 | 2805 | THR-WA3-LD-0038S | Sling, Wire Rope, Work Area 3 (Suspended) | THR-LD-WIRE-WA3 | Lifting Device,Sling | Lifting Device | 35922 | LD | wire-rope_sling |  | Slings, Wire Rope, Work Area 3
12454 | 70402 | COL-PCU-LSH-0105 | Switch,Level, High Flood Alarm , Wet Well #1 | COL-PCU-AUX-INST | Switch,Level-High-High | Switch |  | LSH | http://www.toronto.ca/TWONTO#level_switch |  | Instrumentation Equipment
14331 | 43902 | COL-PHP-CP-0002 | Control Panel, Operator | COL-PHP-MISC | Control Panel |  |  | CP |  |  | Miscellaneous Equipment
19792 | 15420 | FHO-ACC-FS-0501 | Switch, Flow, Air, Raw Water Area Supply Fan FN-0501 Outlet, Admin Building, L2, Mechanical Room | FHO-ACC-FN-0501 |  | Switch |  | FS | http://www.toronto.ca/TWONTO#flow_switch |  | Fan, Fresh Air Supply, Raw Water Dehumidifier, L2 Admin Building, East Wing, Mechanical Room
64874 | 63835 | THC-PRM-T-0200 | Tank, Primary Clarifier | THC-PRM-T | Tank | Tank |  | T | http://www.toronto.ca/TWONTO#clarifier |  | Tank, Primary Clarifier
93565 | 37970 | FHO-NEX-3 CHANNEL 3-SUS | Emergency and Exit light 3 Channel 3 | FHO-SUSPENDED |  | Safety Equipment | 44453 | NEX | http://www.toronto.ca/TWONTO#lighting_unit |  | Suspended Entity List
9618 | 45275 | DOS-SES-SCBA-7585 | SCBA 10 minutes escape pack | DOS-SES-SCBA | Safety | Safety Equipment |  | SCBA | http://www.toronto.ca/TWONTO#self-contained_breathing_apparatus |  | Self Contained Breathing Apparatus (SCBA)
13972 | 5763 | FCL-SPC-RPU-1721 | RPU Panel, Alum Pumps, Liquid Alum Storage Room | FCL_ELS_MISCELLANEOUS | Control Panel | Remote Processor Unit |  | RPU | http://www.toronto.ca/TWONTO#RPU_panel |  | FCL_ELS_MISCELLANEOUS
139163 | 82041 | THR-THK-T-5001 | Tank, TWAS Holding | THR-THK-P-TWAS | Tank | Tank |  | T | http://www.toronto.ca/TWONTO#storage_tank |  | TWAS Transfer Pumps & Holding Tanks
55632 | 33736 | TAB-WA3-LD-3247 | Sling, Nylon, 4 FT | TAB-DEW-SAFETY | PPE | Lifting Device |  | LD | synthetic_web_sling |  | Safety Equipment
9152 | 31775 | COL-YKP-FAK- 067161 | First Aid Kit, Truck # 067161 (2023 FORD F250) | COL-YKP-VEH-067161 | Safety,First Aid Kit | Safety Equipment |  |  | http://www.toronto.ca/TWONTO#first_aid_kit |  | Vehicle, Truck # 067161 (2023 FORD F250)
21761 | 15856 | COL-PMY-FA-0002S | Fire Alarm System, Electrical Room | COL-PMY | Building Service,Fire Alarm |  | 42920 | FA |  |  | Maryport Sewage Pumping Station
7885 | 24817 | COL-PTD-LSHH-0104 | Switch, Level High-High | COL-PTD | Switch,Level |  |  | LSHH |  |  | Todmorden Sewage Pumping Station
73163 | 87236 | THR-ACC-NR-727 | HVAC Unit & Fan, Lunch Room | THR-ACC-ADM | H.V.A.C.,Heater,Unit | HVAC |  | NR | http://www.toronto.ca/TWONTO#heater |  | Air Conditioning, HVAC, Admin Building
21460 | 33697 | FHO-DEW-T-1101 | Tank, Sump Well, Drainage & Sump Pumps, S4 Ammonia Storage Room | FHO-DEW |  | Tank |  | T | http://www.toronto.ca/TWONTO#storage_tank |  | Dewatering & Drainage
63882 | 86510 | FCL-PAC-TSH-0201 | Switch,Temperature, High, Blower BL-0201 Discharge, Dry Chemical Building Basement | FCL-PAC-BL-0201 | Switch,Temperature-High | Switch |  | TSH | http://www.toronto.ca/TWONTO#temperature_switch |  | Blower, PD, PAC Mixing Air Supply, Dry Chemical Building Basement
41506 | 57601 | TAB-ACC-TSH-1700 | Switch, Temperature, High, AHU-1700, Loading Bay Rooftop | TAB-ACC-AHU-1700 | Switch,Temperature-High | Switch |  | TSH | http://www.toronto.ca/TWONTO#temperature_switch |  | Air Handling Unit, D Bldg Roof
16430 | 5113 | FHA-FLT-MX-2401 | FHA-FLT-SW-2401 - Sweeps, Surface Wash, Filter #24 | FHA-FLT-F-2401 | Filter | Filter |  | MX | filter_sweeping_arm |  | Filter #24, Filter Building, East Filter Gallery North
10278 | 43051 | FCL-ACC-FS-0411 | Switch, Loss of Air Flow, High Lift Switchgear Room Ventilation, High Lift PS Corridor | FCL-ACC-FN-0406 |  |  |  | FS |  |  | Fan, Exhaust, High Lift PS Roof S/W
88728 | 90988 | WTR-RDF-AUX | Auxiliary Equipment (Building Facilities) | WTR-RDF | [6 empty] | Dufferin Reservoir
144540 | 2549 | WTR-PJS-LSH-1901 | Switch, Level-High, Sump | WTR-PJS-AUX | Switch,Level-High | Switch |  | LSH | http://www.toronto.ca/TWONTO#level_switch |  | Auxiliary Equipment (Building Facilities)
144209 | 81187 | WTR-PHL-T-0006-SUS | SCBA 3000 psi Bottle, ARAP | WTR-CENTRAL-SES | Tank | Safety Equipment | 47439 | T | http://www.toronto.ca/TWONTO#compressed_gas_cylinder |  | Safety & Lifting Devices
132554 | 91920 | THR-DIG-LSL-0113 | Switch, Level, Low, New Oil, Tank 0110, Lube Oil System, Gas Compressor Building | THR-DIG-T-0110 |  | Switch |  | LSL | http://www.toronto.ca/TWONTO#level_switch |  | Tank, New Oil, Lube Oil System, Gas Compressor Building
29646 | 3072 | FIS-TRW-MCC-0300-SUS | Motor Control Centre | FIS-TRW | Switchgear,Indoor | Motor Control Centre | 38436 | MCC | http://www.toronto.ca/TWONTO#LV_electrical_panel |  | Treated Water Production
15216 | 43136 | FCL-TRW-PSH-0001 | Switch, Pressure-High, District 1W, Treated Water Pumping Station | FCL-TRW | Switch,Pressure-High | Switch |  | PSH | http://www.toronto.ca/TWONTO#pressure_switch |  | Treated Water
18448 | 2369 | FHA-SES-LDR-0401 | FHA-SES-LD-0014 - 6' Ladder Aluminum ( RMF - Bins North Wall BFP ) | FHA-SES-LD-1 | Safety | Safety Equipment |  | LDR | http://www.toronto.ca/TWONTO#ladder |  | Ladders
51554 | 39240 | FCL-FLT-F-1801 | Filter, Carbon Activated, Filter Building, Filter Gallery East | FCL-FLT | Filter | Filter |  | F | media_based_filter |  | Filtration
281 | 49971 | 378169SUS | Kubota-WA5 | TAB-SUSPENDED ENTITY | Vehicle,Unlicensed | Vehicle | 46881 |  | http://www.toronto.ca/TWONTO#golf_cart
18089 | 13411 | FHA-SED-ZSH-0104C | Switch, Limit, Access Hatch Zone 4, Settling Basin T-0101 | FHA-SED-ZSH-0104 |  | Security System |  | ZSH | http://www.toronto.ca/TWONTO#position_switch |  | Switch, Limit, Access Hatch Zone 1,
106318 | 77227 | TAB-ACC-F-6421 | Filter, Prefilter, AHU-6420, Roof, Grit Bldg., P Bldg. | TAB-ACC-AHU-6420 | Filter | HVAC |  | F | http://www.toronto.ca/TWONTO#replaceable_air_filter |  | Air Handling Unit, Roof, Grit Bldg., P Bldg.
43793 | 6474 | TAB-DEW-P-2401 | Pump, Sludge Cake Transfer, Big Schwing #8, Dewater. Bldg, Bsmt S. | TAB-DEW SLUDGE CAKE | Pump | Hydraulic System |  | P | http://www.toronto.ca/TWONTO#pump |  | Sludge Cake Pumping
81360 | 21154 | TNT-MCS | Miscellaneous, including Storm Water Tanks | TNT WORK AREA 9 | [6 empty] | North Toronto Treatment Plant
64418 | 35120 | THC-PRM-LSH-0178 | Switch, Level, High, Pump Start, NW Plant | THC-PRM-P-0178 |  | Switch |  | LSH | http://www.toronto.ca/TWONTO#level_switch |  | Pump, Centrifugal Submersible, Drainage, NW Plant
29649 | 47588 | FIS-TRW-MCC-0600-SUS | Motor Control Centre | FIS-TRW | Switchgear,Indoor | Motor Control Centre | 38439 | MCC | http://www.toronto.ca/TWONTO#LV_electrical_panel |  | Treated Water Production
136611 | 40949 | THR-JHSC-SFST | South Final Sedimentation (Square) Tanks 1-12, Upper & Lower Levels | THR-JHSC-WA4 |  | Safety Equipment |  |  | http://www.toronto.ca/TWONTO#space |  | Joint Health & Safety Committee WA4
121214 | 77169 | THC-ACC-T-0801 | Tank,Expansion,Heating Glycol Supply,HVAC Systems,Sludge Storage Building | THC-ACC-BLDG D | Tank | Tank |  | T | expansion_tank |  | Sludge Holding Tanks Building HVAC
138628 | 34708 | THR-SES-LD-0220 | Retractable Winch for Davit Arm WA4 | THR-SES-SQ | Safety | Safety Equipment |  | LD | winch |  | Safety Equipment
34579 | 38887 | MAIN-240 | Main 240 | WTR-MT1 | [6 empty] | Work Area 1 EAST Mains and Chambers
7310 | 57484 | COL-PSL-FEQ-0001S | Fire Prevention, Extinguisher | COL-PSL-MISC | Fire Prevention,Extinguisher |  | 46865 | FEQ |  |  | Miscellaneous Equipment
13669 | 34015 | FCL-MCS-DAVIT | Davit Arms | FCL-MCS | [6 empty] | Mechanical Services
14437 | 16682 | FCL-SES-5 | Eye Wash Stations Chemical Building | FCL-SES |  |  |  | SES |  |  | Safety and Environmental Services
134950 | 33932 | THR-ELS-MCC-0201S | Control Panel, MCC 0201, RAS MCC-0201 & 0202 (MCC S2) | THR-ELS-RSPS | Control Panel,MCC | Motor Control Centre | 39089 | MCC | http://www.toronto.ca/TWONTO#LV_electrical_panel |  | Electrical System, Returns Sludge Pumping Station
114033 | 11994 | TAB-OCS-FN-6620 | Fan, Booster, Odourous Air from Truck Loading Bay, Biofilter Area, P Bldg. | TAB-OCS-PBLDG | Fan | Gas Collection |  | FN | http://www.toronto.ca/TWONTO#blower |  | P Building - Odour control System, Fans
90120 | 71440 | YTF-ITM | Integrated Technology Management | YTF | [6 empty] | Tiffield Data Center
101511 | 68374 | MAIN-028B | Main 028B | WTR-LWA | [6 empty] | Work Area 2 Central Mains and Chambers
65386 | 65570 | THC-ELS-PDP-1121 | Distribution Panel, Waste Gas Burner Building Electrical Room | THC-ELS-MCC-1103E | Control Panel,Power Distribution Panel | Power Distribution Panel |  | PDP | http://www.toronto.ca/TWONTO#LV_electrical_panel |  | Motor Control Center, Emergency, Building I
126919 | 56706 | THC-OCS-STR-6046 | Strainer, Pump P-6040 Suction, Humidifier, Headworks Odour Control | THC-OCS-P-6040 | Filter | Plumbing |  | STR | http://www.toronto.ca/TWONTO#strainer |  | Pump, Recirculation, Humidification, Headworks, Biofilter, Headworks Odour Control
9075 | 22417 | COL-YKP-DA-1683830 | Davit Arm Base-1683830 | COL-YKP-DA-0020S | Safety | Safety Equipment |  | DA | http://www.toronto.ca/TWONTO#fall_arrest_Davit_arm |  | Davit Arm Assembly with Upper Arm-1683826
101803 | 16401 | MS0113A | Milling Machine | TAB-MCS-MT | Machine Tool,Milling Machine | Tool |  |  | http://www.toronto.ca/TWONTO#milling_machine |  | Machine Shop Mechanical Equipment
53378 | 3449 | TAB-SES-2281B | Lighting, 2 LED heads, PRS Bldg | TAB-STR-SQ | Lighting | Safety Equipment |  | SES | http://www.toronto.ca/TWONTO#lighting_unit |  | WA2 Safety Equipment,lifting devices, ladders, Eye Wash station, First Aid Kits, Lock out stations
136602 | 87418 | THR-JHSC-EPS | Effluent Pumping Station Bldg., Sorrounding Area | THR-JHSC-WA4 |  | Safety Equipment |  |  | http://www.toronto.ca/TWONTO#collection_of_assets |  | Joint Health & Safety Committee WA4
126771 | 59679 | THC-OCS-F-0100 | Filter, Modular Biofilter #1, Phase I/IV Odour Control | THC-PRM-BIOFILTER | Vessel | Tank |  | F | http://www.toronto.ca/TWONTO#filtration_tank |  | Biofilter system
113439 | 97485 | TAB-ELS-SQ-3002 | PPE Cabinet with PPE- Digester 13-16 | TAB-ELS-ESQ | PPE | Safety Equipment |  | SQ | ppe_cabinet |  | Electrical Safety Equipment
71351 | 61758 | THR-DIG-LSL-5661 | Switch, Level-Low, Lube Oil, C-5660, Gas Mixing System | THR-DIG-P-5662 | Switch,Level-Low | Switch |  | LSL | http://www.toronto.ca/TWONTO#level_switch |  | Pump,Lube Oil for C-5660, Gas Mixing System
24753 | 15939 | COL-PSB-LSHH-0104 | Switch, Level High-High | COL-PSB | Switch,Level |  |  | LSHH |  |  | Silverbirch Sewage Pumping Station
101643 | 81302 | MAIN-245 | Main 245 | WTR-LWA | [6 empty] | Work Area 2 Central Mains and Chambers
134705 | 32851 | THR-ELS-INQ | Instrument Equipment, Meter, Calibrators, Spectrophotometer | THR-ELS | [6 empty] | Electrical Power System
139522 | 70218 | THR-WA3-LD-0065 | Sling, Nylon, 3'L, W2"--6200 lbs-Work Area 3 ( 2" X 3') | THR-LD-NYLN-WA3 | Lifting Device,Sling | Lifting Device |  | LD | synthetic_web_sling |  | Slings, Nylon, Work Area 3
20545 | 91135 | COL-PMM-T-0001 | Tank, Domestic Hot Water | COL-PMM-MISC | Tank,Domestic Hot Water | Tank |  | T | http://www.toronto.ca/TWONTO#tanked_hot_water_heater |  | Miscellaneous Equipment
7498 | 99428 | COL-PSS-CB-0002 | Circuit Breaker, Lighting Panel | COL-PSS-MISC | Circuit Breaker |  |  | CB |  |  | Miscellaneous Equipment
126565 | 8027 | THC-NGS-PSL-3082 | Switch, Pressure Low, Pilot Natural Gas, Hot Water Boiler BO-3081 | THC-ACC-BO-3081 |  | Switch | 33800 | PSL | http://www.toronto.ca/TWONTO#pressure_switch |  | Boiler, Hot Water, Boiler Building
81320 | 66366 | THR-HVAC-CB | Heating, Ventilation and Air Conditioning, Consultant Building | THR-ACC-HVAC |  | HVAC |  |  | http://www.toronto.ca/TWONTO#collection_of_assets |  | Air Conditioning, Heating, Ventilation & Air Conditioning
40373 | 80651 | TAB-ACC-FSL-0612 | Switch,Flow,Low,Water to Pump | TAB-ACC-P-0612 | Switch,Flow | Switch |  | FSL | http://www.toronto.ca/TWONTO#flow_switch |  | Pump, Hot Water Circulating, Secondary Loop 3, Admin Reheat Coils-P3-2
75239 | 40049 | THR-FT-T-0900S | Tank, Final Settling, Mixed Liquor, Secondary Treatment, Secondary Clarification - South | THR-FT-T | Tank | Tank | 40995 | T | http://www.toronto.ca/TWONTO#sedimentation_tank |  | Final Sedimentation Tank & Dedicated WAS Pumping
122348 | 56326 | THC-CW-SQ-0001 | Emergency Eyewash & Shower, Dechlorination, W end by SBS filling lines | THC-SES-SQ-EYE | PPE,Eyewash Station | Safety Equipment |  | SQ | http://www.toronto.ca/TWONTO#emergency_eyewash_and_shower |  | Eyewash Stations THC (Virtual entity #)
96952 | 34052 | FIS-FEQ-DR-0056 | Door, Fire, Chlorine & SO2 Building | FIS-GRK-STRC-0001 |  | Door |  | DR | http://www.toronto.ca/TWONTO#door
144488 | 13268 | WTR-PJS-DR-0004 | Door, Overhead | WTR-PJS-AUX | Door,Overhead | Door |  | DR | http://www.toronto.ca/TWONTO#roll_up_door
8081 | 26395 | COL-PWH-AD-0001 | Auto Dialer, Dial Out on Alarm, AD-0001 | COL-PWH | Transmitter | Communications Equipment |  | AD | telephone_system |  | Wilson Heights pumping station
126392 | 55307 | THC-LQMT-SPARE | THC Liquids Maintenance Spare parts/materials | THC-LQMT-SPARES | [6 empty] | THC Liquids Maintenance Area- Spare Rebuilt Equipment
39053 | 71950 | COL-YKP-SRL-0017 | Self Retrieval Line -002652 | COL-W-OBSOLETE |  | Safety Equipment | 38993 | SRL | self_retracting_line |  | Col West Obsolete Entities
66422 | 11589 | THC-SPC-SCADA-0002 | SCADA & Computer | THC-SPC-WA2 | SCADA | System Process Control |  | SCADA | termination_panel |  | System Process Control
66363 | 85597 | THC-SES-SQ-0011 | Eye Wash Station, Plant Services, Admin Building | THC-SES-SQ-EYE |  | Safety Equipment | 40825 | SQ | http://www.toronto.ca/TWONTO#emergency_eyewash |  | Eyewash Stations THC (Virtual entity #)
129588 | 11283 | THR-ACC-AC-4505 | Fan Coil Unit, Ductless Split System Indoor Unit, Switchgear Bldg North | THR-ACC-WA4 | H.V.A.C.,Air Conditioner | HVAC |  | AC | http://www.toronto.ca/TWONTO#air_condition |  | Air Conditioning, AHU, HVAC,Work Area4
14786 | 67893 | FCL-SH-12 | Safety Harness Full Body | FCL-SES-SQ-0102 | PPE | Safety Equipment |  | SH | http://www.toronto.ca/TWONTO#fall_arrest_harness |  | Safety Harnesses, High Lift Building, Store Room
140266 | 15639 | TNT-DIG-T-3100 | Tank, Drainage System | TNT-DIG-PD | Tank,Reservoir | Tank |  | T | http://www.toronto.ca/TWONTO#storage_tank |  | Primary Digester Tanks,Drainage Tanks
8890 | 22745 | COL-YKP-DA-0001(S) | Davit Arm-150961 | COL-W-OBSOLETE | Safety | Safety Equipment | 39108 | DA | http://www.toronto.ca/TWONTO#fall_arrest_Davit_arm |  | Col West Obsolete Entities
39050 | 73086 | TAB-ACC-DM-1485 | Damper, Actuated, Exhaust | TAB-ACC-VAV-1485 | Damper/Louver | HVAC |  | DM | http://www.toronto.ca/TWONTO#air_damper |  | Heater, Hot Water Reheat Coil, Variable air
13867 | 65568 | COL-PGB-LSHH-0104 | Switch, Level High-High | COL-PGB | Switch,Level |  |  | LSHH |  |  | Governors Bridge Sewage Pumping Station
101534 | 95008 | MAIN-108 | Main 108 | WTR-MT1 | [6 empty] | Work Area 1 EAST Mains and Chambers
33682 | 71682 | COL-YKP-DA-149312 | Davit Base Leg-149312 | COL-YKP-DA | Safety | Safety Equipment |  | DA | davit_base |  | Davit Arm Assembly
74148 | 46709 | THR-EPS-SSL-0410 | Switch, Speed-Low, Pump, Centrifugal 0410, Plant Service, Effluent Pump, Centrifugaling | THR-EPS-P-0410 | Switch,Speed-Low | Switch |  | SSL | http://www.toronto.ca/TWONTO#speed_switch |  | Pump, Centrifugal, Screw
57120 | 67776 | THC-ACC-T-5910 | Tank,Air Separator,Hydronic Heating System,Disinfection Bldg | THC-ACC-BLDG G |  | Tank |  | T | air_seperator |  | Air Treatment Building HVAC
120227 | 88570 | THC-ACC-AC-0271 | Chiller, Air Conditioning System, Building A | THC-ACC-BLDG A | H.V.A.C.,Chiller | HVAC |  | AC | http://www.toronto.ca/TWONTO#chiller |  | Old Plant Blower Building HVAC
105873 | 94857 | TAB-ACC-AC-6102A | Air Delivery Unit-Consultant Trailer | TAB-ACC-AC-6102 | H.V.A.C.,Air Conditioner | HVAC |  | AC | http://www.toronto.ca/TWONTO#collection_of_assets |  | Conditioner, Air, Heater,Consultant Trailer,
30045 | 48170 | COL-PWR-LSH-0006 | Switch,Level, High, Wet Well | COL-PWR-SUSPENDED | Switch,Level-High | Switch |  | LSH | http://www.toronto.ca/TWONTO#level_switch |  | West Rouge P.S.suspended entities
10187 | 6121 | FCL-ACC-FN-0302 | Fan Hood, Admin Building Second Floor, Kitchen 213 West | FCL-ACC-ADMIN |  |  |  | FN |  |  | Administration Building HVAC Equipment
47890 | 20538 | FCL-ADM BLDG | Building Location | FCL-SPC | [6 empty] | Process Control Systems - Services Area
57267 | 78324 | THC-ACC-TSH-0413 | Switch,Temperature-High,Exhaust Air,AHU-0411 Shutdown,Roof,Building U | THC-ACC-FN-0411 | Damper/Louver | Switch |  | TSH | http://www.toronto.ca/TWONTO#temperature_switch |  | Fan,Supply,AHU-0411,Basement/Sub-Basement,AHU-0411,Building U
29239 | 97586 | FIS-FL-FSL-0102-SUS | Switch, Flow-Low, Flouridation, Clearwell No.2, Clearwell and Reservoir | FIS-SUSPENDED |  | Switch | 38233 | FSL | http://www.toronto.ca/TWONTO#flow_switch |  | Obsolete Entities/Processes
24386 | 13704 | FHO-MCS-T-0101 | Tank, Vacuum Priming, S3, Compressor Room | FHO-MCS-T-0101-KQ | Vessel,Pressure | Tank |  | T | http://www.toronto.ca/TWONTO#pressure_vessel |  | Tank, TRW Vacuum Priming
7230 | 93951 | COL-PSI-MISC | Miscellaneous Equipment | COL-PSI | [6 empty] | Sixth Street Sewage Pumping Station (Wards Island PS#11)
94849 | 65396 | FHO-SES-SQ-6041 | High Voltage Safety Equipment, Insulated Gloves, Serial Number 0221, Roman Polonowski | FHO-SES-SQ-1000 | PPE,Insulated Glove | Safety Equipment |  | SQ | http://www.toronto.ca/TWONTO#rubber_insulating_gloves |  | High Voltage Insulated Gloves
63366 | 60863 | THC-DIG-RPU-1401A | Remote Processing Unit, , Digester Building, Basement | THC-DIG-BURNERS |  | Remote Processor Unit |  | RPU | http://www.toronto.ca/TWONTO#RPU_panel |  | Waste Gas Burners
20536 | 15661 | COL-PMM-PSL-0122 | Switch, Pressure-Low | COL-PMM-MISC | Switch,Pressure-Low | Switch |  | PSL | http://www.toronto.ca/TWONTO#pressure_switch |  | Miscellaneous Equipment
50249 | 55749 | FCL-DCL-CP-0005 | Control Panel, Mimic, SO2 System Injectors Control Valves, Control Room, Gaseous Chemical Building | FCL-DCL |  |  |  | CP |  |  | Sulphur Dioxide System
91353 | 8224 | FHO-DOZ-PS-1250 | Power Supply Unit, Ozone Generator OZ-1200, Ozone Building, L1, Ozone Equipment Room | FHO-DOZ-GEN | Generator,Electricity | Switch |  | PS | power_supply |  | FHO OZONE GENERATION SYSTEM
53646 | 86753 | TAB-SES-RING-4007 | Lifebuoy Ring | TAB-SES-RING-4000 | PPE | Safety Equipment |  | RING | http://www.toronto.ca/TWONTO#life_ring |  | Lifebuoy Ring
77791 | 69555 | THR-PRM-T-1100 | Tank, Primary Clarification - Primary Tank - North | THR-PRM-T | Tank | Tank |  | T | http://www.toronto.ca/TWONTO#clarifier |  | Primary Sedimentation Tanks
59450 | 25018 | THC - B01 - 0003 | Door, Building B | THC-GRK-DR-B |  | Door |  |  | http://www.toronto.ca/TWONTO#door
88941 | 39264 | FHO-ACC-FS-1704 | Switch, Flow, Air, AHU-1702 Outlet, Filter Building, L1, Filter Gallery, East | FHO-ACC-FN-1702 |  | Switch |  | FS | http://www.toronto.ca/TWONTO#flow_switch |  | Fan, Exhaust, East Filter Area, Filter Building, L1, East End
58168 | 70040 | THC-COMPRESSOR-BLDG | Building Location | THC-EUS | [6 empty] | Production & End User Support
131637 | 91388 | THR-CG-LSL-1163 | Switch, Level, Low, Engine Oil Sump, Lube Oil System, Engine-Gen 1101 | THR-CG-ENG-1101 |  | Switch |  | LSL | http://www.toronto.ca/TWONTO#level_switch |  | Engine, Generator 1101, Engine Room, Engine-Generator & Heat Recovery System
104792 | 35143 | NORTH SUBSTATION_BASEMENT | MSA Substation,Basement | TAB_EL1_NS | [6 empty] | Electrical Distribution,North Substation
14294 | 71738 | COL-PHB-SW-0002 | Switch, Generator | COL-PHB | Switch | Switch |  | SW | http://www.toronto.ca/TWONTO#disconnect_switch |  | Humber Sewage Pumping Station
146219 | 4358 | WTR-PSA-TSL-0001 | Switch, Temperature-Low, Building | WTR-PSA-AUX | Switch,Temperature-Low | Switch |  | TSL | http://www.toronto.ca/TWONTO#temperature_switch |  | Auxiliary Equipment (Building Facilities)
90919 | 59275 | WTR-PEL-MCC-0201 | Motor Control Center | WTR-PEL-TR-0401 | Control Panel,MCC | Motor Control Center |  | MCC | http://www.toronto.ca/TWONTO#LV_electrical_panel |  | Transformer, Power, Transformer T4, Secondary, Line 2
121291 | 75718 | THC-ACC-TIT-6108 | Transmitter, Temperature, Supply Air, Truck loading bay, 2nd Floor Mech Room #2, Headworks | THC-ACC-AHU-6100 | Transmitter,Temperature | HVAC |  | TIT | http://www.toronto.ca/TWONTO#temperature_transmitter |  | Air Handling Unit, Truck Loading Bay, Mech Room #2, Headworks
134331 | 60640 | THR-DR-DH-0508 | Overhead Door, Digester Gas Compressor Bldg. | THR-DR-WA3 | Door,Overhead | Door |  | DH | http://www.toronto.ca/TWONTO#roll_up_door
76079 | 46515 | THR-MCS-LD-0457 | Chain Hoist, (VGD) Manual 1/4 T, 5Ft, Work Area 3 | THR-LD-WA3 | Lifting Device,Hoist,Manual | Lifting Device |  | LD | http://www.toronto.ca/TWONTO#lifting_equipment_hoist |  | Lifting Devices, Chain Hoist, Come Along & Slings
27440 | 92354 | COL-PSW-PSL-0120 | Switch, Pressure-Low | COL-PSW-MISC | Switch,Pressure-Low | Switch |  | PSL | http://www.toronto.ca/TWONTO#pressure_switch |  | Miscellaneous Equipment
10799 | 76990 | FCL-AI-PSH-0100-SUS | Switch,Pressure | FCL-TRW-C-0101 |  | Switch | 36329 | PSH | http://www.toronto.ca/TWONTO#pressure_switch |  | Compressor, Service Air Monitoring - High Lift
40365 | 51371 | TAB-ACC-FSL-0131 | Switch,Flow,Low,Water Distribution Pump-3, Primary Loop | TAB-ACC-P-0131 | Switch,Flow | Switch |  | FSL | http://www.toronto.ca/TWONTO#flow_switch |  | Pump #3, Distribution, PM-3, Primary Loop, Z Bldg, 1st Flr
71797 | 75652 | THR-DIG-T-5881 | Tank, Reservoir, Auxiliary Oil, Gas Compressor 5880, Digester Mixing System | THR-DIG-C-5880 | Tank,Reservoir | Tank |  | T | http://www.toronto.ca/TWONTO#chemical_storage_tank |  | Compressor, Gas, Mixing System, Digester Tank#09
14336 | 88404 | COL-PHP-FEQ-0001S | Fire Prevention, Extinguisher | COL-W-OBSOLETE | Fire Prevention,Extinguisher |  | 42686 | FEQ |  |  | Col West Obsolete Entities
135175 | 38852 | THR-ELS-UPS-0100 | UPS, for RPU THR-ELS-RPU-0100 , West Sub Station,GE RX3i 172.22.37.178 THRPSN11 West Substation | THR-ELS-RPU-0100 |  | Remote Processor Unit |  | UPS | http://www.toronto.ca/TWONTO#UPS |  | RPU , GE RX3i 172.22.37.178 THRPSN11 West Substation
62712 | 16474 | THC-NGS-PSL-3052 | Switch, Pressure Low, Pilot Natural Gas, Hot Water Boiler BO-3051 | THC-SUSPENDED |  | Switch | 33797 | PSL | http://www.toronto.ca/TWONTO#pressure_switch |  | Suspended entity
31441 | 28749 | COL-RBB-LTG-0002 | Control Panel, Electrical | COL-RBB | Control Panel |  |  | LTG |  |  | Western Beaches Tunnel (Battery Park)-Storm
24782 | 8744 | FHO-PCL-T-0101-KQ | PACL Storage Tank 1 | FHO-PCL |  |  |  | T |  |  | PACL System
67788 | 62061 | THR-ACC-FSL-0860 | Switch, Flow-Low, Exhaust Fan 0846, T12 North, Plant Services, Gallery Ventilation, Zone 2A and 2B | THR-ACC-FN-0860 | Switch,Flow-Low | Switch |  | FSL | http://www.toronto.ca/TWONTO#flow_switch |  | Fan, Exhaust, T12 North, Plant Services, Gallery Ventilation, Zone 2A, 2B, 2C
34528 | 68611 | MAIN-195 | Main 195 | WTR-LWA | [6 empty] | Work Area 2 Central Mains and Chambers
3145 | 67608 | COL-MTI-T-3401 | Tank, Nitrogen-Charged Piston Accumulator, Pressurized Hydraulic Fluid Storage, MTI Chamber CH-3400 | COL-MTI-CH-3400 | Tank | Tank |  | T | http://www.toronto.ca/TWONTO#chemical_storage_tank |  | Chamber,Parkside St. Control Chamber No.34, MTI
5024 | 6324 | COL-PKG-WEL-0100 | Wet well | COL-PKG | Well |  |  | WEL |  |  | Kingston Rd Pumping Station
21872 | 39832 | COL-PMY-LIT-0101 | Transmitter, Level | COL-PMY-MISC | Transmitter,Level |  |  | LIT |  |  | Miscellaneous Equipment
59018 | 17572 | THC-ACC-HTR-0217 | Heater, Perimeter. Admin Building, Ground Floor, Office 109 | THC-ACC-AHU-0071 |  | HVAC |  | HTR | http://www.toronto.ca/TWONTO#heater |  | Air handling Unit, Ground Floor West Zone(Administration), Admin Building Roof
134343 | 94328 | THR-DR-MH-0500 | Overhead Door,East,New Maintenance Building | THR-DR-WA4 | Door,Overhead | Door |  | MH | http://www.toronto.ca/TWONTO#roll_up_door
43481 | 95346 | FCL-ACC-F-0904B | Filter, Reactive. Air, RMF Clarification Building, Dehumidification System D-0604, RMF Building Hallway | FCL-ACC-D-0604 |  |  |  | F |  |  | Dehumidifier, Residue Management Facility Clarification Facility/North
131340 | 6484 | THR-AI-T-0591 | Receiver, Tank, Instrument Air | THR-AI-C-0591 | Vessel,Pressure | Tank |  | T | http://www.toronto.ca/TWONTO#pressure_vessel |  | Compressor, Instrument Air
51627 | 21383 | TAB-GRK-VEH-329006SUS | Forklift, Electric, Indoor Tires, Hyster E50XM2-27, WA-3 | TAB-SUSPENDED ENTITY | Forklift,Electric | Vehicle | 47576 | VEH | http://www.toronto.ca/TWONTO#forklift
11297 | 17953 | FCL-AM-V-0219 | Valve, Ball, Ammonia Tank 0201 to Drain, Aqua Ammonia System, Ammonia Room | FCL-AM-T-0201 |  |  |  | V |  |  | Tank, Storage, Pressurised, Aqua Ammonia Storage Room, Dry Chemical Building
27736 | 18406 | FIS-ELS-PDP-0607 | Power Distribution Panel,Ammonia Fluoride Building,347 / 600V,225A,3ph,3W | {FIS-ELS-PDP} | Control Panel,Power Distribution Panel | Power Distribution Panel |  | PDP | http://www.toronto.ca/TWONTO#LV_electrical_panel |  | Asset Group, Power Distribution Cabinets,600 V,Island WTP
132857 | 1259 | THR-DIG-PSL-3271 | Switch, Pressure-Low, Suction, Pump 3271, Solids Treatment, Transfer System - Digesters - Tank 0900 & Tank 1000 | THR-DIG-P-3271 | Switch,Pressure-Low | Switch |  | PSL | http://www.toronto.ca/TWONTO#pressure_switch |  | Pump, Centrifugal, Sludge Transfer, Digester Tank 1000
66372 | 36334 | THC-SES-SQ-6109127780 | SCBA Unit, Cylinder, spare, Work Area 2 shop | THC-SES-SQ-SCBA | PPE,SCBA | Safety Equipment |  | SQ | http://www.toronto.ca/TWONTO#compressed_gas_cylinder |  | SCBA Units, virtual entity
9554 | 70659 | DOS-YCM-VEH-67022 | 2012 DODGE - Vehicle Unit# 67022 | FAC-YCM-VEH | Vehicle,Licensed | Vehicle |  | VEH | http://www.toronto.ca/TWONTO#passenger_vehicle
76138 | 88377 | THR-MCS-LD-0541 | Come Along, Work Area 2 | THR-LD-WA2 | Lifting Device,Chain | Lifting Device |  | LD | winch |  | Lifting Devices, Chain Hoist, Come Along & Slings
62433 | 79767 | THC-ITS-PA-2410 | IDF Panel, Public Address System, Hygiene Bldg | THC-ITS-MDF-1000 | Network,Telecommunication | Communications Equipment |  | PA | http://www.toronto.ca/TWONTO#public_annoucement_speaker |  | Public Address System, Master Distribution , Control System, Admin Bldg,
120482 | 58906 | THC-ACC-DM-0716 | Damper,Actuated,Mixing,AHU-0710,Thickening Centrifuge Area | THC-ACC-AHU-0710 | Damper/Louver | HVAC |  | DM | http://www.toronto.ca/TWONTO#air_damper |  | Air Handling Unit,Outdoor,Centrifuge Area,Thickening Building
11862 | 15705 | FCL-ELS-MCC-1021-SUS | Control Panel, MCC, Dry Chemical Building, Electrical Switchgear Room | FCL-SUSPENDED | Control Panel,MCC | Motor Control Center | 36554 | MCC | http://www.toronto.ca/TWONTO#LV_electrical_panel |  | Suspended entity
80274 | 11226 | FHA-SED-ZSH-0205C | Switch, Limit, Access Hatch Zone 5, Settling Basin T-0201 | FHA-SED-ZSH-0205 |  | Security System |  | ZSH | http://www.toronto.ca/TWONTO#position_switch |  | Switch, Limit, Access Hatch Zone 2
76148 | 69039 | THR-MCS-LD-0641 | Come Along, Work Area 3 | THR-LD-WA3 | Lifting Device,Chain | Lifting Device |  | LD | winch |  | Lifting Devices, Chain Hoist, Come Along & Slings
3578 | 45903 | COL-PBY-LSH-0103 | Switch, Level-High | COL-PBY | Switch,Level |  |  | LSH |  |  | Brick Yard Sewage Pumping Station
26254 | 30904 | FHO-SES-SCBA-0015 | Cylinder, SCBA, Air Pack, 2216 PSI, Ser #6232-S22461 | FHO-SES-SQ-0002 | PPE,SCBA | Safety Equipment |  | SCBA | http://www.toronto.ca/TWONTO#compressed_gas_cylinder |  | Emergency Breathing Apparatus
33247 | 96360 | COL-SMC-LSL-0202 | Switch, Level-Low | COL-SMC | Switch,Level |  |  | LSL |  |  | Maclean Detention Tank-storm
132935 | 10926 | THR-DIG-SSH-5134A | Switch, Speed-High, Digester Gas Mixing, Tank 0100, Solids Treatment, Digester Tanks 1-6 | THR-DIG-MX-0100 | Switch,Speed-High | Switch |  | SSH | http://www.toronto.ca/TWONTO#speed_switch |  | Digester Gas Mixing, Digester Tank 0100
8563 | 6361 | COL-RBB-PIT-0001 | Transmitter, Pressure | COL-RBB-MISC | Transmitter |  |  | PIT |  |  | Miscellaneous Equipment
96314 | 60561 | FIS-CLB-PSH-0101 | Switch, Pressure, High,Post-Chlorine Train 1,Rupture Disc Outlet Gaseous Chemical Bldg,Storage Rm | FIS-CLB-T-0102 | Sensor,Pressure | Switch |  | PSH | http://www.toronto.ca/TWONTO#pressure_switch |  | Tank, Expansion, Cl2 Liquid to Evaporator EV-0101, Gaseous Chemical Building,Storage Room
74649 | 78644 | FHA-DCL-P-0001A-KQ | Pump Location, Before SO2 Water Sample #1A | FHA-SUSPENDED |  |  | 33346 | P |  |  | Suspended Obsolete entity for storage purpose
136666 | 11209 | THR-MCS-LD-0532 | Overhead on Pole and Swing I-Beam With Electric Hoist, OCS | THR-LD-WA1 | Crane,Overhead,Travelling | Lifting Device |  | LD | http://www.toronto.ca/TWONTO#lifting_equipment_hoist |  | Lifting Devices, Chain Hoist, Come Along & Slings
34389 | 90867 | COL-YKP-DA-1734510(S) | Davit Upper Arm-1734510 | COL-YKP-DA-0023S | Safety | Safety Equipment | 46010 | DA | http://www.toronto.ca/TWONTO#fall_arrest_Davit_arm |  | Davit Arm Assembly with Upper Arm-1734510
133934 | 41591 | THR-DIS-CP-0620 | Panel, Control Panel, Master Control Panel, Electrical Room, Disinfection Building Main Floor | THR-DIS | Control Panel,Power Distribution Panel | Power Distribution Panel |  | CP | http://www.toronto.ca/TWONTO#process_control_panel |  | Disinfection
55061 | 93775 | TAB-THK-PSL-0905 | Switch,Pressure,Low,AIS to Recycle Pump P-0905 Discharge | TAB-THK-P-0905 | Switch,Pressure | Switch |  | PSL | http://www.toronto.ca/TWONTO#pressure_switch |  | Pump, Recycle SX2009
127141 | 99372 | THC-PLT-HS-1010 | Switch, Rope, Emergency Stop, Classifier CL-1010, Grit Processing and Conveyance | THC-PLT-CL-1010 |  | Switch |  | HS | hand_switch |  | Classifier, Grit System, Grit Processing and Conveyance
62647 | 10099 | THC-MCS-MT-0006 | Personal Tool Kit, B. Shortill | THC-SUSPENDED |  | Tool | 35551 | MT | tool_kit |  | Suspended entity
96397 | 80736 | YTF-ACC-AHU-4401 | Air Handling Unit, RN156, HVAC Exhaust Fans and AHU's | YTF-ACC | Air Handling Unit | HVAC |  | AHU | http://www.toronto.ca/TWONTO#air_handler_unit |  | HVAC Equipment
143726 | 25992 | WTR-PEL-T-1100 | Tank, Non-Pressurized, Diesel Fuel Day, Generator Building, Product Handling Room | WTR-PEL-GEN-1100 | Tank,Non-Pressurized | Tank |  | T | http://www.toronto.ca/TWONTO#fuel_oil_tank |  | Generator, Electrical, Generator Building, Generator Room
55538 | 62062 | TAB-WA2-SQ-0001 | Fall Arrest System , Tripod and SRL | TAB-SES-LD | PPE,Harness | Safety Equipment |  | SQ | http://www.toronto.ca/TWONTO#fall_arrest_Davit_arm |  | WA2 Lifting devices
8191 | 35188 | COL-PWR-CB-0002 | Circuit Breaker, Lighting Panel Transformer | COL-PWR | Circuit Breaker |  | 35103 | CB |  |  | West Rouge Pumping Station
34585 | 81708 | MAIN-248 | Main 248 | WTR-MT1 | [6 empty] | Work Area 1 EAST Mains and Chambers
11176 | 75541 | COL-PCF-COM-0100A | Ethernet Switch, Remote Monitoring | COL-PCF | Transmitter | Communications Equipment |  | COM | http://www.toronto.ca/TWONTO#network_switch |  | Clark Pumping Station
105520 | 49070 | SWM-PIT-MCC-0001 | Motor Control Centre | SWM-PIT | Control Panel,MCC | Motor Control Center |  | MCC | http://www.toronto.ca/TWONTO#LV_electrical_panel |  | Islington Storm Pumping Station
10102 | 23848 | FCL-ACC-FA-0022 | Smoke Detector, Fire Alarm, Filter Building Lab | FCL-ACC-FLT |  |  |  | FA |  |  | Filter Building HVAC Equipment
51542 | 38109 | TAB-PRS-LSHH-8101A | Switch, Level High-High, Chemical Gallery, Main Sump | TAB-PRS-P-8101 |  | Switch |  | LSHH | http://www.toronto.ca/TWONTO#level_switch |  | Pump, Sump
42909 | 79879 | FCL-ACC-AHU-0906-SUS | Air Handling Unit, RMF Clarification Facility, HVAC Room 2, Ground Floor | FCL-ACC-RMF |  |  | 42191 | AHU |  |  | Residue Management HVAC Equipment
4285 | 56413 | COL-PFB-LP-0001 | Control Panel, Electrical | COL-PFB-MISC | Control Panel |  |  | LP |  |  | Miscellaneous Equipment
71745 | 26151 | THR-DIG-SSH-5116A | Switch, Speed-High, Digester Gas Mixing, Tank 0100, Solids Treatment, Digester Tanks 1-6 | THR-DIG-MX-0100 | Switch,Speed-High | Switch |  | SSH | http://www.toronto.ca/TWONTO#speed_switch |  | Digester Gas Mixing, Digester Tank 0100
147462 | 18705 | WU2021A | Tank, Expansion, 705B | TAB-SLD-P | Tank | Tank |  |  | expansion_tank |  | Pelletizer Bldg. - Thermal Oil Heating System, Pumps, Strainer & Expanasion Tanks
81149 | 15426 | FHA-SES-FAK-0402 | FHA-SQ-FAK-07 - First Aid Kit Station | FHA-SES-SQ-4 | PPE | Safety Equipment |  | FAK | http://www.toronto.ca/TWONTO#first_aid_station_equipment |  | First Aid
143169 | 38091 | WTR-PAH-DR-0001 | Overhead Sliding Door | WTR-PAH-AUX | Door | Door |  | DR | http://www.toronto.ca/TWONTO#roll_up_door
42927 | 36019 | FCL-ACC-CL | Gaseous Chemical Building HVAC Equipment | FCL-ACC | [6 empty] | Climate Control (HVAC)
73929 | 55685 | THR-ELS-SQ-0025 | Grounding Cable, Electrical Safety Equipment | THR-ELS-SQ | Safety | Safety Equipment |  | SQ | ? |  | Electrical Safety Equipment, Gloves, Hot Stick, HVT & Megger
55503 | 40279 | TAB-WA1-SQ-7890 | Davit Arm | TAB-WA1-SQ-0001 | Safety,Emergency Kit | Safety Equipment |  | SQ | http://www.toronto.ca/TWONTO#fall_arrest_Davit_arm |  | WA1 Fall Arrest System
11807 | 4273 | CL2005A1 | Injector # 5 | TAB-DIS-CHL-5 |  | Injector |  |  | http://www.toronto.ca/TWONTO#ejector |  | Chlorination Train #5
35004 | 31651 | COL-YKP-FAK-0036 | First Aid Kit, Truck #041226 (Escape) | COL-YKP-VEH-041226 | Safety,First Aid Kit | Safety Equipment |  | FAK | http://www.toronto.ca/TWONTO#first_aid_kit |  | Vehicle, Truck #041226 (Escape)
7693 | 74559 | COL-PSU-LSH-0103 | Switch, Level-High | COL-PSU-MISC | Switch,Level |  |  | LSH |  |  | Miscellaneous Equipment
62623 | 28525 | FHA-FLT-MX-0401 | FHA-FLT-SW-0401 - Sweeps, Surface Wash, Filter #4 | FHA-FLT-F-0401 | Filter | Filter |  | MX | filter_sweeping_arm |  | Filter #04, Filter Building, West Filter Gallery North
95983 | 95835 | FIS-ALM-T-0201-SUS | Tank, Alum/Polymer, Alum System | FIS-ALM | Tank | Tank | 38126 | T | http://www.toronto.ca/TWONTO#chemical_storage_tank |  | Alum System
50097 | 17468 | TAB-PLT-RC-0140 | Digital Video Recorder, Security Camera, Control Room, P Bldg. | TAB-PLT-MON-0140 | Security System,Camera | Security System |  | RC | http://www.toronto.ca/TWONTO#security_camera |  | Monitor, CCTV, Control Room, P Bldg.
107553 | 63380 | TAB-ACC-T-8007 | Tank, Expansion, Make-up Air Unit, M Building, Roof | TAB-ACC-P-8009 | Tank,Non-Pressurized | Tank |  | T | expansion_tank |  | Pump, Heating, M Bldg, Roof, Heating and Ventilation
106405 | 71973 | TAB-ACC-FN-1252 | Fan, Supply Air, Floatation Bldg- 2nd Floor North Parking Lot West | TAB-ACC-AHU-1252 | Fan | HVAC |  | FN | http://www.toronto.ca/TWONTO#blower_or_fan_with_drive |  | Air Handing unit,Flotation Bldg
66 | 65853 | 20667 | TAB WA6 Internal telephones & Public address system | TAB-WA6 |  | Communications Equipment |  |  | http://www.toronto.ca/TWONTO#public_annoucement_speaker |  | Common to Projects, Bldg. Services, Z Building
126566 | 99162 | THC-NGS-PSL-3082 | Switch, Pressure Low, Pilot Natural Gas, Hot Water Boiler BO-3081 | THC-SUSPENDED |  | Switch | 33800 | PSL | http://www.toronto.ca/TWONTO#pressure_switch |  | Suspended entity
18494 | 79576 | FHA-SES-LDR-0519 | FHA-SES-LD-0052 - 30' Ext Ladder Aluminum( Ammonia Storage Room ) | FHA-SES-LD-1 | Safety | Safety Equipment |  | LDR | http://www.toronto.ca/TWONTO#ladder |  | Ladders
107577 | 75804 | TAB-ACC-TE-1440B | Temperature Element, Space Temperature | TAB-ACC-VAV-1440 | Sensor,Temperature | HVAC |  | TE | http://www.toronto.ca/TWONTO#temperature_sensor_element |  | Heater, Hot Water Reheat Coil, Variable air
147094 | 27926 | WTR-RMI-ZS-0012 | Switch, Position,Door Security | WTR-RMI-AUX | Switch,Position | Switch |  | ZS | http://www.toronto.ca/TWONTO#position_switch |  | Auxiliary Equipment (Building Facilities)
144185 | 41380 | WTR-PHL-PPE-0011-SUS | SCBA Facemask - Mike Dipaolo | WTR-SUSPENDED | PPE,SCBA | Safety Equipment | 47432 | PPE | http://www.toronto.ca/TWONTO#self-contained_breathing_apparatus |  | Suspended Obsolete entity for storage purpose
39116 | 27584 | TAB-ACC-DM-6424 | Damper, Motorized, Outside Air, Corridor Area of AHU-6420, Existing Grit Bldg. | TAB-ACC-AHU-6420 | Damper/Louver | HVAC |  | DM | http://www.toronto.ca/TWONTO#air_damper |  | Air Handling Unit, Roof, Grit Bldg., P Bldg.
21346 | 53029 | FHO-ELS-DP-0835 | Power Distribution Panel (DP-0801C5), 600V, Standby Building, S4, Phosphoric Acid Room | FHO-ELS-MCC-0830 |  | Power Distribution Panel |  | DP | http://www.toronto.ca/TWONTO#LV_electrical_panel |  | Motor Control Centre, Emergency Load, Standby Power Building
133042 | 85068 | THR-DIG-TSL-7722A | Switch, Temperature Low, Burner BU-7720 Zone 1 Gas Pipe/Manifold Heat Tracing, WGB Bldg Roof | THR-DIG-BU-7720 | Switch,Temperature-Low | Switch |  | TSL | http://www.toronto.ca/TWONTO#temperature_switch |  | Waste Gas Burner, Burner 7720, WGB Bldg Roof
32173 | 78062 | COL-RBC-UPS-0001 | UPS | COL-RBC-MISC | Uninterruptible Power Supply |  |  | UPS |  |  | Miscellaneous Equipment
74203 | 93353 | THR-FPW-FSL-1041 | Switch, Flow-Low, RAS Pumps Seal Water | THR-FPW-FW | Switch,Flow-Low | Switch |  | FSL | http://www.toronto.ca/TWONTO#flow_switch |  | Filtered Plant Water, Flushing Water
42793 | 56556 | TAB-AER-SB | Aeration Odour Control | TAB-WORK-AREA-2 | [6 empty] | Work Area 2
137666 | 75470 | THR-PRM-BH-0004 | Bulk Head, Channel Gate Stop/Block, Primary | THR-PRM-BH |  |  |  | BH |  |  | Bulk Head, Channel Gate Stop/Block, Primary
77797 | 10863 | THR-PRM-T-3400 | Tank, Scum Tank, North Plant PTs 9, 10 - scum tank | THR-PRM-SCUM-T | Tank | Tank |  | T | http://www.toronto.ca/TWONTO#storage_tank |  | Scum/Sludge Pumping, Tanks & Hopper, South Primary
130401 | 70769 | THR-ACC-PSH-1302 | Switch,Pressure-High, DG Valve Train, Boiler 1301, Plant Central Hot Water System, Hot Water Boilers | THR-ACC-BO-1301 | Switch,Pressure-High | Switch |  | PSH | http://www.toronto.ca/TWONTO#pressure_switch |  | Boiler, Low Pressure, Hot Water, Plant Central Hot Water System, Hot Water Boilers (CRN-H9308.5,TSSA UID-65022703, SNo.-5.1103723)
85845 | 86201 | WTR-PHL-ZS-0014 | Switch, Position,Door Security | WTR-PHL-AUX | Switch,Position | Switch |  | ZS | http://www.toronto.ca/TWONTO#position_switch |  | Auxiliary Equipment (Building Facilities)
120478 | 80847 | THC-ACC-DM-0612 | Damper,Motorized,Outdoor Air Intermediate Lvl,South Pumping Station,Plenum Shaft,Intermediate Level | THC-ACC-BLDG L |  | HVAC |  | DM | http://www.toronto.ca/TWONTO#air_damper |  | Plant Effluent Pumping Station, HVAC
31435 | 3431 | COL-RBB-LIT-0230A | Transmitter, Level | COL-RBB-MISC | Transmitter,Level |  |  | LIT |  |  | Miscellaneous Equipment
34565 | 45677 | MAIN-228 | Main 228 | WTR-LWA | [6 empty] | Work Area 2 Central Mains and Chambers
128954 | 98078 | THC-STR-PSL-5445 | Switch, Inlet, Pressure-Low,,Pump 5440, Secondary Clarifiers 0700&0800 - Old Section | THC-STR-P-5440 | Switch,Pressure-Low | Switch |  | PSL | http://www.toronto.ca/TWONTO#pressure_switch |  | Pump, Centrifugal, Secondary Sludge, SE Plant, SE Plant Blowers Part 1 and Train #8
145739 | 78325 | WTR-PPD-SQ-0001 | Eye Wash Station | WTR-PPD-AUX | PPE,Eyewash Station | Safety Equipment |  | SQ | http://www.toronto.ca/TWONTO#emergency_eyewash |  | Auxiliary Equipment (Building Facilities)
58045 | 24333 | THC-ACC-AC-0059 | Air Conditioner, Outdoor Unit, Control Room, Admin. Building Roof | THC-ACC-BLDG K |  | HVAC |  | AC | http://www.toronto.ca/TWONTO#air_condition |  | Administration Building, HVAC
48701 | 92326 | TAB-MCS-MT-1211 | Machine Tool, Milling | TAB-STR-STRC | Machine Tool,Milling Machine | Tool |  | MT | http://www.toronto.ca/TWONTO#milling_machine |  | Blower Bldg Services - Drains, Electrical Service(110/220V), Lighting, Plumbing
94972 | 16040 | FHO-SPC-COM-0001 | Router, Admin Building, L1, Server Room | FHO-SPC |  | Communications Equipment |  | COM | http://www.toronto.ca/TWONTO#network_router |  | Process Control Systems - Services Area
118518 | 78279 | TAB-STR-F-4008T | Air Filter, Blower 8 | TAB-STR-BL-4008 | Filter | Filter |  | F | http://www.toronto.ca/TWONTO#replaceable_air_filter |  | Blower #4008
135551 | 4156 | THR-FT-FSL-3040S | Switch, Flow-Low, Seal Water, Pump 3040, Secondary Treatment, Scum Pumping | THR-FT-P-3040 | Switch,Flow-Low | Switch | 39478 | FSL | http://www.toronto.ca/TWONTO#flow_switch |  | Pump, Rotary Lobe, Scum from Tank 3030, Scum Pumping
147574 | 29442 | YDA-STORE | Computer Storage Location | YDA-EUS | [6 empty] | Production & End User Support
24620 | 22021 | COL-PRR-LSH-0103 | Switch, Level-High | COL-PRR | Switch,Level |  |  | LSH |  |  | Riverside Sewage Pumping Station
97329 | 54737 | FIS-HVAC | Climate Control | FIS-MCS | [6 empty] | Mechanical Services
120284 | 95768 | THC-ACC-AIT-6341 | Transmitter, Smoke Detection, S/A Duct, Scrn Room/Conv. Areas, 2nd Fl. Mech Room #1, Headworks | THC-ACC-AHU-6300 | Analyzer | HVAC | 45961 | AIT | http://www.toronto.ca/TWONTO#flame_or_combustion_sensing_instrument |  | Air Handling Unit, Screen Room/Conveyor Areas, 2nd Floor Mech Room #1, Headworks
107584 | 52678 | TAB-ACC-TE-1448A | Temperature Element, Supply Air Temperature | TAB-ACC-HTR-1448 | Sensor,Temperature | HVAC |  | TE | http://www.toronto.ca/TWONTO#temperature_sensor_element |  | Heater, Hot Water Reheat Coil
124945 | 48708 | THC-ELS-PDP-0122 | Control Panel,Power Distribution Panel, SE Plant Blowers Part 1 and Train #8 | THC-ELS-MCC-0102 | Control Panel,Electrical | Power Distribution Panel |  | PDP | http://www.toronto.ca/TWONTO#LV_electrical_panel |  | Control Panel,MCC, Building A Blower Area
90997 | 33431 | WTR-PEL-RPU-0001 | Remote Processing Unit | WTR-PEL-ELS | RPU | Remote Processor Unit |  | RPU | http://www.toronto.ca/TWONTO#RPU_panel |  | Electrical System
18152 | 23960 | FHA-SED-ZSH-0405D | Switch, Limit, Access Hatch Zone 5, Settling Basin T-0401 | FHA-SED-ZSH-0405 |  | Security System |  | ZSH | http://www.toronto.ca/TWONTO#position_switch |  | Switch, Limit, Access Hatch Zone 4
34521 | 96123 | MAIN-186 | Main 186 | WTR-LWA | [6 empty] | Work Area 2 Central Mains and Chambers
114786 | 57517 | TAB-PLT-RPU-0405 | RPU, Remote Processor Unit | TAB-PLT-INQ-D | RPU | Remote Processor Unit |  | RPU | http://www.toronto.ca/TWONTO#RPU_panel |  | D Building - Instrumentation Equipment
128761 | 78242 | THC-SES-MEQ-95829 | FALL ARREST- LANYARD (insp Liftsafe) | THC-MCS-LD | PPE | Lifting Device |  | MEQ | fall_arrest_lanyard |  | Mechanical Services, Lifting Device
106717 | 10818 | TAB-ACC-HE-1419 | Heater, Hot Water Reheat Coil | TAB-ACC-VAV-1419 | Heat Exchanger | HVAC |  | HE | http://www.toronto.ca/TWONTO#heat_exchanger |  | Heater, Hot Water Reheat Coil, Variable air
62587 | 64566 | FCL-FLT-LSH-0001-SUS | Switch, Level-High, Wash Water Drain West, Filter No.1701 | FCL-FLT-F-1701 | Switch,Level-High | Switch | 36606 | LSH | http://www.toronto.ca/TWONTO#level_switch |  | Filter, Carbon Activated, Filter Building, Filter Gallery West
44077 | 31597 | TAB-DEW-T-3910 | Equalization Tank #1 | TAB-DEW-EQUALIZATION |  | Tank |  | T | http://www.toronto.ca/TWONTO#storage_tank |  | Equalization Tank System
113446 | 62166 | TAB-ELS-SQ-5012 | Body Harness ( Yul) | TAB-ELS-SQ-FALL ARST | PPE,Harness | Safety Equipment |  | SQ | http://www.toronto.ca/TWONTO#fall_arrest_harness |  | Fall Arrest -Safety Harness & Lanyard
89893 | 4388 | YKP-GRD | Collections - 435 Kipling Ave. Grounds | COL-PROTECH |  | Grounds |  |  | space |  | Project and Technical Contract & Services
10854 | 21930 | FCL-ALM-FSL-0301(S) | Switch, Flow, Low, Alum, Flocculation & Sedimentation Tank 0301, Flocculation & Sedimentation Tanks | FCL-ALM | Switch,Flow-Low | Switch | 35208 | FSL | http://www.toronto.ca/TWONTO#flow_switch |  | Coagulation
43990 | 95991 | TAB-DEW-PS-0631 | Power Pack, Hydraulic, DWS Pump#0631 | TAB-DEW-P-0631 | Power Pack,Hydraulic | Hydraulic System |  | PS | http://www.toronto.ca/TWONTO#hydraulic_power_pack |  | Pump, Sludge Cake Transfer, Baby Schwing #6, Dewater. Bldg, 2/F NW
89200 | 91531 | WTR-RLW-AUX | Auxiliary Equipment (Building Facilities) | WTR-RLW | [6 empty] | Lawrence Reservoir
29645 | 99388 | FIS-MCS-MEQ-3002 | Davit base, wall-mounted, man-entry, Control Chamber B | FIS-MCS | Safety | Lifting Device |  | MEQ | davit_base |  | Mechanical Services
132294 | 82690 | THR-DIF-TSL-7782A | Switch, Temperature Low, Burner BU-7780 Zone 1 Gas Pipe/Manifold Heat Tracing, WGB Bldg Roof | THR-DIG-BU-7780 | Switch,Temperature-Low | Switch |  | TSL | http://www.toronto.ca/TWONTO#temperature_switch |  | Burner, Waste Gas 7780, Waste Gas Burner Building Roof
71335 | 28135 | THR-DIG-LSH-3850 | Switch, Level High, Separator Overfill, Oil Tank, Gas Compressor Bldg Bsmnt, Oil Water Separator Sys | THR-DIG-T-3850 | Switch,Level-High | Switch |  | LSH | http://www.toronto.ca/TWONTO#level_switch |  | Tank, Seperator, Oil Water, Gas Compressor Bldg Bsmnt, Oil Water Separator System
116228 | 77027 | TAB-PRS-T-2010 | Tank, Chemical Storage, East Chemical Storage Tanks | TAB-PRS-T-FECL2 | Tank | Tank |  | T | http://www.toronto.ca/TWONTO#chemical_storage_tank |  | Ferrous Chloride Tanks & Valves
10389 | 23575 | FCL-ACC-HTR-0354 | Heater, Re-Heat Unit, 208V, Admin Building, Second Floor, Office 208, Ceiling West | FCL-ACC-ADMIN |  |  |  | HTR |  |  | Administration Building HVAC Equipment
137366 | 11398 | THR-PLT-LD-2132E | Lifting Device, Sparger Arm, Tank 100, Grit Bldg. | THR-PLT-T-0100 | Lifting Device | Hydraulic System | 35256 | LD | http://www.toronto.ca/TWONTO#hydraulic_system |  | Tank, Grit Removal, Grit Tank, North Grit Building
107127 | 85028 | TAB-ACC-HTR-BL | Unit Heaters- Blower Bldg | TAB-ACC-HTR | [6 empty] | Heaters- Convection,
133011 | 23959 | THR-DIG-RPU-0011 | Remote Processor Unit, Digester Compressor 5880 & Compressor 5860 & Compressor 5840 (172.22.39.126) | THR-ELS-GCB | RPU | Remote Processor Unit |  | RPU | http://www.toronto.ca/TWONTO#RPU_panel |  | Electrical System, Digester Gas Compressor Building
47358 | 8435 | TAB-EL1-MCC-6228 | Motor Control Centre 600V - D Bldg | TAB-EL1-MCC | Control Panel,MCC | Motor Control Centre |  | MCC | http://www.toronto.ca/TWONTO#LV_electrical_panel |  | Motor Control Center- North Substation
41512 | 87941 | TAB-ACC-TSL-0150 | Switch, Temperature, Low, Fan 1000, Exist. Primary Treatment Bldg. | TAB-ACC-FN-1000 | Switch,Temperature-Low | Switch |  | TSL | http://www.toronto.ca/TWONTO#temperature_switch |  | Fan, Supply, Ex. D--Bldg. Ex. Air Heating Room
55624 | 25719 | TAB-WA3-LD-2371 | Sling, Nylon, 8 FT | TAB-DEW-SAFETY | PPE | Lifting Device |  | LD | synthetic_web_sling |  | Safety Equipment
91745 | 88245 | WTR-RMI-DR-0003 | Door, Hatch, South of Access House | WTR-RMI-AUX | Door | Door |  | DR | http://www.toronto.ca/TWONTO#door
131185 | 76011 | THR-AER-RPU-0100A | RPU IO Extension, Aeration - South | THR-AER-RPU-0100 | RPU | Remote Processor Unit |  | RPU | http://www.toronto.ca/TWONTO#RPU_panel |  | Remote Processor Unit, SCADA,GE RX3i 172.22.37.236 THRPSN04 Aeration Tank Electrical Building
12494 | 84791 | COL-PCU-MCC-0002 | Motor Control Centre | COL-PCU-SUSPENDED | Control Panel,MCC |  | 34925 | MCC |  |  | Cumber P.S.suspended entities
64265 | 41170 | FCL-RW-V-0008A | Valve, Mud, Raw Water Suction Channel Drain, Low Lift PS Basement | FCL-RW-INTAKE |  |  |  | V |  |  | Intake and Conduit
145140 | 42029 | WTR-PLW-PPE-0001B | Gloves, Electrical Protection, 5kv - Joe Rosati | WTR-PLW-PPE | PPE,Insulated Glove | Safety Equipment |  | PPE | http://www.toronto.ca/TWONTO#rubber_insulating_gloves |  | Personal Protection Equipment - WWA
45491 | 4338 | TAB-DIG-T-09-12 | Digester Tanks 9-12 | TAB-DIG |  | Tank |  | T | http://www.toronto.ca/TWONTO#collection_of_assets |  | Digestion
62483 | 48128 | FHA-FLT-F-0901 | Filter #09, Filter Building, West Filter Gallery South | FHA-FLT | Filter | Filter |  | F | http://www.toronto.ca/TWONTO#filtration_tank |  | Filtration
86168 | 82600 | WTR-PJS-LSH-0004 | Switch, Level, High, Flood Alarm, CH3 (12A), John Street Pumping Station, Basement | WTR-PJS-CH-03 | Switch,Level-High | Switch |  | LSH | http://www.toronto.ca/TWONTO#level_switch |  | Chamber, Isolation to Harris Surge Tank (V 12A), John Street Pumping Station, Basement
52808 | 46473 | TAB-PLT-DR-4016 | Door, Roll up | TAB-PLT-LOA-D | Door,Overhead | Door |  | DR | http://www.toronto.ca/TWONTO#roll_up_door
13652 | 66288 | FCL-MCS-3 | Service Water and Backflow Prevention | FCL-MCS |  |  |  | MCS |  |  | Mechanical Services
25559 | 62431 | FHO-SBS-LSH-0003 | Switch, Level High, SBS Pump Spill Containment, S4 Level, SBS Pump Room | FHO-SBS | Switch,Level-High | Switch |  | LSH | http://www.toronto.ca/TWONTO#level_switch |  | Ozone Quenching
98265 | 63231 | FIS-SES-SQ-GLOVE2 | Asset Group, PPE, Electrical Personal Protection, Group 2 | FIS-SES |  | Safety Equipment |  |  | http://www.toronto.ca/TWONTO#rubber_insulating_gloves |  | Safety, Instrumentation & Environmental Services
93479 | 19178 | FHO-MCS-LD-0302 | Lifting device, Scissor Lift - Skyjack Model SJ3226 -Sr # 275042 | FHO-MCS-LD | Lifting Device,Scissor Lift | Lifting Device |  | LD | http://www.toronto.ca/TWONTO#man_lift |  | Lifting Devices & Elevators
21836 | 14094 | COL-PMY-FEQ-0003S | Fire Prevention, Extinguisher | COL-PMY | Fire Prevention,Extinguisher |  | 40922 | FEQ |  |  | Maryport Sewage Pumping Station
61150 | 12406 | THC-ELS-SQ-211160L | Electrical Safety rubber gloves, High Voltage, Class 1, # 211160L | THC-SES-SQ | PPE,Insulated Glove | Safety Equipment |  | SQ | http://www.toronto.ca/TWONTO#rubber_insulating_gloves |  | Safety Equipment
108797 | 73655 | TAB-AER-T-0500 | Aeration Tank 05 | TAB-AER-TANKS |  | Tank |  | T | http://www.toronto.ca/TWONTO#aeration_tank |  | Aeration Tanks
63414 | 49177 | FCL-MCS-LD-0501 | Winch - CAP: 310 lbs - 50 FT cable | FCL-MCS-LD | Lifting Device,Hoist,Manual | Lifting Device |  | LD | winch |  | Lifting Devices
28477 | 47677 | COL-PWE-MISC | Miscellaneous Equipment | COL-PWE | [6 empty] | Wellington Sewage Pumping Station (partial operation)
101687 | 56293 | MAIN-307 | Main 307 | WTR-LWA | [6 empty] | Work Area 2 Central Mains and Chambers
25229 | 37464 | COL-PSL-P-0100 | Pump, Centrifugal | COL-PSL | Pump |  |  | P |  |  | Sewells Road Sewage Pumping Station
48587 | 59426 | TAB-INCINERATOR BLDG | Building Location | TAB-SPC2 | [6 empty] | Process Control Systems - Equipment
79197 | 69828 | THR-ELS-PDP-3222A | Panel, Power Distribution/Lighting 208V/120V, North Grit Old Blower Room | THR-ELS-GRIT | Control Panel,Power Distribution Panel | Power Distribution Panel |  | PDP | http://www.toronto.ca/TWONTO#LV_electrical_panel |  | Electrical System, Grit Bldg., North Prelimanry and Primary Station
129730 | 86872 | THR-ACC-CU-4700 | Condensing Unit, Ductless Split System outdoor Unit, Switchgear Bldg South | THR-ACC-AC-4700 | H.V.A.C.,Air Conditioner | HVAC |  | CU | http://www.toronto.ca/TWONTO#AC_condenser_unit |  | Fan Coil Unit, Ductless Split System Indoor Unit, Switchgear Bldg South
7332 | 73112 | COL-PSL-LSLL-0201 | Switch, Level Low-Low | COL-PSL-MISC | Switch,Level |  |  | LSLL |  |  | Miscellaneous Equipment
34445 | 10711 | MAIN-089 | Main 089 | WTR-MT1 | [6 empty] | Work Area 1 EAST Mains and Chambers
81430 | 14365 | TNT-MCS-LD-0040 | Electric Chain Hoist | TNT-MCS-LD | Lifting Device,Hoist,Electrical | Lifting Device |  | LD | http://www.toronto.ca/TWONTO#lifting_equipment_hoist |  | Lifting Devices , cranes/ Portable crane/hoists, come alongs, slings, wire rope, chains
134358 | 86224 | THR-DR-SH-0502 | Overhead Door, STB South East, Electrical Room | THR-DR-WA3 | Door,Overhead | Door |  | SH | http://www.toronto.ca/TWONTO#roll_up_door
113509 | 16298 | TAB-ELS-T BLDG | T Building Indoor Substation | TAB-ELS-NORTH | Transformer | [5 empty] | North Substation
136736 | 26586 | THR-MCS-LD-8225 | Chain Hoist, Manual, Chlorine Bldg. | THR-LD-WA1 | Lifting Device | Lifting Device |  | LD | http://www.toronto.ca/TWONTO#lifting_equipment_hoist |  | Lifting Devices, Chain Hoist, Come Along & Slings
9829 | 29933 | FCL-ACC-RPU-0101 | RPU Panel, Low Lift BAS, Low Lift Pump Room S/E | FCL_ELS_MISCELLANEOUS | Control Panel | Remote Processor Unit |  | RPU | http://www.toronto.ca/TWONTO#RPU_panel |  | FCL_ELS_MISCELLANEOUS
27190 | 9174 | DOS-YCM-VEH-41113 | 2010 FORD ESCAPE HYBRID - Vehicle Unit# 41113 | FAC-YCM-VEH | Vehicle,Licensed | Vehicle |  | VEH | http://www.toronto.ca/TWONTO#passenger_vehicle
144354 | 50738 | WTR-PJO-PSL-0001 | Switch, Pressure, (Low), Line to District 3 | WTR-PJO-TRW | Switch | Switch |  | PSL | http://www.toronto.ca/TWONTO#pressure_switch |  | Treated Water (Transmission)
26540 | 15730 | COL-PST-CH-0003 | Chamber, Overflow | COL-PST-MISC | Chamber |  |  | CH |  |  | Miscellaneous Equipment
66907 | 59465 | THC-THK-FD-1101 | Feeder,Polymer Make-up System-1100,Thickening Building | THC-THK-T-1100 | Chemical Feeder,Powder | Chemical Feeder |  | FD | http://www.toronto.ca/TWONTO#polymer_preparation_system |  | Tank,Make-up,Polymer Make-up System-1100,Thickening Building
48112 | 33852 | TAB-ELS-LTG-1010 | Emergency Light,North Substation,1st Floor,East Wall,Electrical Room Door | NORTH SUBSTN_1ST FLR | Lighting,Emergency | Safety Equipment |  | LTG | http://www.toronto.ca/TWONTO#lighting_unit |  | MSA Substation,1st Floor
72944 | 19391 | THR-ACC-HH | Heating, Ventilation and Air Conditioning, Head House | THR-ACC-HVAC |  | HVAC |  |  | http://www.toronto.ca/TWONTO#collection_of_assets |  | Air Conditioning, Heating, Ventilation & Air Conditioning
119962 | 55243 | TAB-WA4-SQ-3423 | Harness, Safety - 1191383C | TAB-WA4-SQ-0010 |  | Safety Equipment |  | SQ | http://www.toronto.ca/TWONTO#fall_arrest_harness |  | WA4 Fall arrest systems
37606 | 46755 | MTMH421 | OTTER CRESENT STS | TRK-NTO | [6 empty] | NORTH TORONTO DRAINAGE AREA
122039 | 13960 | THC-AER-T-7440 | Tank, Oil, Blower, Aeration | THC-AER-BL-7400-I-IV | Tank | Tank |  | T | http://www.toronto.ca/TWONTO#chemical_storage_tank |  | Blower, Aeration System
135022 | 39764 | THR-ELS-RPU-0001 | Remote Processor Unit, Main South Substation | THR-ELS-SS | RPU | Remote Processor Unit |  | RPU | http://www.toronto.ca/TWONTO#RPU_panel |  | Electrical System, South Main Substation
87207 | 41156 | WTR-PMI-TSH-0007 | Switch, Temperature-High, Mechanical Room, Ventilation, | WTR-PMI-AUX | Switch,Temperature-High | Switch |  | TSH | http://www.toronto.ca/TWONTO#temperature_switch |  | Auxiliary Equipment (Building Facilities)
59658 | 6229 | THC-ACC-TSL-0014 | Switch, Temperature, Ice in Slab, Snow Melting System, Zone #4, Admin Building, South/East Area | THC-ACC-CT-0124 |  | HVAC |  | TSL | http://www.toronto.ca/TWONTO#temperature_switch |  | Controller, MAN-0014, Admin Building, Snow Melting, Zone #4
112641 | 50708 | TAB-EL1-LP-6921 | Lighting Panel,Small Loads,120/208V,Electrical Room,Second Floor,Screen Build,P Building | TAB-EL1-MCC-6963 | Control Panel,Lighting | Power Distribution Panel |  | LP | http://www.toronto.ca/TWONTO#LV_electrical_panel |  | MCC,Electrical Room,Second Floor,Screen Build,P Building
91074 | 28647 | FHO-DCL-SO-0201 | Sulphonator, Dechlorination Train 2, Chemical Building, Main Floor, Machine Room | FHO-DCL | Chemical Feeder,Gas | Chemical Feeder |  | SO | http://www.toronto.ca/TWONTO#sulphonation_system |  | De-Chlorination
108763 | 69307 | TAB-AER | Aeration Gallery | TAB-WORK-AREA-2 | [6 empty] | Work Area 2
60340 | 60637 | THC-ACC-V-6214 | Valve, 2-Way Motorized, AHU-6200, 2nd Floor Mech Room #2, Headworks | THC-ACC-AHU-6200 | Valve,Ball | HVAC |  | V | http://www.toronto.ca/TWONTO#valve |  | Air Handling Unit, Blower Room, 2nd Floor Mech Room #2, Headworks
9812 | 65112 | DU2018A | Tank, Gas Condensate | TAB-DIG-FX-9-12 | Tank | Tank |  |  | http://www.toronto.ca/TWONTO#condensate_trap |  | Digester Tanks 9-12, Flame Arresters, Condensate Tanks & Moisture Separators,
119637 | 86030 | TAB-WA1-SQ-1037 | Sling | TAB-WA1-SQ-1000 | Lifting Device,Sling | Lifting Device |  | SQ | http://www.toronto.ca/TWONTO#fall_protection_sling |  | WA1 Lifting Devices and Slings
145918 | 6865 | WTR-PRH-PSL-0001 | Switch, Pressure-Low, Line from Rosehill Reservoir and District 1 | WTR-PRH-TRW | Switch,Pressure-Low | Switch |  | PSL | http://www.toronto.ca/TWONTO#pressure_switch |  | Treated Water (Transmission)
67360 | 55950 | THC-MCS-DR-0001 | Door, Overhead, Building B | THC-GRK-DR-B | Door,Overhead | Door |  | DR | http://www.toronto.ca/TWONTO#roll_up_door
20503 | 88706 | COL-PMM-LSL-0106 | Switch, Level-Low | COL-PMM-MISC | Switch | Switch | 36007 | LSL | http://www.toronto.ca/TWONTO#level_switch |  | Miscellaneous Equipment
107103 | 13640 | TAB-ACC-HTR-6471 | Heater, Unit, Hot Water, Ground Floor, North Side, Grit Bldg., P Bldg. | TAB-ACC-HTR-PBLDG | H.V.A.C.,Heater | HVAC |  | HTR | http://www.toronto.ca/TWONTO#heater |  | Unit Heaters- P Bldg
126516 | 78410 | THC-MCS-SQ-0001 | Safety tools, equipment for general use, plant wide | THC-MCS-MEQ | Machine Tool,Milling Machine | Tool |  | SQ | http://www.toronto.ca/TWONTO#collection_of_assets |  | Machine Shop and Equipment
3311 | 32497 | COL-PBF-LSHH-0104 | Switch, Level High-High | COL-PBF-MISC | Switch,Level |  |  | LSHH |  |  | Miscellaneous Equipment
135001 | 49960 | THR-ELS-PDP-0501 | Control Panel, Power Distribution Panel, Line 0103, 600V Switchgear, Electrical Room, West Substation | THR-ELS-WS | Control Panel,MCC | Power Distribution Panel |  | PDP | http://www.toronto.ca/TWONTO#LV_electrical_panel |  | Electrical System, West Substation
81550 | 10054 | TNT-PRM-T-0200 | Tank, Clarification,Primary Influent, #2 | TNT-PRM | Clarifier,Square | Tank |  | T | http://www.toronto.ca/TWONTO#clarifier |  | Primary Treatment
64791 | 31536 | FCL-SES-FEQ-0078-SUS | Fire Extinguisher #78, High Lift Pumping Station, Ground Floor, Sample Drop-off Room, South Wall | FCL-SES-FEQ-SUS |  |  | 46425 | FEQ |  |  | Portable Fire Extinguishers
26807 | 50351 | FHO-TRW-P-1000-KQ | TRW Pump Unit 10 | FHO TRW PUMPING |  |  |  | P |  |  | Treated Water Pumping
7406 | 16819 | COL-PSM-SS-0001 | Station Security System | COL-PSM |  | Security System |  | SS | http://www.toronto.ca/TWONTO#security_system |  | Simcoe St Sewage Pumping Station
15418 | 55751 | FCL-WWW-DEW | Sludge Dewatering RMF | FCL-WWW | [6 empty] | Residue Management
125820 | 99953 | THC-GRK-DR-R | Doors, Building R | THC-GRK-ELS-R |  | Door |  |  | http://www.toronto.ca/TWONTO#door
9605 | 5487 | DOS-SES-SCBA-2256 | SCBA 5 minutes escape pack | DOS-SES-SCBA | Safety | Safety Equipment |  | SCBA | http://www.toronto.ca/TWONTO#self-contained_breathing_apparatus |  | Self Contained Breathing Apparatus (SCBA)
113481 | 7045 | TAB-ELS-SQ-6141 | Electrical - Rubber Insulating Gloves Class 1 | TAB-ELS-SQ-GLOVE | PPE,Insulated Glove | Safety Equipment |  | SQ | http://www.toronto.ca/TWONTO#rubber_insulating_gloves |  | High Voltage Gloves
73254 | 10469 | THR-DRN-PRM | Primary Treatment, Work Area 2 | THR-DRN-WA2 | [6 empty] | Drains, Work Area 2
87406 | 35224 | WTR-PPD-PSH-0002 | Switch, Pressure-High, Line To District 1 | WTR-PPD-TRW | Switch,Pressure-High | Switch |  | PSH | http://www.toronto.ca/TWONTO#pressure_switch |  | Treated Water (Transmission)
21719 | 68891 | COL-PMY-AHU-0001 | Air Handling Unit | COL-PMY | Air Handling Unit |  |  | AHU |  |  | Maryport Sewage Pumping Station
16417 | 2924 | FHA-DCL-SO-0301-KQ | Sulphonator Location | FHA-DCL |  |  | 33351 | SO |  |  | De-Chorination
77796 | 16017 | THR-PRM-T-3200 | Tank, Scum, from Hopper T-0330 & 0730, South Primary Tank | THR-PRM-STA-2 | Tank,Non-Pressurized | Tank |  | T | http://www.toronto.ca/TWONTO#storage_tank |  | South Primary Station 2
106658 | 92110 | TAB-ACC-FSL-3651 | Switch, Flow, Low | TAB-ACC-P-3650 | Switch,Flow-Low | Switch |  | FSL | http://www.toronto.ca/TWONTO#flow_switch |  | Pump, Circulation Glycol
134031 | 34141 | THR-DIS-T-1000 | Tank, Sodium Hypochlorite Storage, Disinfection Building | THR-DIS-T-PP | Tank | Tank |  | T | http://www.toronto.ca/TWONTO#chemical_storage_tank |  | Disinfection, Tank, Palace Pier
62177 | 59071 | THC-INC-LAG-0001 | Ash Lagoon, South | THC-INC | Lagoon |  |  | LAG |  |  | Incineration Process
106596 | 54290 | TAB-ACC-FN-SLO | Exhaust Fans , Silo/Odour Control Bldg | TAB-ACC-FN | [6 empty] | Exhaust Fans
101497 | 52652 | MAIN-003 | Main 003 | WTR-LWA | [6 empty] | Work Area 2 Central Mains and Chambers
69235 | 30015 | FCL-WWW-V-5532 | Valve, Check, Discharge, Centrifuge Building Process Drain Pump P-5531, RMF Centrifuge Building | FCL-WWW-P-5531 |  |  |  | V |  |  | Pump Submersible Centrifuge Process Drain
136752 | 42043 | THR-MCS-LD-9860 | A Frame, Gantry Crane(make;eme),1T, Machine shop Fan Room | THR-LD-WA3 | Lifting Device,Hoist,Manual | Lifting Device |  | LD | lifting_device_support |  | Lifting Devices, Chain Hoist, Come Along & Slings
124892 | 25458 | THC-ELS-MCC-2500E | Motor Control Center | THC-ELS-PS-0001-TUN | Control Panel,MCC | Motor Control Centre |  | MCC | http://www.toronto.ca/TWONTO#LV_electrical_panel |  | Primary Power Equipment, Building Tunels
61945 | 55585 | THC-DEW-RPU-2102 | Remote Processing Unit | THC-DEW-RPU | Controller,PLC | Remote Processor Unit |  | RPU | http://www.toronto.ca/TWONTO#RPU_panel |  | Incineration RPUs
81418 | 62948 | TNT-MCS-LD-0013 | Trolley | TNT-MCS-LD | Lifting Device | Lifting Device |  | LD | lifting_device_support |  | Lifting Devices , cranes/ Portable crane/hoists, come alongs, slings, wire rope, chains
58158 | 92001 | THC-AUX-LIQUIDS | Auxiliary Systems, Plant Liquids side | THC | [6 empty] | Highland Creek Treatment Plant
81426 | 7754 | TNT-MCS-LD-0035 | Chain Hoist | TNT-MCS-LD | Lifting Device,Chain | Lifting Device |  | LD | http://www.toronto.ca/TWONTO#lifting_equipment_hoist |  | Lifting Devices , cranes/ Portable crane/hoists, come alongs, slings, wire rope, chains
54529 | 10773 | TAB-STR-SQ-0002 | Emerg. Eyewash and Shower Stations, Ferrous Chloride truck unload Ramp | TAB-STR2-STRC | PPE,Eyewash Station | Safety Equipment | 35490 | SQ | http://www.toronto.ca/TWONTO#emergency_eyewash_and_shower |  | Secondary Treatment - Drains, Walls, Lighting, Plumbing , PA System,Support & mechanical Equipment
18586 | 95924 | FHA-SES-SQ-0038 | Safety Harnesses DBI SALA full body harness Ser E0040100226BDEA8 | FHA-SES |  | Safety Equipment |  | SQ | http://www.toronto.ca/TWONTO#fall_arrest_harness |  | Safety & Environmental Services
23427 | 31309 | FHO-FLO-MX-0401-KQ | Raw Water Module 4 | FHO-OBSOLETE |  |  |  | MX |  |  | Removed From Service
54379 | 68327 | TAB-STR-LSHH-5101 | Switch, Level High-High, Chemical Gallery, Ground Water Building | TAB-STR-P-5101 |  | Switch |  | LSHH | http://www.toronto.ca/TWONTO#level_switch |  | Pump, Centrifugal, Ground Water Pumping Station
94987 | 3381 | FHO-SPC-COM-1601 | Termination Panel, Clarifier Building, S2, Main Foyer, N/E | FHO-SPC |  | Communications Equipment |  | COM | termination_panel |  | Process Control Systems - Services Area
14285 | 24166 | COL-PHB-LS-0103 | Switch, Level-High | COL-PHB-MISC | Switch,Level | Switch |  | LS | http://www.toronto.ca/TWONTO#level_switch |  | Miscellaneous Equipment
79599 | 65421 | FHA-SED-T-0501 | Tank, Underground Settling and Flocculation Basin #5 | FHA-SED | Tank,Non-Pressurized | Tank |  | T | http://www.toronto.ca/TWONTO#flocculation_tank |  | Sedimentation
85493 | 27816 | WTR-PHL-FAK-0004-SUS | First Aid Kit, Truck #065041 | WTR-SUSPENDED | Safety,First Aid Kit | Safety Equipment | 47483 | FAK | http://www.toronto.ca/TWONTO#first_aid_kit |  | Suspended Obsolete entity for storage purpose
30953 | 30251 | FIS-FEQ-DR-0070 | Door, Fire, Flourode & Ammonia Building | FIS-GRK-STRC-0001 |  | Door |  | DR | http://www.toronto.ca/TWONTO#fire_rated_door
143598 | 3721 | WTR-PEL-LSHH-1301 | Switch, Level, High High, Diesel Fuel Day Tank T-1300, Generator Building, Product Handling Room | WTR-PEL-T-1300 | Switch,Level-High-High | Switch |  | LSHH | http://www.toronto.ca/TWONTO#level_switch |  | Tank, Non-Pressurized, Diesel Fuel Day, Generator Building, Product Handling Room
34475 | 35514 | MAIN-127 | Main 127 | WTR-MT1 | [6 empty] | Work Area 1 EAST Mains and Chambers
78880 | 68927 | THR-SES-SQ-2826 | Lanyard for Harness, Retractable PPE Danny Oliveira | THR-SES-SQ | Safety | Safety Equipment | 35740 | SQ | lifeline |  | Safety Equipment
76469 | 19790 | THR-DIG-RPU-0002 | Remote Processor Unit, Digester, Tank 0700 (172.22.39.123) | THR-ELS-DIG | RPU | Remote Processor Unit |  | RPU | http://www.toronto.ca/TWONTO#RPU_panel |  | Electrical System, Digester Tanks
8929 | 22508 | COL-YKP-DA-0016(S) | Davit Arm-110675 | COL-W-OBSOLETE |  | Safety Equipment | 39121 | DA | http://www.toronto.ca/TWONTO#fall_arrest_Davit_arm |  | Col West Obsolete Entities
139377 | 20640 | THR-WA1-LD-0017 | Sling, Wire Rope, Work Area 1 (WIRE ROPE SLING SIZE; 3/8" X 6' ) | THR-LD-WIRE-WA1 | Lifting Device,Sling | Lifting Device |  | LD | wire-rope_sling |  | Slings, Wire Rope, Work Area 1
52733 | 23532 | TAB-RSP-DRN-T | Drains, Floor, T Bldg | TAB-RSP-STRC-T | Building Service,Floor Drain | Plumbing |  |  | http://www.toronto.ca/TWONTO#drain |  | T Building - Safety Equipment,Wall, Ceiling & Floor
11857 | 98974 | FCL-ELS-MCC-0911-SUS | Control Panel, MCC, Emergency Panel Diesel Back-up, Electrical Switchgear Room | FCL-SUSPENDED | Control Panel,MCC | Motor Control Center | 36549 | MCC | http://www.toronto.ca/TWONTO#LV_electrical_panel |  | Suspended entity
71791 | 48120 | THR-DIG-T-5660 | Tank, Reservoir, Auxiliary Oil, Gas Compressor 5660, Digester Mixing System | THR-DIG-C-5660 | Tank,Reservoir | Tank |  | T | http://www.toronto.ca/TWONTO#chemical_storage_tank |  | Compressor, Gas, Mixing System, Digester Tank#7/8
18599 | 78063 | FHA-SES-SQ-0051 | Safety Harnesses Safewaze 7510 full body harness 07316 | FHA-SES-SQ-6 |  | Safety Equipment |  | SQ | http://www.toronto.ca/TWONTO#fall_arrest_harness |  | Safety Fall Protection Equipment
61627 | 40196 | FHA-ELS-PDP-1503 | Power Distribution Panel, Service Building, Machine Shop | FHA-ELS | Control Panel,Power Distribution Panel | Power Distribution Panel |  | PDP | http://www.toronto.ca/TWONTO#LV_electrical_panel |  | Electrical
141137 | 69738 | WM2010A | Filter, Silo Dust, 806A | TAB-SLD-FN | Filter | Filter |  |  | http://www.toronto.ca/TWONTO#replaceable_air_filter |  | Pelletizer Bldg. - Silo System, Fans & Filters
65247 | 80936 | THC-ELS-MCC-1602 | Motor Control Centre,Sludge Treatment Area,Biosolids Building | THC-ELS-CB-1602 | Control Panel,MCC | Motor Control Centre |  | MCC | http://www.toronto.ca/TWONTO#LV_electrical_panel |  | Circuit Breaker,Feed to MCC-1602 for Sludge Treatment Area Power,Biosolids Building
13883 | 99953 | FCL-POL-MX-4202 | Mixer, Electric, Polymer Tote T-4202, RMF Centrifuge Building, Polymer Totes Area | FCL-POL-T-4201 |  |  |  | MX |  |  | Tank, Polymer Storage Tote No.3, RMF Centrifuge Building, Polymer Totes Area
107590 | 39008 | TAB-ACC-TE-1461A | Temperature Element, Supply Air Temperature | TAB-ACC-HTR-1461 | Sensor,Temperature | HVAC |  | TE | http://www.toronto.ca/TWONTO#temperature_sensor_element |  | Heater, Electric Reheat Coil
140611 | 13526 | TNT-MCS-LD-0032 | Chain Hoist | TNT-MCS-LD | Lifting Device,Chain | Lifting Device |  | LD | http://www.toronto.ca/TWONTO#lifting_equipment_hoist |  | Lifting Devices , cranes/ Portable crane/hoists, come alongs, slings, wire rope, chains
66845 | 87583 | THC-STW-T-0021 | Tank, Chlorine Storage, Feature Treatment Loop, Storm Water System, Admin. Building | THC-STW |  | Tank |  | T | http://www.toronto.ca/TWONTO#chemical_storage_tank |  | Storm Water
81332 | 6049 | TNT-FT-LS-1201 | Switch, Level, | TNT-FT-T-1200 | Switch,Level | Switch |  | LS | http://www.toronto.ca/TWONTO#level_switch |  | SumpTank # 2
130974 | 78727 | THR-AER-LSH-4800 | Switch, Level-High, Sump, Gallery T-14S (South End), Flood Monitoring System | THR-AER-P-4800 | Switch,Level-High | Switch |  | LSH | http://www.toronto.ca/TWONTO#level_switch |  | Pump, Centrifugal, Sump, T14S
120526 | 54669 | THC-ACC-DM-6208 | Damper, Isolation, Supply Duct, AHU-6200, 2nd Floor Mech Room #2, Headworks | THC-ACC-AHU-6200 | Damper/Louver | HVAC |  | DM | http://www.toronto.ca/TWONTO#air_damper |  | Air Handling Unit, Blower Room, 2nd Floor Mech Room #2, Headworks
113441 | 49796 | TAB-ELS-SQ-32A6 | Body Harness - Yevgen Valavsky | TAB-ELS-SQ-FALL ARST | PPE,Harness | Safety Equipment |  | SQ | http://www.toronto.ca/TWONTO#fall_arrest_harness |  | Fall Arrest -Safety Harness & Lanyard
146203 | 1064 | WTR-PSA-PS-0002 | Switch, Pressure-High/Pressure-Low, Line to District 3 | WTR-PSA-TRW | Switch | Switch |  | PS | http://www.toronto.ca/TWONTO#pressure_switch |  | Treated Water (Transmission)
39196 | 59206 | TAB-ACC-F-6452 | Filter, AHU-6450, Primary Tank Operating Gallery, Ground, East Side | TAB-ACC-AHU-6450 | Filter | HVAC |  | F | http://www.toronto.ca/TWONTO#replaceable_air_filter |  | Air Handling Unit, Primary Tank Operating Gallery, Ground, East Side
15942 | 36373 | FH2001A | Door,Overhead, Accs Building | TAB-MCS-DR | Door,Overhead | Door |  |  | http://www.toronto.ca/TWONTO#roll_up_door
9342 | 8571 | COL-YKP-SRL-142940 | Self Retrieval Line-Winch-142940 | YKP-BLD | Safety | Safety Equipment |  | SRL | self_retracting_line |  | Collections - 435 Kipling Ave. Building envelope
86683 | 49407 | WTR-PKN-TRW | Treated Water (Transmission) | WTR-PKN | [6 empty] | Kennedy Pumping Station
131675 | 78220 | THR-CG-F-1401 | Filter, Air Intake, Purge Blower 1401, Engine Exhaust System, Engine-Gen 1101 | THR-CG-BL-1401 |  | Filter |  | F | http://www.toronto.ca/TWONTO#replaceable_air_filter |  | Blower, Centrifugal, Purge, Engine Exhaust System, Engine-Gen 1101
7321 | 23600 | COL-PSL-HTR-0001 | Heater, Generator Room | COL-PSL-MISC | Heater |  |  | HTR |  |  | Miscellaneous Equipment
117970 | 2709 | TAB-SES-LTG-2280 | Lighting, Emergency, Battery Unit, 2 LED heads, PRS Bldg | TAB-STR-SQ | Lighting,Emergency | Safety Equipment | 41306 | LTG | http://www.toronto.ca/TWONTO#lighting_unit |  | WA2 Safety Equipment,lifting devices, ladders, Eye Wash station, First Aid Kits, Lock out stations
31222 | 59953 | COL-RBB-CB-0001 | Circuit Breaker, Electronic Trip | COL-RBB | Circuit Breaker |  |  | CB |  |  | Western Beaches Tunnel (Battery Park)-Storm
83298 | 95588 | WTR-250-LSH-3B01 | Switch, Level High, Flood Alarm | WTR-250-CP-3B01 | Control Panel,Instrumentation | Switch |  | LSH | http://www.toronto.ca/TWONTO#level_switch |  | Control Panel, Electrical
56121 | 96751 | TAB-STR-RPU-0707 | RPU-GE0707 | TAB-STR-RPU | RPU | Remote Processor Unit |  | RPU | http://www.toronto.ca/TWONTO#RPU_panel |  | Aeration Gallery - RPUs
101543 | 42402 | MAIN-114 | Main 114 | WTR-MT3 | [6 empty] | Work Area 3 WEST Mains and Chambers
113713 | 53155 | TAB-ITS-COM-5600 | Network, Switch, Telecom Enclosure, Waste Gas Burner Station | TAB-DIG-BU | Network,Switch | Network |  | COM | http://www.toronto.ca/TWONTO#network_switch |  | Waste Gas Burner
139428 | 70997 | THR-WA2-LD-0010S | Sling, Nylon, Work Area 2 SIZE; 2" X 6', | THR-LD-NYLN-WA2 | Lifting Device,Sling | Lifting Device | 40042 | LD | synthetic_web_sling |  | Slings, Nylon, Work Area 2
10481 | 19894 | COL-MTI-TS-3401 | Transfer Switch, Parkside Control Chamber No.34, MTI | COL-MTI | Switch | Switch |  | TS | http://www.toronto.ca/TWONTO#transfer_switch |  | Mid-Toronto Interceptor
27977 | 47217 | FIS-ALM-T-0301-SUS | Tank, Alum/Polymer, Alum System | FIS-SUSPENDED | Tank | Tank | 38127 | T | http://www.toronto.ca/TWONTO#chemical_storage_tank |  | Obsolete Entities/Processes
34497 | 66901 | MAIN-150 | Main 150 | WTR-LWA | [6 empty] | Work Area 2 Central Mains and Chambers
101157 | 81412 | KR2203A | Unit Heater, Silo #3, Basement, Silo Building | TAB-ACC-HTR-SLO | H.V.A.C.,Heater | HVAC |  |  | http://www.toronto.ca/TWONTO#heater |  | Unit Heaters- Silo Bldg
78991 | 95861 | THR-GRK-VEH-378133S | Vehicle, Kubota, Unlicensed, WA2 | THR-GRK-GQ-WA2 | Vehicle,Unlicensed | Vehicle | 38597 | VEH | http://www.toronto.ca/TWONTO#golf_cart
26330 | 24171 | FHO-SES-SQ-6026 | Harness-792410 - Jamie Nickerson 063B12-CD4A-4E35-9A15-2E091500386 | FHO-SES-SQ-0006 | PPE,Harness | Safety Equipment |  | SQ | http://www.toronto.ca/TWONTO#fall_arrest_harness |  | Fall Arrest Systems
64193 | 7211 | FCL-RW-INTAKE | Intake and Conduit | FCL-RW | [6 empty] | Raw Water
39148 | 59858 | TAB-ACC-DM-6572 | Damper, Motorized, Supply Air, FN- 6572,AHU-6570, Mechanical RM No. 3, Screen Bldg., P Bldg. | TAB-ACC-AHU-6570 | Damper/Louver | HVAC |  | DM | http://www.toronto.ca/TWONTO#air_damper |  | Air Handling Unit, Mechanical Room no.3, Screen Bldg., P Bldg.
141136 | 48489 | WM2009A | Cannister, Silo Carbon, 808C | TAB-SLD-FN | Filter | Filter |  |  | http://www.toronto.ca/TWONTO#replaceable_air_filter |  | Pelletizer Bldg. - Silo System, Fans & Filters
93521 | 23470 | FHO-MCS-T-0201 | Tank, Vacuum Priming, S3, Compressor Room | FHO-TRW-VP | Vessel,Pressure | Tank |  | T | http://www.toronto.ca/TWONTO#pressure_vessel |  | Vacuum Priming
4554 | 29227 | COL-PGB-HTR-0001 | Heater, Control Panel | COL-PGB | Heater |  |  | HTR |  |  | Governors Bridge Sewage Pumping Station
25178 | 96444 | COL-PSK-MON-0002 | Monitor | COL-PSK |  |  |  | MON |  |  | Skydome Sewage Pumping Station
106099 | 15573 | TAB-ACC-BO 1 | Boiler # 1, Hot Water Heating, Volcano B-1 | TAB-ACC-BO | [6 empty] | Hot Water Boilers
26327 | 65146 | FHO-SES-SQ-6018-SU | Harness-714409 | FHO-SES-SQ-0006 | PPE,Harness | Safety Equipment | 33835 | SQ | http://www.toronto.ca/TWONTO#fall_arrest_harness |  | Fall Arrest Systems
4551 | 29605 | COL-PGB-FEQ-0001S | Fire Prevention, Extinguisher | COL-PGB-MISC | Fire Prevention,Extinguisher |  | 40170 | FEQ |  |  | Miscellaneous Equipment
93670 | 72476 | FHO-PCL-P-0701-KQ | PACL Train 7 | FHO-PCL |  |  |  | P |  |  | PACL System
75774 | 71839 | THR-DCL-ZONE-3 | Zone 3, Simulator Contact Point | THR-DCL-ZONE | Sampler | Sampler |  | ZONE | http://www.toronto.ca/TWONTO#sampling_point |  | Simulator Zone, De-chlorination System
59069 | 32023 | THC-ACC-HTR-0361 | Air Heater, Building M | THC-ACC-HEATERS | H.V.A.C.,Heater,Unit | HVAC |  | HTR | http://www.toronto.ca/TWONTO#heater |  | Air Heaters, Building M
137670 | 51078 | THR-PRM-BH-0012 | Bulk Head, Channel Gate Stop/Block, Primary | THR-PRM-BH |  |  |  | BH |  |  | Bulk Head, Channel Gate Stop/Block, Primary
96640 | 10842 | FIS-ELS-ESP-0611 | Splitter, Electrical, 600V, Chemical Mixing Building, East Wall | FIS-ELS-MCC-0600 |  | Switch |  | ESP | ? |  | MCC,600 V,Filter Building,Mezzanine,West
51641 | 46293 | FCL-DCL-V-0513 | Valve, Ball, Isolation, Service Water to INJ-0520, RMF Clarification | FCL-DCL-INJ-0520 |  |  |  | V |  |  | Eductor, RMF Dechlorination, RMF Facility
11115 | 78559 | COL-PBR-JIT-0001 | Meter, Power Indicating Transmitter | COL-PBR | Meter |  |  | JIT |  |  | Berry Road Sewage Pumping Station
64943 | 87040 | THC-PRM-TSH-0980 | Switch, Temperature, High, Exhaust Fan Motor | THC-ACC-FN-0980 |  | Switch |  | TSH | http://www.toronto.ca/TWONTO#temperature_switch |  | Fan, Exhaust, PC9 HPU Building
120085 | 76834 | TAB-WA6-SQ-8603 | Lock Out Tag out and Log Book Station | TAB-WA6-SQ | PPE | Safety Equipment |  | SQ | emergency_kit |  | WA6 Safety Equipment
227 | 57884 | 378122SUS | John Deere, Gator 4X2, WA-7 | TAB-GRK-VEH | Vehicle,Unlicensed | Vehicle | 35271 |  | http://www.toronto.ca/TWONTO#golf_cart
74347 | 63843 | THR-AER-RPU-0022 | Remote Processor Unit, North Aeration, Blower 1811 (172.22.37.170) | THR-AER-BL-1811 | RPU | Remote Processor Unit |  | RPU | http://www.toronto.ca/TWONTO#RPU_panel |  | Blower, Centrifugal, Secondary Treatment, Aeration Blower System - HPBB
24368 | 10313 | FHO-MCS-P-0301-KQ | Vacuum Priming Pump 3 | FHO-OBSOLETE |  |  |  | P |  |  | Removed From Service
122357 | 55487 | THC-CW-SQ-0110 | Emergency Eyewash, Portable/Self Contained, Incinerator Bldg, 3rd Floor, West-Center Wall | THC-SES-SQ-EYE | PPE,Eyewash Station | Safety Equipment |  | SQ | eye_wash_bottle |  | Eyewash Stations THC (Virtual entity #)
62648 | 70828 | THC-MCS-MT-0007 | Centre Lathe Machine, Building A | THC-MCS-MEQ | Machine Tool,Lathe | Tool |  | MT | http://www.toronto.ca/TWONTO#lathe |  | Machine Shop and Equipment
86943 | 97372 | TNT-ELS-MCC-2201 | MCC,Drainage PS | TNT-ELS | Control Panel,MCC | Motor Control Centre |  | MCC | http://www.toronto.ca/TWONTO#LV_electrical_panel |  | Instrument / Electrical
107030 | 93419 | TAB-ACC-HTR-4035 | Unit Heater, East Stairwell, First Landing, 5th Floor, Silo Building | TAB-ACC-HTR | H.V.A.C.,Heater | HVAC |  | HTR | http://www.toronto.ca/TWONTO#heater |  | Heaters- Convection,
69234 | 3107 | FCL-WWW-V-5531 | Valve, Check, Discharge, Centrifuge Building Process Drain Pump P-5531, RMF Centrifuge Building | FCL-WWW-P-5531 |  |  |  | V |  |  | Pump Submersible Centrifuge Process Drain
58724 | 29112 | THC-ACC-F-5812 | Filter,Outdoor Air,Plant Stores | THC-ACC-BLDG B |  | Filter |  | F | http://www.toronto.ca/TWONTO#replaceable_air_filter |  | Mechanical Shop (Chlorine) Building HVAC
112137 | 40215 | TAB-DIS | Disinfection | TAB-WORK-AREA-4 | [6 empty] | Work Area 4
8949 | 76553 | COL-YKP-DA-0029S | Davit Arm Assembly with CENTRE BASE-17106 | COL-W-OBSOLETE | Safety | Safety Equipment | 45992 | DA | http://www.toronto.ca/TWONTO#fall_arrest_Davit_arm |  | Col West Obsolete Entities
72316 | 40093 | THR-ACC-AC-4707 | Fan Coil Unit, Ductless Split System Indoor Unit, Electrical Bldg Elec Rm | THR-ACC-WA4 | H.V.A.C.,Air Conditioner | HVAC |  | AC | http://www.toronto.ca/TWONTO#air_condition |  | Air Conditioning, AHU, HVAC,Work Area4
95695 | 1859 | FHO-ZMC-P-0101-KQ | Zebra Mussel Chlorination Pump 1 | FHO-ZMC |  |  |  | P |  |  | Zebra Mussel Control System
138854 | 62333 | THR-SQ-FAK-DIG | First Aid Kit, Digester Control Room | THR-SQ-FAK-WA1 | Safety | Safety Equipment |  |  | http://www.toronto.ca/TWONTO#first_aid_kit |  | First Aid Kit, STB
72632 | 42 | THR-ACC-DM-1243 | Motorized Damper, Intake, Turbo Blower Room, North Grit | THR-ACC-GRIT | Damper/Louver | HVAC |  | DM | http://www.toronto.ca/TWONTO#air_damper |  | Heating, Ventilation and Air Conditioning, Grit Building
140115 | 54416 | TNT-CSO-T-2000 | Tote, Fixed, Polymer, Lab | TNT-CSO-LAB | Tank,Reservoir | Tank |  | T | http://www.toronto.ca/TWONTO#chemical_storage_tank |  | Lab Bldg polymer System
45409 | 26633 | TAB-DIG-RPU-1041 | PLC 22 - Digestion | TAB-DIG-INQ-T19-22 | SCADA | Remote Processor Unit |  | RPU | http://www.toronto.ca/TWONTO#RPU_panel |  | Digester Tanks 19-22, Instrument Equipment
72273 | 9779 | THR -ACC-AC-0006 | Air Conditioning, Cooling & Fan Unit, Primary Station2, MCC Room | THR-ACC-PRM | H.V.A.C.,Air Conditioner | HVAC |  | AC | http://www.toronto.ca/TWONTO#air_condition |  | Heating, Ventilation and Air Conditioning, Primaries
121178 | 57170 | THC-ACC-STR-6510 | Strainer, AHU-6500, 2nd Floor Mech Room #1, Headworks | THC-ACC-AHU-6500 | Filter | HVAC |  | STR | http://www.toronto.ca/TWONTO#strainer |  | Air Handling Unit, Pipe Gallery, 2nd Floor Mech Room #1, Headworks
71324 | 89249 | FHO-CLA-INJ-0301 | Eductor, Pre-Chlorine, S4, South Pipe Gallery, East Wall | FHO-CLA |  | Injector |  | INJ | http://www.toronto.ca/TWONTO#ejector |  | Pre Chlorination System
65916 | 26558 | THC-FEQ-DM-0016 | Fire Damper, Admin Building, Basement, Electrical Room | THC-FEQ-BLDG K |  | HVAC | 43297 | DM | http://www.toronto.ca/TWONTO#air_damper |  | Fire fighting protection equipment, Admin Building
109814 | 40101 | TAB-DEW-TSH-0121A | Switch, Temperature, High, Lub Oil Return from Bearing back drive end | TAB-DEW-CF-0121 | Switch,Temperature | Switch |  | TSH | http://www.toronto.ca/TWONTO#temperature_switch |  | Centrifuge # 1
135867 | 35864 | THR-FT-PSL-2320 | Switch, Pressure-Low, Pump 2320, Secondary Treatment, RAS Pumping - North | THR-FT-P-2320 | Switch,Pressure-Low | Switch |  | PSL | http://www.toronto.ca/TWONTO#pressure_switch |  | Pump, Centrifugal, Secondary Treatment, RAS Pumping - North
16439 | 87841 | FHA-FLT-MX-3901 | FHA-FLT-SW-3901 - Sweeps, Surface Wash, Filter #39 | FHA-FLT-F-3901 | Filter | Filter |  | MX | filter_sweeping_arm |  | Filter #39, Filter Building, East Filter Gallery South
21266 | 14243 | FHO-CLC-PSH-0101 | Switch, Pressure, Evaporator Inletr Trim Chlorination Train 1, Chemical Bldg, Main Floor, Machine Rm | FHO-CLC-CHL-0101-KQ | Switch,Pressure-High | Switch |  | PSH | http://www.toronto.ca/TWONTO#pressure_switch |  | Trim Chlorination Train 1
37680 | 55705 | MTMH463 | AVENUE MANOR CTS | TRK-NTO | [6 empty] | NORTH TORONTO DRAINAGE AREA
120544 | 26180 | THC-ACC-DM-6505 | Damper, Isolation, Exhaust Air Duct, AHU-6500, 2nd Floor Mech Room #1, Headworks | THC-ACC-AHU-6500 | Damper/Louver | HVAC |  | DM | http://www.toronto.ca/TWONTO#air_damper |  | Air Handling Unit, Pipe Gallery, 2nd Floor Mech Room #1, Headworks
55658 | 37132 | TAB-WA3-SQ-3500 | Lanyard 6' - James Liang | TAB-DEW-SQ-0010 | PPE,Lanyard | Safety Equipment |  | SQ | lifeline |  | WA3 Fall arrest systems portable cranes/hoists, come alongs, slings, wire rope, chains, electrical equipment etc.,
11208 | 16865 | FCL-CLC-INJ-0001 | Eductor, Duty, Trim Chlorination, High Level Pumping Station Basement | FCL-CLC | Injector | Injector |  | INJ | http://www.toronto.ca/TWONTO#ejector |  | Pre-Chlorination
7650 | 19157 | COL-PST-WEL-0500 | Wet Well | COL-PST |  |  |  | WEL |  |  | Strachan Pumping Station
119568 | 89796 | TAB-WA1-LD-1212 | Hoist | TAB-WA1-SQ-1000 | Lifting Device,Hoist | Lifting Device |  | LD | http://www.toronto.ca/TWONTO#lifting_equipment_hoist |  | WA1 Lifting Devices and Slings
28241 | 43543 | FIS-CLA | Pre-Chorination System | FIS-RW | [6 empty] | Raw Water Production
37237 | 11261 | NX2060A | Fan, Exhaust, Blower Bldg. | TAB-ACC-FN-BL | Fan | HVAC |  |  | http://www.toronto.ca/TWONTO#blower_or_fan_with_drive |  | Exhaust Fans Blower Bldg.
84677 | 34330 | WTR-PEG-ACC | Air Conditioning, Heating and Ventilation | WTR-PEG | [6 empty] | Eglinton Pumping Station
41237 | 48786 | TAB-ACC-T-0151 | Tank, Glycol Feed | TAB-ACC-HE-0135 | Tank,Non-Pressurized | Tank |  | T | http://www.toronto.ca/TWONTO#chemical_storage_tank |  | Heat Exchanger, Secondary Loop XX, Digester 1~4, HEXX-1
21950 | 9177 | FHO-ELS-WR-0812 | Welding Receptacle, Standby Power Building, S2, Generator Room | FHO-ELS-LTG |  | Power Distribution Panel |  | WR | http://www.toronto.ca/TWONTO#welding_receptacle |  | Facility Electrical System
136569 | 23106 | THR-GRK-VEH-0555 | Fork Lift, Clark, ZP-555, Unlicensed, Work Area 4 (SUSPENDED) | THR-GRK-VEH-378138 | Vehicle,Unlicensed | Vehicle | 35623 | VEH | http://www.toronto.ca/TWONTO#forklift
24325 | 64614 | FHO-MCS-LD-0223-SU | Yale Puller (Come Along) | FHO-OBSOLETE | Lifting Device,Hoist,Manual | Rigging Equipment |  | LD | winch |  | Removed From Service
31429 | 38543 | COL-RBB-JRT-0001 | Transmittter, Power Recording | COL-RBB | Meter |  |  | JRT |  |  | Western Beaches Tunnel (Battery Park)-Storm
106063 | 11393 | TAB-ACC-CT-1449 | Control Panel, Zone Controller | TAB-ACC-HTR-1449 | Control Panel,HVAC | HVAC |  | CT | http://www.toronto.ca/TWONTO#thermostat_or_zone_controller_unit |  | Heater, Hot Water Reheat Coil
115609 | 25677 | TAB-PRM-T-P | P Building - Scum, Sludge Hoppers & Primary Tanks 7 - 9 | TAB-PRM-P | [6 empty] | P Bldg - Primary Treatment
107550 | 13937 | TAB-ACC-T-7402 | Tank, Float Chamber | TAB-ACC-T-7401 | Tank | Tank |  | T | floatation_tank |  | Tank, Flash
113555 | 29148 | TAB-GRK-T-0200 | Tank, Varsol or Parts Fluid | TAB-GRK | Tank,Reservoir | Tank |  | T | http://www.toronto.ca/TWONTO#chemical_storage_tank |  | Grounds Equipment, Building Services-WA7
39467 | 21405 | TAB-ACC-BO 3 | Boiler # 3, Hot Water Heating, Volcano B-3 | TAB-ACC-BO | [6 empty] | Hot Water Boilers
10382 | 57499 | FCL-ACC-HTR-0344 | Heater, Baseboard, 208V, 1.5kW, Admin Building, Second Floor, Kitchen 213, South Wall East | FCL-ACC-ADMIN |  |  |  | HTR |  |  | Administration Building HVAC Equipment
10424 | 16934 | COL-MTI-T-3403 | Tank, Nitrogen-Charged Piston Accumulator, Pressurized Hydraulic Fluid Storage, MTI Chamber CH-3400 | COL-MTI-CH-3400 | Tank | Tank |  | T | http://www.toronto.ca/TWONTO#chemical_storage_tank |  | Chamber,Parkside St. Control Chamber No.34, MTI
74337 | 46742 | THR-AER-RPU-0002 | Remote Processor Unit, South Aeration, Blower 1211 (172.22.37.161) | THR-AER-BL-1211 | RPU | Remote Processor Unit |  | RPU | http://www.toronto.ca/TWONTO#RPU_panel |  | Blower, Centrifugal, Secondary Treatment, Aeration Blower System - Engine Room
93268 | 29397 | FHO-GRK-DR-2033S | Door, (FD-S2-33), Fire Rated, Ozone Building, S2, Tservice Platform 2, West | FHO-GRK-FEQ-0001 | Fire Prevention,Door | Door |  | DR | http://www.toronto.ca/TWONTO#fire_rated_door
24535 | 99082 | COL-PRD-JIT-0001 | Meter, Power Indicating Transmitter, Main Power | COL-PRD-MISC | Meter |  |  | JIT |  |  | Miscellaneous Equipment
31457 | 88507 | COL-PSW-D-0100 | Dehumidifier | COL-PSW-AHU-0100 | H.V.A.C.,Dehumidifier | HVAC |  | D | http://www.toronto.ca/TWONTO#dehumidifier |  | Air Handling Unit
96095 | 8049 | FIS-ELS-LP-0202 | Panel, Lighting, Panelboard (LP-A) 120/208V, Mechanical/Electrical Room | FIS-ELS-TR-0202 |  | Power Distribution Panel |  | LP | http://www.toronto.ca/TWONTO#LV_electrical_panel |  | Transformer, Power, 15kVA, 600-120/208V, Mechanical/Electrical Room
94893 | 28110 | FHO-SES-SQ-8001 | Eye Wash Bottle, Station #1, Admin Building, S2, Training Room Enterance Door | FHO-SES-SQ-0004 | PPE,Eyewash Station | Safety Equipment |  | SQ | eye_wash_bottle |  | First Aid
145738 | 92844 | WTR-PPD-PSL-0002 | Switch, Pressure-Low, Line to District 1 | WTR-PPD-TRW | Switch,Pressure-Low | Switch |  | PSL | http://www.toronto.ca/TWONTO#pressure_switch |  | Treated Water (Transmission)
24517 | 81280 | COL-PRD-CH-0009 | Force main Chamber 7 | COL-PRD-MISC | Chamber |  | 34033 | CH |  |  | Miscellaneous Equipment
55052 | 36752 | TAB-THK-PSH-4308 | Switch,Pressure,High,Pump 4308 | TAB-THK-P-4308 | Switch,Pressure | Switch |  | PSH | http://www.toronto.ca/TWONTO#pressure_switch |  | Pump, Mixed Polymer Feed
53014 | 34945 | TAB-RSP-TSH-1250I | Switch, Temperature, High, RSPump-1250 | TAB-RSP-P-1250 | Switch,Temperature | Switch |  | TSH | http://www.toronto.ca/TWONTO#temperature_switch |  | Pump,Raw Sewage Transfer #5
4216 | 85963 | COL-PEV-FEQ-0001S | Fire Prevention, Extinguisher | COL-PEV-MISC | Fire Prevention,Extinguisher |  | 42683 | FEQ |  |  | Miscellaneous Equipment
85761 | 15400 | WTR-PHL-SW-0101 | Switch, Load Break, Incoming Line 1 (Primary) | WTR-PHL-TR-0101 | Load Break Switch | Switch |  | SW | http://www.toronto.ca/TWONTO#load_break_disconnect_switch |  | Transformer, Power, Line 1, 13.8 kV/4.16 kV
133935 | 57068 | THR-DIS-CP-0620 | Panel, Control Panel, Master Control Panel, Electrical Room, Disinfection Building Main Floor | THR-DIS-T-PP | Control Panel,Power Distribution Panel | Power Distribution Panel |  | CP | http://www.toronto.ca/TWONTO#process_control_panel |  | Disinfection, Tank, Palace Pier
48212 | 97282 | TAB-ELS-SQ-6101 | Electrical - Rubber Insulating Gloves | TAB-ELS-SQ-GLOVE | PPE,Insulated Glove | Safety Equipment |  | SQ | http://www.toronto.ca/TWONTO#rubber_insulating_gloves |  | High Voltage Gloves
9617 | 22618 | DOS-SES-SCBA-6167 | SCBA 45 minutes escape pack | FAC-YCM-SES | Safety | Safety Equipment |  | SCBA | http://www.toronto.ca/TWONTO#self-contained_breathing_apparatus |  | SAFETY & ENVIRONMENTAL SERVICES
111093 | 78622 | TAB-DIG-SQ-0009 | Emergency Eye Wash Pack, # 9 Digester 1-4 Bsmt | TAB-DIG-SQ-T01-04 | PPE,Eyewash Station | Safety Equipment | 34475 | SQ | http://www.toronto.ca/TWONTO#emergency_eyewash |  | Digester Tanks 01-04, Safety Equipments
6875 | 50766 | COL-PRD-CH-0002 | Chamber, Overflow | COL-PRD-MISC | Chamber |  |  | CH |  |  | Miscellaneous Equipment
131689 | 71370 | THR-CG-T-1260 | Tank, Make-Up Lube Oil Reservoir, Lube Oil System, Engine-Gen 1201 | THR-CG-ENG-1201 |  | Tank |  | T | http://www.toronto.ca/TWONTO#chemical_storage_tank |  | Engine, Generator NT1788901, Engine Room, Engine-Generator & Heat Recovery System
32968 | 40015 | KR2204A | Unit Heater, Silo #3, Basement, Silo Building | TAB-ACC-HTR | H.V.A.C.,Heater | HVAC |  |  | http://www.toronto.ca/TWONTO#heater |  | Heaters- Convection,
59394 | 53574 | THC-DIG-LSH-3120 | Switch,Level,High,Interstage Separator,F­3120,Gas High Pressure System,Building U | THC-DIG-CYC-3120 | Switch,Level-High | Switch |  | LSH | http://www.toronto.ca/TWONTO#level_switch |  | Cyclone,Separator,Outlet,Intercooler C­3101,Gas High Pressure System,Building U
85504 | 23856 | FHA-WWW-P-2101-KQ | Centrifuge Feed Pump 1 | FHA-SUSPENDED |  |  | 33379 | P |  |  | Suspended Obsolete entity for storage purpose
50239 | 22370 | TAB-PLT-SP-2000 | Sampler, Raw Sewage, P Bldg, Grit Works, Conduit 2 | TAB-RSP-PIP-0002 | Sampler | Sampler | 34266 | SP | http://www.toronto.ca/TWONTO#auto_sampler |  | Influent Conduit # 2, Raw Sewage Conduit from High Level
140704 | 15807 | TNT-PRS-SQ-0101 | Emergency Shower | TNT-PRS | Safety,Eye wash | Safety Equipment |  | SQ | http://www.toronto.ca/TWONTO#emergency_eyewash_and_shower |  | Phosporus Removal System
48700 | 25262 | TAB-MCS-MT-0002 | Hydraulic Press, Work Area 5 Workshop | TAB-WA5-MCS |  | Tool |  | MT | hydraulic_press |  | Machine Shop- WA5
143720 | 5714 | WTR-PEL-SS-1001 | Security System, Panel, Generator Building, Electrical Room | WTR-PEL-AUX | Control Panel,Security | Security System |  | SS | http://www.toronto.ca/TWONTO#security_system |  | Auxilliary Equipment (Building Facilities)
127230 | 69034 | THC-PLT-PSL-0145 | Switch, Pressure-low, Level Bubbler System, Bar screen 0140, Head House | THC-PLT-SC-0140 | Switch,Pressure-Low | Switch |  | PSL | http://www.toronto.ca/TWONTO#pressure_switch |  | Bar Screen 0140
8401 | 70139 | DA0152A | SUSPENDED ENTITY | TAB-ACC-CI | H.V.A.C.,Air Conditioner | HVAC | 35634 |  | ? |  | Chiller and Air Coolers
4958 | 64164 | COL-PMM-FN-0004 | Fan, Exhaust | COL-PMM | Fan | HVAC |  | FN | http://www.toronto.ca/TWONTO#blower_or_fan_with_drive |  | Mimico Pumping Station
49117 | 40324 | TAB-OCS-F-8100 | Biofilter, Cell #1, Truck Loading Facility Odour Control System | TAB-SLO-BIO | Chamber | Biofilter |  | F | http://www.toronto.ca/TWONTO#filtration_tank |  | Odour Control Facility-WA4
78734 | 26722 | FHA-MCS-LD-6001 | Davit Arm | FHA-MCS-LD |  | Safety Equipment |  | LD | http://www.toronto.ca/TWONTO#fall_arrest_Davit_arm |  | Lifting Devices
140805 | 56908 | TNT-SES-SQ-2004 | Spill Kit | TNT-SES-SPILL | Spill Kit | Safety Equipment |  | SQ | http://www.toronto.ca/TWONTO#spill_kit |  | Spill Kits
106649 | 56773 | TAB-ACC-FSL-2051 | Switch,Flow,Low,Glycol From Pump | TAB-ACC-P-2051 | Switch,Flow | Switch |  | FSL | http://www.toronto.ca/TWONTO#flow_switch |  | Pump, Circulating,Glycol,Aeration and Chemical Gallery,PG37-2
58394 | 94684 | THC-ACC-CU-0903 | Condensing Unit,ATS Room,Solids Treatment,Outdoor,Biosolids Building East | THC-ACC-BLDG M |  | HVAC |  | CU | http://www.toronto.ca/TWONTO#AC_condenser_unit |  | Incineration Building, HVAC
122268 | 97597 | THC-CAPECAP06MCP1307 | THC Capital Works, Electrical Condition Assessment Project - 06 (ECAP-06) MCC Replacement, Contract # MCP-13-07 | THC-SUSPENDED |  |  | 37925 |  |  |  | Suspended entity
145160 | 42604 | WTR-PLW-T-0003-SUS | SCBA 3000 psi Bottle, ARAP | WTR-WEST-SES | Tank | Safety Equipment | 47445 | T | http://www.toronto.ca/TWONTO#compressed_gas_cylinder |  | Safety & Lifting Devices
26689 | 99394 | COL-PST-LSL-0102 | Switch, Level-Low | COL-PST | Switch,Level |  |  | LSL |  |  | Strachan Pumping Station
17799 | 36026 | FHA-SBS-T-0201 | Tank 2, Liquid SBS | FHA-SBS | Tank | Tank |  | T | http://www.toronto.ca/TWONTO#chemical_storage_tank |  | SBS System
129951 | 90540 | THR-ACC-FSL-0011 | Switch, Flow, Low, Main Glycol Supply, Ground Floor | THR-ACC-AHU-0007 | Switch,Flow-Low | Switch |  | FSL | http://www.toronto.ca/TWONTO#flow_switch |  | Air Handling Unit, STB Roof
41053 | 48356 | TAB-ACC-PDS-1846A | Switch,Pressure ,Filter, AHU1846 | TAB-ACC-AHU-1846 | Switch,Pressure | Switch |  | PDS | http://www.toronto.ca/TWONTO#pressure_switch |  | AHU, Blower Bldg
136671 | 833 | THR-MCS-LD-0543 | Come Along, Work Area 2 | THR-SES-LD | Lifting Device,Chain | Lifting Device |  | LD | winch |  | Lifting Device, Safety Equipment
96723 | 41582 | FIS-ELS-LSH-2001 | Switch, Level, High, Fuel Oil Storage Tanks Spill Containment, Workshop Building, Storage Tank Room | FIS-ELS-T-2201 |  | Switch |  | LSH | http://www.toronto.ca/TWONTO#level_switch |  | Tank, 2500 L, Generator GEN-02200 Fuel Oil Storage, Workshop Building, Fuel Storage Tank Room
140247 | 11101 | TNT-DIG-LS-3101 | Switch, Level, Drainage Tank | TNT-DIG-T-3100 | Tank,Reservoir | Switch |  | LS | http://www.toronto.ca/TWONTO#level_switch |  | Tank, Drainage System
73251 | 69629 | THR-DRN-AER | Aeration, Work Area 4 | THR-DRN-WA4 |  | Drain |  |  | http://www.toronto.ca/TWONTO#collection_of_assets |  | Drains, Work Area 4
40070 | 34923 | DOS-MCS-LD-8071 | Lifting Device, Puller/Lever Hoist, STEEL BODY, 1.5TON, 5/16 | FAC-YCM-SES | Lifting Device,Sling | Safety Equipment |  | LD | http://www.toronto.ca/TWONTO#lifting_equipment_hoist |  | SAFETY & ENVIRONMENTAL SERVICES
105178 | 8668 | PA50305 | Paging/Intercom System, South Substation | TAB-ELS-STRC-S |  | Plumbing |  |  | http://www.toronto.ca/TWONTO#public_annoucement_speaker |  | South Substation
94850 | 36225 | FHO-SES-SQ-6043 | High Voltage Safety Equipment, Insulated Gloves, Serial Number 0223, Roman Polonowski | FHO-SES-SQ-1000 | PPE,Insulated Glove | Safety Equipment |  | SQ | http://www.toronto.ca/TWONTO#rubber_insulating_gloves |  | High Voltage Insulated Gloves
130139 | 3910 | THR-ACC-NR-650 | HVAC Unit & Fan, D. Vatafu Office | THR-ACC-ADM | H.V.A.C.,Heater,Unit | HVAC |  | NR | http://www.toronto.ca/TWONTO#heater |  | Air Conditioning, HVAC, Admin Building
128736 | 36842 | THC-SES-MEQ-0601 | Anchor,Fall Arrest,South Pumping Station,Ground Floor | THC-MCS-LD |  | Safety Equipment |  | MEQ | fall_arrest_anchor |  | Mechanical Services, Lifting Device
134704 | 93025 | THR-ELS-HH | Electrical System, Head House and Engine Room | THR-ELS | [6 empty] | Electrical Power System
24361 | 52386 | FHO-MCS-MT-1114 | Personal Tool Kit (EICT) | FHO-MCS-MEQ | Machine Tool | Tool |  | MT | tool_kit |  | Machine Shop & Equipment
131878 | 11881 | THR-CW-CH-0003 | City Water & Fire Water Chambers, Chamber #3 | THR-CW-CH |  |  |  | CH |  |  | City Water & Fire Water Chambers
46764 | 57333 | FCL-ACC-HTR-0803 | Heater, Unit, Surge Building, West | FCL-ACC-P-HL |  |  |  | HTR |  |  | High Lift Pumping Station HVAC Equipment
67276 | 40320 | THC-TPA-PA-6002 | Speaker, Headworks, Second Floor, Conveyor Platform S/E | THC-TPA-PA-6010A | Public Address System | Communications Equipment |  | PA | http://www.toronto.ca/TWONTO#public_annoucement_speaker |  | Paging Panel, Headworks, Electrical Room, Ground Floor
119553 | 23800 | TAB-TPA-PA-2202 | Speaker, Paging/Intercom System, PRS Bldg | TAB-PRS-INQ | Control Panel,Instrumentation | Communications Equipment |  | PA | http://www.toronto.ca/TWONTO#public_annoucement_speaker |  | Instrumentation Equipment
55431 | 43939 | TAB-WA1-SQ-1100 | Sling | TAB-WA1-SQ-1000 | Lifting Device,Sling | Lifting Device |  | SQ | http://www.toronto.ca/TWONTO#fall_protection_sling |  | WA1 Lifting Devices and Slings
24309 | 15984 | FHO-MCS-LD-0116 | Manual Chain Hoist | FHO-MCS-LD | Lifting Device,Hoist,Manual | Lifting Device |  | LD | http://www.toronto.ca/TWONTO#lifting_equipment_hoist |  | Lifting Devices & Elevators
48698 | 74371 | TAB-MCS-MEQ-0110 | Cleaning Machine, Floor | TAB-STR-STRC | Vehicle,Unlicensed | Drive mechanism |  | MEQ | http://www.toronto.ca/TWONTO#golf_cart |  | Blower Bldg Services - Drains, Electrical Service(110/220V), Lighting, Plumbing
81861 | 82622 | FHA-SES-LDR-0402 | FHA-SES-LD-0024 - 8' Ladder Aluminium ( Garage #1) | FHA-SES | Safety | Safety Equipment |  | LDR | http://www.toronto.ca/TWONTO#ladder |  | Safety & Environmental Services
73834 | 77937 | THR-ACC-UPS-0001B | UPS for , RPU THR-ACC-RPU-0001B, SCADA, North Grit Gallery (172.22.39.171) | THR-ACC-RPU-0001B | RPU | Remote Processor Unit |  | UPS | http://www.toronto.ca/TWONTO#UPS |  | Remote Processor Unit, SCADA, North Grit Gallery (172.22.39.171)
50272 | 5033 | TAB-PLT-STR-9403E | Strainer, (Micro bubbler), Inlet, to FIT, Conduit 3 | TAB-RSP-PIP-0003 | Strainer | Filter |  | STR | http://www.toronto.ca/TWONTO#strainer |  | Influent Conduit # 3, Raw Sewage Conduit from Coxwell
101754 | 10973 | MAIN-379 | Main 379 | WTR-LWA | [6 empty] | Work Area 2 Central Mains and Chambers
19799 | 30047 | FHO-ACC-FS-1517 | Switch, Flow, Air, FN-1517 Outlet, Ozone Building, S2, Sampling Area No.3 | FHO-ACC-FN-1517 |  | Switch |  | FS | http://www.toronto.ca/TWONTO#flow_switch |  | Blower, Centrifugal SWSI Stainless Steel, Exhaust, Ozone Building, Sampling Area No.3
83062 | 56842 | FHA-SES-SQ-1006 | FHA SH 06 - Safety Harness Full Body | FHA-SES-SQ-6 | PPE | Safety Equipment |  | SQ | http://www.toronto.ca/TWONTO#fall_arrest_harness |  | Safety Fall Protection Equipment
63669 | 97194 | THC-PLT-LSH-0201 | Switch, Level-High, Sump Pump 0200, Headhouse | THC-PLT-P-0200 | Switch,Level | Switch |  | LSH | http://www.toronto.ca/TWONTO#level_switch |  | Pump, Sump, Headhouse
16514 | 1596 | COL-PKP-LSLL-0101 | Switch, Level Low-Low | COL-PKP-MISC | Switch,Level | Switch |  | LSLL | http://www.toronto.ca/TWONTO#level_switch |  | Miscellaneous Equipment
52879 | 52928 | TAB-RSP-LSL-1221 | Switch, Level-Low, Bearing Lubrication Oil System Tank T-1221, T-Building | TAB-RSP-T-1221 | Switch,Level | Switch |  | LSL | http://www.toronto.ca/TWONTO#level_switch |  | Tank, Oil, Raw Sewage Pump #2 Bearing Lubrication System
116488 | 80981 | TAB-PWA-F-0402 | Filter, Plant Water, Dewatering Filter Building | TAB-PWA-F | Filter | Filter |  | F | http://www.toronto.ca/TWONTO#discrete_unit_of_treatment_filter |  | Plant Water - Filters and Strainers
76473 | 11870 | THR-DIG-RPU-0003 | Remote Processor Unit, Digester, Tank 0700 (172.22.39.128) | THR-ELS-DIG | RPU | Remote Processor Unit |  | RPU | http://www.toronto.ca/TWONTO#RPU_panel |  | Electrical System, Digester Tanks
123664 | 26933 | THC-DIG-SW-1401 | Eliminated Role: Switch, PLC Panel UPS Bypass, Digester Main | THC-SUS | Switch | Switch | 40486 | SW | http://www.toronto.ca/TWONTO#disconnect_switch |  | THC records of assets and roles that are no longer in service or exists
28346 | 90432 | FIS-CLB-TSL-0201 | Switch, Temperature, Low, Post-Chlorine EV-0101 Discharge, Gaseous Chemical Building, Main Floor, Machine Room | FIS-CLB-EV-0101 |  | Switch |  | TSL | http://www.toronto.ca/TWONTO#temperature_switch |  | Evaporator, Post Chlorination Train 1, Gaseous Chemical Building, Storage Room
132822 | 17283 | THR-DIG-PSH-5141 | Switch, Pressure-High, Outlet Pump 5141, Solids Treatment, Digester Tank 1-6 | THR-DIG-GBP-5141 | Switch,Pressure-High | Switch |  | PSH | http://www.toronto.ca/TWONTO#pressure_switch |  | Gas Booster, Tank 0400, Solids Treatment
26397 | 43978 | COL-PNT-FN-0002 | Fan, Exhaust | COL-PNT-MISC | Fan | HVAC |  | FN | http://www.toronto.ca/TWONTO#blower_or_fan_with_drive |  | Miscellaneous Equipment
71367 | 2427 | THC-SPC-COM-3002 | Access Closet, Network, Electrical Room, Headworks | THC-PLT-BLDG-0001 | SCADA | Network |  | COM | http://www.toronto.ca/TWONTO#network_panel |  | New Head House, preliminary process
64325 | 72638 | THC-PRM-DM-1052 | Damper/Louver, Damper 1052 | THC-PRM-BLDG-HPU0010 |  |  |  | DM |  |  | HPU Building 10
118168 | 70308 | TAB-SLO-LSH-8087 | Switch,Level, High, Sump Pump-8087 | TAB-SLO-P-8087 | Switch,Level | Switch |  | LSH | http://www.toronto.ca/TWONTO#level_switch |  | Pump, Sump, Bio-Solid Truck Loading Facility, Ground Floor
14786 | 29053 | FHA-ACC-AHU-6802 | Air Handling Unit, RMF | FHA-MCS-ACC | Air Handling Unit | HVAC |  | AHU | http://www.toronto.ca/TWONTO#air_handler_unit |  | HVAC
59386 | 56405 | THC-ACC-PDIT-6005 | Transmitter, Pressure Differential, Prim Loop, HE-6002, Lower Level 2 Blower Room, Headworks | THC-ACC-HE-6002 | Transmitter,Pressure | HVAC |  | PDIT | http://www.toronto.ca/TWONTO#pressure_transmitter |  | Heat Exchanger, Heating Glycol System, Lower Level 2 Blower Room, Headworks
95585 | 27559 | FHO-WWW-T-0001 | Tank, Sludge Storage, S4, Clarifier Building Basement | FHO-WWW | Tank,Reservoir | Tank |  | T | http://www.toronto.ca/TWONTO#storage_tank |  | Residue Management / Waste Water System
21014 | 49317 | FHO-CLA-PSL-0101 | Switch, Liquid Pressure, Pre Chlorination Header Train 1, S2 Chem. Storage Rm | FHO-CLA-CHL-0101 | Switch,Pressure-Low | Switch |  | PSL | http://www.toronto.ca/TWONTO#pressure_switch |  | Chlorinator, Pre Chlorination Train 1, Chemical Building, L1, Machine Room
59400 | 90582 | THC-DIG-LSH-5286 | Switch,Level-High,South-East Storm Sump,CP-5286,Building U | THC-GRK-SUMP PUMP | Switch,Level | Switch |  | LSH | http://www.toronto.ca/TWONTO#level_switch |  | Sump Pumps,
129623 | 50991 | THR-ACC-AHU-0140 | Air Handling Unit, Headhouse Loading Bay Air Supply, Headhouse Roof | THR-ACC-HH | Air Handling Unit | HVAC |  | AHU | http://www.toronto.ca/TWONTO#air_handler_unit |  | Heating, Ventilation and Air Conditioning, Head House
14296 | 98816 | COL-PHB-TS-0001 | Switch, Transfer | COL-PHB-MISC | Switch | Switch |  | TS | http://www.toronto.ca/TWONTO#transfer_switch |  | Miscellaneous Equipment
119854 | 33052 | TAB-WA3-LD-1416 | Sling, Nylon, 3 FT | TAB-DEW-SAFETY | PPE | Lifting Device |  | LD | synthetic_web_sling |  | Safety Equipment
138205 | 54782 | THR-PRS-F-0004S | Filter, Fine Bag, Ferrous Chloride Storage Tanks Inlet, Chemical Building, Secondary Treatment, Phosphorous Removal | THR-PRS-F | Filter | Filter | 39808 | F | http://www.toronto.ca/TWONTO#replaceable_air_filter |  | Phosphorous Removal System, Filtration
55558 | 51453 | TAB-WA2-SQ-1218 | EE2 - 902 T3 Nylon Sling | TAB-SES-LD | Lifting Device,Sling | Lifting Device |  | SQ | synthetic_web_sling |  | WA2 Lifting devices
86873 | 21527 | WTR-PLW-T-0004-SUS | Tank, 3000psi SCBA 10min. EEBA | WTR-WEST-SES | Tank | Safety Equipment | 47446 | T | http://www.toronto.ca/TWONTO#compressed_gas_cylinder |  | Safety & Lifting Devices
27691 | 56327 | COL-PTS-P-0100 | Pump Submersible | COL-PTS | Pump |  |  | P |  |  | Third Street Sewage Pumping Station (Wards Island PS#12)
78478 | 1905 | FHA-GRK-PRTY-1000 | CMS Work Orders | FHA-GRK |  |  |  | PRTY |  |  | Building & Grounds
3141 | 25916 | COL-MTI-T-2700B | Tank, Hydraulic Reservoir , Strachan St. Control Chamber No.27B, MTI | COL-MTI-CH-2700B | Heater | Tank |  | T | http://www.toronto.ca/TWONTO#chemical_storage_tank |  | Chamber,Strachan St. Control Chamber No.27B, MTI
68791 | 73143 | THC-PLT-F-6262 | Filter, Recirculating, Hydraulic Pack 2 | THC-PLT-T-6200 | Filter | Filter |  | F | http://www.toronto.ca/TWONTO#replaceable_oil_or_fuel_filter |  | Reservoir, Oil, Hydraulic Pack 2, Bar Screens
121281 | 42509 | THC-ACC-TIT-6001 | Transmitter, Temperature, Return Pipe, Bridge Hot Water, Lower Level 2 Service Conn. Room, Headworks | THC-ACC-HE-6001 | Transmitter,Temperature | HVAC |  | TIT | http://www.toronto.ca/TWONTO#temperature_transmitter |  | Heat Exchanger, Heating Glycol System, Lower Level 2 Blower Room, Headworks
76164 | 61451 | THR-MCS-LD-1542 | Chain Hoist, Manual, Work Area 2 | THR-LD-WA2 | Lifting Device,Hoist,Manual | Lifting Device |  | LD | http://www.toronto.ca/TWONTO#lifting_equipment_hoist |  | Lifting Devices, Chain Hoist, Come Along & Slings
92669 | 47919 | FHO-FL-TANK-0101 | Fluoride Storage Tank 1 | FHO-FL |  |  |  | TANK |  |  | Fluoridation
38784 | 92437 | TAB-ACC-AHU-4503 | AHU, Digester 1-4, Sludge Heater Room | TAB-ACC-AHU-DIG | Air Handling Unit | HVAC |  | AHU | http://www.toronto.ca/TWONTO#air_handler_unit |  | AHUs/Supply Fans Dig. Bldg.
57059 | 518 | TAB-SLO-DR-0386 | Door, Overhead, Exit, Truck Loading Bay, West | TAB-SLO-STRC | Door,Overhead | Door |  | DR | http://www.toronto.ca/TWONTO#roll_up_door
132861 | 31991 | THR-DIG-PSL-5141 | Switch, Pressure-Low, Inlet Pump 5141, Solids Treatment, Digester Tank 1-6 | THR-DIG-GBP-5141 | Switch,Pressure-Low | Switch |  | PSL | http://www.toronto.ca/TWONTO#pressure_switch |  | Gas Booster, Tank 0400, Solids Treatment
83027 | 75113 | FHA-SES-SQ-0084 | Tri-pod DBI SALA confined space retrieval tripod | FHA-SES |  | Safety Equipment |  | SQ | http://www.toronto.ca/TWONTO#fall_arrest_Davit_arm |  | Safety & Environmental Services
116076 | 85547 | TAB-PRS-FSH-0008 | Switch, Flow High, Chemical Gallery, South-Center | TAB-PRS-SQ-0008 |  | Safety Equipment |  | FSH | http://www.toronto.ca/TWONTO#flow_switch |  | Emerg. Eyewash and Shower Stations, Ferric Gallery-2nd Set of Ferrous Pumps from South End
15411 | 21283 | FCL-WWW-CP-1100 | Control Panel, Clarifier T-1100 Sludge Collectors, RMF Clarification Facility Service Platform | FCL-WWW-T-1100 |  |  |  | CP |  |  | Tank, Clarifier, North, RMF Clarification Facility
49390 | 43046 | FCL-CLB-FSL-0001A | Switch, Flow Low, Discharge, Sampling Pump 0001A, Dewatering Pumps Area First Level | FCL-CLB-P-0001A | Switch,Flow-Low | Switch |  | FSL | http://www.toronto.ca/TWONTO#flow_switch |  | Pump, Centrifugal, After Post, Sampling Pumps, Dewatering Pumps Area Second Level
145354 | 39209 | WTR-PMI-DR-0003 | Door, Truck Loading, N/W Corner | WTR-PMI-AUX | Door | Door |  | DR | http://www.toronto.ca/TWONTO#door
38870 | 96944 | SWM-PIT-SW-0003 | Switch, Electric Heaters | SWM-PIT-MISC | Switch | Switch |  | SW | http://www.toronto.ca/TWONTO#disconnect_switch |  | Miscellaneous Equipment
120573 | 86418 | THC-ACC-F-0184 | Filter,Outdoor Air,Boiler Building,North Zone 1 | THC-ACC-BLDG E |  | Filter |  | F | http://www.toronto.ca/TWONTO#replaceable_air_filter |  | Boiler House, HVAC
120885 | 71693 | THC-ACC-HTR-0299 | Heater, Perimeter. Admin Building, Ground Floor, Fiels Service Corridor 130 | THC-ACC-AHU-0091 |  | HVAC |  | HTR | http://www.toronto.ca/TWONTO#heater |  | Air handling Unit, Ground Floor East Zone(Field Services), Admin Building Roof
89872 | 21518 | YCS | Commissioners Street | WT&S | [6 empty] | Water Treatment & Supply
107120 | 72760 | TAB-ACC-HTR-6545 | Heater, Unit, Hot Water, stair at penthouse, Screen Bldg., P Bldg. | TAB-ACC-HTR-PBLDG | H.V.A.C.,Heater | HVAC |  | HTR | http://www.toronto.ca/TWONTO#heater |  | Unit Heaters- P Bldg
68489 | 1697 | THR-ACC-T-0601 | Tank, Glycol Heating Package, T-23, East Maintenance, Gallery Ventilation, Zone 3A | THR-ACC-AHU | Tank | Tank |  | T | http://www.toronto.ca/TWONTO#chemical_storage_tank |  | Air Conditioning, Air Handling Unit, Gallery Ventilation
50202 | 33121 | TAB-PLT-RPU-0323 | RPU Panel, Screen System, Second Floor Electrical Room, P Bldg. | TAB-EL1-LP-6925 | RPU | Remote Processor Unit |  | RPU | http://www.toronto.ca/TWONTO#RPU_panel |  | Lighting Panel,120/208V,Electrical Room,Second Floor,Screen Build,P Building
14220 | 16868 | COL-PHA-MON-0002 | Gas Monitor | COL-PHA-MISC |  |  |  | MON |  |  | Miscellaneous Equipment
119554 | 11340 | TAB-TPA-PA-2220 | Speaker, Paging/Intercom System, Tunnel 'H' | TAB-PRS-INQ | Control Panel,Instrumentation | Communications Equipment |  | PA | http://www.toronto.ca/TWONTO#public_annoucement_speaker |  | Instrumentation Equipment
54773 | 1709 | FCL-ELS-DS-0200-A | Switch,High Lift Bldg - Switchgear Room,Disconnect | FCL_ELS_120/208V_ELECABS | Switch | Switch |  | DS | http://www.toronto.ca/TWONTO#disconnect_switch |  | Electrical Distribution Cabinets,120/208V
81754 | 63684 | TNT-WA9-SQ-0120 | LANYARD | TNT-WA9-SQ-0010 | PPE | Safety Equipment |  | SQ | lifeline |  | Fall arrest systems
15554 | 13020 | FCL-ZMC | Zebra Mussel Control | FCL WORK AREA 1 | [6 empty] | Process
120884 | 80186 | THC-ACC-HTR-0297 | Heater, Perimeter. Admin Building, Ground Floor, IT Office Room 143 | THC-ACC-AHU-0071 |  | HVAC |  | HTR | http://www.toronto.ca/TWONTO#heater |  | Air handling Unit, Ground Floor West Zone(Administration), Admin Building Roof
119647 | 7514 | TAB-WA1-SQ-1056 | Sling | TAB-WA1-SQ-1000 | Lifting Device,Sling | Lifting Device |  | SQ | http://www.toronto.ca/TWONTO#fall_protection_sling |  | WA1 Lifting Devices and Slings
58597 | 17690 | THC-ACC-DM-6292 | Damper, Inlet, Exhaust Fan FN-6290, 2nd Floor Mech Room #2, Headworks | THC-ACC-FN-6290 | Damper/Louver | HVAC |  | DM | http://www.toronto.ca/TWONTO#air_damper |  | Fan, Exhaust, Mechanical Room #2, Roof, Headworks
25259 | 20380 | FHO-RW-LSL-2101 | Switch, Level, Low, Raw Water Pump P-2101 Loss of Prime, S9, RW Pump Room | FHO-RW-P-2101 |  | Switch |  | LSL | http://www.toronto.ca/TWONTO#level_switch |  | Pump, Centrifugal, RW Pump 2101. S9, RW Pump Room
139910 | 71092 | TNT-AER-RX-0206 | Reactor, Mabr Cassette, Aeration Tank 2 - Mabr Cassette 6, Aeration | TNT-AER-T-0200 |  |  |  | RX |  |  | Tank,Aeration, # 2
128268 | 27087 | THC-ROUTINE WA4 | THC-Routine Inspection Work Area 4 | THCSLDOPS | [6 empty] | THC Solids Operations
46698 | 15761 | TAB-DIS-SQ-0091SUS | First Aid Kit - Chlorine Bldg. | TAB-SUSPENDED ENTITY |  | Safety Equipment | 47540 | SQ | http://www.toronto.ca/TWONTO#first_aid_kit |  | Suspended entities
87407 | 14613 | WTR-PPD-PSH-0003 | Switch, Pressure-High, Line to District 2 | WTR-PPD-TRW | Switch,Pressure-High | Switch |  | PSH | http://www.toronto.ca/TWONTO#pressure_switch |  | Treated Water (Transmission)
27280 | 92496 | FHO-WWW-T-0102-KQ | Clarifier 1 | FHO-OBSOLETE |  |  |  | T |  |  | Removed From Service
121024 | 82278 | THC-ACC-P-0032 | Pump, Snow Melting System, Manifold MAN-0012, Zone #2, Admin Building, South/West Area | THC-ACC-MAN-0012 |  | HVAC |  | P | http://www.toronto.ca/TWONTO#pump_set_-_with_drive |  | Manifold, Snow Melting System, Zone #2, Admin Building, South/West Area
72904 | 77634 | THR-DIS-PSH-1355 | Switch, Pressure, High, Scrubber Recirculating Pumps | THR-DIS-SB-1350 | Valve,Butterfly,Act. | Switch |  | PSH | http://www.toronto.ca/TWONTO#pressure_switch |  | Scrubber, Caustic Soda SB-1350
141117 | 97149 | WTR ADMIN | Administration | WTR | [6 empty] | Water Supply
88039 | 63995 | WTR-PSA-P | Pumping | WTR-PSA | [6 empty] | St. Albans Pumping Station
9079 | 24875 | COL-YKP-VEH-189018 | Vehicle, Truck # 189018 (2018 FREIGHTLNR M2 106) | COL-YKP | Vehicle,Licensed | Vehicle |  | VEH | http://www.toronto.ca/TWONTO#pickup_truck
43055 | 90003 | FCL-ACC-DM-0421 | Damper, Motorised, Exhaust Louvre, E House North Wall | FCL-ACC |  |  |  | DM |  |  | Climate Control (HVAC)
6395 | 54188 | COL-PMY-FSL-0007 | Switch, Flow-Low | COL-PMY | Switch |  |  | FSL |  |  | Maryport Sewage Pumping Station
82843 | 6733 | FHA-SES-SQ-0043 | Safety Harnesses Safewaze 7510 full body harness 07311 | FHA-SES |  | Safety Equipment |  | SQ | http://www.toronto.ca/TWONTO#fall_arrest_harness |  | Safety & Environmental Services
69755 | 16159 | THR-BG-PSH-0023 | Switch, Pressure, High, Lines D and E De-Pressurization, DG and NG Transmission Sys, Gas Comp Bldg | THR-BG |  | Switch |  | PSH | http://www.toronto.ca/TWONTO#pressure_switch |  | Blended Gas
95 | 51845 | 52349 | TAB Power Distribution | TAB-WORK-AREA-8 | [6 empty] | Electrical Sub- Stations
122922 | 96221 | THC-DEW-T-6500 | Tank,BTU 2000 Hopper,Solid Treatment | THC-DEW | Tank,Non-Pressurized | Tank |  | T | http://www.toronto.ca/TWONTO#storage_tank |  | Dewatering Process
29635 | 77629 | FIS-MCS-LD-0017 | Manual hoist -Chain fall 1 Ton | FIS-MCS | Lifting Device | Lifting Device |  | LD | http://www.toronto.ca/TWONTO#lifting_equipment_hoist |  | Mechanical Services
71344 | 90599 | THR-DIG-LSHH-3978 | Switch, Level-High-High,Pump 3978A/B,Sump, Digesters, Plant Services, Flood Monitoring System | THR-DIG-P-3978A | Pump,Centrifugal | Switch |  | LSHH | http://www.toronto.ca/TWONTO#level_switch |  | Pump, Sump, Digesters, Plant Services,Gallery T-10 Basement, Flood Monitoring System
31407 | 81957 | COL-RBB-FEQ-0001S | Fire Prevention, Extinguisher | COL-RBB | Fire Prevention,Extinguisher |  | 42905 | FEQ |  |  | Western Beaches Tunnel (Battery Park)-Storm
10647 | 74341 | FCL-ACC-HTR-0752 | Heater, Snow Melting, Gaseous Chemical Building, Service Area Second Floor | FCL-ACC-CL |  |  |  | HTR |  |  | Gaseous Chemical Building HVAC Equipment
40832 | 75886 | TAB-ACC-TE-1485A | Temperature Element, Supply Air Temperature | TAB-ACC-VAV-1485 | Sensor,Temperature | HVAC |  | TE | http://www.toronto.ca/TWONTO#temperature_sensor_element |  | Heater, Hot Water Reheat Coil, Variable air
101648 | 6312 | MAIN-249 | Main 249 | WTR-MT1 | [6 empty] | Work Area 1 EAST Mains and Chambers
138686 | 90481 | THR-SES-SPL-2561 | Spill Kit, Oil, Machine Shop, East Wall,WA3 | THR-SES-SPL | Safety | Safety Equipment |  | SPL | http://www.toronto.ca/TWONTO#spill_kit |  | Spill Containment Kits, Humber Treatment Plant
27146 | 4632 | DOS-YCM-TRL-VEH067005 | 2001 JC Loader Trailer 16T DOW- Vehicle Unit# 267005 | DOS-YCM-VEH-TRL | Vehicle,Licensed | Vehicle |  |  | trailer
40386 | 43094 | TAB-ACC-FSL-1712 | Switch,Flow,Low.Water From Pump | TAB-ACC-P-1712 | Switch,Flow | Switch |  | FSL | http://www.toronto.ca/TWONTO#flow_switch |  | Pump, Hot Water Circulating, P19-2, Pri 1-6 & 7-9 Pro & Grit 1-8 Space Heat
18151 | 80033 | FHA-SED-ZSH-0405C | Switch, Limit, Access Hatch Zone 5, Settling Basin T-0401 | FHA-SED-ZSH-0405 |  | Security System |  | ZSH | http://www.toronto.ca/TWONTO#position_switch |  | Switch, Limit, Access Hatch Zone 4
51517 | 12593 | TAB-PRS-INQ | Instrumentation Equipment | TAB-PRS2 | [6 empty] | Phosphorus Removal System
18455 | 51843 | FHA-SES-LDR-0409 | FHA-SES-LD-0012 - 6' Ladder Fiberglass Orange ( Pilot Plant ) | FHA-SES | Safety | Safety Equipment |  | LDR | http://www.toronto.ca/TWONTO#ladder |  | Safety & Environmental Services
18096 | 1963 | FHA-SED-ZSH-0201C | Switch, Limit, Access Hatch Zone 1, Settling Basin T-0201 | FHA-SED-ZSH-0201 |  | Security System |  | ZSH | http://www.toronto.ca/TWONTO#position_switch |  | Switch, Limit, Access Hatch Zone 2
113477 | 46311 | TAB-ELS-SQ-6132 | Electrical - Rubber Insulating Gloves | TAB-ELS-SQ-GLOVE | PPE,Insulated Glove | Safety Equipment |  | SQ | http://www.toronto.ca/TWONTO#rubber_insulating_gloves |  | High Voltage Gloves
81137 | 64780 | FHA-SES-DEF-0301 | FHA-SQ-DEF-0002 - Defibrillator / AED Alum Room -Machine Shop Bldg - Outside Alum Room | FHA-SES-DEF | Safety,Defibrillator | Safety Equipment |  | DEF | http://www.toronto.ca/TWONTO#automatic_external_defibrillator |  | Defibrillators
109592 | 24017 | TAB-DEW-LSHH-8055 | Switch, Level High-High, 'Z' Bldg, Basment, West at Softeners | TAB-DEW-P-8055 |  | Switch |  | LSHH | http://www.toronto.ca/TWONTO#level_switch |  | Pump,Sump, Z Bldg
18623 | 49182 | COL-PLB-PUMP | Pumping Equipment | COL-PLB | [6 empty] | Long Branch Pumping Station
208 | 71844 | 041099SUS | Truck- BLBM 667 | TAB-SUSPENDED ENTITY | Vehicle,Licensed | Vehicle | 47473 |  | http://www.toronto.ca/TWONTO#pickup_truck
12715 | 29463 | FCL-ELS-SW-00L2 | Switch,Pole Mounted, Line 2 | FCL_ELS_CBL_00L2 | Switch | Switch |  | SW | http://www.toronto.ca/TWONTO#disconnect_switch |  | Electrical Power Line,From SW-00L2 to BUS-00L2,27.6-4.16 KV
114855 | 98561 | TAB-PLT-SSL-3800 | Switch, Speed, Low, Grit Receivings Conveyor 3800, Conveyor Area | TAB-PLT-CV-3800 | Switch,Speed-Low | Switch |  | SSL | http://www.toronto.ca/TWONTO#speed_switch |  | Conveyor, Shaftless Spiral, Horizontal, Dewatering Area
18805 | 4980 | FHA-GRK-VEH-0101 | Vehicle, Pickup Truck, Plant | FHA-MCS-VEH | Groundskeeping | Vehicle |  | VEH | http://www.toronto.ca/TWONTO#pickup_truck
6572 | 2152 | COL-PST-MCC-0001 | Motor Control Center | COL-PST-MISC |  | Motor Control Centre |  | MCC | http://www.toronto.ca/TWONTO#LV_electrical_panel |  | Miscellaneous Equipment
55515 | 70857 | TAB-WA2-LD-1003 | Electric Chain Hoist | TAB-SES-LD | Lifting Device,Hoist,Electrical | Lifting Device |  | LD | http://www.toronto.ca/TWONTO#lifting_equipment_hoist |  | WA2 Lifting devices
101552 | 69517 | MCC27-A | Motor Control Center, Building B | THC-SUSPENDED | Control Panel,MCC | Motor Control Centre | 32183 |  | http://www.toronto.ca/TWONTO#LV_electrical_panel |  | Suspended entity
15931 | 97022 | FHA-ELS-MCC-0300B | Service Board | FHA-ELS-PRIMARY | Switchgear | Motor Control Centre |  | MCC | http://www.toronto.ca/TWONTO#LV_electrical_panel |  | Primary Electrical System
20800 | 3616 | FHO-DOZ-INJ-3201 | Injector, ORP Analyzer AIT-3201 Sampling, Ozone Building, S2, Access/Sampling Area 1 | FHO-DOZ-AIT-3201 |  | Injector |  | INJ | http://www.toronto.ca/TWONTO#ejector |  | Analyzer, Ozone, Dissolved Ozone in Water, Contact Tank T-2200, Ozone Building, S2, Access/Sampling Area 1
129953 | 78055 | THR-ACC-FSL-0140 | Switch, Flow, Low, Supply Air Duct, Air Handling Unit AHU-0140/0150, Headhouse Loading Bay Roof | THR-ACC-AHU-0140 | Switch,Flow-Low | Switch |  | FSL | http://www.toronto.ca/TWONTO#flow_switch |  | Air Handling Unit, Headhouse Loading Bay Air Supply, Headhouse Roof
76682 | 61169 | FHO-ELS-LP-0812 | Load Panel, Heating & Ventilation, 120/208V, Chemical Building, S2, Room CH402 | FHO-ELS-LTG-2000 |  | Power Distribution Panel |  | LP | http://www.toronto.ca/TWONTO#LV_electrical_panel |  | Lighting, Facility Interior : Plant wide, interior lighting
24387 | 98049 | FHO-MCS-T-0101-KQ | Tank, TRW Vacuum Priming | FHO-OBSOLETE | Vessel,Pressure | Tank |  | T | http://www.toronto.ca/TWONTO#pressure_vessel |  | Removed From Service
67297 | 11266 | THC-TPA-PA-6039 | Speaker, Headworks, Lower Level 2, Pipe Gallery W | THC-TPA-PA-6010A | Public Address System | Communications Equipment |  | PA | http://www.toronto.ca/TWONTO#public_annoucement_speaker |  | Paging Panel, Headworks, Electrical Room, Ground Floor
58811 | 88261 | THC-DEW-T-6400 | Tank,BTU 1000 Hopper,Solid Treatment | THC-DEW-CENTRATE | Tank,Non-Pressurized | Tank |  | T | http://www.toronto.ca/TWONTO#storage_tank |  | Centrate System Dewatering
47997 | 11912 | TAB-EL3-MCC-6324 | Motor Control Centre, Gas Compressor Bldg | TAB-EL3-PDP-6012 | Control Panel,MCC | Motor Control Centre |  | MCC | http://www.toronto.ca/TWONTO#LV_electrical_panel |  | Power distribution Panel, 600V
28928 | 4871 | FIS-ELS-T-2101 | Tank, 2500 L, Generator GEN-02100 Fuel Oil Storage, Workshop Building, Fuel Storage Tank Room | FIS-ELS-GEN-2100 |  | Tank |  | T | http://www.toronto.ca/TWONTO#fuel_oil_tank |  | Generator, Diesel, Emergency, 4160V, 750KW, Workshop Building, Generator Room
82829 | 61579 | FHA-SES-SPL-0403 | FHA-SES-SPILL-4 - Spill Response Kit 4- Ammonia Room | FHA-SES-SM |  | Safety Equipment |  | SPL | http://www.toronto.ca/TWONTO#spill_kit |  | Spill /Waste Management
109619 | 69399 | TAB-DEW-MX-0430 | Tank, Hopper Agitator, #4 Schwing Pump | TAB-DEW-T-0430 | Tank | Tank |  | MX | http://www.toronto.ca/TWONTO#mixer_or_agitator |  | Tank, DWS from Centrifuge #4
92656 | 31815 | FHO-FL-P-0301A-KQ | Reservoir Sampling | FHO-OBSOLETE |  |  |  | P |  |  | Removed From Service
120230 | 40205 | THC-ACC-AC-0567 | Air Conditioner,Electrical Room,Blower Building,Lower Plant | THC-ACC-BLDG A | Air Handling Unit | HVAC |  | AC | http://www.toronto.ca/TWONTO#air_condition |  | Old Plant Blower Building HVAC
68487 | 93966 | THR-ACC-T-0532S | Tank, Expansion, Hot Water, Engine Room Basement | THR-ACC-BO | Tank | Tank | 40934 | T | expansion_tank |  | Air Conditioning, Heating and Ventilation, Boiler
4228 | 57905 | COL-PEV-HTR-0002 | Heater, Duct | COL-PEV-MISC | Heater |  |  | HTR |  |  | Miscellaneous Equipment
3011 | 94388 | COL-MTI-LSL-2700B | Switch, Level-Low, Hydraulic Reservoir, Strachan St. Control Chamber No.27B, MTI | COL-MTI-CH-2700B |  | Switch |  | LSL | http://www.toronto.ca/TWONTO#level_switch |  | Chamber,Strachan St. Control Chamber No.27B, MTI
64783 | 9665 | FCL-SES-FA-0010 | MILLER | FCL-SES-7 |  | Safety Equipment |  | FA | lifeline |  | Floatation Devices
42805 | 6189 | TAB-AI | Local Compressed Air Equipment | TAB-WORK-AREA-SEO | [6 empty] | TAB Work Area SEO
8584 | 53971 | COL-RBB-TR-0002 | Transformer, Lighting | COL-RBB | Transformer |  |  | TR |  |  | Western Beaches Tunnel (Battery Park)-Storm
59034 | 57327 | THC-ACC-HTR-0263 | Heater, Perimeter. Admin Building | THC-ACC-BLDG K |  | HVAC |  | HTR | http://www.toronto.ca/TWONTO#heater |  | Administration Building, HVAC
81746 | 57081 | TNT-WA9-SQ-0010 | Fall arrest systems | TNT-GAS | PPE | Safety Equipment |  | SQ | http://www.toronto.ca/TWONTO#fall_arrest_system |  | Administration
133873 | 37129 | THR-DIS-EV-1110 | Evaporator, Chlorine, Chlorination Building, Disinfection, Chlorination System | THR-S-E | Evaporator,Chlorine | Evaporator | 34318 | EV | http://www.toronto.ca/TWONTO#chlorinator_system |  | SUSPENDED ENTITY
62610 | 74862 | THC-MCS-LD-5123985 | ELECTRIC HOIST (insp Liftsafe) | THC-MCS-LD | Lifting Device | Lifting Device |  | LD | http://www.toronto.ca/TWONTO#lifting_equipment_hoist |  | Mechanical Services, Lifting Device
48120 | 87563 | TAB-ELS-LTX-1040 | Exit Light,North Substation,1st Floor,East Wall | NORTH SUBSTN_1ST FLR | Lighting,Exit | Safety Equipment |  | LTX | http://www.toronto.ca/TWONTO#lighting_unit |  | MSA Substation,1st Floor
89389 | 7722 | WTR-RRH-CW | City Water System | WTR-RRH | [6 empty] | Rosehill Reservoir
65436 | 29221 | THC-ELS-PDP-2521 | Control Panel,Power Distribution Panel, Primary Clarifier 11, NW Plant | THC-ELS-MCC-2501 |  | Power Distribution Panel |  | PDP | http://www.toronto.ca/TWONTO#LV_electrical_panel |  | Motor Control Center, Building O
40117 | 12823 | DE1021A | Chiller, Liquid | TAB-DEW CENTRIFUGES | H.V.A.C.,Chiller | HVAC |  |  | http://www.toronto.ca/TWONTO#chiller |  | Centrifuge Systems
119218 | 59671 | TAB-STR-ZSH-1202 | Switch, Valve Position Open, RAS Discharge to Aerated Section, Pass 1 | TAB-STR-V-1201 | Switch,Position-High | Switch |  | ZSH | http://www.toronto.ca/TWONTO#position_switch |  | Valve, Manual, Knife Gate, c/w limit Switches, RAS discharge
147455 | 91344 | WU2015A | Tank, Oil , 706 | TAB-SLD-P | Tank | Tank |  |  | http://www.toronto.ca/TWONTO#chemical_storage_tank |  | Pelletizer Bldg. - Thermal Oil Heating System, Pumps, Strainer & Expanasion Tanks
140973 | 59059 | VP2041 | Detector, Gas | TAB-ELS-AM | Sensor,Gas | Safety Equipment |  |  | http://www.toronto.ca/TWONTO#portable_gas_detector |  | WA8 Safety Equipment Gas Detectors, Plant Wide
87805 | 71475 | FHO WORK AREA 1 | Process | FHO | [6 empty] | F.J. Horgan Water Treatment Plant
111136 | 65516 | TAB-DIG-T-2000 | Digestion Tank 20 | TAB-DIG-T-19-22 | Tank,Reservoir | Tank |  | T | http://www.toronto.ca/TWONTO#digester_tank |  | Digester Tanks 19-22
114730 | 91878 | TAB-PLT-MSL-0871 | Switch, Motion Low, Grit Classifier CL-0870, Grit Handling Area, P Bldg. | TAB-PLT-CL-0870 | Switch,Motion | Switch |  | MSL | http://www.toronto.ca/TWONTO#motion_sensor_element |  | Classifier, Grit, Grit Handling Area, P Bldg.
146472 | 21081 | WTR-PTH-AUX | Auxiliary Equipment (Building Facilities) | WTR-PTH | [6 empty] | Thornhill Pumping Station
138295 | 42819 | THR-SES-AM-0001 | Atmosphere Monitoring, Wind Speed, Chlorine Building | THR-SES-WA3 | Atmosphere Monitoring Device,Stationary | Safety Equipment |  | AM | ? |  | Safety & Environmental Services
10721 | 27300 | FCL-ACC-TT-0220 | Transmitter, Temperature, Low Lift Pumping Station, Low Lift Pump Room E | FCL-ACC-P-LL |  |  |  | TT |  |  | Low Lift Pumping Station HVAC Equipment
126669 | 82539 | THC-OCS-BLDG-O | Phase IV, Building O Odour Control System | THC-OCS-SLD | [6 empty] | Odour Control System, THC Solid
76477 | 77875 | THR-DIG-RPU-0006 | Remote Processor Unit, forDig10,Digester 9-10 Basement | THR-ELS-DIG | RPU | Remote Processor Unit |  | RPU | http://www.toronto.ca/TWONTO#RPU_panel |  | Electrical System, Digester Tanks
127164 | 52178 | THC-PLT-LSHH-1400 | Level Switch, High High Level, Sump, Vortex Gallery | THC-PLT-P-1410 | Switch,Level-High-High | Switch |  | LSHH | http://www.toronto.ca/TWONTO#level_switch |  | Pump, Sump, Vortex Gallery
32182 | 28971 | COL-RBG-FIT-0412 | Transmitter, Flow | COL-RBG-MISC | Transmitter |  |  | FIT |  |  | Miscellaneous Equipment
50949 | 85533 | TAB-PRM-PSL-2602 | Switch Pressure,Low, Pump-2602 Suction | TAB-PRM-P-2602 | Switch,Pressure | Switch |  | PSL | http://www.toronto.ca/TWONTO#pressure_switch |  | Pump, Scum
136479 | 98785 | THR-GRK-DR-0500 | Main Gate, Motorized, Main Entrance Roadway Near Burner House | THR-DR-WA1 | Gate | Gate |  | DR | http://www.toronto.ca/TWONTO#door
125253 | 78361 | THC-ELS-SQ-8870990 | Spares, Electrical Safety gloves, High Voltage, Class 0, # 8870990 | THC-SES-SQ | PPE,Insulated Glove | Safety Equipment | 40939 | SQ | http://www.toronto.ca/TWONTO#rubber_insulating_gloves |  | Safety Equipment
134970 | 77665 | THR-ELS-MCC-1703 | Control Panel, MCC 1703, Effluent Pumping Station (MCC-1700, 1702 & 1703) | THR-ELS-EPS | Control Panel,MCC | Motor Control Centre |  | MCC | http://www.toronto.ca/TWONTO#LV_electrical_panel |  | Electrical System, Effluent Pumping System
76486 | 75181 | THR-OCS-PSH-2927 | Switch, Pressure-High, Pump 2927, Plant Services, Odour Control System | THR-OCS-P-2927 | Switch,Pressure-High | Switch |  | PSH | http://www.toronto.ca/TWONTO#pressure_switch |  | Pump, Centrifugal, Hypochlorite to Scrubber 0551, Plant Services, Odour Control System
50022 | 41686 | FCL-ELS-MCC-1101A-SUS | Control Panel, MCC, Dry Chemical Building HVAC, Electrical Switchgear Room | FCL-SUSPENDED | Control Panel,MCC | Motor Control Center | 36555 | MCC | http://www.toronto.ca/TWONTO#LV_electrical_panel |  | Suspended entity
51538 | 76484 | TAB-PRS-LSH-0721 | Switch, Level High, Phosphorus Removal Storage Containment Area, Grit Bldg., P Bldg. | TAB-PRS-T-2001 | Switch,Level-High | Switch |  | LSH | http://www.toronto.ca/TWONTO#level_switch |  | Tank, Ferrous Chloride Storage, Grit Bldg, P Bldg
38696 | 46600 | TAB-ACC-AHU-1235 | Heating Coil, Flotation Bldg | TAB-ACC-HTR | H.V.A.C.,Heater | HVAC |  | AHU | heating_coil |  | Heaters- Convection,
10456 | 88289 | FCL-ACC-HTR-0433 | Heater, (BH-1) Baseboard, Electric, High Lift Building, Corridor to Gaseous Chemicals | FCL-ACC-P-HL |  |  |  | HTR |  |  | High Lift Pumping Station HVAC Equipment
44456 | 93357 | TAB-DIG-BU-7200 | Waste Gas Burner, Digester Gas, Waste Gas Burner Station | TAB-DIG-BU | Burner | Burner |  | BU | http://www.toronto.ca/TWONTO#waste_gas_burner |  | Waste Gas Burner
63054 | 62148 | THC-OCS-F-6100 | Filter, Biofilter Cell, Headworks Odour Control | THC-PLT-BIOFILTER | Filter | Tank |  | F | http://www.toronto.ca/TWONTO#filtration_tank |  | Biofilter system
39991 | 41039 | TAB-ACC-HTR-6534 | Heater, Unit, Electric, Electrical Room No. 2, Screen Bldg., P Bldg. | TAB-ACC-HTR-PBLDG | H.V.A.C.,Heater | HVAC |  | HTR | http://www.toronto.ca/TWONTO#heater |  | Unit Heaters- P Bldg
34590 | 5401 | MAIN-253 | Main 253 | WTR-LWA | [6 empty] | Work Area 2 Central Mains and Chambers
55577 | 10942 | TAB-WA2-SQ-1250 | RIG - IT - RITE Nylon Sling | TAB-SES-LD | Lifting Device,Sling | Lifting Device |  | SQ | synthetic_web_sling |  | WA2 Lifting devices
69686 | 97194 | THR-BFP-TEST-0023 | Tester, Backflow Preventer, WA3 | THR-CW-BFP-WA3 | Transmitter,Flow | Test Equipment |  | TEST | backflow_preventer_tester |  | City Water, Back Flow Preventer, Work Area 3
12 | 2079 | TAB_EL1_L_1504 | Electrical Power Line,EL1-BUS-1502,EL1-TR-1504,North Substation | TAB_EL1_13.8KV_LINES | [6 empty] | Electrical Power Line,13.8KV,North Substation
19514 | 51038 | FHO CHEMICAL ALLEY | Computer Location | FHO MAIN BLDG | [6 empty] | Building Location
108926 | 56299 | TAB-BL-SQ-9102 | First Aid Kit-Blower Bldg. Main Flr.West Electrical Storage | TAB-STR-SQ | Safety,First Aid Kit | Safety Equipment |  | SQ | http://www.toronto.ca/TWONTO#first_aid_kit |  | WA2 Safety Equipment,lifting devices, ladders, Eye Wash station, First Aid Kits, Lock out stations
54513 | 41729 | TAB-STR-SP | Aeration, Sampler Settled Sewage | TAB-AER-INQ | [6 empty] | Aeration - WA2 Instrumentation Equipment
127454 | 27058 | THC-PRM-CH-0380 | Scum Pit, Tank 0300, Primary Clarifier | THC-PRM-T-0300 | Tank | Tank |  | CH | http://www.toronto.ca/TWONTO#storage_tank |  | Tank, Primary Clarifier
137866 | 91124 | THR-PRM-SCUM-T | Scum/Sludge Pumping, Tanks & Hopper, South Primary | THR-PRM-SOUTH | [6 empty] | Primary Treatment, South Primary
64920 | 82831 | THC-PRM-T-0800 | Tank, Primary Clarifier | THC-PRM-CLAR | Tank | Tank |  | T | http://www.toronto.ca/TWONTO#clarifier |  | Primary Clarification
98495 | 52722 | FIS-WWW-CH-0500-SUS | Slow Sand Fiter | FIS-SUSPENDED | Filter | Filter | 38483 | CH | http://www.toronto.ca/TWONTO#filtration_tank |  | Obsolete Entities/Processes
59235 | 47897 | THC-ACC-HTR-6101 | Heating Coil, Glycol, Second floor mechanical room #2 | THC-ACC-AHU-6100 | Heater | HVAC |  | HTR | heating_coil |  | Air Handling Unit, Truck Loading Bay, Mech Room #2, Headworks
133044 | 31260 | THR-DIG-TSL-7751 | Switch, Temperature Control, Burner BU-7750 Electrical Heat Tracing, WGB Bldg Roof | THR-DIG-BU-7750 | Switch,Temperature-Low | Switch |  | TSL | http://www.toronto.ca/TWONTO#temperature_switch |  | Waste Gas Burner, Burner 7750, WGB Bldg Roof
19515 | 21226 | FHO-ACC-RPU-0901 | Remote Programming Unit, Filter Gallery1-8 HVAC, Filter Building, S2, HVAC Room | FHO-MCS-HVAC | Controller,PLC | Remote Processor Unit |  | RPU | http://www.toronto.ca/TWONTO#RPU_panel |  | Plant HVAC
72554 | 75959 | THR-ACC-CU-4803 | Condensing Unit, Air Conditioning, NE Roof, West Substation | THR-HVAC-WS | H.V.A.C.,Air Conditioner | HVAC |  | CU | http://www.toronto.ca/TWONTO#AC_condenser_unit |  | Heating, Ventilation and Air Conditioning, West Substation
7519 | 40519 | COL-PSS-LTG-0002 | Control Panel, Electrical | COL-PSS-MISC | Control Panel |  |  | LTG |  |  | Miscellaneous Equipment
59464 | 87403 | THC-A0-S11155 | Door, Primary # P6 Access House | THC-GRK-DR-TUNNEL |  | Door |  |  | http://www.toronto.ca/TWONTO#door
8336 | 19109 | COL-PWR-T-0001 | Tank, Diesel Fuel, Tank #1, West Rouge PS | COL-PWR-GEN-0001 | Tank | Tank |  | T | http://www.toronto.ca/TWONTO#fuel_oil_tank |  | Generator, Electricity, Standby Generator, West Rouge PS
79191 | 27750 | THR-ELS-PDP-2922B | Panel, Power Distribution 600V, Electrical Room Head House | THR-ELS-HH | Control Panel,Power Distribution Panel | Power Distribution Panel |  | PDP | http://www.toronto.ca/TWONTO#LV_electrical_panel |  | Electrical System, Head House and Engine Room
43469 | 35559 | FCL-ACC-F-0402 | Filter, FN-0402 Inlet, S/E Recirculation System, High Lift Pump Room S/E | FCL-ACC-FN-0402 |  |  |  | F |  |  | Fan, Tube, Axial, S/E Recirculation System, High Lift PS Room S/E, HVAC Room
140625 | 74206 | TNT-MCS-SQ-1015 | Sling | TNT-MCS-LD | Lifting Device,Sling | Lifting Device |  | SQ | http://www.toronto.ca/TWONTO#fall_protection_sling |  | Lifting Devices , cranes/ Portable crane/hoists, come alongs, slings, wire rope, chains
129993 | 78942 | THR-ACC-FT | Air Conditioning, Fans, Exhaust, Final Tanks & Galleries | THR-FT | H.V.A.C.,Air Conditioner | HVAC |  |  | http://www.toronto.ca/TWONTO#collection_of_assets |  | Final Tank
46603 | 57708 | TAB-DIS-CHL-1113 | Chlorinator #3 | TAB-DIS-CHL-3 |  | Chemical Feeder |  | CHL | http://www.toronto.ca/TWONTO#chlorinator_system |  | ChlorinatIon Train #3
105578 | 70042 | SWM-PET-FN-0001 | Fan, Exhaust | SWM-PET-MISC | Fan |  |  | FN |  |  | Miscellaneous Equipment
113482 | 63177 | TAB-ELS-SQ-6146 | Electrical - Rubber Insulating Gloves Class 1 | TAB-ELS-SQ-GLOVE | PPE,Insulated Glove | Safety Equipment |  | SQ | http://www.toronto.ca/TWONTO#rubber_insulating_gloves |  | High Voltage Gloves
109781 | 19787 | TAB-DEW-RPU-1105A | RPU for Sludge Cake Input Line Valves | TAB-DEW SLUDGE CAKE |  | Remote Processor Unit |  | RPU | http://www.toronto.ca/TWONTO#RPU_panel |  | Sludge Cake Pumping
105512 | 63227 | SWM-PBL-LSH-0103 | Switch, Level-High | SWM-PBL-MISC | Switch,Level | Switch |  | LSH | http://www.toronto.ca/TWONTO#level_switch |  | Miscellaneous Equipment
89017 | 58356 | WTR-REL-LSH-0501 | Switch, Level-High, Pump 0501 | WTR-REL-P-0501 | Switch,Level-High | Switch |  | LSH | http://www.toronto.ca/TWONTO#level_switch |  | Pump, Sump, Centrifugal
110360 | 32986 | TAB-DEW-V-C03 | Centrifuge 3 Centrate Line | CENTRATE | [6 empty] | Centrate Collection
118031 | 5740 | TAB-SES-SCBA | WA4 Safety Equipment, SCBA | TAB-SES-WA8 | PPE,SCBA | Safety Equipment |  |  | http://www.toronto.ca/TWONTO#collection_of_assets |  | WA 8 Safety Equipment,
24424 | 33109 | FHO-NEX-3 CHANNEL 3-SUS | Emergency and Exit light 3 Channel 3 | FHO-NEXUS |  | Safety Equipment | 44453 | NEX | http://www.toronto.ca/TWONTO#lighting_unit |  | Emergency and Exits lights- Expansion Site
12521 | 98586 | COL-PCU-T-0002 | Tank, Hot Water, Ground Floor, Cumber PS | COL-PCU-MISC | Tank,Domestic Hot Water | Tank |  | T | http://www.toronto.ca/TWONTO#tanked_hot_water_heater |  | Miscellaneous Equipment
119841 | 97812 | TAB-WA2-SQ-6126 | Body Harness, Richard Gallant | TAB-WA2-SQ-0001 | PPE,Harness | Safety Equipment |  | SQ | http://www.toronto.ca/TWONTO#fall_arrest_harness |  | Fall Arrest System , Tripod and SRL
65378 | 36133 | THC-PRM-ZSH-1177 | Switch, Position High, Mech Home, Valve 1172B | THC-PRM-V-1172 | Switch,Position-High | Switch |  | ZSH | http://www.toronto.ca/TWONTO#position_switch |  | Valve, Hydraulic Cylinder, Scum Skimmer, Tank 1100, Primary Clarifier, Phase IV
114050 | 71385 | TAB-OCS-HTR-6707 | Controller, Temp, Heat Tracing, Separated Potable Water to Biofilter, Biofilter Area, P Bldg. | TAB-OCS-PBLDG | Heater | Gas Collection |  | HTR | heat_trace |  | P Building - Odour control System, Fans
13277 | 98817 | FCL-FLT-LSL-0016-SUS | Switch, Level-Low, Filter 1601, , Filter No.1601 | FCL-FLT-F-1601 | Switch,Level-Low | Switch | 36622 | LSL | http://www.toronto.ca/TWONTO#level_switch |  | Filter, Carbon Activated, Filter Building, Filter Gallery East
13975 | 44582 | FCL-SPC-RPU-1724 | RPU Panel, Pretreatment Module 2, PAC Pump Area | FCL-ELS-PS-0001 | Control Panel | Remote Processor Unit |  | RPU | http://www.toronto.ca/TWONTO#RPU_panel |  | Uninterruptible Power Supply,High Lift Bldg - Switchgear Room,LP-0001
44124 | 97242 | FCL-ACC-HTR-0313 | Heater, Baseboard, 208V, 750W, Admin Building, First Floor, Storage Room 108, East Wall | FCL-ACC-ADMIN |  |  |  | HTR |  |  | Administration Building HVAC Equipment
45173 | 9247 | TAB-DIG-LSL-4145 | Switch,Level,Low,Lube Oil, G.Compr. C4145 | TAB-DIG-C-4145 | Switch,Level | Switch |  | LSL | http://www.toronto.ca/TWONTO#level_switch |  | Compressor # 5, Gas(DX2605)
66922 | 8319 | THC-INC-BU-1036 | Burner, Hearth 3, Incinerator 1000 | THC-INC-FU-1000? | Burner | Burner |  | BU | http://www.toronto.ca/TWONTO#burner_component_of_asset |  | Furnace, Incinerator 1000
137305 | 3914 | THR-PLT-FSL-2172 | Switch, Flow-Low, Discharge, Blower 2172, Preliminary Treatment, Grit Removal - Grit Tanks - North Plant | THR-PLT-BL-2172(SUSP) | Switch,Flow-Low | Switch |  | FSL | http://www.toronto.ca/TWONTO#flow_switch |  | Blower, Centrifugal, Foul Air Removal, Tank 0300, Preliminary Treatment, Grit Removal - Grit Tanks - North Plant
41268 | 39161 | TAB-ACC-T-5884 | Tank, Glycol make Up | TAB-ACC-P-5884 | Tank,Reservoir | Tank |  | T | http://www.toronto.ca/TWONTO#chemical_storage_tank |  | Pump, Glycol Make Up
129852 | 56754 | THR-ACC-FN | Air Conditoning, Fans, Gallery Ventilation, Supply and Exhaust | THR-ACC-WA3 | [6 empty] | Air Conditioning, Boiler, Fans & AHU
146902 | 77658 | WTR-RKL-SW-0001 | Switch, Disconnect, LightingTransformer,Sports Field Lighting | WTR-RKL-TR-0002 | Switch | Switch |  | SW | http://www.toronto.ca/TWONTO#disconnect_switch |  | Transformer, Lighting, Sports Field Lighting
24750 | 2056 | COL-PSB-LIT-0101 | Transmitter, Level | COL-PSB | Transmitter,Level |  |  | LIT |  |  | Silverbirch Sewage Pumping Station
69377 | 77152 | THR-AER-PSLL-1311 | Switch, Pressure-Low-Low, Oil Pressure Blower 1311, Secondary Treatment, Aeration - Blower System - South | THR-AER-T-1314 | Switch,Pressure-Low | Switch |  | PSLL | http://www.toronto.ca/TWONTO#pressure_switch |  | Tank, Reservoir, Auxiliary Oil for Blower 1311, Secondary Treatment, Aeration - Blower System - South
84514 | 81023 | WTR-PAH-ELS | Electrical System | WTR-PAH | [6 empty] | Armour Heights Pumping Station
71774 | 50835 | THR-DIG-T-0120 | Tank, Waste Oil, Lube Oil System, Gas Compressor Building | THR-DIG |  | Tank |  | T | http://www.toronto.ca/TWONTO#chemical_storage_tank |  | Digester
113465 | 96176 | TAB-ELS-SQ-6114 | Electrical - Rubber Insulating Gloves | TAB-ELS-SQ-GLOVE | PPE,Insulated Glove | Safety Equipment |  | SQ | http://www.toronto.ca/TWONTO#rubber_insulating_gloves |  | High Voltage Gloves
9079 | 59091 | COL-YKP-DA-1697333 | Davit Centre Base-1697333 | COL-YKP-DA-0009S | Safety | Safety Equipment |  | DA | davit_base |  | Davit Arm Assembly with Upper Arm-1734511
125209 | 73705 | THC-ELS-PS-0001-U | Primary Power Equipment, Building U | THC-GRK-ELS-U |  | Control Panel,MCC |  | PS | http://www.toronto.ca/TWONTO#collection_of_assets |  | Building U, Anaerobic Digesters Bldg.
78165 | 76658 | THR-PRS-PSH-0380S | Switch, Pressure-High, Ferrous Chloride to South Aeration Tank 0500 Feed Pump Discharge, Chemical Building, Secondary Treatment, Phosphorous Removal | THR-PRS-P-0380S | Switch,Pressure-High | Switch | 39826 | PSH | http://www.toronto.ca/TWONTO#pressure_switch |  | Pump, Diaphragm, Ferrous Chloride to South Aeration Tank 0500, Chemical Building, Secondary Treatment, Phosphorous Removal
84805 | 41928 | WTR-PEG-SW-0001 | Switch, Basement South | WTR-PEG-ELS | Switch | Switch |  | SW | http://www.toronto.ca/TWONTO#disconnect_switch |  | Electrical System
6311 | 47732 | COL-PMT-JIT-0001 | Meter, Power Indicating Transmitter, Main Power | COL-PMT | Meter |  |  | JIT |  |  | Military Trail Sewage Pumping Station
73655 | 25033 | THR-ELS-GCB | Electrical System, Digester Gas Compressor Building | THR-ELS | [6 empty] | Electrical Power System
147769 | 42075 | YTF-ELS-PDP-1701 | Control Panel, Power Dist., A Building Server Room, Electrical Panels Warehouse | YTF-ELS | Control Panel,Power Distribution Panel | Power Distribution Panel |  | PDP | http://www.toronto.ca/TWONTO#LV_electrical_panel |  | Electrical Equipment
110380 | 40864 | TAB-DIG | Digestion | TAB-WORK-AREA-SOL | [6 empty] | TAB Work Area Sol
8958 | 32115 | COL-YKP-DA-110655 | Davit Centre Base-110655 | COL-YKP-DA | Safety | Safety Equipment |  | DA | davit_base |  | Davit Arm Assembly
48599 | 53539 | TAB-M BLDG | Building Location | TAB-SPC | [6 empty] | Process Control Systems - Services Area
16002 | 42125 | FHA-ELS-WR-0605 | Welding Receptacle, 30A, 600V, RMF, Electrical Room 2 East Wall | FHA-ELS | Welding Equipment | Power Distribution Panel |  | WR | http://www.toronto.ca/TWONTO#welding_receptacle |  | Electrical
120411 | 88089 | THC-ACC-DM-0087 | VAV Box, Admin Building, Ground Floor, Office Room 126 | THC-ACC-AHU-0081 |  | HVAC |  | DM | http://www.toronto.ca/TWONTO#air_damper |  | Air handling Unit, Ground Floor South Zone(Project Management), Admin Building Roof
63912 | 36456 | FCL-PAC-V-0211 | Valve, Ball, PAC Storage Tank #2 Overflow, Dry Chemical Building PAC Tanks | FCL-PAC-T-0201 |  |  |  | V |  |  | Tank, Storage, Powder Activated Carbon, Dry Chemical Building PAC Tanks
11981 | 30724 | FCL-DEW-T-0201 | Tank, Treated Water Process Dewatering Pit | FCL-DEW | Tank,Reservoir | Tank |  | T | http://www.toronto.ca/TWONTO#storage_tank |  | Dewatering
34162 | 56178 | COL-YKP-DA-1671151 | Davit Mast (45") -1671151 | COL-YKP-DA-0007S | Safety | Safety Equipment |  | DA | davit_base |  | Davit Arm Assembly with Upper Arm-150960
122269 | 65258 | THC-CBM | THC-Condition Based Monitoring | THC-GRK-MCS | [6 empty] | Mechanical Services
119850 | 30193 | TAB-WA2-SQ-9872 | Lanyard 6 Ft. Motiram | TAB-WA2-SQ-0001 | PPE,Harness | Safety Equipment |  | SQ | lifeline |  | Fall Arrest System , Tripod and SRL
113522 | 93395 | TAB-GRK-VEH-329006SUS | Forklift, Electric, Indoor Tires, Hyster E50XM2-27, WA-3 | TAB-GRK-VEH2 | Forklift,Electric | Vehicle | 47576 | VEH | http://www.toronto.ca/TWONTO#forklift
82841 | 64279 | FHA-SES-SQ-0041 | Safety Harnesses Protecta full body harness Ser 001469 | FHA-SES-SQ-6 |  | Safety Equipment |  | SQ | http://www.toronto.ca/TWONTO#fall_arrest_harness |  | Safety Fall Protection Equipment
121303 | 69915 | THC-ACC-TIT-6504 | Transmitter, Temperature, Space, Pipe Gallery, Lower level 2, Headworks | THC-ACC-AHU-6500 | Transmitter,Temperature | HVAC |  | TIT | http://www.toronto.ca/TWONTO#temperature_transmitter |  | Air Handling Unit, Pipe Gallery, 2nd Floor Mech Room #1, Headworks
34647 | 45070 | MAIN-304 | Main 304 | WTR-LWA | [6 empty] | Work Area 2 Central Mains and Chambers
48286 | 93158 | TAB-ELS-SQ-6158 | Electrical - Rubber Insulating Gloves Class 1 | TAB-ELS-SQ-GLOVE | PPE,Insulated Glove | Safety Equipment |  | SQ | http://www.toronto.ca/TWONTO#rubber_insulating_gloves |  | High Voltage Gloves
29745 | 64434 | COL-PWR-FN-0003 | Fan, Supply | COL-PWR | Fan |  | 35037 | FN |  |  | West Rouge Pumping Station
96152 | 44811 | FIS-CALS | Instrument Calibrations by Contractor | FIS | [6 empty] | Island Water Treatment Plant
8977 | 38583 | COL-YKP-DA-150108 | Davit Base Leg-150108 | COL-YKP-DA-0026S | Safety | Safety Equipment |  | DA | davit_base |  | Davit Arm Assembly with CENTRE BASE-110664
80469 | 75930 | THR-FT-RPU-0003S | Remote Processor Unit, Final Tank 0500, Tank 0700 (172.22.37.181) | THR-ELS-FST | RPU | Remote Processor Unit | 39566 | RPU | http://www.toronto.ca/TWONTO#RPU_panel |  | Electrical System, Final Sedimentation Tanks & Galleries
140793 | 4642 | TNT-SES-RING-1018 | Lifebuoy Ring | TNT-SES-RING | PPE | Safety Equipment |  | RING | http://www.toronto.ca/TWONTO#life_ring |  | Lifebuoy Ring
41121 | 77334 | TAB-ACC-PSH-0380 | Switch, Pressure, High, Filter, Fan 0380, Ferrous Chloride Room | TAB-ACC-FN-0380 | Switch,Pressure-High | Switch |  | PSH | http://www.toronto.ca/TWONTO#pressure_switch |  | Fan, Supply, Ferrous Chloride Room, D. Bldg.
7449 | 8785 | COL-PSP-LSH-0103 | Switch, Level-High | COL-PSP | Switch,Level |  |  | LSH |  |  | Southport Sewage Pumping Station
2480 | 53521 | COL-BCV-RPU-0001 | Remote Processing Unit | COL-BCV | RPU | Remote Processor Unit |  | RPU | http://www.toronto.ca/TWONTO#RPU_panel |  | Carlingview Blower Station
124764 | 68486 | THC-ELS-LP-1610A | Lighting Panel,South Effluent Pumping Station,Electrical Room,Ground Floor | THC-ELS-TR-1610A |  | Power Distribution Panel |  | LP | http://www.toronto.ca/TWONTO#LV_electrical_panel |  | Transformer,South Effluent Pumping Station,Electrical Room,Ground Floor
119975 | 26823 | TAB-WA4-SQ-8401 | Lock Out Tag out and Log Book Station | TAB-SLO-SES | PPE | Safety Equipment |  | SQ | emergency_kit |  | TABWA4 Health and Safety Equipment
61956 | 28408 | THC-GRK-MAINT | Building Maintenance | THC-GRK | [6 empty] | Buildings & Grounds
15127 | 67998 | COL-PIR-FQ-0001 | Meter, Flow | COL-PIR-MISC | Meter,Flow |  |  | FQ |  |  | Miscellaneous Equipment
66583 | 74126 | FCL-TRW-2 | Treated Water Pumping | FCL-TRW |  |  |  | TRW |  |  | Treated Water
67368 | 32176 | THCSLDOPS | THC Solids Operations | THC | [6 empty] | Highland Creek Treatment Plant
93240 | 75773 | FHO-GRK-DR-2004L | Door, (FD-2-04), Fire Rated, Admin Building, L2, Women's Washroom | FHO-GRK-FEQ-0001 | Fire Prevention,Door | Door |  | DR | http://www.toronto.ca/TWONTO#fire_rated_door
34398 | 12817 | COL-YKP-DA-1734514 | Davit Mast-1734514 | COL-YKP-DA-0012S | Safety | Safety Equipment |  | DA | davit_base |  | Davit Arm Assembly with Upper Arm-1723241
28572 | 54926 | FIS-DEW-LSH-0007 | Switch, Level, High, TW Pump Area Drain Sump Tank T-0002, Workshop Bldg,Below Machine Shop Mezzanine | FIS-DEW-T-0002 |  | Switch |  | LSH | http://www.toronto.ca/TWONTO#level_switch |  | Tank, Treated Water Pump Area Drain Sump, Workshop Building, Below Machine Shop Mezzanine
74140 | 52455 | THR-EPS-PSH-0410 | Switch, Pressurel-High, Oil Pump, Centrifugal 0411, Plant Service, Effluent Pump, Centrifugaling | THR-EPS-P-0410 | Switch,Pressure-High | Switch |  | PSH | http://www.toronto.ca/TWONTO#pressure_switch |  | Pump, Centrifugal, Screw
107323 | 61181 | TAB-ACC-PDS-3907A | Switch,Pressure ,Filter, AHU3907 | TAB-ACC-AHU-3907SUS | Switch,Pressure | Switch |  | PDS | http://www.toronto.ca/TWONTO#pressure_switch |  | AHU, Heat Recovery Bldg
135852 | 21399 | THR-FT-PSH-3540 | Switch, Pressure-High, Discharge, Pump 3540, Secondary Treatment, Scum Pumping | THR-FT-P-3540 | Switch,Pressure-High | Switch |  | PSH | http://www.toronto.ca/TWONTO#pressure_switch |  | Pump, Rotary Vane, Scum Tank 3500, System 7, Scum Pumping
112822 | 92893 | TAB-EL1-SW-1520 | Switch,Load Break,Power,13.8 KV Feeder,South EL2-SWG-1540 | TAB-EL1-BUS-1502 | Load Break Switch | Switch |  | SW | http://www.toronto.ca/TWONTO#load_break_disconnect_switch |  | Electrical Distribution Cabinet,13.8 KV
21576 | 48159 | FHO-DOZ-OFFGAS | OFFGAS DESTRUCTION | FHO-DOZ | [6 empty] | Ozonation System
116548 | 37436 | TAB-PWA-DBLDG | Plant Water System- D Bldg | TAB-WORK-AREA-LIQ | [6 empty] | TAB Work Area Liq
128952 | 29128 | THC-STR-PSL-5045 | Switch, Inlet, Pressure-Low,,Pump 5040, Secondary Clarifiers 0100&0200 - Old Section | THC-STR-P-5040 | Switch,Pressure-Low | Switch | 41053 | PSL | http://www.toronto.ca/TWONTO#pressure_switch |  | Pump, Tank 0100-0200, Secondary Clarifier, RAS/WAS
34648 | 10319 | MAIN-304 | Main 304 | WTR-MT3 | [6 empty] | Work Area 3 WEST Mains and Chambers
28249 | 29837 | FIS-CLA-FSL-0001 | Switch, Flow, Low, Pre-Filtered Residual Chlorine Analyser AIT-0001, Filter Building, Pump Room E | FIS-PRE FILTERED | Transmitter,Flow | Switch |  | FSL | http://www.toronto.ca/TWONTO#flow_switch |  | Sampling
112788 | 39762 | TAB-EL1-PDP-6123B | Power Distribution panel, Aeration | TAB-AER-OZ-ELQ | Control Panel,Power Distribution Panel | Power Distribution Panel |  | PDP | http://www.toronto.ca/TWONTO#LV_electrical_panel |  | Electrical Equipment Location, Aeration West Quad House
136970 | 73655 | THR-OCS-F-0500A | Filter, Particle, Air Handling Units 0500A/B, Ozonator Room, Plant Services, Odour Control System | THR-OCS-D-0500A | Filter | Filter |  | F | http://www.toronto.ca/TWONTO#replaceable_air_filter |  | Dryer, Dessicant, Ozone Generator 3956, Ozonator Room, Plant Services, Odour Control System
30382 | 60766 | FIS-SES-FAK-0602 | First Aid Kit, Admin Building, Lab | FIS-SES-FAK | Safety,First Aid Kit | Safety Equipment |  | FAK | http://www.toronto.ca/TWONTO#first_aid_kit |  | First Aid Kits
6008 | 69623 | COL-PMD-LSL-0102 | Switch, Level-Low | COL-PMD | Switch |  |  | LSL |  |  | Midland Pumping Station
11542 | 51349 | FCL-CLA-PSH-0202 | Switch, Pressure High, Inlet, CLA Evaporator 0201, Chlorination System | FCL-CLA-CHL-0201 | Switch,Pressure-High | Switch |  | PSH | http://www.toronto.ca/TWONTO#pressure_switch |  | Chlorinator, Chlorine Gas, Chlorination System
93507 | 56484 | FHO-MCS-P-0201-KQ | Vacuum Priming Pump 2 | FHO-OBSOLETE |  |  |  | P |  |  | Removed From Service
64925 | 94400 | THC-PRM-T-1100 | Tank, Primary Clarifier | THC-PRM-CLAR | Tank,Water Elevated | Tank |  | T | http://www.toronto.ca/TWONTO#clarifier |  | Primary Clarification
29647 | 99764 | FIS-TRW-MCC-0400-SUS | Motor Control Centre | FIS-SUSPENDED | Switchgear,Indoor | Motor Control Centre | 38437 | MCC | http://www.toronto.ca/TWONTO#LV_electrical_panel |  | Obsolete Entities/Processes
7497 | 35612 | COL-PSS-CB-0001 | Circuit Breaker, Incoming | COL-PSS-MISC | Circuit Breaker |  |  | CB |  |  | Miscellaneous Equipment
18184 | 60508 | FHA-SED-ZSH-0603H | Switch, Limit, Access Hatch Zone 3, Settling Basin T-0601 | FHA-SED-ZSH-0603 |  | Security System |  | ZSH | http://www.toronto.ca/TWONTO#position_switch |  | Switch, Limit, Access Hatch Zone 6
80377 | 24426 | FHA-SED-ZSH-0603G | Switch, Limit, Access Hatch Zone 3, Settling Basin T-0601 | FHA-SED-ZSH-0603 |  | Security System |  | ZSH | http://www.toronto.ca/TWONTO#position_switch |  | Switch, Limit, Access Hatch Zone 6
26258 | 94700 | FHO-SES-SCBA-0021 | Cylinder, SCBA, Air Pack, 2216 PSI, Ser #OJ-264831 | FHO-SES-SQ-0001 | PPE,SCBA | Safety Equipment |  | SCBA | http://www.toronto.ca/TWONTO#compressed_gas_cylinder |  | Safety Equipment
26369 | 6677 | FHO-SES-SQ-6254 | Lanyard, Serial Number 2221778, Murray Kerr | FHO-SES-SQ-0006 | PPE,Lanyard | Safety Equipment |  | SQ | lifeline |  | Fall Arrest Systems
125260 | 72876 | THC-FEQ-DM-0056 | Fire/Smoke Damper, Admin Building, Ground Floor, Sequrity Equipment Area | THC-FEQ-BLDG K |  | HVAC | 43281 | DM | http://www.toronto.ca/TWONTO#air_damper |  | Fire fighting protection equipment, Admin Building
146820 | 13877 | WTR-RDF-ZS-0408 | Switch, Position,Door Security | WTR-RDF-AUX | Switch,Position | Switch |  | ZS | http://www.toronto.ca/TWONTO#position_switch |  | Auxiliary Equipment (Building Facilities)
80366 | 76512 | FHA-SED-ZSH-0505E | Switch, Limit, Access Hatch Zone 5, Settling Basin T-0501 | FHA-SED-ZSH-0505 |  | Security System |  | ZSH | http://www.toronto.ca/TWONTO#position_switch |  | Switch, Limit, Access Hatch Zone 5
10737 | 8380 | FCL-ACC-TT-0316 | Transmitter, Temperature, Admin Building, First Floor, Library Room 118 | FCL-ACC-ADMIN |  |  |  | TT |  |  | Administration Building HVAC Equipment
78687 | 1254 | THR-SES-LD-2672 | Retractable Winch for Davit Arm WA4 | THR-SES-LD | Safety | Safety Equipment |  | LD | winch |  | Lifting Device, Safety Equipment
128978 | 21886 | THC-STR-T-8330 | Tank, Hypoclorite, Phase IV, Secondary Clarifier | THC-SUSPENDED | Tank | Tank | 33427 | T | http://www.toronto.ca/TWONTO#chemical_storage_tank |  | Suspended entity
72315 | 61360 | THR-ACC-AC-4705 | Fan Coil Unit, Ductless Split System Indoor Unit, Switchgear Bldg South | THR-ACC-WA4 | H.V.A.C.,Air Conditioner | HVAC |  | AC | http://www.toronto.ca/TWONTO#air_condition |  | Air Conditioning, AHU, HVAC,Work Area4
80941 | 36047 | TNT-DIG-PRS | Primary Sludge Headers, Digester, Heat Exchangers | TNT-DIG | [6 empty] | Digestion
33234 | 32572 | COL-SMC-GRF-0001 | Indicator, Ground Fault | COL-SMC |  |  |  | GRF |  |  | Maclean Detention Tank-storm
137370 | 35820 | THR-PLT-LD-2142C | Lifting Device, Sparger Arm, Tank 200, Grit Bldg. | THR-PLT-LD-0200 | Lifting Device | Hydraulic System | 35259 | LD | http://www.toronto.ca/TWONTO#hydraulic_system |  | Lifting Devices, Sparger Arms, Tank200, Grit Bldg.
137365 | 21550 | THR-PLT-LD-2132D | Lifting Device, Sparger Arm, Tank 100, Grit Bldg. | THR-PLT-LD-0100 | Lifting Device | Hydraulic System | 35255 | LD | http://www.toronto.ca/TWONTO#hydraulic_system |  | Lifting Devices, Sparger Arms, Tank 100, Grit Bldg.
55387 | 80841 | TAB-WA1-SQ-1007 | Sling | TAB-WA1-SQ | Lifting Device,Sling | Lifting Device |  | SQ | http://www.toronto.ca/TWONTO#fall_protection_sling |  | Safety Equipment & Supplies Common to WA1
65601 | 2435 | THC-PWA-LSL-0065 | Switch,Level,Low Low,Sump,South Effluent Pump Station,Basement | THC-PWA-CP-0065 |  | Switch |  | LSL | http://www.toronto.ca/TWONTO#level_switch |  | Control Panel,Sump Pumps,South Effluent Pump Station,Intermediate Level
116194 | 80234 | TAB-PRS-PSH-3210 | Switch, Pressure-High, Chemical Dosing Pump, Secondary Dosing | TAB-PRS-P-3130 | Switch,Pressure-High | Switch |  | PSH | http://www.toronto.ca/TWONTO#pressure_switch |  | Pump, Chemical Dosing, Secondary Dosing
122920 | 86630 | THC-DEW-T-2300 | Tank,Polymer Make-up,Polymer Make Up System | THC-DEW-POL-MAKEUP | Tank,Reservoir | Tank |  | T | http://www.toronto.ca/TWONTO#chemical_storage_tank |  | Polymer Make Up System Dewatering
137145 | 98230 | THR-PLT-BL-GRIT | Preliminary Treatment, Grit Bldg. Blowers | THR-PLT-GRITS | [6 empty] | Gate,Sluice,Preliminary Treatment, Grit Building
129832 | 929 | THR-ACC-EV-3601 | Evaporator,1,Cooling,Electrical Room,East Workshop | THR-ACC-WA4 | H.V.A.C.,Air Conditioner | HVAC |  | EV | http://www.toronto.ca/TWONTO#AC_evaporator_unit |  | Air Conditioning, AHU, HVAC,Work Area4
121288 | 45168 | THC-ACC-TIT-6102 | Transmitter, Temperature, Space, Truck Loading Bay #2, Headworks | THC-ACC-AHU-6100 | Transmitter,Temperature | HVAC |  | TIT | http://www.toronto.ca/TWONTO#temperature_transmitter |  | Air Handling Unit, Truck Loading Bay, Mech Room #2, Headworks
48154 | 22776 | FCL-ALM-FSL-0301(S) | Switch, Flow, Low, Alum, Flocculation & Sedimentation Tank 0301, Flocculation & Sedimentation Tanks | FCL-FLO-T-0301 | Switch,Flow-Low | Switch | 35208 | FSL | http://www.toronto.ca/TWONTO#flow_switch |  | Tank, Flocculation
71778 | 49489 | THR-DIG-T-0504 | Tank, Condensate and Sediment Accumulator, Boilers, Engine Room | THR-ACC-BO | Tank | Tank |  | T | http://www.toronto.ca/TWONTO#condensate_trap |  | Air Conditioning, Heating and Ventilation, Boiler
147714 | 73824 | YTF-CW-HU-7601 | H.V.A.C., Humidifier, RN122, City Water | YTF-CW | H.V.A.C.,Humidifier | HVAC |  | HU | http://www.toronto.ca/TWONTO#humidier |  | City Water
73165 | 11013 | THR-ACC-NR-730 | HVAC Unit & Fan, Lunch Room | THR-ACC-ADM | H.V.A.C.,Heater,Unit | HVAC |  | NR | http://www.toronto.ca/TWONTO#heater |  | Air Conditioning, HVAC, Admin Building
85008 | 35498 | WTR-PEL-FAK-0001 | First Aid Kit Station, Ellesmere Pumping Station, Beside the Washroom | WTR-PEL | Safety,First Aid Kit | Safety Equipment |  | FAK | http://www.toronto.ca/TWONTO#first_aid_station_equipment |  | Ellesmere Pumping Station
143373 | 98872 | WTR-PEG-ZS-0003 | Switch, Position,Door Security | WTR-PEG-AUX | Switch,Position | Switch |  | ZS | http://www.toronto.ca/TWONTO#position_switch |  | Auxiliary Equipment (Building Facilities)
89650 | 70991 | WTR-RWA-ELS | Electrical System | WTR-RWA | [6 empty] | Warden Tank
138817 | 94264 | THR-SES-T-0502 | Tank, SCBA Air Cylinder, 30 Minutes | THR-SES-JHSC | Safety | Safety Equipment |  | T | http://www.toronto.ca/TWONTO#compressed_gas_cylinder |  | Joint Health and Safety Coordination
12417 | 73943 | COL-PCU-FSL-5153 | Flow switch, Low | COL-PCU | Switch,Flow-Low |  | 34963 | FSL |  |  | Cumber Pumping Station
44130 | 18755 | FCL-GRK-VEH-0004-SU | Vehicle, Cart E 3 wheel | FCL-MCS-7 | Groundskeeping | Vehicle | 33389 | VEH | cart
110817 | 97666 | TAB-DIG-LSL-4150 | Switch,Level,Low,Lube Oil, G.Compr. C4150 | TAB-DIG-C-4150 | Switch,Level | Switch |  | LSL | http://www.toronto.ca/TWONTO#level_switch |  | Compressor # 3, Gas(DX2603)
55277 | 36527 | TAB-THK-V-ROUT | Routing Valves | TAB-THK | [6 empty] | Floatation
4818 | 31738 | COL-PHP-LSHH-0101 | Switch, Level High-High | COL-PHP-MISC | Switch,Level |  |  | LSHH |  |  | Miscellaneous Equipment
39440 | 51218 | TAB-ACC-FN-6521 | Fan, Centrifugal, Supply air, AHU-6520, Mechanical Room No. 2, Screen Bldg., P Bldg. | TAB-ACC-AHU-6520 | Fan,Centrifugal | HVAC |  | FN | http://www.toronto.ca/TWONTO#blower_or_fan_with_drive |  | Air Handling Unit, Mechanical Room no.2, Screen Bldg., P Bldg.
40345 | 69292 | TAB-ACC-FN-WGB | Exhaust Fans Waste Gas Burner Station | TAB-ACC-FN | Fan | [5 empty] | Exhaust Fans
95117 | 20400 | FHO-TRW-C-0102-KQ | Surge Air Compressor 2 | FHO-TRW- SURGE |  |  |  | C |  |  | Surge Protection System
58390 | 8158 | THC-ACC-CU-0201 | Condensing Unit, IT Room, WA2 Workshop, | THC-ACC-AC-0201 | Air Handling Unit | HVAC |  | CU | http://www.toronto.ca/TWONTO#AC_condenser_unit |  | Air Conditioning, IT Room, WA2 Workshop,
86310 | 11790 | WTR-PJS-PSL-0004 | Switch, Pressure-Low | WTR-PJS-TRW | Switch,Pressure-Low | Switch |  | PSL | http://www.toronto.ca/TWONTO#pressure_switch |  | Treated Water (Transmission)
12476 | 82942 | COL-PCU-LSLL-5201 | Level Switch, Low Low | COL-PCU-SUSPENDED | Switch,Level |  | 34967 | LSLL |  |  | Cumber P.S.suspended entities
7434 | 3782 | COL-PSP-FEQ-0001S | Fire Prevention, Extinguisher | COL-W-OBSOLETE | Fire Prevention,Extinguisher |  | 42716 | FEQ |  |  | Col West Obsolete Entities
26329 | 50542 | FHO-GRK-DR-4005S | Door, (FD-S4-05), Fire Rated, Admin Building, S4, MCC Room, South Middle | FHO-GRK-FEQ-0001 | Fire Prevention,Door | Door |  | DR | http://www.toronto.ca/TWONTO#fire_rated_door
55338 | 27946 | FCL-ELS-LP-003GB | Lighting Panel, 600/120/208V, 3PH, Gaseous Chemical Building Ammonia 3rd Floor NH3 Maintenance | FCL-ELS-6 |  |  |  | LP |  |  | Interior Lighting
9216 | 51385 | COL-YKP-FAK-189018 | First Aid Kit, Truck # 189018 (2018 FREIGHTLNR M2 106) | COL-YKP-VEH-189018 | Safety,First Aid Kit | Safety Equipment |  | FAK | http://www.toronto.ca/TWONTO#first_aid_kit |  | Vehicle, Truck # 189018 (2018 FREIGHTLNR M2 106)
9325 | 54293 | COL-YKP-SRL-0305007 | Self Retrieval Line -0305007 | YKP-BLD | Safety | Safety Equipment |  | SRL | self_retracting_line |  | Collections - 435 Kipling Ave. Building envelope
4004 | 50783 | COL-PCU-CP-0007 | Control Panel, Operator, Battery Charger, Cumber PS115VAC/11AMP/60HZ, 24VDC/30AMP. Cell: 20N1-CA | COL-PCU-MISC | Control Panel |  | 34989 | CP |  |  | Miscellaneous Equipment
66921 | 90237 | THC-INC-BU-1035 | Burner, Hearth 3, Incinerator 1000 | THC-INC-FU-1000? | Burner | Burner |  | BU | http://www.toronto.ca/TWONTO#burner_component_of_asset |  | Furnace, Incinerator 1000
38592 | 55385 | SQ-47076 | FHO SCBA #4 | FHO-SES-SQ-0002 | PPE,SCBA | Safety Equipment | 32128 |  | http://www.toronto.ca/TWONTO#self-contained_breathing_apparatus |  | Emergency Breathing Apparatus
79066 | 76650 | THR-SQ-PEWS-WA1 | Portable. (Gravity Operated) Eyewash Station, Dig9&10 Bsmnt | THR-JHSC-WA1 | Safety,Eye wash | Safety Equipment |  |  | eye_wash_bottle |  | Joint Health & Safety Committee WA1
11933 | 59587 | FCL-DEW-LSH-0501 | Switch, Level, High, Pre-Treatment Area Dewatering Pit T-0501 | FCL-DEW-RW | Switch,Level-High | Switch |  | LSH | http://www.toronto.ca/TWONTO#level_switch |  | Raw water Area Dewatering
19163 | 59819 | FHO-ACC-F-1521 | Filter, Air Inlet, AHU-1521, Ozone Building, L1, Mechanical Room 1 | FHO-ACC-AHU-1521 |  | Filter |  | F | http://www.toronto.ca/TWONTO#replaceable_air_filter |  | Air Handling Unit, Filter 9-13 Pipe Gallery Ventilation, Ozone Building, L1, Mechanical Room 1
67068 | 61016 | THC-THK-T-1230 | Tank,Mixing,Polymer Make-up System-1200,Thickening Building | THC-THK-TWAS | Chemical Feeder | Tank |  | T | http://www.toronto.ca/TWONTO#chemical_storage_tank |  | Waste Activated Sludge Thickening
147166 | 88524 | WTR-RRG-DR-0001 | Door, Roll-Up | WTR-RRG-AUX | Door,Overhead | Door |  | DR | http://www.toronto.ca/TWONTO#roll_up_door
74212 | 58111 | THR-FPW-P | Filtered Plant Water, Pumps | THR-FPW | [6 empty] | Filtered Plant Water
21411 | 30307 | FHO-ELS-LP-0813 | Lighting Panel, 120/208V, Chemical Building, S2, Room CH402 | FHO-ELS-LTG-2000 |  | Power Distribution Panel |  | LP | http://www.toronto.ca/TWONTO#LV_electrical_panel |  | Lighting, Facility Interior : Plant wide, interior lighting
81369 | 1510 | TNT-MCS-LD-0002 | Beam | TNT-MCS-LD | Lifting Device | Lifting Device |  | LD | lifting_device_support |  | Lifting Devices , cranes/ Portable crane/hoists, come alongs, slings, wire rope, chains
111140 | 67934 | TAB-DIG-T-6483 | Tank,Expansion, Chill Water Outlet from HE | TAB-DIG-HE-6470 | Tank | Tank |  | T | expansion_tank |  | Heat Exchanger, Digester Gas Control
51672 | 1257 | TAB-PRS-PSL-4010 | Switch, Pressure-Low, Primary Transfer Pump | TAB-PRS-P-4010 | Switch,Pressure-Low | Switch |  | PSL | http://www.toronto.ca/TWONTO#pressure_switch |  | Pump, Primary Transfer
17 | 66647 | 16861 | Facility Stores | FIS-GRK | [6 empty] | FIS Buildings & Grounds
92983 | 26646 | FHO-FLT-P-2101A-KQ | Composite Water Supply Sampling Pumping | FHO-OBSOLETE |  |  |  | P |  |  | Removed From Service
8971 | 57132 | COL-YKP-DA-11713 | Davit Centre Base-11713 | COL-YKP-DA-0013S | Safety | Safety Equipment |  | DA | davit_base |  | Davit Arm Assembly with Upper Arm-151117
18584 | 25365 | FHA-SES-SQ-0037 | Safety Harnesses Laynard DBI SALA full body harness Ser E0040100226BE46E | FHA-SES |  | Safety Equipment |  | SQ | http://www.toronto.ca/TWONTO#fall_arrest_harness |  | Safety & Environmental Services
81552 | 2200 | TNT-PRM-T-0500 | Wet Well, Primary Sludge | TNT-PRM | Tank,Reservoir | Tank |  | T | http://www.toronto.ca/TWONTO#storage_tank |  | Primary Treatment
78873 | 55175 | THR-SES-SQ-2199 | Harness, Full Body, PPE, Jan Susla | THR-SES-SQ-1972 | Safety | Safety Equipment | 36282 | SQ | http://www.toronto.ca/TWONTO#fall_arrest_harness |  | Lanyard for Harness, PPE, Jan Susla
106739 | 25996 | TAB-ACC-HE-1487 | Heat Exchanger, Hot Water Reheat Coil | TAB-ACC-VAV-1487 | Heat Exchanger | HVAC |  | HE | http://www.toronto.ca/TWONTO#heat_exchanger |  | Heater, Hot Water Reheat Coil, Variable air
18739 | 79488 | FHA-SES-SQ-150695 | Sala DBI Self Retracting Lifeline 150695 | FHA-SES |  | Safety Equipment |  | SQ | self_retracting_line |  | Safety & Environmental Services
58164 | 81463 | THC-CAP-WA3 | THC WA3 Capital Projects | THCLIQOPS | [6 empty] | THC Liquids Operations
138689 | 68655 | THR-SES-SQ | Safety Equipment | THR-SES-WA3 | Safety | Safety Equipment |  |  | http://www.toronto.ca/TWONTO#collection_of_assets |  | Safety & Environmental Services
55776 | 86719 | TAB-WA5-SQ-8501 | Lock Out Tag out and Log Book Station | TAB-THK-SQ | PPE | Safety Equipment |  | SQ | emergency_kit |  | WA5 Safety Equipment
109785 | 90646 | TAB-DEW-SSL-6002 | Speed Switch-low, Conveyor DEW-CV-6002, DEW Level 2 | TAB-DEW-CV-6002 |  | Switch |  | SSL | http://www.toronto.ca/TWONTO#speed_switch |  | Transfer Conveyor, Dewatered Solids from DEW-CF-0521&1121 to Main Conv DEW-CV-6009&6011, DEW Level 2
7687 | 86749 | COL-PSU-JIT-0001 | Meter, Power Indicating Transmitter, Main Power | COL-PSU-MISC | Meter |  |  | JIT |  |  | Miscellaneous Equipment
107128 | 31014 | TAB-ACC-HTR-DBLDG | Unit Heaters- D Bldg | TAB-ACC-HTR | [6 empty] | Heaters- Convection,
3643 | 42420 | COL-PCF-LSH-0002 | Switch Level, High, Wet Well | COL-PCF | Switch,Level-High | Switch |  | LSH | http://www.toronto.ca/TWONTO#level_switch |  | Clark Pumping Station
101713 | 42903 | MAIN-333 | Main 333 | WTR-MT3 | [6 empty] | Work Area 3 WEST Mains and Chambers
30948 | 3777 | FIS-FEQ-DR-0061(S) | Door, Fire, Chlorine & SO2 Building | FIS-GRK-STRC-0001 |  | Door |  | DR | http://www.toronto.ca/TWONTO#fire_rated_door
101721 | 70017 | MAIN-340 | Main 340 | WTR-MT3 | [6 empty] | Work Area 3 WEST Mains and Chambers
81656 | 80978 | TNT-SES-RING-1009 | Lifebuoy Ring | TNT-SES-RING | PPE | Safety Equipment |  | RING | http://www.toronto.ca/TWONTO#life_ring |  | Lifebuoy Ring
78906 | 82232 | THR-SES-SQ-6P | Portable, (Bottled) Eyewash Station, STB Main Floor | THR-EWSS-WA2 | Safety,Eye wash | Safety Equipment |  | SQ | eye_wash_bottle |  | Eyewash and Shower Station, Work Area 2
7692 | 12067 | COL-PSU-LSH-0002 | Switch, Level-High | COL-PSU-MISC | Switch,Level |  |  | LSH |  |  | Miscellaneous Equipment
40833 | 87110 | TAB-ACC-TE-1486B | Temperature Element, Space Temperature | TAB-ACC-VAV-1486 | Sensor,Temperature | HVAC |  | TE | http://www.toronto.ca/TWONTO#temperature_sensor_element |  | Heater, Hot Water Reheat Coil, Variable air
51626 | 34006 | TAB-GRK-VEH-329006SUS | Forklift, Electric, Indoor Tires, Hyster E50XM2-27, WA-3 | TAB-MCS-CRN | Forklift,Electric | Vehicle | 47576 | VEH | http://www.toronto.ca/TWONTO#forklift
20767 | 23416 | FHO-AUX-CAL-0010 | Calibrator, Loop, Portable,, Pressure Gauge Crystal HPC49, Admin Building, S2, Electrical Work Shop | FHO-AUX-CAL-GRP1 | Meter | Test Equipment |  | CAL | electrical_meter |  | Meters, Group 1, Admin Building, S2, Electrical Work Shop
106051 | 37968 | TAB-ACC-CT-1400 | Control Panel, Zone Controller | TAB-ACC-VAV-1400 | Control Panel,HVAC | HVAC |  | CT | http://www.toronto.ca/TWONTO#thermostat_or_zone_controller_unit |  | Heater, Hot Water Reheat Coil, Variable air
81462 | 93626 | FHA-SES-FSH-0403 | Switch, Flow-High, Safety Shower & Eye Wash Station, (WWW-FS-6903), RMF, Ammonia Storage Room | FHA-SES-SQ-0008 | Switch,Flow-High | Safety Equipment |  | FSH | http://www.toronto.ca/TWONTO#flow_switch |  | Eyewash Stations & Showers
13878 | 75335 | FCL-POL-MX-4101 | Mixer, Electric, Polymer Tote T-4101, RMF Centrifuge Building, Polymer Totes Area | FCL-POL-T-4101 |  |  |  | MX |  |  | Tank, Polymer Storage Tote No.1, RMF Centrifuge Building, Polymer Totes Area
133007 | 17313 | THR-DIG-RPU-0004 | Remote Processor Unit, Digester, Tank 0800 (172.22.39.129) | THR-DIG-RPU | RPU | Remote Processor Unit |  | RPU | http://www.toronto.ca/TWONTO#RPU_panel |  | RPU, UPS, Digester
76683 | 37481 | FHO-ELS-LP-0822 | Lighting Panel, 120/208V, Flocculation Building, S2, East Gallery, East Wall | FHO-ELS-LTG-2000 |  | Power Distribution Panel |  | LP | http://www.toronto.ca/TWONTO#LV_electrical_panel |  | Lighting, Facility Interior : Plant wide, interior lighting
119614 | 4405 | TAB-WA1-SQ-1001 | Sling | TAB-WA1-SQ | Lifting Device,Sling | Lifting Device |  | SQ | http://www.toronto.ca/TWONTO#fall_protection_sling |  | Safety Equipment & Supplies Common to WA1
67767 | 89798 | THR-ACC-FSL-0006 | Switch, Flow-Low, P-0203B | THR-ACC-P-0203B | Switch,Flow-Low | Switch |  | FSL | http://www.toronto.ca/TWONTO#flow_switch |  | Pump, Centrifugal, Glycol Heating Supply to AHU-0003
78999 | 89314 | THR-SQ-FAK-EV | First Aid Kit, Electrical/EICT Van | THR-SQ-FAK-WA2 | Safety | Safety Equipment | 35461 |  | http://www.toronto.ca/TWONTO#first_aid_kit |  | First Aid Kit, Work Area 2
48092 | 94892 | TAB-ELS-AM-0412 | MSA Portable Atmospere Gas Monitor (Yul) | TAB-ELS-SQ-4000 | Atmosphere Monitoring Device,Portable | Safety Equipment |  | AM | http://www.toronto.ca/TWONTO#portable_gas_detector |  | MSA Gas Monitor Bump Test Stand
77572 | 24343 | THR-PRM-COM-0010 | Reciever, Radio | THR-PRM-COM-1001 | Public Address System | Communications Equipment |  | COM | radio_system |  | Transmitter, Radio,Bridge 1002 Kiosk
10317 | 20032 | FCL-ACC-HTR-0112 | Heater, (CH-11) Convention, Electric, 750W, Low Lift Building, Pump Room West Wall | FCL-ACC-P-LL |  |  |  | HTR |  |  | Low Lift Pumping Station HVAC Equipment
68443 | 34915 | THR-ACC-PSL-1302 | Switch, Pressure-Low, DG Valve Train, Boiler 1301, Plant Central Hot Water System, Hot Water Boilers | THR-ACC-BO-1301 | Switch,Pressure-Low | Switch |  | PSL | http://www.toronto.ca/TWONTO#pressure_switch |  | Boiler, Low Pressure, Hot Water, Plant Central Hot Water System, Hot Water Boilers (CRN-H9308.5,TSSA UID-65022703, SNo.-5.1103723)
71205 | 24588 | THR-DIG-FSL-4710 | Flow Switch, Pump Seal Water (Removed from service as per D. Campolucci) | THR-DIG-P-4710 | Transmitter,Pressure | Switch | 34898 | FSL | http://www.toronto.ca/TWONTO#flow_switch |  | Pump, Centrifugal, Hot Water Recirculation, Tank 0700
96949 | 14007 | FIS-FEQ-DR-0048 | Door, Fire, Workshop & Office Building | FIS-GRK-STRC-0001 |  | Door |  | DR | http://www.toronto.ca/TWONTO#door
7137 | 32319 | COL-PWR-CU-0101 | HVAC, Condensing Unit, Roof, West Rouge PS | COL-PWR-AHU-0100 | Air Handling Unit | HVAC |  | CU | http://www.toronto.ca/TWONTO#AC_condenser_unit |  | HVAC, Air Handling Unit, Control Room, West Rouge PS
8961 | 44395 | COL-YKP-DA-110675AA(S) | Davit Base Leg-110675AA | COL-W-OBSOLETE | Safety | Safety Equipment | 46001 | DA | davit_base |  | Col West Obsolete Entities
147093 | 43041 | WTR-RMI-ZS-0011 | Switch, Position,Door Security | WTR-RMI-AUX | Switch,Position | Switch |  | ZS | http://www.toronto.ca/TWONTO#position_switch |  | Auxiliary Equipment (Building Facilities)
131061 | 51337 | THR-AER-PSH-1215 | Switch, Pressure-High, Pump 1215, Secondary Treatment, Aeration - Blower System - South | THR-AER-P-1215 | Switch,Pressure-High | Switch |  | PSH | http://www.toronto.ca/TWONTO#pressure_switch |  | Pump, Centrifugal, Auxiliary Oil Supply to Blower 1211, Secondary Treatment, Aeration - Blower System - South
73932 | 93377 | THR-ELS-SQ-0051 | Insulation Blanket, Electrical Safety Equipment | THR-ELS-SQ | Safety | Safety Equipment |  | SQ | http://www.toronto.ca/TWONTO#PPE |  | Electrical Safety Equipment, Gloves, Hot Stick, HVT & Megger
19043 | 97663 | FHA-WWW-AIT-3022 | Transmitter, Sludge Density Thickener T-3021, Sludge Transfer Pump Room, S/E Wall |  |  |  |  | AIT
52235 | 68150 | TAB-PWA-PUMPS | Plant Water - Pumps | TAB-PWA | [6 empty] | Plant Water
11810 | 38022 | FCL-DCL-SO-0201 | Sulphonator, Sulphur Dioxide System, Machine Room,Gaseous Chemical Building | FCL-DCL | Analyzer,Sulphur Dioxide | Chemical Feeder |  | SO | http://www.toronto.ca/TWONTO#sulphonation_system |  | Sulphur Dioxide System
59227 | 30465 | THC-ACC-HTR-6013 | Heater, Unit, Glycol, Heating System, Ground Floor, Screen Room, Headworks | THC-ACC-P-6003 | H.V.A.C.,Heater,Unit | HVAC |  | HTR | http://www.toronto.ca/TWONTO#heater |  | Pump, Heating Glycol System, Lower Level 2 Blower Room, Headworks
34386 | 33406 | COL-YKP-DA-1733978 | Davit Mast -1733978 | COL-YKP-DA-0015S | Safety | Safety Equipment |  | DA | davit_base |  | Davit Arm Assembly with Upper Arm-1671130
55904 | 96579 | TAB-WA7-SQ-1101 | WA7 Fall Arrest Equipment - Lanyard ( Sr. No: 12396 ) | WA7-LAN | PPE | Safety Equipment |  | SQ | lifeline |  | Lanyard
50246 | 4978 | FCL-DCL-CP-0001 | Control Panel, Before SO2 Sample Pumps 0001A-B, Dewatering Pump Area Ground Level | FCL-DCL-P-0001A |  |  |  | CP |  |  | Pump, Centrifugal, Sampling Before SO2, Decant Liquor, Sampling Pumps
129498 | 46329 | THC-TPA-PA-6022 | Speaker, Headworks, Ground Floor, Screen Room N Middle | THC-TPA-PA-6010A | Public Address System | Communications Equipment |  | PA | http://www.toronto.ca/TWONTO#public_annoucement_speaker |  | Paging Panel, Headworks, Electrical Room, Ground Floor
28734 | 76562 | FIS-ELS-FA-0400 | Fire Prevention, Safety,Raw Water Pumping Station,Upper Level,West | FIS_FEQ |  |  |  | FA |  |  | Asset Group, Fire Prevention, Safety, Evacuation and Suppression
81443 | 29580 | TNT-MCS-SQ-1005 | Sling | TNT-MCS-LD | Lifting Device,Sling | Lifting Device |  | SQ | http://www.toronto.ca/TWONTO#fall_protection_sling |  | Lifting Devices , cranes/ Portable crane/hoists, come alongs, slings, wire rope, chains
106546 | 72497 | TAB-ACC-FN-6414 | Fan, Centrifugal, Exhaust Air, Roof, Grit Bldg., P Bldg. | TAB-ACC-FN-PBLDG | Fan,Centrifugal | HVAC |  | FN | http://www.toronto.ca/TWONTO#blower_or_fan_with_drive |  | Exhaust Fans , P Bldg
71424 | 62522 | THR-DIG-PD-0900 | Tank, Primary Digester-9, Solids Treatment | THR-DIG-T | Tank | Tank |  | PD | http://www.toronto.ca/TWONTO#digester_tank |  | Digester, Tanks
40118 | 91161 | DE1022A | Chiller, Liquid | TAB-DEW CENTRIFUGES | H.V.A.C.,Chiller | HVAC |  |  | http://www.toronto.ca/TWONTO#chiller |  | Centrifuge Systems
34810 | 47578 | COL-YKP-FAK-0018S | First Aid Kit, Truck #095091 (Transit XL) | COL-W-OBSOLETE | Safety,First Aid Kit | Safety Equipment | 42724 | FAK | http://www.toronto.ca/TWONTO#first_aid_kit |  | Col West Obsolete Entities
10227 | 59536 | FCL-ACC-FN-0901 | Fan, Exhaust, (FN-0001), 0.04kW. RMF, Clarification Facility, Washroom Exhaust Fan | FCL-ACC-RMF |  |  |  | FN |  |  | Residue Management HVAC Equipment
111063 | 59848 | TAB-DIG-PSL-6133 | Switch, Pressure,Low, Gas Inlet to Compressor | TAB-DIG-C-6140 | Switch,Pressure | Switch |  | PSL | http://www.toronto.ca/TWONTO#pressure_switch |  | Compressor #1, Digester Gas
34359 | 2311 | MAIN-006 | Main 006 | WTR-LWA | [6 empty] | Work Area 2 Central Mains and Chambers
43821 | 47032 | FCL-ACC-FN-704,5 | Chlor.&Sulph. Dio.Mah. Rm.Stor.Vent.Sys.FN-0704(FN-4) & FN-0705(FN-5) | FCL-ACC |  |  |  | FN |  |  | Climate Control (HVAC)
81753 | 95738 | TNT-WA9-SQ-0119 | LANYARD | TNT-WA9-SQ-0010 | PPE | Safety Equipment |  | SQ | lifeline |  | Fall arrest systems
125751 | 92515 | THC-FT-T-0880 | Scum Pit, Tank 0800, Secondary Clarifier | THC-FT-T-0800 |  | Tank |  | T | http://www.toronto.ca/TWONTO#storage_tank |  | Tank, Secondary Clarifier
6348 | 39579 | COL-PMY-CP-0004 | Control Panel, Electrical | COL-PMY-MISC | Control Panel |  |  | CP |  |  | Miscellaneous Equipment
96923 | 38625 | FIS-FEQ-DR-0004 | Door, Fire, Admin. Building | FIS-GRK-STRC-0001 |  | Door |  | DR | http://www.toronto.ca/TWONTO#door
93231 | 13588 | FHO-GRK-DR-1090L | Door, (FD-1-90), Fire Rated, Chemical Building, L1, Workshop East | FHO-GRK-FEQ-0001 | Fire Prevention,Door | Door |  | DR | http://www.toronto.ca/TWONTO#fire_rated_door
114506 | 40104 | TAB-PLT-FSL-2401 | Switch, Flow, Low, Seal Water, Grit Pump 2400, Grit Slurry Pump Area | TAB-PLT-P-2400 | Switch,Flow-Low | Switch |  | FSL | http://www.toronto.ca/TWONTO#flow_switch |  | Pump, Centrifugal,Grit Slury, West Grit Gallery
8980 | 35038 | COL-YKP-DA-150110 | Davit Base Leg-150110 | COL-YKP-DA | Safety | Safety Equipment |  | DA | davit_base |  | Davit Arm Assembly
23439 | 33815 | FHO-FLO-P-0601-KQ | Pre Filtered Sampling Unit 6 | FHO-OBSOLETE |  |  |  | P |  |  | Removed From Service
18157 | 79221 | FHA-SED-ZSH-0501D | Switch, Limit, Access Hatch Zone 1, Settling Basin T-0501 | FHA-SED-ZSH-0501 |  | Security System |  | ZSH | http://www.toronto.ca/TWONTO#position_switch |  | Switch, Limit, Access Hatch Zone 5
125167 | 17713 | THC-ELS-PS-0003-M | Emergency Power Equipment, Diesel & UPS, Building M | THC-ELS-PS-0003 |  |  |  | PS |  |  | Power supply, UPS
139136 | 39908 | THR-THK-PSL-5010 | Switch, Pressure Low, TWAS Transfer P-5010 | THR-THK-P-5010 | Switch,Pressure-Low | Switch |  | PSL | http://www.toronto.ca/TWONTO#pressure_switch |  | TWAS Transfer Pump
124888 | 85768 | THC-ELS-MCC-2401 | MCC, Access Building T19A, Phase IV Secondary | THC-ELS-MCC | Control Panel,MCC | Motor Control Centre |  | MCC | http://www.toronto.ca/TWONTO#LV_electrical_panel |  | MCC plant wide
76949 | 7988 | THR-PLT-HS-1230 | Switch, Hand, Conveyor 1230, Path A, Preliminary Treatment, Grit Removal - Vortex - South Plant (Head house) | THR-PLT-CV-1230 | Switch,Hand | Switch |  | HS | hand_switch |  | Conveyor, Screw, Path 3, Preliminary Treatment, Grit Removal - Vortex - S
78703 | 44383 | THR-SES-PGM-86273 | Personal Gas Meter (Sno. 00386236) | THR-SES-SQ-PGM | Safety | Safety Equipment |  | PGM | http://www.toronto.ca/TWONTO#portable_gas_detector |  | Personal Gas Meter
107804 | 59083 | TAB-ACC-TSL-6303 | HVAC, Temperature Low Switch, AHU-6303, Mechanical Room, Dig 9-12 Control Building. | TAB-ACC-AHU-6303 | Switch,Temperature-Low | HVAC |  | TSL | http://www.toronto.ca/TWONTO#temperature_switch |  | Air Handling Unit, Sludge Heating Room Ventilation, Mechanical Room, Dig 9-12 Control Building.
58050 | 29233 | THC-ACC-AC-0441 | H.V.A.C.,Air Conditioning Evaporator Unit,Electrical Room,Building UU | THC-ACC-BLDG UU | H.V.A.C.,Air Conditioner | HVAC |  | AC | http://www.toronto.ca/TWONTO#AC_evaporator_unit |  | Waste Gas Burner Building HVAC
44053 | 96928 | TAB-DEW-SQ-9108 | First Aid Kit-Dewatering Bldg. WA3 Control Room 5th Flr | TAB-DEW-SAFETY | Safety,First Aid Kit | Safety Equipment |  | SQ | http://www.toronto.ca/TWONTO#first_aid_kit |  | Safety Equipment
138805 | 3477 | THR-SES-SQ-9134 | Lanyard for Harness 6 ft., PPE Stan Chatzinikolau | THR-SES-SQ | Safety | Safety Equipment |  | SQ | lifeline |  | Safety Equipment
131434 | 33148 | THR-BG-T-1209 | Tank 1, Used Engine Oil, Engine Lubrication Oil System-Unit No 2, Engine-Generator & Heat Recovery System | THR-CG-ENG-1201 | Tank,Reservoir | Tank |  | T | http://www.toronto.ca/TWONTO#chemical_storage_tank |  | Engine, Generator NT1788901, Engine Room, Engine-Generator & Heat Recovery System
121772 | 68345 | THC-ACC-V-6512 | Valve, Ball, Manual, AHU-6500, 2nd Floor Mech Room #1, Headworks | THC-ACC-AHU-6500 | Valve,Ball | HVAC |  | V | http://www.toronto.ca/TWONTO#valve |  | Air Handling Unit, Pipe Gallery, 2nd Floor Mech Room #1, Headworks
65063 | 588 | THC-PRM-V-1023 | Valve, Pressure Relief, Oil Tank 1010 | THC-PRM-P-1020 |  |  |  | V |  |  | Pump, Vane, Oil Tank 1010
2695 | 73144 | COL-MTI-G-2301B | Gate 1,Simcoe Control Chamber No.23B, MTI | COL-MTI-CH-2300B | Valve,Gate,Sluice,Act. | Gate |  | G | http://www.toronto.ca/TWONTO#channel_gate
34330 | 11840 | LD50893 | Come Along, Kito, 3/4 t, Tag # 3, WA2 | TAB-SES-LD | Lifting Device | Safety Equipment |  |  | winch |  | WA2 Lifting devices
107183 | 3120 | TAB-ACC-MEQ-6505 | Mechanical Equipment, Electronic Trap Priming, Mechanical Room No. 2, Screen Bldg., P Bldg. | TAB-PLT-PLQ-P | Building Service,Floor Drain | Plumbing |  | MEQ | http://www.toronto.ca/TWONTO#trap_priming_device |  | Plumbing, General, P Bldg Prelim Treatment
47991 | 22556 | TAB-EL3-MCC-6225 | Motor Control Centre | TAB-AUX-ELQ | Control Panel,MCC | Motor Control Centre |  | MCC | http://www.toronto.ca/TWONTO#LV_electrical_panel |  | Auxiliary Building - Electrical Equipment
63426 | 88363 | FCL-OBSOLETE | Removed From Service | FCL | [6 empty] | R L Clark Water Treatment Plant
47276 | 32465 | TAB-EL1-LP-6929 | Lighting Panel,Emergency Lighting,120/208V,Electrical Room,Second Floor,Screen Build,P Building | TAB-EL1-MCC-6963 | Control Panel,Lighting | Power Distribution Panel |  | LP | http://www.toronto.ca/TWONTO#LV_electrical_panel |  | MCC,Electrical Room,Second Floor,Screen Build,P Building
18416 | 272 | FHA-SES-LD-0095 | 10' Single Ladder Fiberglass ( Filters ) | FHA-SES | Safety | Safety Equipment |  | LD | http://www.toronto.ca/TWONTO#fixed_ladder |  | Safety & Environmental Services
44080 | 89329 | TAB-DEW-T-6003 | Tank, Dewatered Solids Silo DEW-T-6003 East, DEW Bsmt | TAB-DEW-SLUDGE SILO | Tank | Tank |  | T | http://www.toronto.ca/TWONTO#storage_tank |  | Sludge Holding Tank System, Conveyors
131798 | 56289 | THR-CRN-WA1 | Cranes, Overhead Lifting Devices,WA1 | THR-MCS-WA1 | [6 empty] | Cranes, Lifting Devices, Machine Tools, Overhead Doors
96921 | 82445 | FIS-FEQ-DR-0002 | Door, Fire, Admin. Building | FIS-GRK-STRC-0001 |  | Door |  | DR | http://www.toronto.ca/TWONTO#door
12137 | 41298 | FCL-ELS-INQ | Power Management | FCL-ELS | [6 empty] | Electrical Distribution
108928 | 97646 | TAB-CAP-PRJ-0001 | D-Building Upgrades | TAB |  |  |  | PRJ |  |  | Ashbridges Bay Treatment Plant
32242 | 50470 | COL-SKW-P-0001 | Pump, Submersible | COL-SKW-MISC | Pump |  | 34124 | P |  |  | Miscellaneous Equipment
49974 | 66015 | TAB-PLT-LSH-0641? | Switch,Level, High,Inlet Channel, Screen 0641 | TAB-PLT-SC-0641? | Switch,Level | Switch | 35871 | LSH | http://www.toronto.ca/TWONTO#level_switch |  | Bar Screen #6
131673 | 53621 | THR-CG-F-1301 | Filter, Air, Compressor 1301 Intake, Air Starting System, Engine-Generator 1101 & 1201 | THR-CG-C-1301 |  | Filter |  | F | http://www.toronto.ca/TWONTO#replaceable_air_filter |  | Compressor, Air, Air Starting System, Engine-Generator 1101 & 1201
69373 | 8066 | THR-AER-PSLL-1111 | Switch, Pressure-Low-Low, Oil Pressure Blower 1111, Secondary Treatment, Aeration - Blower System - South | THR-AER-BL-1111 | Switch,Pressure-Low | Switch |  | PSLL | http://www.toronto.ca/TWONTO#pressure_switch |  | Blower, Centrifugal, Secondary Treatment, Aeration Blower System - Engine Room
109657 | 74725 | TAB-DEW-P-2201 | Pump, Sludge Cake Transfer, Schwing #6, | TAB-DEW SLUDGE CAKE | Pump,Positive Displacement,Piston | Hydraulic System |  | P | http://www.toronto.ca/TWONTO#pump |  | Sludge Cake Pumping
119820 | 25223 | TAB-WA2-SQ-1274 | EE2 - 802 T3 1/2" Steel Cable | TAB-SES-LD | Lifting Device,Sling | Lifting Device |  | SQ | lifting_device_cable |  | WA2 Lifting devices
86866 | 12818 | WTR-PLW-PSHL-0002 | Switch, Pressure, (High/Low), Line to District 5W | WTR-PLW-TRW | Switch | Switch |  | PSHL | http://www.toronto.ca/TWONTO#pressure_switch |  | Treated Water (Transmission)
119888 | 27955 | TAB-WA3-SQ-6771 | Body Harness- James Liang | TAB-DEW-SQ-0010 | PPE,Harness | Safety Equipment |  | SQ | http://www.toronto.ca/TWONTO#fall_arrest_harness |  | WA3 Fall arrest systems portable cranes/hoists, come alongs, slings, wire rope, chains, electrical equipment etc.,
48716 | 45589 | TAB-NGS | TAB- Natural Gas Supply Line, Headers | TAB-AUX | [6 empty] | Gas Services, Natural Gas, Digester Gas
58236 | 88008 | THC-CW-P-5900 | Pump,Emergency Water Tempering System,Disinfection Bldg,Ex. Compressor Room | THC-ACC-BLDG G |  | Safety Equipment |  | P | http://www.toronto.ca/TWONTO#pump |  | Air Treatment Building HVAC
80273 | 47392 | FHA-SED-ZSH-0205A | Switch, Limit, Access Hatch Zone 5, Settling Basin T-0201 | FHA-SED-ZSH-0205 |  | Security System |  | ZSH | http://www.toronto.ca/TWONTO#position_switch |  | Switch, Limit, Access Hatch Zone 2
127004 | 72233 | THC-OLD-SECTION-BLDG | Building Location | THC-EUS | [6 empty] | Production & End User Support
107602 | 27692 | TAB-ACC-TE-1489A | Temperature Element, Supply Air Temperature | TAB-ACC-VAV-1489 | Sensor,Temperature | HVAC |  | TE | http://www.toronto.ca/TWONTO#temperature_sensor_element |  | Heater, Hot Water Reheat Coil, Variable air
95564 | 97247 | FHO-WWW-P-0101-KQ | WW Pump 1 | FHO-WWW |  |  |  | P |  |  | Residue Management / Waste Water System
81757 | 39159 | TNT-WA9-SQ-0125 | SRL | TNT-WA9-SQ-0010 | PPE | Safety Equipment |  | SQ | self_retracting_line |  | Fall arrest systems
144896 | 18379 | WTR-PKL-TSL-0002 | Switch, Temperature-Low, Station | WTR-PKL-AUX | Switch,Temperature-Low | Switch |  | TSL | http://www.toronto.ca/TWONTO#temperature_switch |  | Auxiliary Equipment (Building Facilities)
84954 | 5046 | WH4006A | Door, Overhead # 1 Old Bio-Solid Truck Load-Out Facility | TAB-MCS-DR | Door,Overhead | Door |  |  | http://www.toronto.ca/TWONTO#roll_up_door
72300 | 66538 | THR-ACC-AC-1011 | Air Conditioner, Bridge Kiosk Primary Tank11 | THR-ACC-PRM | H.V.A.C.,Air Conditioner | HVAC |  | AC | http://www.toronto.ca/TWONTO#air_condition |  | Heating, Ventilation and Air Conditioning, Primaries
92768 | 93686 | FHO-FLO-MX-0301-KQ | Raw Water Module 3 | FHO-FLO |  |  |  | MX |  |  | Flocculation System
26426 | 43645 | FHO-GRK-DR-9001S | Door, (FD-S9-01), Fire Rated, Raw Water Building, S9, Electrical Cable Shaft | FHO-GRK-FEQ-0001 | Fire Prevention,Door | Door |  | DR | http://www.toronto.ca/TWONTO#fire_rated_door
32181 | 44226 | COL-RBG-FIT-0412 | Transmitter, Flow | COL-RBG | Transmitter |  |  | FIT |  |  | Glendale Shaft (WBT)-storm
43445 | 11214 | FCL-ACC-RPU-0701 | RPU Panel, Gaseous Chemical Building BAS, Ammonia Control Panel Room | FCL-GRK | Control Panel | Remote Processor Unit |  | RPU | http://www.toronto.ca/TWONTO#RPU_panel |  | Buildings and Grounds
119620 | 41293 | TAB-WA1-SQ-1007 | Sling | TAB-WA1-SQ-1000 | Lifting Device,Sling | Lifting Device |  | SQ | http://www.toronto.ca/TWONTO#fall_protection_sling |  | WA1 Lifting Devices and Slings
6752 | 84683 | COL-PPU-LSH-0102 | Switch, Level-High | COL-PPU-MISC | Switch,Level |  |  | LSH |  |  | Miscellaneous Equipment
59019 | 85784 | THC-ACC-HTR-0218 | Heater, Hot Water,Tunnel T19, Phase IV Secondary | THC-ACC-TUNNEL |  | HVAC |  | HTR | http://www.toronto.ca/TWONTO#heater |  | Plant Tunnels, HVAC
147595 | 63053 | YTF BLDG-B OFFICE | Computer Location | YTF-B-BLDG | [6 empty] | Building Location
126861 | 22904 | THC-OCS-OIT-1601 | Operator Interface Terminal,Biofilter RPU,WAS Thickening Building | THC-OCS-RPU-1601 | Control Panel,Operator | Communications Equipment |  | OIT | http://www.toronto.ca/TWONTO#operator_interface_terminal |  | RPU,Biofilter,WAS Thickening Building
145217 | 13202 | WTR-PMI-AMT | Atmospheric Monitoring | WTR-PMI | [6 empty] | Milliken Pumping Station
6924 | 52795 | COL-PVM-RPU-0001 | Remote Processing Unit, All control and Instrumentation Equipment - RPU | COL-PVM-MISC |  | Remote Processor Unit |  | RPU | http://www.toronto.ca/TWONTO#RPU_panel |  | Miscellaneous Equipment
96135 | 7376 | FIS-BW-TSH-0201 | Switch, Temperature, High, Motor Outboard Bearing, Backwash Pump P-0201, Filter Building, Pump Room | FIS-BW-P-0201 |  | Switch |  | TSH | http://www.toronto.ca/TWONTO#temperature_switch |  | Circuit Breaker,4.16 kV,Filter Building,Mezzanine,East,Solid State Starter,FIS-BW-P-0201
9834 | 28324 | FCL-ACC-RPU-0401 | RPU Panel, High Lift Building BAS, High Lift Heating & Ventilation Room | FCL-GRK | Control Panel | Remote Processor Unit |  | RPU | http://www.toronto.ca/TWONTO#RPU_panel |  | Buildings and Grounds
13839 | 49906 | COL-PGA-LSL-0102 | Level,Switch,Low,WEL-0100 | COL-PGA | Switch,Level-Low | Switch |  | LSL | http://www.toronto.ca/TWONTO#level_switch |  | Greyabbey Sewage Pumping Station
80263 | 616 | FHA-SED-ZSH-0203D | Switch, Limit, Access Hatch Zone 3, Settling Basin T-0201 | FHA-SED-ZSH-0203 |  | Security System |  | ZSH | http://www.toronto.ca/TWONTO#position_switch |  | Switch, Limit, Access Hatch Zone 2
118154 | 51753 | TAB-SLO-SP-0001 | Sampling Point, Sludge Cake to Plelletization Plant | TAB-SLO-PIP | Sampler | Sampler |  | SP | http://www.toronto.ca/TWONTO#sampling_point |  | Sludge Transfer Pipe Lubrication
143170 | 59996 | WTR-PAH-DR-0002 | Door | WTR-PAH-AUX | Door,Access | Door |  | DR | http://www.toronto.ca/TWONTO#door
43467 | 31935 | FCL-ACC-F-0206 | Filter, Alum & PAC Storage Ventilation, Dry Chemical Building Basement E | FCL-ACC-P-LL |  |  |  | F |  |  | Low Lift Pumping Station HVAC Equipment
101708 | 90789 | MAIN-329 | Main 329 | WTR-LWA | [6 empty] | Work Area 2 Central Mains and Chambers
12854 | 30621 | FCL-ELS-TSHA-0200 | Switch,Temperature-High,Outdoor Main Substation,Transformer TR-0200 Winding | FCL-ELS-TR-0200 | Switch,Temperature-High | Switch |  | TSHA | http://www.toronto.ca/TWONTO#temperature_switch |  | Transformer,Power,Oil Filled,Outdoor Main Substation,27.6-4.16kV,10/13.3MVA
16306 | 65400 | FHA-FLT-F-3401 | Filter #34, Filter Building, East Filter Gallery North | FHA-FLT | Filter | Filter |  | F | http://www.toronto.ca/TWONTO#filtration_tank |  | Filtration
24544 | 31659 | COL-PRD-LSH-0204 | Switch, Level-High | COL-PRD | Switch,Level |  |  | LSH |  |  | Redland Pumping Station
61140 | 70553 | THC-ELS-SQ-1097120 | Spares, Electrical Safety rubber gloves, High Voltage, Class 0, # 1097120 | THC-SES-SQ | PPE,Insulated Glove | Safety Equipment | 41085 | SQ | http://www.toronto.ca/TWONTO#rubber_insulating_gloves |  | Safety Equipment
39731 | 75256 | TAB-ACC-HTR-1447 | Heater, Hot Water Reheat Coil | TAB-ACC-1400 | H.V.A.C.,Heater | HVAC |  | HTR | http://www.toronto.ca/TWONTO#heater |  | Heating, Z Bldg -
40886 | 39670 | TAB-ACC-LS-8901 | Switch, Level, Z Bldg, Bsmt North West, T-8901 | TAB-ACC-T-8901 | Tank | Switch |  | LS | http://www.toronto.ca/TWONTO#level_switch |  | Tank, Condensation, Back Up
130608 | 45303 | THR-ACC-TSL-3320 | Switch,Alarm,Temperature-Low, Supply Air,AHU-3310,HPBB | THR-ACC-AHU-3310 | Switch,Temperature-Low | Switch |  | TSL | http://www.toronto.ca/TWONTO#temperature_switch |  | Air Handling Unit, HPBB
6736 | 26992 | COL-PPU-CP-0001 | Control Panel, Operator | COL-PPU | Control Panel |  |  | CP |  |  | Port Union Road Sewage Pumping Station
85024 | 5304 | THR-THK-RPU-0013 | Remote Processor Unit, STB Control Room (172.22.39.153) | THR-THK | RPU | Remote Processor Unit |  | RPU | http://www.toronto.ca/TWONTO#RPU_panel |  | Sludge Thickening
19285 | 43890 | FHA-WWW-SLUDGE | Sludge Equalization Pumping | FHA-WWW | [6 empty] | Residue Management / Waste Water System
38580 | 15007 | TAB-ACC-1000 | Heating, Primary 10-12 & Grit Tanks 13-16 Process ( D Bldg) (Item #24) | TAB-ACC |  | HVAC |  | ACC | http://www.toronto.ca/TWONTO#collection_of_assets |  | Plant HVAC Equipment
119833 | 18020 | TAB-WA2-SQ-3425 | Lanyard Extension- Jagjit | TAB-WA2-SQ-0001 | PPE,Harness | Safety Equipment |  | SQ | lifeline |  | Fall Arrest System , Tripod and SRL
20603 | 43675 | COL-PMT-MISC | Miscellaneous Equipment | COL-PMT | [6 empty] | Military Trail Sewage Pumping Station
43198 | 38617 | TAB-CW-FSH-0613 | Switch, Flow High, Laboratory, Basement Chlorine Sample Room | TAB-CW-SQ-0613 |  | Safety Equipment |  | FSH | http://www.toronto.ca/TWONTO#flow_switch |  | Emerg. Shower & Eye Wash Station, PMO Basement, Sampling Room, North Wall
42658 | 79073 | FCL SCADA CLIENTS | FCL SCADA Clients | FCL-SPC1 | [6 empty] | Process Control Systems - Administrative
132295 | 1857 | THR-DIG-AIT | Transmitter, Gas Analyzer, Digester | THR-DIG | [6 empty] | Digester
5193 | 32457 | COL-PKS-MISC | Miscellaneous Equipment | COL-PKS | [6 empty] | King St West Sewage Pumping Station
7446 | 70603 | COL-PSP-JIT-0001 | Meter, Power Indicating Transmitter | COL-PSP-MISC | Meter |  |  | JIT |  |  | Miscellaneous Equipment
24737 | 3206 | COL-PRX-TR-0001 | Transformer, Lighting | COL-PRX | Transformer |  |  | TR |  |  | Roxborough Sewage Pumping Station
5878 | 21696 | COL-PLB-T-0001 | Tank, Domestic Hot Water | COL-PLB | Tank | Tank |  | T | http://www.toronto.ca/TWONTO#tanked_hot_water_heater |  | Long Branch Pumping Station
140882 | 71292 | TRK-AGL | TRK (ALTERNATE GL) | DOS-AGL | [6 empty] | DOS ALTERNATE GL
75934 | 79787 | THR-GRK-PRTY4 | Groundskeeping for Waste Water Worker | THR-GRK-WA4 |  | Grounds |  |  | activity |  | Building & Grounds Work Area 4
6304 | 35844 | COL-PMT-COM-0001 | Control Panel, Operator | COL-PMT-MISC | Control Panel |  |  | COM |  |  | Miscellaneous Equipment
79957 | 18735 | THR-WA3-LD-0004 | Sling, Nylon, Work Area 3 (3" X 3') | THR-LD-NYLN-WA3 | Lifting Device,Sling | Lifting Device |  | LD | synthetic_web_sling |  | Slings, Nylon, Work Area 3
26257 | 53416 | FHO-SES-SCBA-0018 | Cylinder, SCBA, Air Pack, 2216 PSI, Ser #OJ-381091 | FHO-SES-SQ-0001 | PPE,SCBA | Safety Equipment |  | SCBA | http://www.toronto.ca/TWONTO#compressed_gas_cylinder |  | Safety Equipment
34476 | 28176 | MAIN-129 | Main 129 | WTR-LWA | [6 empty] | Work Area 2 Central Mains and Chambers
15814 | 46783 | COL-PIR-SW-0004 | Switch, Unit Heater 0001 | COL-PIR-MISC | Switch |  |  | SW |  |  | Miscellaneous Equipment
57952 | 990 | THC-AER-T-3600 | Tank, Aeration | THC-AER-PHASE I-IV | Tank,Non-Pressurized | Tank |  | T | http://www.toronto.ca/TWONTO#aeration_tank |  | AerationTreatment
133022 | 98221 | THR-DIG-RPU-0017A | Remote Processor Unit, Digester 1-6 Mezzanine | THR-ELS-DIG | RPU | Remote Processor Unit |  | RPU | http://www.toronto.ca/TWONTO#RPU_panel |  | Electrical System, Digester Tanks
59231 | 31123 | THC-ACC-HTR-6024 | Heater, Unit, Electric, Heating System, Lower Level 2, Stair B, Headworks | THC-ELS-LP-4041A | H.V.A.C.,Heater,Unit | HVAC |  | HTR | http://www.toronto.ca/TWONTO#heater |  | Lighting Panel, Blower Room, Headworks
69435 | 48474 | THC-POL-RPU-2201 | RPU, Polymer System, DEW | THC-SPC-WA1 | Transmitter | Remote Processor Unit |  | RPU | http://www.toronto.ca/TWONTO#RPU_panel |  | System Process Control
55617 | 72415 | TAB-WA3-LD-1902 | Sling, Nylon, 3 FT | TAB-DEW-SAFETY | PPE | Lifting Device |  | LD | synthetic_web_sling |  | Safety Equipment
29226 | 87814 | FIS-FILTER BLDG | Building Location | FIS-SPC | [6 empty] | Process Control Systems - Services Area
78808 | 83648 | FHA-RSP-T-0100 | Tank, Sanitary Wet Well, Sanitary Pumping System, Pump Building Basement, West | FHA-AUX-SAN | Tank | Tank |  | T | http://www.toronto.ca/TWONTO#storage_tank |  | Sanitary Pumping System
106245 | 38480 | TAB-ACC-DM-6502 | Damper, Motorized, Exhaust Air, Heat Recovery Ventilator, 6501, Kitchen, Workshop Bldg. | TAB-ACC-MEQ-6501 | Damper/Louver | HVAC |  | DM | http://www.toronto.ca/TWONTO#air_damper |  | High Pressure Hot Water cleaning system, Mechanical Room No. 1, Screen Bldg., P Bldg.
9144 | 28473 | COL-YKP-DA-35408 | Upper Davit-35408 | COL-YKP-DA | Safety | Safety Equipment |  | DA | http://www.toronto.ca/TWONTO#fall_arrest_Davit_arm |  | Davit Arm Assembly
83471 | 23468 | WTR-282-LSH-0201 | Switch, Level High, Flood Alarm | WTR-282-CP-0201 | Transmitter,Pressure | Switch |  | LSH | http://www.toronto.ca/TWONTO#level_switch |  | Control Panel, Electrical, Revenue Meter
76131 | 36744 | THR-MCS-LD-0511 | Chain Hoist, Manual, with Monorail, Primary Pumping Station 2, Work Area 2-Susp | THR-LD-WA2 | Lifting Device,Hoist,Manual | Lifting Device | 36029 | LD | http://www.toronto.ca/TWONTO#lifting_equipment_hoist |  | Lifting Devices, Chain Hoist, Come Along & Slings
68351 | 88311 | THC-PLT-G-1811 | Gate, Isolation, Motorized, Bypass Channel, Grit Removal | THC-PLT-BLDG-0001 | Gate,Sluice | Gate |  | G | http://www.toronto.ca/TWONTO#channel_gate
15067 | 19536 | FCL-TRW-CP-0001A | Control Panel, Clearwell Inlet Gates, Filter Gallery above Clearwell Vestibule | FCL-TRW-G-0001A |  |  |  | CP |  |  | Gate, Sluice, Actuated, Inlet, Clearwell WEL-0101 South, Clearwell Vestibule
136571 | 18158 | THR-GRK-VEH-094057 | Vehicle, Passenger Van, Grand Caravan, Licensed BMEZ 966 | THR-GRK-GQ-WA2 | Vehicle,Licensed | Vehicle |  | VEH | http://www.toronto.ca/TWONTO#passenger_vehicle
114497 | 25269 | TAB-PLT-FSL-0301 | Switch, Flow, Low, Spray Water, Screen SC-0300 | TAB-PLT-SC-0300 | Switch,Flow-Low | Switch |  | FSL | http://www.toronto.ca/TWONTO#flow_switch |  | Screen, Perforated Plate, Screen Area
122365 | 74180 | THC-CW-SQ-0230 | Emergency Bottle Eyewash Station, Building M, Incinerator Building M, Ground Floor Control Room, West Side | THC-SES-SQ-EYE | PPE,Eyewash Station | Safety Equipment | 35809 | SQ | eye_wash_bottle |  | Eyewash Stations THC (Virtual entity #)
57967 | 59422 | THC-AER-TSH-7242 | Switch,Temperature-High,Oil Tank 7240,Blower 7200,Phase I & IV Blower Building | THC-AER-BL-7200-I-IV | Switch,Temperature | Switch |  | TSH | http://www.toronto.ca/TWONTO#temperature_switch |  | Blower, Aeration System
143797 | 96478 | WTR-PEL-MCC-0201 | Motor Control Center | WTR-PEL-BUS-0201 | Control Panel,MCC | Motor Control Center |  | MCC | http://www.toronto.ca/TWONTO#LV_electrical_panel |  | BUS, Line 2
9123 | 52890 | COL-YKP-DA-187985 | Davit Mast - 187985 | COL-YKP-DA | Safety | Safety Equipment |  | DA | davit_base |  | Davit Arm Assembly
4148 | 75572 | COL-PCU-TSH-5150 | Temperature switch, High | COL-PCU-MISC | Switch,Temperature-High |  | 34966 | TSH |  |  | Miscellaneous Equipment
21312 | 3703 | FHO-DCL-EV-0201 | Evaporator, Dechlorination Train 2, Chemical Building, Main Floor, Machine Room | FHO-DCL-SO-0201-KQ | Evaporator,SO2 | Evaporator |  | EV | http://www.toronto.ca/TWONTO#chlorinator_system |  | Dechlorination Train 2
80291 | 4362 | FHA-SED-ZSH-0401C | Switch, Limit, Access Hatch Zone 1, Settling Basin T-0401 | FHA-SED-ZSH-0401 |  | Security System |  | ZSH | http://www.toronto.ca/TWONTO#position_switch |  | Switch, Limit, Access Hatch Zone 4
133018 | 2624 | THR-DIG-RPU-0017 | Remote Processor Unit, Digester 1-6 Mezzanine (172.22.39.135) | THR-ELS-DIG | RPU | Remote Processor Unit |  | RPU | http://www.toronto.ca/TWONTO#RPU_panel |  | Electrical System, Digester Tanks
127038 | 99041 | THC-PLT-G-0972 | Gate, Isolation, Motorized, Vortex CYC-0970 Effluent Channel, Grit Removal | THC-PLT-CYC-0970 | Gate,Sluice | Gate |  | G | http://www.toronto.ca/TWONTO#channel_gate
6024 | 24717 | COL-PMD-TS-0001 | Switch, Transfer | COL-PMD | Switch |  |  | TS |  |  | Midland Pumping Station
143168 | 11615 | WTR-PDS-P | Pumping | WTR-PDS | [6 empty] | Dorset Pumping Station
118821 | 78838 | TAB-STR-PSH-4001 | Switch,Pressure,High, Oil, Blower BL4001 lubrication | TAB-STR-P-4001 | Switch,Pressure | Safety Equipment |  | PSH | http://www.toronto.ca/TWONTO#pressure_switch |  | Pump, Main Oil ,Blower BL4001
80241 | 4333 | FHA-SED-ZSH-0103A | Switch, Limit, Access Hatch Zone 3, Settling Basin T-0101 | FHA-SED-ZSH-0103 |  | Security System |  | ZSH | http://www.toronto.ca/TWONTO#position_switch |  | Switch, Limit, Access Hatch Zone 1,
13965 | 73171 | FCL-RW-CRN-0403 | Crane, 15 Ton, Travelling, Bridge, Raw Water Pump Area | FCL-MCS-CRN |  |  |  | CRN |  |  | Cranes
129826 | 25083 | THR-ACC-EV-0003 | Air Conditioning, Cooling & Fan Unit, Electrical Room,Plant Water Bldg | THR-ACC-CU-4803 | H.V.A.C.,Air Conditioner | HVAC |  | EV | http://www.toronto.ca/TWONTO#air_condition |  | Condensing Unit, Air Conditioning, NE Roof, West Substation
143593 | 20725 | WTR-PEL-LSH-1301 | Switch, Level, High, Diesel Fuel Day Tank T-1300, Generator Building, Product Handling Room | WTR-PEL-T-1300 | Switch,Level-High | Switch |  | LSH | http://www.toronto.ca/TWONTO#level_switch |  | Tank, Non-Pressurized, Diesel Fuel Day, Generator Building, Product Handling Room
132821 | 40607 | THR-DIG-PSH-4856 | Switch, Pressure-High, Discharge, Pump 4856, Solids Treatment, Heating System - Digesters - Tank 0900 Tank 1000 | THR-DIG-P-4856 | Switch,Pressure-High | Switch |  | PSH | http://www.toronto.ca/TWONTO#pressure_switch |  | Pump, Centrifugal, Hot Water Recirculation, Tank 1000
39424 | 72407 | TAB-ACC-FN-6412 | Fan, Centrifugal, Supply Air, AHU-6410, Grit Bldg. roof, P Bldg. | TAB-ACC-AHU-6410 | Fan | HVAC |  | FN | http://www.toronto.ca/TWONTO#blower_or_fan_with_drive |  | Air Handling Unit, Roof, Grit Bldg., P Bldg.
26320 | 70468 | FHO-GRK-DR-3001S | Door, (FD-S3-01), Fire Rated, S3, Stairway3 | FHO-GRK-FEQ-0001 | Fire Prevention,Door | Door |  | DR | http://www.toronto.ca/TWONTO#fire_rated_door
94811 | 43404 | FHO-SES-SCBA-AUG | SCBA Cylinder Group 8 | FHO-SES-SQ-0002 | PPE,SCBA | Safety Equipment |  |  | http://www.toronto.ca/TWONTO#compressed_gas_cylinder |  | Emergency Breathing Apparatus
14312 | 44229 | COL-PHF-LSL-0101 | Switch, Level-Low | COL-PHF | Switch |  |  | LSL |  |  | Highfield Sewage Pumping Station
68629 | 19658 | FHO-ACC-FN-0049 | Fan, Exhaust, Air Curtain, Chemical Building, S2, Storage Room, North West | FHO-ACC SECONDARY | Fan,Centrifugal | HVAC |  | FN | http://www.toronto.ca/TWONTO#blower_or_fan_with_drive |  | Small Air Moving Equipment
55756 | 51953 | TAB-WA5-LD-8069 | Hoist, Kone | TAB-WA5-SQ | PPE | Lifting Device |  | LD | http://www.toronto.ca/TWONTO#lifting_equipment_hoist |  | WA5 Safety Equipment
136579 | 30232 | THR-GRK-VEH-378133S | Vehicle, Kubota, Unlicensed, WA2 | THR-GRK-WA3 | Vehicle,Unlicensed | Vehicle | 38597 | VEH | http://www.toronto.ca/TWONTO#golf_cart
113469 | 24040 | TAB-ELS-SQ-6120 | Electrical - Rubber Insulating Gloves | TAB-ELS-SQ-GLOVE | PPE,Insulated Glove | Safety Equipment |  | SQ | http://www.toronto.ca/TWONTO#rubber_insulating_gloves |  | High Voltage Gloves
7366 | 26446 | COL-PSM-FEQ-0001S | Fire Prevention, Extinguisher | COL-W-OBSOLETE | Fire Prevention,Extinguisher |  | 40967 | FEQ |  |  | Col West Obsolete Entities
56046 | 56550 | FCL-SPC-RPU-2121R | RPU Panel, Clarification Facility to Centrifuge, Centrifuge Building, Control Room | FCL_ELS_MISCELLANEOUS | Control Panel | Remote Processor Unit |  | RPU | http://www.toronto.ca/TWONTO#RPU_panel |  | FCL_ELS_MISCELLANEOUS
3314 | 49073 | COL-PBF-LSLL-0101 | Switch, Level Low-Low | COL-PBF | Switch,Level |  |  | LSLL |  |  | Bluffers Park Sewage Pumping Station
106640 | 73203 | TAB-ACC-FSL-1700 | Switch, Flow, Low, Air, Supply Fan 1700, Loading Bay Rooftop | TAB-ACC-AHU-1700 | Switch,Flow-Low | Switch |  | FSL | http://www.toronto.ca/TWONTO#flow_switch |  | Air Handling Unit, D Bldg Roof
147713 | 39573 | YTF-CW-HU-7501 | H.V.A.C., Humidifier, RN132, City Water | YTF-CW | H.V.A.C.,Humidifier | HVAC |  | HU | http://www.toronto.ca/TWONTO#humidier |  | City Water
121762 | 12578 | THC-ACC-V-6337 | Valve, Ball, Manual, AHU-6300, 2nd Floor Mech Room #1, Headworks | THC-ACC-AHU-6300 | Valve,Ball | HVAC |  | V | http://www.toronto.ca/TWONTO#valve |  | Air Handling Unit, Screen Room/Conveyor Areas, 2nd Floor Mech Room #1, Headworks
9131 | 7419 | COL-YKP-DA-193141 | Davit Mast -193141 | COL-YKP-DA | Safety | Safety Equipment |  | DA | davit_base |  | Davit Arm Assembly
93027 | 90149 | FHO-FLT-T-0501-KQ | Filter 5 | FHO-OBSOLETE |  |  |  | T |  |  | Removed From Service
60306 | 79472 | THC-ACC-V-6024 | Valve, Ball, Manual, Hot Water, P-6001, Lower Level 2 Blower Room, Headworks | THC-ACC-P-6001 | Valve,Ball | HVAC |  | V | http://www.toronto.ca/TWONTO#valve |  | Pump, Hot Water System, Lower Level 2 operating gallery
40071 | 5642 | DOS-MCS-LD-87519 | Lifting Device, Fall Arrest Support System, SUPPORT SLING, 420 LBS, 3FT, | FAC-YCM-SES | Lifting Device,Sling | Safety Equipment |  | LD | http://www.toronto.ca/TWONTO#fall_protection_sling |  | SAFETY & ENVIRONMENTAL SERVICES
10650 | 63686 | FCL-ACC-HTR-0755 | Heater, Snow Melting, Gaseous Chemical Building, Service Area Second Floor | FCL-ACC-CL |  |  |  | HTR |  |  | Gaseous Chemical Building HVAC Equipment
9973 | 83127 | FAC-PHA | YARD - 125 PHARMACY ROAD | FAC | [6 empty] | DOS - FACILITIES
13184 | 63869 | FCL-FLT-F-0902 | Filter, Inlet Side of PDIT-0901, Filter F-0901, Filtration Pipe Gallery | FCL-FLT-PDIT-0901 |  |  |  | F |  |  | Transmitter, Pressure (Differential), Loss of Head for Filter 0901, Filter No.0901
64674 | 20148 | THC-PRM-PT-1014B | Transmitter, Pressure, Return Line, Valve 1014 | THC-PRM-V-1014 |  |  |  | PT |  |  | Valve, Hydraulic Cylinder, Bottom Scraper, Primary Clarifier 1000, SW Plant
47982 | 68883 | TAB-EL3-MCC-6123A | Motor Control Centre | TAB-AUX-ELQ | Control Panel,MCC | Motor Control Centre |  | MCC | http://www.toronto.ca/TWONTO#LV_electrical_panel |  | Auxiliary Building - Electrical Equipment
46916 | 29944 | FCL-ACC-HTR-P | Pump Stn. EL. 75.915M EL. 79.573M Heaters | FCL-ACC | [6 empty] | Climate Control (HVAC)
12758 | 46831 | FCL-PAC-F-0301 | Filter, Intake, Air Blower BL-0301, Dry Chemical Building Basement | FCL-PAC | Filter | Filter |  | F | http://www.toronto.ca/TWONTO#replaceable_air_filter |  | Taste and Odour Control (PAC)
15998 | 91856 | FHA-AUX-T-0102 | Tank, Air Receiver Compressed Air #2, Service Bldg. Alum Room | FHA-AUX-SA | Tank | Tank |  | T | http://www.toronto.ca/TWONTO#pressure_vessel |  | Plant Air/Instrument Air/Vacuum System
63147 | 76668 | THC-DEW-G-6481 | Gate,Slide,Pneumatic,BTU Feed Conveyor 6480,Solid Treatment | THC-DEW-CV-6480 |  | Gate |  | G | http://www.toronto.ca/TWONTO#channel_gate
58111 | 97516 | THC-ACC-AHU-0321 | HVAC Unit, Building M, 2nd floor | THC-ACC-AHU BLDG M | Air Handling Unit | HVAC |  | AHU | http://www.toronto.ca/TWONTO#air_handler_unit |  | Air Handling Units, Building M
74508 | 99640 | THR-FT-FSL-2322 | Switch, Flow-Low, Pump 2322, Seal Water, RAS Pumping - North | THR-FT-P-2322 | Switch,Pressure-Low | Switch |  | FSL | http://www.toronto.ca/TWONTO#flow_switch |  | Pump, Centrifugal, Secondary Treatment, RAS Pumping - North
72876 | 18655 | THR-ACC-FPW | Air Conditioning, HVAC, Filtered Plant Water Building | THR-PRS | H.V.A.C.,Air Conditioner | HVAC |  |  | http://www.toronto.ca/TWONTO#collection_of_assets |  | Phosphorous Removal System
119784 | 12571 | TAB-WA2-SQ-1152 | TYPE 1 Retractible Fall Arest, Randish Sehijpal, | TAB-WA2-SQ-0001 | PPE,Harness | Safety Equipment |  | SQ | self_retracting_line |  | Fall Arrest System , Tripod and SRL
27253 | 83819 | COL-PSU-WEL-0600 | Dry Well | COL-PSU |  |  |  | WEL |  |  | Sunnyside Pumping Station
86567 | 56909 | WTR-PKL-SQ-0001 | Eye Wash Station | WTR-PKL-AUX | PPE,Eyewash Station | Safety Equipment |  | SQ | http://www.toronto.ca/TWONTO#emergency_eyewash |  | Auxiliary Equipment (Building Facilities)
58163 | 16865 | THC-CAP-PLC-9117-14-7076 | THC Capital Works, PLC Platform Migration and Upgrades Project, RFP # 9117-14-7076 | THC-SUSPENDED |  |  | 37923 | PLC |  |  | Suspended entity
27431 | 26587 | COL-PSW-LSL-0202 | Switch,Level, Low, Wet Well #2 | COL-PSW-WEL-0200 | Switch,Level-Low | Switch |  | LSL | http://www.toronto.ca/TWONTO#level_switch |  | Wet Well
42798 | 91331 | TAB-AER-T-0600 | Aeration Tank 06 | TAB-AER-TANKS |  | Tank |  | T | http://www.toronto.ca/TWONTO#aeration_tank |  | Aeration Tanks
59391 | 54982 | THC-ACC-PDIT-6401 | Transmitter, Pressure Differential, Filter, 2nd Floor Mech Room #1, Headworks | THC-ACC-AHU-6400 | Transmitter,Pressure,Differential | HVAC |  | PDIT | http://www.toronto.ca/TWONTO#pressure_transmitter |  | Air Handling Unit, Screen Room/Conveyor Areas, 2nd Floor Mech Room #1, Headworks
89134 | 36506 | WTR-RLL-LSH-0003 | Switch, Level-High, P-0001 | WTR-RLL-TRW | Switch,Level-High | Switch |  | LSH | http://www.toronto.ca/TWONTO#level_switch |  | Treated Water (Transmission)
147418 | 63547 | WTR-WA3 | District West Location | WTR-SPC2 | [6 empty] | Process Control Systems - Equipment
109115 | 36808 | TAB-CW-SQ-0025 | Emerg. Eyewash and Shower Stations, Ferrous Chloride Rail Car unload Ramp | TAB-SUSPENDED ENTITY | PPE,Eyewash Station | Safety Equipment | 35625 | SQ | http://www.toronto.ca/TWONTO#emergency_eyewash_and_shower |  | Suspended entities
51946 | 77158 | FCL-DEW-T-0401 | Tank, Sump Well, Low Lift PS Area Dewatering Pit | FCL-DEW |  |  |  | T |  |  | Dewatering
139523 | 54209 | THR-WA3-LD-0069 | Sling, Polyester, 1" X 6', 3100 LBS-Work Area 3 ( 1" X 6'') | THR-LD-NYLN-WA3 | Lifting Device,Sling | Lifting Device |  | LD | synthetic_web_sling |  | Slings, Nylon, Work Area 3
5210 | 26211 | COL-PLB-AUX-INST | Instrumentation Equipment | COL-PLB | [6 empty] | Long Branch Pumping Station
42939 | 76298 | FCL-ACC-CT-0314 | Controller, Baseboard Heaters, Admin Building, First Floor | FCL-ACC-ADMIN |  |  |  | CT |  |  | Administration Building HVAC Equipment
41659 | 79965 | FCL-ACC-AHU-0902 | Air Handling unit, RMF Clarification Facility, Electrical Room | FCL-ACC-RMF | Air Handling Unit | HVAC |  | AHU | http://www.toronto.ca/TWONTO#air_handler_unit |  | Residue Management HVAC Equipment
92241 | 57764 | WTR-PJS-RPU-0002 | Control Panel, Process Control Unit, for WTR-PJS-UPS-0002 | WTR-PJS-ELS | RPU | Remote Processor Unit |  | RPU | http://www.toronto.ca/TWONTO#RPU_panel |  | Electrical System
137482 | 11513 | THR-PLT-T-0511 | Tank, Hydraulic Power Pack for Sparger Lift | THR-PLT-GRITS | Tank,Reservoir | Tank | 34977 | T | http://www.toronto.ca/TWONTO#chemical_storage_tank |  | Gate,Sluice,Preliminary Treatment, Grit Building
33655 | 44935 | COL-YKP-DA-0028S | Davit Arm Assembly with Upper Arm-1657 | COL-YKP-DA | Safety | Safety Equipment | 45991 | DA | http://www.toronto.ca/TWONTO#fall_arrest_Davit_arm |  | Davit Arm Assembly
38163 | 92166 | SWM-PET-RPU-0001 | Remote process unit | SWM-PET |  | Remote Processor Unit |  | RPU | http://www.toronto.ca/TWONTO#RPU_panel |  | Eglinton - Bellamy Storm Pumping Station
45168 | 12896 | TAB-DIG-LSHH-6701 | Switch, Level, High High | TAB-DIG-P-6701 | Switch,Level-High-High | Switch |  | LSHH | http://www.toronto.ca/TWONTO#level_switch |  | Pump, Sump, #1, Digester Gas Control Building
145880 | 47831 | WTR-PRH-DR-0003 | Door | WTR-PRH-AUX | Door,Access | Door |  | DR | http://www.toronto.ca/TWONTO#door
114510 | 54349 | TAB-PLT-FSL-2907 | Switch, Flow, Low, Seal Water, Grit Classifier CL-2900, Dewatering Area | TAB-PLT-CL-2900 | Switch,Flow-Low | Switch |  | FSL | http://www.toronto.ca/TWONTO#flow_switch |  | Classifier, Grit, Cyclone 2901 to 2904, Dewatering Area
122753 | 94180 | THC-DEW-HOLD TANK | Dewatering-Sludge Holding Tanks | THCLIQMNT | [6 empty] | THC Liquids Maintenance
30242 | 99919 | IY2063A | Filter, Compressor Air Supply | TAB-SA-FN | Filter | Filter |  |  | http://www.toronto.ca/TWONTO#replaceable_air_filter |  | Compressor Supply Air
101676 | 89702 | MAIN-290 | Main 290 | WTR-LWA | [6 empty] | Work Area 2 Central Mains and Chambers
137469 | 11437 | THR-PLT-SQ-0132 | Fall Protection Post for Bar screen 0132 | THR-PLT-SC-0132 | Safety,Eye wash | Safety Equipment |  | SQ | http://www.toronto.ca/TWONTO#fall_restricting_system |  | Bar Screen, Preliminary Treatment
77626 | 75415 | THR-DIS-CP-0012 | Panel, Control Panel, Tanks 1-8, Disinfection Building outdoor | THR-DIS | Control Panel,Power Distribution Panel | Power Distribution Panel |  | CP | http://www.toronto.ca/TWONTO#process_control_panel |  | Disinfection
97400 | 36486 | FIS-PCL-FSL-0401-SUS | Switch, Flow-Low, PACL, To Mixer 0401, Raw Water Pumping Station | FIS-SUSPENDED |  | Switch | 38276 | FSL | http://www.toronto.ca/TWONTO#flow_switch |  | Obsolete Entities/Processes
8990 | 31386 | COL-YKP-DA-150960 | Davit Upper Arm-150960 | COL-YKP-DA | Safety | Safety Equipment |  | DA | http://www.toronto.ca/TWONTO#fall_arrest_Davit_arm |  | Davit Arm Assembly
18619 | 66994 | COL-PLB-PSL-0121 | Switch, Pressure-Low | COL-PLB-AUX-MECH | Switch | Switch | 34548 | PSL | http://www.toronto.ca/TWONTO#pressure_switch |  | Mechanical Equipment
34452 | 3665 | MAIN-098 | Main 098 | WTR-MT3 | [6 empty] | Work Area 3 WEST Mains and Chambers
137842 | 93252 | THR-PRM-OIT-1002 | Remote Processor Unit, SCADA,North Primary Tank 10(Wireless) (172.22.37.138) | THR-SPC | RPU | Remote Processor Unit |  | OIT | http://www.toronto.ca/TWONTO#RPU_panel |  | Process Control Systems - Services Area
7653 | 18369 | COL-PST-WEL-0600 | Dry Well | COL-PST |  |  |  | WEL |  |  | Strachan Pumping Station
61469 | 34267 | THC-FEQ-FSP-0002 | Fire Hose cabinets, Admin. Bldg K | THC-FEQ-FSP | Fire Prevention,Hose | Safety Equipment | 43226 | FSP | ? |  | Sprinkler System
55908 | 44304 | TAB-WA7-SQ-2859 | WA7 Fall Arrest Equipment - Body Harness ( Sr. No: H672859 ) | TAB-SES-SQ | PPE | Safety Equipment |  | SQ | http://www.toronto.ca/TWONTO#fall_arrest_harness |  | WA7 Safety Equipment
18450 | 14253 | FHA-SES-LDR-0405 | FHA-SES-LD-0074 - 4' Ladder aluminum (RMF South side of Chemical Storage area) | FHA-SES | Safety | Safety Equipment |  | LDR | http://www.toronto.ca/TWONTO#ladder |  | Safety & Environmental Services
8798 | 44957 | COL-SMC-CH-0002 | Manhole, #1 | COL-SMC-MISC | Chamber |  |  | CH |  |  | Miscellaneous Equipment
66938 | 46275 | THC-INC-BU-2040 | Burner, Hearth 5, Incinerator 2000 | THC-INC-FU-2000? | Burner | Burner |  | BU | http://www.toronto.ca/TWONTO#burner_component_of_asset |  | Furnace, Incinerator 2000
11547 | 77245 | FCL-CLA-T-0101 | Tank, Expansion, CLA Weigh Scale 0101, Machine Room, Gaseous Chemical Building | FCL-CLA-CHL-0101 | Tank | Tank |  | T | expansion_tank |  | Chlorinator, Chlorine Gas, Chlorination System
139468 | 42023 | THR-WA2-LD-57-25 | Sling, Wire Rope, Work Area 2 (Sr 1279457-25) SIZE; 3/8" X 4', | THR-LD-NYLN-WA2 | Lifting Device,Sling | Lifting Device |  | LD | wire-rope_sling |  | Slings, Nylon, Work Area 2
106694 | 91998 | TAB-ACC-FSL-6211 | Switch,Flow,Low,Water From Pump | TAB-ACC-P-6211 | Switch,Flow | Switch |  | FSL | http://www.toronto.ca/TWONTO#flow_switch |  | Pump, Hot Water Circulating, , Dig 5 - 12 Process & Space Heating,P1-1
128007 | 49461 | THC-PRM-ZSH-1174 | Switch, Position High, Flush Water, Valve 1174 | THC-PRM-CH-5300 | Switch,Position-High | Switch |  | ZSH | http://www.toronto.ca/TWONTO#position_switch |  | Scum Pit,Tank 1100 & 1200, Primary Clarifier
147764 | 19480 | YTF-ELS-LTG-3000 | Outdoor Electrical Equipment | YTF-ELS |  |  |  | LTG |  |  | Electrical Equipment
22829 | 40637 | FHO-ELS-UPS-0001-KQ | Uninterruptible Power Supply Location | FHO-ELS-PS-0003 | Uninterruptible Power Supply |  |  | UPS |  |  | Emergency Power, Diesel & UPS
59063 | 13069 | THC-ACC-HTR-0346 | Air Heater, Building M | THC-ACC-HEATERS | H.V.A.C.,Heater,Unit | HVAC |  | HTR | http://www.toronto.ca/TWONTO#heater |  | Air Heaters, Building M
119562 | 56424 | TAB-WA1-LD-1201 | Hoist | TAB-WA1-SQ-1000 | Lifting Device,Hoist | Lifting Device |  | LD | http://www.toronto.ca/TWONTO#lifting_equipment_hoist |  | WA1 Lifting Devices and Slings
145089 | 13302 | WTR-PLW-HRN-0006 | PPE, Body Harness, S/N 982000158230971 | WTR-WEST-SES | PPE,Harness | Safety Equipment |  | HRN | http://www.toronto.ca/TWONTO#fall_arrest_harness |  | Safety & Lifting Devices
41878 | 66051 | DU6502E | Valve, Pressure Relief, Dig. 19-22 Bsmt | DU6502A | Vessel,Pressure | Tank |  |  | http://www.toronto.ca/TWONTO#pressure_relief_valve |  | Receiver, Air, Dig. 19-22 Bsmt
34554 | 12234 | COL-PWN-RPU-0001 | Remote Processing Unit | COL-PWN | RPU | Remote Processor Unit |  | RPU | http://www.toronto.ca/TWONTO#RPU_panel |  | Warren Park Pumping Station
34390 | 12094 | COL-YKP-DA-1734510A(S) | Davit Mast (45" )-1734510A | COL-W-OBSOLETE | Safety | Safety Equipment | 46008 | DA | davit_base |  | Col West Obsolete Entities
136978 | 18992 | THR-OCS-F-0501G | Filter, Submicron, Air Handling Units 0501A/B, Ozonator Room, Plant Services, Odour Control System | THR-OCS-D-0501A | Filter | Filter |  | F | http://www.toronto.ca/TWONTO#replaceable_air_filter |  | Dryer, Dessicant, Ozone Generator 3957, Ozonator Room, Plant Services, Odour Control System
30674 | 34486 | FIS-SES-SQ-1006 | Safety,Plant,Safety Gloves - Pair 6 | FIS-SES-SQ-GLOVE2 | Safety | Safety Equipment |  | SQ | http://www.toronto.ca/TWONTO#rubber_insulating_gloves |  | Asset Group, PPE, Electrical Personal Protection, Group 2
14746 | 34197 | FCL-SES-SCBA-0010 | Self Contained Breathing Apparatus, Gaseous Building, Third Floor, Corridor Outside Control Room | FCL-SES-2 | PPE,SCBA | Safety Equipment |  | SCBA | http://www.toronto.ca/TWONTO#self-contained_breathing_apparatus |  | SCBA's
18137 | 15399 | FHA-SED-ZSH-0403A | Switch, Limit, Access Hatch Zone 3, Settling Basin T-0401 | FHA-SED-ZSH-0403 |  | Security System |  | ZSH | http://www.toronto.ca/TWONTO#position_switch |  | Switch, Limit, Access Hatch Zone 4
117343 | 20800 | TAB-RSP-PSL-1251 | Switch, Pressure-Low, Lubrication Oil, Raw Sewage Pump #5, T-Building | TAB-RSP-P-1250 | Switch,Pressure | Switch |  | PSL | http://www.toronto.ca/TWONTO#pressure_switch |  | Pump,Raw Sewage Transfer #5
106308 | 40701 | TAB-ACC-F-2110 | Filter, Final filter | TAB-ACC-AHU-2110 | Filter | Filter |  | F | http://www.toronto.ca/TWONTO#replaceable_air_filter |  | AHU, 'H' Tunnel Supply Air
4562 | 98376 | COL-PGB-LSH-0103 | Switch, Level-High | COL-PGB | Switch,Level |  |  | LSH |  |  | Governors Bridge Sewage Pumping Station
4966 | 82985 | COL-PMM-FN-0100 | Fan, Exhaust | COL-PMM-CP-0100 | Fan | HVAC |  | FN | http://www.toronto.ca/TWONTO#blower_or_fan_with_drive |  | Ventillation control panel
37849 | 49896 | MTMH522 | ELMCREST STS | TRK-LVW | [6 empty] | LAKEVIEW DRAINAGE AREA
112184 | 30373 | TAB-DIS-F-0018 | Filter , Chlorine | TAB-DIS-CHL-8 | Filter | Chemical Feeder |  | F | http://www.toronto.ca/TWONTO#discrete_unit_of_treatment_filter |  | Chlorination Train #8
59067 | 54116 | THC-ACC-HTR-0358 | Air Heater, Building M | THC-ACC-HEATERS | H.V.A.C.,Heater,Unit | HVAC |  | HTR | http://www.toronto.ca/TWONTO#heater |  | Air Heaters, Building M
20598 | 99464 | COL-PMT-LSHH-0104 | Switch, Level High-High | COL-PMT | Switch,Level |  |  | LSHH |  |  | Military Trail Sewage Pumping Station
88927 | 81214 | FHO-ACC-FS-0801 | Switch, Flow, Air Supply to Waste Water Blower Room, TWPS, S5, Waste Water Blower Room | FHO-MCS-HVAC |  | Switch |  | FS | http://www.toronto.ca/TWONTO#flow_switch |  | Plant HVAC
106107 | 17903 | TAB-ACC-CI | Chiller and Air Coolers | TAB-WORK-AREA-6 | [6 empty] | Work Area 6
38773 | 20872 | SWM-PET-SS-0001 | Station Security System | SWM-PET |  | Security System |  | SS | http://www.toronto.ca/TWONTO#security_system |  | Eglinton - Bellamy Storm Pumping Station
101724 | 41041 | MAIN-344 | Main 344 | WTR-MT3 | [6 empty] | Work Area 3 WEST Mains and Chambers
53623 | 44705 | TAB-SES-LTX-2295 | Exit Sign, Battery Unit, 2 LED heads, Tunnel 'J' | TAB-STR-SQ | Lighting,Exit | Safety Equipment | 41299 | LTX | http://www.toronto.ca/TWONTO#lighting_unit |  | WA2 Safety Equipment,lifting devices, ladders, Eye Wash station, First Aid Kits, Lock out stations
16 | 88314 | 16856 | Emergency Power, Diesel & UPS | FIS-ELS | [6 empty] | System, Electrical Distribution System
129760 | 60519 | THR-ACC-DM-0131 | Damper, Discharge, Air Handling Unit AHU-0130, Headhouse Roof | THR-ACC-AHU-0130 | Damper/Louver | HVAC |  | DM | http://www.toronto.ca/TWONTO#air_damper |  | Air Handling Unit, Headhouse Screen Area Air Supply, Headhouse Roof
96235 | 34739 | FIS-CLA-CHL-0501-SUS | Chlorinator | FIS-SUSPENDED | Chemical Feeder,Gas | Chemical Feeder | 38160 | CHL | http://www.toronto.ca/TWONTO#chlorinator_system |  | Obsolete Entities/Processes
106592 | 11446 | TAB-ACC-FN-INC | Exhaust Fans , Incinerator Bldg | TAB-ACC-FN | [6 empty] | Exhaust Fans
53024 | 27307 | TAB-PWA-RPU-0830 | RPU, Process Control, | TAB-PWA-INQ | RPU | Remote Processor Unit |  | RPU | http://www.toronto.ca/TWONTO#RPU_panel |  | Plant Water - Instrumentation Equipment
2999 | 91765 | COL-MTI-LSH-2302B | Switch-Level-High,Upstream, Simcoe Control Chamber No.23B, MTI | COL-MTI-CH-2300B | Switch,Level-High | Switch |  | LSH | http://www.toronto.ca/TWONTO#level_switch |  | Chamber,Simcoe Control Chamber No.23B, MTI
126411 | 12230 | THC-MCS-LD-0000000006 | CHAIN SLING/WIRE MESH (insp Liftsafe) | THC-MCS-LD | Lifting Device | Lifting Device |  | LD | chain_sling |  | Mechanical Services, Lifting Device
21866 | 37639 | COL-PMY-HTR-0003 | Heater, Unit | COL-PMY | Heater |  |  | HTR |  |  | Maryport Sewage Pumping Station
21756 | 12314 | COL-PMY-F-0001 | Filter, Activated Carbon | COL-PMY | Fan |  |  | F |  |  | Maryport Sewage Pumping Station
127817 | 89975 | THC-PRM-V-1093 | Valve, Pressure Relief, Oil Tank 1070 | THC-PRM-P-1090 |  |  |  | V |  |  | Pump, Centrifugal, Oil Tank 1070
105471 | 5544 | SQ-47080 | FHO SCBA #8 | FHO-SES-SQ-0002 | PPE,SCBA | Safety Equipment | 32132 |  | http://www.toronto.ca/TWONTO#self-contained_breathing_apparatus |  | Emergency Breathing Apparatus
126394 | 92931 | THC-LQMT-SPARES | THC Liquids Maintenance Area- Spare Rebuilt Equipment | THC | [6 empty] | Highland Creek Treatment Plant
121338 | 41160 | THC-ACC-TSH-0411 | Switch,Temperature-High,Supply Air,AHU-0411 Shutdown,Roof,Building U | THC-ACC-FN-0411 | Damper/Louver | Switch |  | TSH | http://www.toronto.ca/TWONTO#temperature_switch |  | Fan,Supply,AHU-0411,Basement/Sub-Basement,AHU-0411,Building U
12519 | 69146 | COL-PCU-T-0001 | tank, diesel, Generator Room | COL-PCU-MISC | Tank | Tank | 35000 | T | http://www.toronto.ca/TWONTO#fuel_oil_tank |  | Miscellaneous Equipment
7974 | 19660 | COL-PVM-LSH-0001 | Switch, Level-High | COL-PVM-MISC | Switch,Level |  |  | LSH |  |  | Miscellaneous Equipment
8543 | 38303 | DOS-YCM-FAK-VEH270014 | First Aid kit in Trailer vehicle # 270014 | DOS-YCM-TRL-VEH270014 | Safety,First Aid Kit | First Aid |  |  | http://www.toronto.ca/TWONTO#first_aid_kit |  | 2019 ALANTRA LEASING 22X10 - Vehicle Trailer Unit# 270014
55557 | 44894 | TAB-WA2-SQ-1216 | EE2 - 902 T3 Nylon Sling | TAB-SES-LD | Lifting Device,Sling | Lifting Device |  | SQ | synthetic_web_sling |  | WA2 Lifting devices
61122 | 94458 | THC-ELS-PS-0002 | Secondary Power Equipment | THC-GRK-ELS |  |  |  | PS |  |  | Electrical Services, Maintenance- virtual entity
15287 | 2760 | FCL-TRW-V-0035B | Valve, Gate, Isolation, District 1E Header Air Release Valve, High Lift PS Basement | FCL-TRW-V-0035 |  |  |  | V |  |  | Valve, Air Release, District 1E Header, Treated Water Pumping Station,FCL-TRW-P-0300
109731 | 34020 | TAB-DEW-PSH-3121 | Switch Pressure,High,Delivery, Pump-3121 | TAB-DEW-P-3121 | Switch,Pressure | Switch |  | PSH | http://www.toronto.ca/TWONTO#pressure_switch |  | Pump, Polymer Solution Transfer #2
121756 | 50649 | THC-ACC-V-6313 | Valve, Circuit Balancing, AHU-6300, 2nd Floor Mech Room #1, Headworks | THC-ACC-AHU-6300 | Valve,Ball | HVAC |  | V | http://www.toronto.ca/TWONTO#valve |  | Air Handling Unit, Screen Room/Conveyor Areas, 2nd Floor Mech Room #1, Headworks
23803 | 51617 | FHO-FLT-T-0701-KQ | Filter 7 | FHO-FLT |  |  |  | T |  |  | Filtration
59257 | 2007 | THC-ACC-MEQ-5900 | Heating Skid,Disinfection Bldg | THC-ACC-BLDG G |  | HVAC |  | MEQ | ? |  | Air Treatment Building HVAC
76186 | 90931 | THR-MCS-LD-6100S | Come Along, Work Area 2 | THR-SES-LD | Lifting Device,Chain | Lifting Device | 47392 | LD | winch |  | Lifting Device, Safety Equipment
89138 | 47597 | WTR-RLL-T-0002 | Tank, Water Elevated | WTR-RLL-TRW | Tank,Water Elevated | Tank |  | T | http://www.toronto.ca/TWONTO#elevated_water_tank |  | Treated Water (Transmission)
42917 | 31298 | FCL-ACC-AT-0201A | Analyzer, Humidity, Low Lift Dehumidification System, Low Lift Pump Room Basement | FCL-ACC-P-LL |  |  |  | AT |  |  | Low Lift Pumping Station HVAC Equipment
34649 | 61973 | MAIN-305 | Main 305 | WTR-LWA | [6 empty] | Work Area 2 Central Mains and Chambers
26330 | 26226 | FHO-GRK-DR-4006S | Door, (FD-S4-06), Fire Rated, Admin Building, S4, UPS Battery Room | FHO-GRK-FEQ-0001 | Fire Prevention,Door | Door |  | DR | http://www.toronto.ca/TWONTO#fire_rated_door
19523 | 59211 | FHO EUS MACH ELEC | Computer Location | FHO-EUS | [6 empty] | Production & End User Support
91744 | 20455 | WTR-RMI-DR-0002 | Door, Hatch, Southeast | WTR-RMI-AUX | Door | Door |  | DR | http://www.toronto.ca/TWONTO#door
31893 | 46981 | COL-RBB-SW-0005 | Switch, Valve House | COL-RBB-MISC | Switch |  |  | SW |  |  | Miscellaneous Equipment
122026 | 36136 | THC-AER-T-3000 | Tank, Aeration | THC-AER-T | Tank,Non-Pressurized | Tank |  | T | http://www.toronto.ca/TWONTO#aeration_tank |  | Tank, Aeration
6903 | 85758 | COL-PRD-LSH-0205 | Switch, Level-High | COL-PRD-MISC | Switch,Level |  |  | LSH |  |  | Miscellaneous Equipment
61182 | 50692 | THC-CW-TPD-0620 | Trap Primer Device,South Pumping Station,Intermediate Level | THC-GRK-L |  | HVAC |  | TPD | http://www.toronto.ca/TWONTO#trap_priming_device |  | Building L
126413 | 26351 | THC-MCS-LD-0000000010 | DIE CART/PUMP CART (insp Liftsafe) | THC-MCS-LD | Lifting Device | Lifting Device |  | LD | lift_truck |  | Mechanical Services, Lifting Device
106265 | 424 | TAB-ACC-DM-6542 | Damper, Motorized, Supply Air, AHU-6540, Mechanical RM No. 3, Screen Bldg., P Bldg. | TAB-ACC-AHU-6540 | Damper/Louver | HVAC |  | DM | http://www.toronto.ca/TWONTO#air_damper |  | Air Handling Unit, Mechanical Room no.3, Screen Bldg., P Bldg.
3539 | 58491 | COL-PBR-LSHH-0104 | Switch, Level-High | COL-PBR | Switch,Level |  |  | LSHH |  |  | Berry Road Sewage Pumping Station
58167 | 36194 | THC-CBM-0001 | THC-Condition Based Monitoring (virtual entity) used to repair entity links and activity lists | THC-CBM |  |  |  | CBM |  |  | THC-Condition Based Monitoring
130091 | 10749 | THR-ACC-LSL-0800 | Switch, Low Water Cut Off, North Grit Boiler 0800, Plant Central Hot Water System | THR-ACC-BO-0800 | Switch,Level-Low | Switch |  | LSL | http://www.toronto.ca/TWONTO#level_switch |  | Boiler, Low Pressure, North Grit Boilers, Plant Services, Natural Gas Overview (CRN-B9917.5,TSSA UID-65022713, SNo.-5.867338,S-87073)
18277 | 61132 | COL-PLB-LSH-0111 (S) | Switch, Level-High | COL-PLB | Switch,Level | Switch | 35802 | LSH | http://www.toronto.ca/TWONTO#level_switch |  | Long Branch Pumping Station
114314 | 47988 | TAB-PLT-BL | Blowers, Grit Tank Air, D Building | TAB-PLT-D | [6 empty] | D Building - Preliminary Treatment
113073 | 91622 | TAB-EL2-SQ-6110 | Spill kit,DAWG® 20 Gallon Overpack | TAB-ELS-ESQ | Spill Kit | Safety Equipment |  | SQ | http://www.toronto.ca/TWONTO#spill_kit |  | Electrical Safety Equipment
24610 | 19587 | COL-PRR-FN-0003 | Fan, Centrifugal | COL-PRR | Fan |  |  | FN |  |  | Riverside Sewage Pumping Station
41088 | 50178 | TAB-ACC-PDSL-1471 | Switch, Filter Differential Pressure Low,AHU,Boiler Room and Basement | TAB-ACC-AHU-1470 | Switch,Pressure-Low | Switch |  | PDSL | http://www.toronto.ca/TWONTO#pressure_switch |  | Air Handling Unit, VFD, Boiler Room Supply
13108 | 65163 | COL-PEV-LSHH-0105 | Switch, Level High-High | COL-PEV | Switch,Level |  |  | LSHH |  |  | Ellis Sewage Pumping Station
31329 | 74774 | HX2407B | Receiver, Air | TAB-RSP-C | Vessel,Pressure | Tank |  |  | http://www.toronto.ca/TWONTO#pressure_vessel |  | T Building, Compressed Air
72948 | 23339 | THR-ACC-HPBB | Air Conditioning, HVAC,Fans, High Pressure Blower Building | THR-ACC-WA3 | H.V.A.C.,Air Conditioner | HVAC |  |  | http://www.toronto.ca/TWONTO#collection_of_assets |  | Air Conditioning, Boiler, Fans & AHU
86002 | 23244 | WTR-PJS-FEQ-SUS | Fire Equipment, John Street Pumping Station | WTR-SUSPENDED |  |  | 45118 |  |  |  | Suspended Obsolete entity for storage purpose
46756 | 10023 | FCL-ACC-HTR-0783 | Heater, Snow Melting, Gaseous Chemical Building, Service Area First Floor | FCL-ACC-CL |  |  |  | HTR |  |  | Gaseous Chemical Building HVAC Equipment
121719 | 59097 | THC-ACC-V-6017 | Valve, Butterfly, Manual, Glycol Bypass Isolation, Lower Level 2 Blower Room, Headworks | THC-ACC-HE-6001 | Valve,Butterfly | HVAC |  | V | http://www.toronto.ca/TWONTO#valve |  | Heat Exchanger, Heating Glycol System, Lower Level 2 Blower Room, Headworks
46645 | 92668 | TAB-DIS-LSH-2002 | Switch, Level, High,Scrubber SB2001 | TAB-DIS-SB-2001 | Switch,Level | Switch |  | LSH | http://www.toronto.ca/TWONTO#level_switch |  | Scrubber #1,Chlorine Bldg
19965 | 88862 | COL-PMD-CB-0001 | Breaker, Main Electrical | COL-PMD-MISC | Circuit Breaker |  |  | CB |  |  | Miscellaneous Equipment
62788 | 72983 | FCL-FLT-LSL-1201-SUS | Switch, Level-Low, Filter 1201, , Filter No.1201 | FCL-SUSPENDED | Switch,Level-Low | Switch | 36624 | LSL | http://www.toronto.ca/TWONTO#level_switch |  | Suspended entity
120504 | 8200 | THC-ACC-DM-3053 | Damper/Louver,Vent Header,Hot Water Boiler 3051,Boiler Building | THC-ACC-BO-3051 | Damper/Louver | HVAC |  | DM | http://www.toronto.ca/TWONTO#air_damper |  | Boiler, Hot Water, Boiler Building
126535 | 74954 | THC-NEW-BLOWER-BLDG | Building Location | THC-EUS | [6 empty] | Production & End User Support
106615 | 79106 | TAB-ACC-FSL-0212 | Switch,Flow,Low,City Water to Heat Exchanger | TAB-ACC-P-0212 | Switch,Flow | Switch |  | FSL | http://www.toronto.ca/TWONTO#flow_switch |  | Pump,Circulating, City water, Admin. Domestic Hot Water, P20-2,
79156 | 2343 | THR-ELS-MCC-3222 | Motor Control Cente, # 2, North Grit Electrical Room | THR-ELS-GRIT | Control Panel,MCC | Motor Control Centre |  | MCC | http://www.toronto.ca/TWONTO#LV_electrical_panel |  | Electrical System, Grit Bldg., North Prelimanry and Primary Station
72304 | 58244 | THR-ACC-AC-3500 | Fan Coil Unit, Ductless Split System Indoor Unit, Ferrous Chloride Fac Elec Rm | THR-ACC-WA4 | H.V.A.C.,Air Conditioner | HVAC |  | AC | http://www.toronto.ca/TWONTO#air_condition |  | Air Conditioning, AHU, HVAC,Work Area4
30676 | 25096 | FIS-SES-SQ-1009 | Safety,Plant,Safety Gloves - Pair 9 | FIS-SES-SQ-GLOVE1 | Safety | Safety Equipment |  | SQ | http://www.toronto.ca/TWONTO#rubber_insulating_gloves |  | Asset Group, PPE, Electrical Personal Protection, Group 1
25006 | 49739 | COL-PSH-LSLL-0102 | Switch, Level Low-Low | COL-PSH | Switch,Level |  |  | LSLL |  |  | Senior’s Home Sewage Pumping Station (Wards Island PS#6)
5948 | 2441 | COL-PLV-LIT-0101 | Transmitter, Level | COL-PLV-MISC | Transmitter,Level |  |  | LIT |  |  | Miscellaneous Equipment
42961 | 88538 | TAB-CAP-PRJ-0002 | M&T Building Upgrades | TAB-PLT |  |  |  | PRJ |  |  | Preliminary Treatment
125160 | 7944 | THC-ELS-PS-0002-L | Secondary Power Equipment, Building L | THC-ELS-PS-0002 |  |  |  | PS |  |  | Secondary Power Equipment
26121 | 38840 | FIS-ACC-HTR-0101-SUS | Intake Building Heating | FIS-HVAC | H.V.A.C.,Heater | HVAC | 38120 | HTR | http://www.toronto.ca/TWONTO#collection_of_assets |  | Climate Control
23508 | 84765 | FHO-FLT | Filtration | FHO WORK AREA 1 | [6 empty] | Process
9809 | 30591 | DRN18541 | Drains, Floor, Seawall Substation | TAB-ELS-STRC-SW |  | Plumbing |  |  | http://www.toronto.ca/TWONTO#drain |  | Seawall Substation
27855 | 32097 | COL-PWC-FEQ-0001S | Fire Prevention, Extinguisher | COL-PWC-MISC | Fire Prevention,Extinguisher |  | 42897 | FEQ |  |  | Miscellaneous Equipment
26143 | 7812 | FHO-GRK-DR-1031L | Door, (FD-1-31), Fire Rated, Admin Building, L1, Control Room, Old Kitchen | FHO-GRK-FEQ-0001 | Fire Prevention,Door | Door |  | DR | http://www.toronto.ca/TWONTO#fire_rated_door
120253 | 46106 | THC-ACC-AHU-0261 | Air Conditioner Unit, Building R | THC-SUSPENDED | H.V.A.C.,Air Conditioner | HVAC | 35750 | AHU | http://www.toronto.ca/TWONTO#air_condition |  | Suspended entity
126346 | 96338 | THC-INCINERATOR BLDG | Building Location | THC-SPC2 | [6 empty] | Process Control Systems - Equipment
116550 | 61032 | TAB-PWA-ELS | Plant Water - Electrical System | TAB-PWA | [6 empty] | Plant Water
138880 | 79734 | THR-SQ-LP-0025 | Life Preserver, Ring Type, Final Tank 6 | THR-SQ-LP-FT | Safety | Safety Equipment |  | LP | http://www.toronto.ca/TWONTO#life_ring |  | Life Preserver, Ring Type Floating Device, Final Tanks
135894 | 36217 | THR-FT-PSL-4602 | Switch, Pressure-Low, Pump P-4602 Suction, Scum Pumping - South | THR-FT-P-4601 | Switch,Pressure-Low | Switch |  | PSL | http://www.toronto.ca/TWONTO#pressure_switch |  | Pump, Self-Prime Centrifugal, Drain, RAS Pumping Station - South
94859 | 65816 | FHO-SES-SQ-6061 | High Voltage Safety Equipment, Insulated Gloves, Class 4, Serial Number 233, George Little | FHO-SES-SQ-1000 | PPE,Insulated Glove | Safety Equipment |  | SQ | http://www.toronto.ca/TWONTO#rubber_insulating_gloves |  | High Voltage Insulated Gloves
113815 | 2875 | TAB-NGS-PSL-0602 | Switch,Pressure,Low, PSL200-6, Manual Reset, Natural Gas Pilot Train, Boiler #6, Z Building | TAB-ACC-NGS-0060B | Switch,Pressure | Switch |  | PSL | http://www.toronto.ca/TWONTO#pressure_switch |  | Natural Gas Pilot Train, Boiler #6, Z Building
108931 | 90221 | TAB-CAP-PRJ-0002 | M&T Building Upgrades | TAB-WORK-AREA-1 |  |  |  | PRJ |  |  | Work Area 1
109110 | 65739 | TAB-CW-SQ-0004 | Emerg. Eyewash and Shower Stations, | TAB-AER-QUAD | PPE,Eyewash Station | Safety Equipment |  | SQ | http://www.toronto.ca/TWONTO#emergency_eyewash_and_shower |  | Quad Building
98241 | 99683 | FIS-SES-SQ-3522 | Chlorine Emergency Kit, Type 'B' For 1 Ton Containers, Chlorine Storage Room, East of Main Entrance | FIS-SES | Safety,Emergency Kit | Safety Equipment |  | SQ | emergency_kit |  | Safety, Instrumentation & Environmental Services
18638 | 15026 | COL-PLB-SW-0154 | Switch, Transfer | COL-PLB-MCC-0195A | Switch | Switch |  | SW | http://www.toronto.ca/TWONTO#transfer_switch |  | Motor Control Centre
126458 | 91656 | THC-MCS-LD-150506266 | CHAIN FALL (insp Liftsafe) | THC-MCS-LD | Lifting Device | Lifting Device |  | LD | http://www.toronto.ca/TWONTO#lifting_equipment_hoist |  | Mechanical Services, Lifting Device
21344 | 35965 | FHO-ELS-DP-0823 | Distribution Panel, 600V, Panel Board, MCC-0820, Admin Building, S4, Main Electrical Room | FHO-ELS-MCC-0820 |  | Power Distribution Panel |  | DP | http://www.toronto.ca/TWONTO#LV_electrical_panel |  | Motor Control Centre, Admin Building, S4, Main Electrical Room
112194 | 31738 | TAB-DIS-FSL-2203 | Switch ,Flow, Low,Return Pump Discharge | TAB-DIS-P-2203 | Switch,Flow | Switch |  | FSL | http://www.toronto.ca/TWONTO#flow_switch |  | Pump, Return
6388 | 97912 | COL-PMY-FN-0005 | Fan, Drywell Ventilation | COL-PMY-MISC | Fan |  |  | FN |  |  | Miscellaneous Equipment
12292 | 43925 | COL-PCU-CP-0004 | Control Panel, Operator, Alarm Reset, Cumber PS | COL-PCU | Control Panel |  | 34986 | CP |  |  | Cumber Pumping Station
77774 | 27490 | THR-PRM-T-0130 | Scum Hopper, Primary Tanks 1 & 2 | THR-PRM-STA-1 | Tank,Non-Pressurized | Tank |  | T | http://www.toronto.ca/TWONTO#storage_tank |  | South Primary Station 1
42120 | 50811 | TAB-ACC-V-6591 | Valve, 2-Way Modulating, PreHeater Coil,AHU-6590, Roof, Workshop Bldg. | TAB-ACC-AHU-6590 | Valve | HVAC |  | V | http://www.toronto.ca/TWONTO#valve |  | Air Handling Unit, Workshop Roof, P Bldg.
93518 | 76157 | FHO-MCS-SA/AI | Instrument Air & Service Air | FHO-MCS | [6 empty] | Mechanical Services
14810 | 62420 | FHA-ACC-FN-0320 | Heater Exchanger | FHA-MCS-ACC | H.V.A.C.,Heater,Unit | HVAC |  | FN | http://www.toronto.ca/TWONTO#heat_exchanger |  | HVAC
53013 | 2377 | TAB-RSP-TSH-1240I | Switch, Temperature, High, RSPump-1240 | TAB-RSP-P-1240 | Switch,Temperature | Switch |  | TSH | http://www.toronto.ca/TWONTO#temperature_switch |  | Pump,Raw Sewage Transfer #4
26281 | 98389 | FHO-SES-SCBA-DEC | SCBA Cylinder Group 12 | FHO-SES-SQ-0002 | PPE,SCBA | Safety Equipment |  |  | http://www.toronto.ca/TWONTO#compressed_gas_cylinder |  | Emergency Breathing Apparatus
4571 | 49367 | COL-PGB-TS-0001 | Switch, Transfer | COL-PGB | Switch |  |  | TS |  |  | Governors Bridge Sewage Pumping Station
55772 | 46888 | TAB-WA5-SQ-6008 | Binder, SDS | TAB-WA5-SQ | Safety,MSDS Binder | Safety Equipment |  | SQ | emergency_kit |  | WA5 Safety Equipment
78301 | 99024 | THR-SES-CS-0002 | Front Entry Chemical Protective Suit | THR-SES-CS | Safety | Safety Equipment | 34335 | CS | http://www.toronto.ca/TWONTO#chemical_suit |  | Chlorine Chemical Suit
10423 | 53590 | COL-MTI-T-3400 | Reservoir/TankHydraulic Power Unit, MTI Chamber CH-3400 | COL-MTI-CH-3400 | Tank | Tank |  | T | http://www.toronto.ca/TWONTO#chemical_storage_tank |  | Chamber,Parkside St. Control Chamber No.34, MTI
106554 | 23739 | TAB-ACC-FN-6455 | Fan, Centrifugal, Exhaust Air, Primary Tank Operating Gallery, Ground, East Side | TAB-ACC-FN-PBLDG | Fan,Centrifugal | HVAC |  | FN | http://www.toronto.ca/TWONTO#blower_or_fan_with_drive |  | Exhaust Fans , P Bldg
48011 | 23198 | TAB-EL3-SQ-6220 | Spill kit,DAWG® 20 Gallon Overpack | TAB-ELS-ESQ | Spill Kit | Safety Equipment |  | SQ | http://www.toronto.ca/TWONTO#spill_kit |  | Electrical Safety Equipment
120153 | 58046 | TAB-Z BLDG | Building Location | TAB-SPC2 | [6 empty] | Process Control Systems - Equipment
142909 | 37683 | WTR-365-FQIR-0001 | Recorder, Paperless | WTR-365-CH-0006 | Recorder,Paperless |  |  | FQIR |  |  | Chamber,Revenue Meter,Dufferin-Steeles (Magmeter)
29554 | 40737 | FIS-SPC-RPU-1624 | Remote Processing Unit, Scrubber System, Workshop Building, EICT Corridor | FIS-DIS | Controller,PLC | Remote Processor Unit |  | RPU | http://www.toronto.ca/TWONTO#RPU_panel |  | Disinfection
40024 | 51204 | DIS-YEM | Building Location | DIS-EUS | [6 empty] | Production & End User Support
108625 | 88340 | TAB-ACC-V-6512 | Valve, Circuit Balancing Valve, Hot Water System, Mechanical Room No. 1, Screen Bldg., P Bldg. | TAB-ACC-AHU-6510 | Valve | HVAC |  | V | http://www.toronto.ca/TWONTO#valve |  | Air Handling Unit, Mechanical Room no.1, Screen Bldg., P Bldg.
14884 | 31983 | FCL-SPC-COM-1823 | Communication, Ethernet to RS485 Gateway, Low Lift Pump Room, RPU-1823 Panel | FCL-RAW WATER BLDG |  |  |  | COM |  |  | Building Location
76077 | 88011 | THR-MCS-LD-0455 | Chain Hoist, Manual, Work Area 3 | THR-LD-WA3 | Lifting Device,Hoist,Manual | Lifting Device |  | LD | http://www.toronto.ca/TWONTO#lifting_equipment_hoist |  | Lifting Devices, Chain Hoist, Come Along & Slings
7228 | 54836 | COL-PSI-LSLL-0104 | Switch, Level Low-Low | COL-PSI | Switch,Level |  |  | LSLL |  |  | Sixth Street Sewage Pumping Station (Wards Island PS#11)
138633 | 69174 | THR-SES-LD-2568 | Retractable Winch for Davit Arm | THR-SES-LD | Safety | Safety Equipment |  | LD | winch |  | Lifting Device, Safety Equipment
46706 | 71000 | TAB-DIS-SS-35 | Chlorine Process - Scrubber System | TAB-DIS-CHL |  |  |  | SS |  |  | Chlorination Process
127574 | 6340 | THC-PRM-LSHH-0152 | Level Switch High,Sump, Primary Tank 0300,& 0400, Old Plant | THC-PRM-P-0102 | Switch,Level | Switch |  | LSHH | http://www.toronto.ca/TWONTO#level_switch |  | Pump, Sump, Primary Treatment
78997 | 7085 | THR-GRK-VEH-378157 | Vehicle, John Deere Gator, Unlicensed, WA3(Suspended Perm) | THR-GRK-GQ-WA2 | Vehicle,Unlicensed | Vehicle | 35485 | VEH | http://www.toronto.ca/TWONTO#golf_cart
127126 | 82300 | THC-PLT-HD-0321 | Drive, Hydraulic, for Conveyor, Grit Tank 0300 | THC-PLT-CV-0320 |  | Drive mechanism |  | HD | http://www.toronto.ca/TWONTO#hydraulic_power_pack |  | Conveyor, Grit Tank 0300
111045 | 61717 | TAB-DIG-PSH-4150 | Switch Pressure,High,Delivery,Digester Gas Compressor C-4150 | TAB-DIG-C-4150 | Switch,Pressure | Switch |  | PSH | http://www.toronto.ca/TWONTO#pressure_switch |  | Compressor # 3, Gas(DX2603)
65323 | 50505 | THC-ELS-MCC-4024 | Motor Control Centre, Electrical Room, Headworks | THC-ELS-MCC-4022 | Control Panel,MCC | Motor Control Centre |  | MCC | http://www.toronto.ca/TWONTO#LV_electrical_panel |  | Motor Control Centre, Electrical Room, Headworks
113279 | 61861 | TAB-EL3-MCC-6224 | Motor Control Centre, Plant Water Bldg | TAB-ELS-WA8 | Control Panel,MCC | Motor Control Centre |  | MCC | http://www.toronto.ca/TWONTO#LV_electrical_panel |  | Electrical Equipment, Work Area 8, ( Panel Boards, MCC )
58814 | 24575 | THC-ACC-FN-0321 | Fan,Return,Lower Basement,B2,Bldg M | THC-ACC-FAN | H.V.A.C.,Air Conditioner | HVAC |  | FN | http://www.toronto.ca/TWONTO#blower_or_fan_with_drive |  | Fans, Building M
64759 | 30706 | FCL-SES-CYL-0007 | Air Cylinder Carbon Fiber | FCL-SES-SQ-0008 | PPE,SCBA | Tank |  | CYL | gas_cylinder |  | Eyewash Station/Shower, Low Lift PS Building, Alum Delivery Door,Raw Water Pump Room Basement beside Phosphoric acid Skids
26325 | 27564 | FHO-SES-SQ-6015 | Harness-629881 - Barry K. | FHO-SES-SQ-0006 | PPE,Harness | Safety Equipment |  | SQ | http://www.toronto.ca/TWONTO#fall_arrest_harness |  | Fall Arrest Systems
58936 | 998 | THC-ACC-FN-5838 | Fan,Exhaust,Inline,Plant Stores,Printer Room | THC-ACC-BLDG B |  | HVAC |  | FN | http://www.toronto.ca/TWONTO#blower_or_fan_with_drive |  | Mechanical Shop (Chlorine) Building HVAC
59017 | 97372 | THC-ACC-HTR-0216 | Heater, Perimeter. Admin Building, Ground Floor, Office 108 | THC-ACC-AHU-0071 |  | HVAC |  | HTR | http://www.toronto.ca/TWONTO#heater |  | Air handling Unit, Ground Floor West Zone(Administration), Admin Building Roof
81787 | 11021 | TW | Toronto Water | B | [6 empty] | Cluster B
50210 | 53035 | TAB-PLT-RPU-0403 | RPU, Remote Processor Unit | TAB-PLT-INQ-D | RPU | Remote Processor Unit |  | RPU | http://www.toronto.ca/TWONTO#RPU_panel |  | D Building - Instrumentation Equipment
71842 | 35442 | FHA-CLA-CHL-0301-KQ | Chlorination Location,Train #3 | FHA-CLA |  |  | 33333 | CHL |  |  | Pre-Chlorination
8127 | 30302 | COL-PWN-LSL-0102 | Switch, Level-Low | COL-PWN-MISC | Switch,Level | Switch |  | LSL | http://www.toronto.ca/TWONTO#level_switch |  | Miscellaneous Equipment
55676 | 40580 | TAB-WA4-LD-0303 | Chain Block, 1 Ton | TAB-WA4-SQ-0010 | Lifting Device | Lifting Device |  | LD | http://www.toronto.ca/TWONTO#lifting_equipment_hoist |  | WA4 Fall arrest systems
98863 | 23468 | IH5001A | Door,Overhead, Incineration | TAB-MCS-DR | Door,Overhead | Door |  |  | http://www.toronto.ca/TWONTO#roll_up_door
19526 | 66780 | FHO EUS SERVER ROOM | Communication Switch | FHO-ADMIN-BLDG | [6 empty] | Building Location
107168 | 37185 | TAB-ACC-LSL-4422 | Switch,Level,Low,Glycol Make Up Line Tank | TAB-ACC-T-4422 | Switch,Level | Switch |  | LSL | http://www.toronto.ca/TWONTO#level_switch |  | Tank, Make Up, Glycol Make Up Line
92552 | 64452 | FIS-ACC-AHU-4001 | Air Handling Unit, Marine Yard Ventilation, Mechanical/Electrical Room | FIS-MARINE-M/ERM | Air Handling Unit | HVAC |  | AHU | http://www.toronto.ca/TWONTO#air_handler_unit |  | Mechanical/ Electrical Room, Marine Yard Building
66849 | 83963 | THC-GRK-VEH-041040 | Vehicle, 2009 Ford Escape (WA4) | THC-GRK-VEHICLES | Vehicle,Licensed | Vehicle | 41051 | VEH | http://www.toronto.ca/TWONTO#passenger_vehicle
146207 | 30996 | WTR-PSA-SW-0201 | Switch, Incoming Primary Line 2 | WTR-PSA-TR-0201 | Switch | Switch |  | SW | http://www.toronto.ca/TWONTO#disconnect_switch |  | Transformer, Power, Line 2, 27.6 kV/4.16 kV
64588 | 40281 | FCL-SA-T-0001 | Vessel, Pressure, Service Air, Sanitary Sewage System Monitoring | FCL-SA | Vessel,Pressure | Tank |  | T | http://www.toronto.ca/TWONTO#pressure_vessel |  | Service Air
6647 | 89789 | COL-PNT-PSL-0122 | Switch, Pressure-Low | COL-PNT-P-0122 | Switch,Pressure-Low | Switch |  | PSL | http://www.toronto.ca/TWONTO#pressure_switch |  | Pump, Centrifugal, Pump 3
78626 | 87696 | FHO-ELS-PDP-0900 | Power Distribution Panel,600V Switchgear,Admin Building, RWPS&Clarifiers Power, S4, Main Electrical Room | FHO-ELS-MCC-0910 |  | Power Distribution Panel |  | PDP | http://www.toronto.ca/TWONTO#LV_electrical_panel |  | Motor Control Centre, Raw Water PS, S7, Electrical Room
85448 | 24457 | WTR-PHL-AED-0001 | Automated external defibrillators- AED | WTR-CENTRAL-SES | Safety,Defibrillator | Safety Equipment |  | AED | http://www.toronto.ca/TWONTO#automatic_external_defibrillator |  | Safety & Lifting Devices
40022 | 4703 | DIS-PHA | Building Location | DIS-EUS | [6 empty] | Production & End User Support
47429 | 62019 | TAB-EL1-PSH-1502A | Switch,Pressure,High,EL1-TR-1502,North Substation | TAB-EL1-TR-1502 | Switch,Pressure-High | Switch |  | PSH | http://www.toronto.ca/TWONTO#pressure_switch |  | Transformer,EL1-TR-1502,13.8-4.16KV,3 PH
81302 | 91637 | TNT-EUS | Production & End User Support | TNT-ITM | [6 empty] | Integrated Technology Management
7329 | 870 | COL-PSL-LSL-0202 | Switch, Level-Low | COL-PSL-MISC | Switch,Level |  |  | LSL |  |  | Miscellaneous Equipment
132970 | 51023 | THR-DIG-T-5260 | Tank, Reservoir, Auxiliary Oil, Gas Compressor 5260, Digester Mixing System | THR-DIG-C-5260 | Tank,Reservoir | Tank |  | T | http://www.toronto.ca/TWONTO#chemical_storage_tank |  | Compressor, Gas, Mixing System, Digester Tank#1/2
27222 | 49614 | COL-PSU-LSLL-0101 | Switch, Level Low-Low | COL-PSU | Switch,Level |  |  | LSLL |  |  | Sunnyside Pumping Station
101159 | 19216 | KR2222A | Unit Heater, Silo #1, 2nd Floor, Silo Building | TAB-ACC-HTR-SLO | H.V.A.C.,Heater | HVAC |  |  | http://www.toronto.ca/TWONTO#heater |  | Unit Heaters- Silo Bldg
111029 | 54510 | TAB-DIG-PSH-1534 | Switch Pressure,High,Delivery,Recirc. Pump-1534 | TAB-DIG-P-1534 | Switch,Pressure | Switch |  | PSH | http://www.toronto.ca/TWONTO#pressure_switch |  | Pump, Sludge Recirculation (DX2616), Digester Tank 15
119983 | 2891 | TAB-WA4-SQ-9116SUS | First Aid Kit-Old Admin. Bldg. 2nd Flr. Lab | TAB-SLO-SES | Safety,First Aid Kit | Safety Equipment | 47538 | SQ | http://www.toronto.ca/TWONTO#first_aid_kit |  | TABWA4 Health and Safety Equipment
48220 | 84438 | TAB-ELS-SQ-6118 | Electrical - Rubber Insulating Gloves | TAB-ELS-SQ-GLOVE | PPE,Insulated Glove | Safety Equipment |  | SQ | http://www.toronto.ca/TWONTO#rubber_insulating_gloves |  | High Voltage Gloves
21794 | 34312 | FHO-ELS-MCC-0610 | Motor Control Centre, Filter Building 1-8., S2, Electrical Room | FHO-ELS-PS-0001 | Control Panel,MCC | Motor Control Centre |  | MCC | http://www.toronto.ca/TWONTO#LV_electrical_panel |  | Primary Power Equipment
58263 | 86165 | FHA-ACC-AHU-0006 | Air Handling Unit - Single Packaged - Self Contained -WMS Room Ceiling | FHA-MCS-ACC | Air Handling Unit | HVAC |  | AHU | http://www.toronto.ca/TWONTO#air_handler_unit |  | HVAC
137931 | 27977 | THR-PRM-RPU-0011 | RPU, Primary Treatment, South Tanks (172.22.37.124) | THR-ELS-PRMS | RPU | Remote Processor Unit |  | RPU | http://www.toronto.ca/TWONTO#RPU_panel |  | Electrical System, Primary Station South
144543 | 91519 | WTR-PJS-LSLL-0101 | Switch, Level-Low-Low, Spadina Surge Tank | WTR-PJS-T-0101 | Switch,Level-Low-Low | Switch |  | LSLL | http://www.toronto.ca/TWONTO#level_switch |  | Tank, (Surge), Spadina Main
17587 | 17312 | FHA-MCS-LD-1001 | Lifting Device, Hoist, Chain Type, Stores | FHA-MCS-LD | Lifting Device,Hoist,Manual | Lifting Device |  | LD | http://www.toronto.ca/TWONTO#lifting_equipment_hoist |  | Lifting Devices
135851 | 38872 | THR-FT-PSH-3440 | Switch, Pressure-High, Discharge, Pump 3440, Secondary Treatment, Scum Pumping - North | THR-FT-P-3440 | Switch,Pressure-High | Switch |  | PSH | http://www.toronto.ca/TWONTO#pressure_switch |  | Pump, Rotary Vane, Scum Tank 3400, System 5, Scum Pumping
38714 | 59510 | SWM-PDU-HTR-0002 | Heater, Power Supply Panel | SWM-PDU | Heater |  |  | HTR |  |  | Dunker's Storm
117337 | 29986 | TAB-RSP-PS-2209D | Power Supply, Hydraulic, Valve | TAB-RSP-P-2209 |  | Hydraulic System |  | PS | http://www.toronto.ca/TWONTO#hydraulic_power_pack |  | Pump, Raw Sewage #9
63670 | 23174 | THC-PLT-LSH-0810 | Switch,Level-High, Washer Compactor CMP-0810, Headworks | THC-PLT-CMP-0810 | Switch,Level | Switch |  | LSH | http://www.toronto.ca/TWONTO#level_switch |  | Washer Compactor, Screen Room, Screenings Conveyance
101644 | 2548 | MAIN-245 | Main 245 | WTR-MT1 | [6 empty] | Work Area 1 EAST Mains and Chambers
106155 | 19325 | TAB-ACC-DIG-0060 | Digester Gas Train, Boiler #6, Z Building | TAB-ACC-BO 6 |  |  |  | DIG |  |  | Boiler # 6, Hot Water Heating
97399 | 50381 | FIS-PCL-FSL-0301-SUS | Switch, Flow-Low, PACL, To Mixer 0301, Raw Water Pumping Station | FIS-SUSPENDED |  | Switch | 38275 | FSL | http://www.toronto.ca/TWONTO#flow_switch |  | Obsolete Entities/Processes
41259 | 95570 | TAB-ACC-T-3872 | Tank, Make Up, Glycol Make Up Line | TAB-ACC-P-3872 | Tank | Tank |  | T | http://www.toronto.ca/TWONTO#chemical_storage_tank |  | Pump, Glycol Circulating,Make Up Line
140243 | 86152 | TNT-DIG-FX-5101 | Flame Arrester, Digester Gas to Boiler 5100 | TNT-DIG-BL-5100 | Flame Arrester | Safety Equipment |  | FX | http://www.toronto.ca/TWONTO#flame_arrestor |  | Digester Gas header-Boiler BO-5100
21847 | 20871 | COL-PMY-FN-0003 | Fan, Low Volume Exhaust | COL-PMY | Fan |  |  | FN |  |  | Maryport Sewage Pumping Station
2722 | 84596 | COL-MTI-F-1402C | Filter, High Pressure, Hydraulic Pump P-1402C Discharge, Outdoor Kiosk, MTI Chamber CH-1400C | COL-MTI-CH-1400C |  | Filter |  | F | http://www.toronto.ca/TWONTO#replaceable_oil_or_fuel_filter |  | Chamber,Rosedale Valley Control Chamber No.14C, MTI
76596 | 355 | THR-PLQ-EPS | Effluent Pumping Station, Work Area 4 | THR-PLQ-WA4 |  | Plumbing |  |  | plumbing |  | Plumbing, Work Area 4
135858 | 41046 | THR-FT-PSH-4405 | Switch, Pressure-High, Pump P-4403 Discharge, RAS Pumping - South | THR-FT-P-4403 | Switch,Pressure-High | Switch |  | PSH | http://www.toronto.ca/TWONTO#pressure_switch |  | Pump, Centrifugal, RAS, RAS Pumping Station - South
55510 | 58126 | TAB-WA2-ADM-0001 | Admin. Work- Work Area 2 | TAB-WORK-AREA-LIQ |  |  |  | ADM |  |  | TAB Work Area Liq
87804 | 14086 | FHO WASTE WATER BLDG | Building Location | FHO-SPC | [6 empty] | Process Control Systems - Services Area
40378 | 25817 | TAB-ACC-FSL-1220 | Switch, Flow, Low, Air, Exhaust Fan 1220, Screen Area Rooftop | TAB-ACC-AHU-1200 | Switch,Flow-Low | Switch |  | FSL | http://www.toronto.ca/TWONTO#flow_switch |  | Air Handling Unit, D Bldg Roof
58907 | 18753 | THC-ACC-FN-0721 | Fan,Centrifugal,Supply Air,AHU-0720,Thickening Building Basement/Sub-basement Area | THC-ACC-BLDG J | Fan,Centrifugal | HVAC |  | FN | http://www.toronto.ca/TWONTO#blower_or_fan_with_drive |  | TWAS Building, HVAC
132988 | 76217 | THR-DIG-T-5840 | Tank, Reservoir, Auxiliary Oil, Gas Compressor 5840, Digester Mixing System | THR-DIG-C-5660 | Tank,Reservoir | Tank |  | T | http://www.toronto.ca/TWONTO#chemical_storage_tank |  | Compressor, Gas, Mixing System, Digester Tank#7/8
138629 | 55348 | THR-SES-LD-0300 | Base, Exposed for Davit Arm, Grit Tank 3 | THR-LD-WA2 | Safety | Safety Equipment |  | LD | davit_base |  | Lifting Devices, Chain Hoist, Come Along & Slings
10074 | 90564 | FCL-ACC-DM-0501 | Damper, Motorized, East Dehumidification D-0501 Air Intake, Filter Building, Filter Gallery Walkway | FCL-ACC-D-0501 |  |  |  | DM |  |  | Dehumidifier, Filter Building East Dehumidication System, Filter Pipe Gallery East
26348 | 50441 | FHO-SES-SQ-6070 | High Voltage Safety Equipment, Insulated Gloves, Class 0, Serial Number 2378, Barry Kelly | FHO-SES-SQ-1000 | PPE,Insulated Glove | Safety Equipment |  | SQ | http://www.toronto.ca/TWONTO#rubber_insulating_gloves |  | High Voltage Insulated Gloves
54525 | 28277 | TAB-STR-SQ | WA2 Safety Equipment,lifting devices, ladders, Eye Wash station, First Aid Kits, Lock out stations | TAB-STR-STRC-AT | Safety | Safety Equipment |  |  | http://www.toronto.ca/TWONTO#collection_of_assets |  | Aeration Tanks - Safety, Drains, Plumbing & PA System
134708 | 31040 | THR-ELS-INQ-0025 | Differential Pressure Manometer (DWYER) | THR-ELS-INQ | Safety | Test Equipment |  | INQ | pressure_calibrator |  | Instrument Equipment, Meter, Calibrators, Spectrophotometer
105818 | 22148 | TAB-ACC-0600 | Heating, Admin Bldg, Item 3 | TAB-ACC |  | HVAC |  | ACC | http://www.toronto.ca/TWONTO#collection_of_assets |  | Plant HVAC Equipment
38012 | 37976 | SM2004A | Filter, Air, Floatation Bsmt., North Side Compr.room | TAB-AI FLOATATION | Filter | Filter |  |  | http://www.toronto.ca/TWONTO#filtration_tank |  | Air Equipment, Floatation Building
87213 | 81271 | WTR-PMI-TSL-0010 | Instrument, Temperature Switch, Low, Water Transmission | WTR-PMI-AUX |  | Switch |  | TSL | http://www.toronto.ca/TWONTO#temperature_switch |  | Auxiliary Equipment (Building Facilities)
143188 | 49133 | WTR-PDS-PSL-0002 | Switch,Pressure,Low,Discharge | WTR-PDS-TRW | Switch,Pressure-Low | Switch |  | PSL | http://www.toronto.ca/TWONTO#pressure_switch |  | Treated Water (Transmission)
10669 | 92217 | FCL-ACC-HTR-0906 | Heater, Unit, (HTR-0006),600V,10kW, RMF Clarification Facility, Operating Floor, Clarifier 1 Stairway | FCL-ACC-RMF |  |  |  | HTR |  |  | Residue Management HVAC Equipment
11245 | 80420 | FCL-AM-STR-0110 | Strainer, Ammonia Pump 0101 Suction, Aqua Ammonia System, Ammonia Room | FCL-AM-P-0101 |  |  |  | STR |  |  | Pump, Gear, Metering, Aqua Ammonia System
109817 | 71763 | TAB-DEW-TSH-0321A | Switch, Temperature, High, Lub Oil Return from Bearing back drive end | TAB-DEW-CF-0321 | Switch,Temperature | Switch |  | TSH | http://www.toronto.ca/TWONTO#temperature_switch |  | Centrifuge # 3
27910 | 26742 | EH2602A | Door,Overhead, Plant Water Pumping | TAB-MCS-DR | Door,Overhead | Door |  |  | http://www.toronto.ca/TWONTO#roll_up_door
105801 | 3722 | SWM-PWD-LSHH-0107 | Switch, Level High-High | SWM-PWD | Switch,Level |  |  | LSHH |  |  | Warden Storm
18677 | 84535 | FHA-SES-SQ-0071 | Safewaze 3512-0241 6’ shock absorber lanyard Ser 77613 | FHA-SES |  | Safety Equipment |  | SQ | lifeline |  | Safety & Environmental Services
54495 | 29731 | TAB-STR-PSL-4011 | Switch,Pressure,Low, Oil, Blower BL4011 lubrication | TAB-STR-P-4011 | Switch,Pressure | Safety Equipment |  | PSL | http://www.toronto.ca/TWONTO#pressure_switch |  | Pump, Main Oil ,Blower BL4011
48284 | 16610 | TAB-ELS-SQ-6153 | Electrical - Rubber Insulating Gloves Class 1 | TAB-ELS-SQ-GLOVE | PPE,Insulated Glove | Safety Equipment |  | SQ | http://www.toronto.ca/TWONTO#rubber_insulating_gloves |  | High Voltage Gloves
66428 | 52208 | THC-SPS-COM-2201 | SCADA & Computer, BIOSOLIDS TREATMENT UPGRADES, PCS network, Access Switch | THC-SPC-WA1 | SCADA | System Process Control |  | COM | http://www.toronto.ca/TWONTO#network_switch |  | System Process Control
143796 | 90656 | WTR-PEL-MCC-0101 | Motor Control Center | WTR-PEL-TR-0301 | Control Panel,MCC | Motor Control Center |  | MCC | http://www.toronto.ca/TWONTO#LV_electrical_panel |  | Transformer, Power, Transformer T3, Secondary, Line 1
66773 | 14212 | THC-GRK-DR-G | Doors, Building G | THC-GRK-ELS-B |  | Door |  |  | http://www.toronto.ca/TWONTO#door
79196 | 37234 | THR-ELS-PDP-3221B | Panel, Power Distribution/Lighting 208/120V, North Grit Old Blower Room | THR-ELS-TR-3221B | Control Panel,Power Distribution Panel | Power Distribution Panel |  | PDP | http://www.toronto.ca/TWONTO#LV_electrical_panel |  | Transformer 600V/208V/120v, Power, PDP-3221A, North Grit Old Blower Rroom
127671 | 54411 | THC-PRM-PT-1013B | Transmitter, Pressure, Return Line, Valve 1013 | THC-PRM-V-1013 |  |  |  | PT |  |  | Valve, Hydraulic Cylinder, Bottom Scraper, Primary Clarifier 1000, SW Plant
125187 | 262 | THC-ELS-PS-0001-B | Primary Power Equipment, Building B | THC-ELS-PS-0001 |  | Control Panel,MCC |  | PS | http://www.toronto.ca/TWONTO#collection_of_assets |  | Primary Power Equipment
39082 | 77906 | COL-YKP-SRL-097669 | Self Retrieval Line -097669 | YKP-BLD | Safety | Safety Equipment |  | SRL | self_retracting_line |  | Collections - 435 Kipling Ave. Building envelope
127142 | 1238 | THC-PLT-HS-1200 | Switch, Rope, Emergency Stop, Conveyor CV-1200, Screenings and Grit Conveyance | THC-PLT-CV-1200 |  | Switch |  | HS | hand_switch |  | Conveyor, Screw, Conveyor, Screenings and Grit Conveyance
7918 | 33377 | COL-PTS-LSLL-0102 | Switch, Level Low-Low | COL-PTS | Switch,Level |  |  | LSLL |  |  | Third Street Sewage Pumping Station (Wards Island PS#12)
54942 | 69656 | TAB-THK-FD-4011 | Feeder, Polymer Solution Preparation Feed System | TAB-THK-MX-4010 | Chemical Feeder,Powder | Chemical Feeder |  | FD | http://www.toronto.ca/TWONTO#polymer_preparation_system |  | Hopper Feed, Dry Polymer Feed Preparation
92565 | 5513 | FIS-ACC-CP-4000 | Panel, Control, Building Automation System, Mechanical/Electrical Room | FIS-MARINE-BUILDING |  | HVAC |  | CP | http://www.toronto.ca/TWONTO#process_control_panel |  | FIS Marine Yard Building
26419 | 76960 | FHO-GRK-DR-5011S | Door, (FD-S5-11), Fire Rated, TRW Building, S5, TRW Suction Station, South East, Stairway 4 | FHO-GRK-FEQ-0001 | Fire Prevention,Door | Door |  | DR | http://www.toronto.ca/TWONTO#fire_rated_door
25166 | 71000 | FHO-PWA-T-0211 | Tank, Water Heater, Storage, Electric, 600V, Chemical Building, S4, Fluoride Storage Room | FHO-MCS-PWA | Tank,Domestic Hot Water | Tank |  | T | http://www.toronto.ca/TWONTO#tanked_hot_water_heater |  | Service Water & Backflow Prevention
127462 | 67092 | THC-PRM-CLR-0900SUSP | Bridge Drive Mechanism, Tank 0900, Primary Clarifier | THC-PRM-T-0900 | Collector,Bridge | Drive mechanism | 43020 | CLR | http://www.toronto.ca/TWONTO#travelling_bridge_collector |  | Tank, Primary Clarifier
10732 | 95961 | FCL-ACC-TT-0306 | Transmitter, Temperature, Admin Building, Second Floor, Photo Copier Room 216 | FCL-ACC-ADMIN |  |  |  | TT |  |  | Administration Building HVAC Equipment
120889 | 25375 | THC-ACC-HTR-0305 | Air Heater, Convector, Building M | THC-ACC-HEATERS | H.V.A.C.,Heater,Unit | HVAC |  | HTR | http://www.toronto.ca/TWONTO#heater |  | Air Heaters, Building M
20590 | 44627 | COL-PMT-CP-0001 | Control Panel, Operator | COL-PMT | Control Panel |  |  | CP |  |  | Military Trail Sewage Pumping Station
16055 | 93706 | FHA-BW-TSH-0701 | Switch, Temperature High, Backwash Pump P-0701 Motor, Low Lift PS | FHA-BW-M-0701 | Switch,Temperature-High | Switch |  | TSH | http://www.toronto.ca/TWONTO#temperature_switch |  | Motor, Wash Water to Filter Bldg.
44050 | 60517 | TAB-DEW-SQ-0002 | Eye Wash station,OLD Dewatering Basement West wall | TAB-DEW-SAFETY |  | Safety Equipment | 33423 | SQ | http://www.toronto.ca/TWONTO#emergency_eyewash |  | Safety Equipment
47438 | 43250 | TAB-EL1-SQ-6540 | Spill kit,DAWG® 20 Gallon Overpack | TAB-ELS-ESQ | Spill Kit | Safety Equipment |  | SQ | http://www.toronto.ca/TWONTO#spill_kit |  | Electrical Safety Equipment
112634 | 86988 | TAB-EL1-LP-6638 | Lighting Panel,120/208V,Lighting,Primary Tanks 0008&0009,Gallery,Mezzanine Level,P Building | TAB-EL1-MCC-6634 | Control Panel,Lighting | Power Distribution Panel |  | LP | http://www.toronto.ca/TWONTO#LV_electrical_panel |  | Motor Control Centre 600V - Galery 9
41528 | 7950 | TAB-ACC-TSL-1846 | Switch,Temperature,Low,Supply Air , | TAB-ACC-AHU-1846 | Switch,Temperature | Switch |  | TSL | http://www.toronto.ca/TWONTO#temperature_switch |  | AHU, Blower Bldg
25949 | 3827 | COL-PSS-CH-0001 | Chamber, Inlet | COL-PSS | Chamber |  |  | CH |  |  | Scott Sewage Pumping Station
41075 | 91873 | TAB-ACC-PDS-8402 | Switch,Pressure ,Supply fan, M Bldg., FN 8402 | TAB-ACC-FN-8401 | Switch,Pressure | Switch |  | PDS | http://www.toronto.ca/TWONTO#pressure_switch |  | Fan, Supply, M Bldg.
7398 | 76058 | COL-PSM-M-0101 | Motor | COL-PSM-P-0100 |  |  |  | M |  |  | Pump, Submersible
135880 | 29904 | THR-FT-PSL-2624 | Switch, Pressure-Low, Suction, Pump 2624, Secondary Treatment, RAS Pumping - North | THR-FT-P-2624 | Switch,Pressure-Low | Switch |  | PSL | http://www.toronto.ca/TWONTO#pressure_switch |  | Pump, Centrifugal, Secondary Treatment,Tunnel 23 East, RAS Pumping - North
38752 | 84613 | SWM-PET-CP-0005 | Control Panel, Operator | SWM-PET | Control Panel |  |  | CP |  |  | Eglinton - Bellamy Storm Pumping Station
109587 | 9120 | TAB-DEW-LSHH-8040A | Switch, Level High-High, Old Dewatering Bldg, Basement, Center | TAB-DEW-P-8040 |  | Switch |  | LSHH | http://www.toronto.ca/TWONTO#level_switch |  | Pump, Sump
3297 | 28206 | COL-PBF-BFP-0001 | Back Flow Preventer | COL-PBF-MISC | Valve,Backflow Preventer |  |  | BFP |  |  | Miscellaneous Equipment
29855 | 93852 | FIS-WWW-CH-0600-SUS | Slow Sand Fiter | FIS-BW | Filter | Filter | 38484 | CH | http://www.toronto.ca/TWONTO#filtration_tank |  | Backwash System
90022 | 14468 | YTF-CW-T-0010 | Tank, Domestic Hot Water, RN168, City Water Heaters and Pumps | YTF-CW | Tank,Domestic Hot Water | Tank |  | T | http://www.toronto.ca/TWONTO#tanked_hot_water_heater |  | City Water
5169 | 38731 | COL-PKP-SW-0005 | Switch, Panel Board A | COL-PKP | Switch | Switch |  | SW | http://www.toronto.ca/TWONTO#disconnect_switch |  | Kennedy Park Sewage Pumping Station
120009 | 38880 | TAB-WA5-MEQ-0002 | Welding Machine, Portable | TAB-WA5-MCS |  |  |  | MEQ |  |  | Machine Shop- WA5
91412 | 18389 | FHO-DOZ-TSL-4404 | Switch, Temperature, Low, Off-Gas Preheater HTR-4404 Outlet,Ozone Building, L1, Ozone Equipment Room | FHO-DOZ-HTR-4404 | Switch,Temperature-Low | Switch |  | TSL | http://www.toronto.ca/TWONTO#temperature_switch |  | Heater, Off-Gas Preheater, Off Gas Distruct Skid 4400, Ozone Building, L1, Ozone Equipment Room
34381 | 40463 | COL-YKP-DA-1724794 | Davit Base Leg-1724794 | COL-YKP-DA | Safety | Safety Equipment |  | DA | davit_base |  | Davit Arm Assembly
134692 | 97149 | THR-ELS-FC | Electrical System, Ferrous Chloride Building | THR-ELS | [6 empty] | Electrical Power System
76145 | 12911 | THR-MCS-LD-0611 | Chain Hoist, Manual, Work Area 4 | THR-LD-WA4 | Lifting Device,Hoist,Manual | Lifting Device |  | LD | http://www.toronto.ca/TWONTO#lifting_equipment_hoist |  | Lifting Devices, Chain Hoist, Come Along & Slings
118816 | 72828 | TAB-STR-RPU-0511 | RPU-0511, Aeration Tank 2 | TAB-STR-T-0200 | RPU | Remote Processor Unit |  | RPU | http://www.toronto.ca/TWONTO#RPU_panel |  | Aeration Tank 02
49971 | 84159 | TAB-PLT-LSH-0032 | Switch, Level High, Screening Sluicing Channel No.2, P Bldg. | TAB-PLT-SC-0680 | Switch,Level-High | Switch |  | LSH | http://www.toronto.ca/TWONTO#level_switch |  | Screen, Perforated Plate, Screen Area, P Bldg.
105957 | 41295 | TAB-ACC-AHU-6101 | AHU, Digester 5-8 Drip Trap Room | TAB-ACC-AHU-DIG | Air Handling Unit | HVAC |  | AHU | http://www.toronto.ca/TWONTO#air_handler_unit |  | AHUs/Supply Fans Dig. Bldg.
129756 | 99203 | THR-ACC-DM-0102A | Damper, Intake, Exhaust Fan FN-0100,Headhouse Roof | THR-ACC-FN-0100A | Damper/Louver | HVAC |  | DM | http://www.toronto.ca/TWONTO#air_damper |  | Fan, Centrifugal, Exhaust Air, Headhouse Roof
112278 | 33869 | TAB-DIS-SQ-1000 | Level A Front Entry Chemical Suit Responder(64122) | TAB-DIS-SQ |  | Safety Equipment | 40865 | SQ | http://www.toronto.ca/TWONTO#chemical_suit |  | Chlorine Building Safety Equipment
44948 | 34517 | TAB-DIG-HT-0002 | Heat Tracing, Chamber | TAB-DIG-T-1300 | Heater,Process | HVAC |  | HT | heat_trace |  | Digestion Tank 13
115571 | 2052 | TAB-PRM-PSL-7002 | Switch Pressure,Low ,Exhaust Fan FN-7002 | TAB-PRM-T-2200 | Switch,Pressure | Switch |  | PSL | http://www.toronto.ca/TWONTO#pressure_switch |  | Hopper Scum - Primary Tank 3-4
147061 | 22856 | WTR-RMI-DR-0011 | Door, Hatch, Northeast | WTR-RMI-AUX | Door | Door |  | DR | http://www.toronto.ca/TWONTO#door
133014 | 76346 | THR-DIG-RPU-0014S | Remote Processor Unit, Digester, Waste Gas Burner 7750 (172.22.39.132) | THR-DIG-BU-7750S | RPU | Remote Processor Unit | 38936 | RPU | http://www.toronto.ca/TWONTO#RPU_panel |  | Burner, Waste Gas
47390 | 64753 | FCL-ACC-TT-0327 | Transmitter, Temperature, Admin Building, First Floor, Women's Change Room 124 | FCL-ACC-ADMIN |  |  |  | TT |  |  | Administration Building HVAC Equipment
83046 | 61066 | FHA-SES-SQ-0411 | FHA-SES-SHOW-0003 - Emergency Shower | FHA-SES-SQ-0008 | PPE,Eyewash Station | Safety Equipment |  | SQ | http://www.toronto.ca/TWONTO#emergency_eyewash_and_shower |  | Eyewash Stations & Showers
30078 | 96887 | COL-PST-RPU-0001 | Remote Processing Unit, All control and Instrumentation Equipment - RPU | COL-PST-MISC |  | Remote Processor Unit |  | RPU | http://www.toronto.ca/TWONTO#RPU_panel |  | Miscellaneous Equipment
6376 | 40033 | COL-PMY-FEQ-0002S | Fire Prevention, Extinguisher | COL-W-OBSOLETE | Fire Prevention,Extinguisher |  | 40921 | FEQ |  |  | Col West Obsolete Entities
80247 | 74412 | FHA-SED-ZSH-0104E | Switch, Limit, Access Hatch Zone 4, Settling Basin T-0101 | FHA-SED-ZSH-0104 |  | Security System |  | ZSH | http://www.toronto.ca/TWONTO#position_switch |  | Switch, Limit, Access Hatch Zone 1,
9904 | 36291 | ECC-STORE | Computer Storage Location | ECC-EUS | [6 empty] | Production & End User Support
4621 | 66918 | COL-PHA-V-0010 | Valve | COL-PHA-MISC |  |  |  | V |  |  | Miscellaneous Equipment
6383 | 74589 | COL-PMY-FEQ-0006S | Fire Prevention, Extinguisher | COL-PMY-MISC | Fire Prevention,Extinguisher |  | 40925 | FEQ |  |  | Miscellaneous Equipment
58105 | 44955 | THC-ACC-AHU-0261 | Air Conditioner Unit, Building R | THC-ACC-BLDG K | H.V.A.C.,Air Conditioner | HVAC | 35750 | AHU | http://www.toronto.ca/TWONTO#air_condition |  | Administration Building, HVAC
131356 | 38704 | THR-BFP-TEST-2274 | Tester, Backflow Preventer, WA2 | THR-CW-BFP-WA2 | Transmitter,Flow | Test Equipment |  | TEST | backflow_preventer_tester |  | City Water, Back Flow Preventer, Work Area 2
112963 | 75534 | TAB-EL1-WR-6927 | Receptacle,600V,Fed from PDP-6927,Satelite Distribution Centre,P Building | TAB-EL1-GEN-6001 | Load Break Switch | Power Distribution Panel |  | WR | http://www.toronto.ca/TWONTO#welding_receptacle |  | Generator, Standby Power, 600V 1000kw - P Bldg
19527 | 94322 | FHO EUS STORE | Computer Storage Location | FHO-ADMIN-BLDG | [6 empty] | Building Location
26403 | 77253 | FHO-SES-SQ-9024 | Chemical Suit, Size Sm/Md, Serial # 122610, S2 Stores | FHO-SES-CHEM SUIT | Safety | Safety Equipment |  | SQ | http://www.toronto.ca/TWONTO#chemical_suit |  | Chemical Suits, Plant Wide
64671 | 94872 | THC-PRM-PT-1012A | Transmitter, Pressure, Collect Line, Valve 1012 | THC-PRM-V-1012 |  |  |  | PT |  |  | Valve, Hydraulic Cylinder, Bottom Scraper, Primary Clarifier 1000, SW Plant
135975 | 67766 | THR-FT-RPU-0004S | Remote Processor Unit, Final Tank 0600, Tank 0800 (172.22.37.182) | THR-FT-RPU | RPU | Remote Processor Unit | 39567 | RPU | http://www.toronto.ca/TWONTO#RPU_panel |  | Final Tank, Remote Processor Unit, UPS & RTU
17629 | 19419 | FHA-RADIO-0009 | Radio, Walkie Talkie | FHA-GRK-COM-0001 |  | Communications Equipment |  | RADIO | radio_system |  | Telephone and Paging System
27163 | 72633 | DOS-YCM-TRL-VEH270017 | 2019 Haulmark trailer - Vehicle Unit# 270017 | DOS-YCM-VEH-TRL | Vehicle,Licensed | Vehicle |  |  | trailer
64563 | 26648 | THC-DIS-RPU-1801 | Remote Processing Unit, Control Panel | THC-DIS |  | Remote Processor Unit |  | RPU | http://www.toronto.ca/TWONTO#RPU_panel |  | Disinfection (Chlorination) Process
79194 | 26175 | THR-ELS-PDP-3202 | Power Distribution Panel, Grit New Electrical Room | THR-ELS-GRIT | Control Panel,Power Distribution Panel | Power Distribution Panel |  | PDP | http://www.toronto.ca/TWONTO#LV_electrical_panel |  | Electrical System, Grit Bldg., North Prelimanry and Primary Station
50990 | 4779 | TAB-PRM-TSH-0330 | Switch, Temperature High, Polymer Feed Pump P-0330, Polymer Room, Old Screen Bldg., P Bldg. | TAB-PRM-P-0330 | Switch,Temperature-High | Switch |  | TSH | http://www.toronto.ca/TWONTO#temperature_switch |  | Pump, Polymer Feed, Positive Displacement, Polymer Room, Old Screen Bldg., P Bldg.
72896 | 3954 | THR-DIS-PSH-1021 | Switch, Pressure-High, Chlorine Bank 2 Header, Chlorination Building, Disinfection, Chlorination System | THR-DIS-WSC-1020 | Switch,Pressure-High | Switch | 34839 | PSH | http://www.toronto.ca/TWONTO#pressure_switch |  | Disinfection, Weigh Scale, Chlorine Cylinders Bank 2
29594 | 4435 | COL-PWP-WEL-0100 | Wet Well | COL-PWP | Well |  |  | WEL |  |  | West Point Avenue Sewage Pumping Station
107313 | 51293 | TAB-ACC-PDS-1840B | Switch,Pressure Differential ,Supply Air, AHU1840 | TAB-ACC-AHU-1840 | Switch,Pressure | Switch |  | PDS | http://www.toronto.ca/TWONTO#pressure_switch |  | AHU, Blower Bldg
38973 | 46059 | TAB-ACC-CT-1490 | Control Panel, Zone Controller | TAB-ACC-HTR-1490 | Control Panel,HVAC | HVAC |  | CT | http://www.toronto.ca/TWONTO#thermostat_or_zone_controller_unit |  | Heater, Electric Reheat Coil
3159 | 42845 | COL-MTI-TSH-2001 | Switch, Temperature, High, Oil, Hydraulic System, MTI Chamber CH-2000, Victoria St. | COL-MTI-CH-2000 |  |  |  | TSH |  |  | Chamber,Victoria St. Control Chamber No.20, MTI
19964 | 77986 | COL-PMD-CB-0001 | Breaker, Main Electrical | COL-PMD | Circuit Breaker |  |  | CB |  |  | Midland Pumping Station
39435 | 92121 | TAB-ACC-FN-6465 | Fan, Centrifugal, Exhaust Air, Roof, Old Screen Bldg., P Bldg. | TAB-ACC-FN-PBLDG | Fan,Centrifugal | HVAC |  | FN | http://www.toronto.ca/TWONTO#blower_or_fan_with_drive |  | Exhaust Fans , P Bldg
42093 | 73166 | TAB-ACC-V-6424 | Valve, Butterfly, Isolation, Mech. Room No.5, Old Screen Bldg., P Bldg. | TAB-ACC-P-6401 | Valve | HVAC |  | V | http://www.toronto.ca/TWONTO#valve |  | Pump, Heating Pump, VFD, Mech Room No. 5, Old Screen Bldg., P Bldg.
96428 | 67043 | FIS-DCL-PSH-0201 | Switch, Pressure, High, SO2 Train 2, Rupture Disc Outlet, Gaseous Chemical Building, Storage Room | FIS-DCL-SO-0201 | Sensor,Level | Switch |  | PSH | http://www.toronto.ca/TWONTO#pressure_switch |  | Sulphonator, Gaseous Chemical Building, Machine Room
75233 | 65042 | THR-FT-T-0500A | Tank, Plant Flushing Hot Water | THR-FT-HWT | Tank | Tank |  | T | http://www.toronto.ca/TWONTO#storage_tank |  | Final Tank, Plant Hot Water Tanks
21417 | 9447 | FHO-ELS-LP-0922 | Lighting Panel, 100A, 120/208V, Admin Building, S4, Mani Electrical Room | FHO-ELS-LTG-2000 |  | Power Distribution Panel |  | LP | http://www.toronto.ca/TWONTO#LV_electrical_panel |  | Lighting, Facility Interior : Plant wide, interior lighting
117129 | 13649 | TAB-RSP-F-1241B | Filter, Lube Oil Supply, Raw Sewage Pump 1240, B Side | TAB-RSP-T-1241 | Filter | Filter |  | F | http://www.toronto.ca/TWONTO#replaceable_oil_or_fuel_filter |  | Tank, Oil, Raw Sewage Pump #4 Bearing Lubrication System
32985 | 27192 | KR2241A | Unit Heater, Silo #1, 4th Floor, Silo Building | TAB-ACC-HTR | H.V.A.C.,Heater | HVAC |  |  | http://www.toronto.ca/TWONTO#heater |  | Heaters- Convection,
106729 | 98370 | TAB-ACC-HE-1456 | Heat Exchanger, Hot Water Reheat Coil | TAB-ACC-HTR-1456 | Heat Exchanger | HVAC |  | HE | http://www.toronto.ca/TWONTO#heat_exchanger |  | Heater, Hot Water Reheat Coil
132979 | 2959 | THR-DIG-T-5618 | Tank, Gas Scrubber, Digester Tank 0800 | THR-DIG-SB-4 | Tank | Tank |  | T | http://www.toronto.ca/TWONTO#air_scrubber |  | Scrubber Building 4, Digester 7 & 8
7385 | 95370 | COL-PSM-HTR-0003 | Heater, Convention | COL-PSM-MISC | Heater |  |  | HTR |  |  | Miscellaneous Equipment
30950 | 36595 | FIS-FEQ-DR-0065(S) | Door, Fire, Flourode & Ammonia Building | FIS-GRK-STRC-0001 |  | Door |  | DR | http://www.toronto.ca/TWONTO#fire_rated_door
106795 | 46383 | TAB-ACC-HTR-01-04 | Unit Heaters- Digester 01-04 | TAB-ACC-HTR |  |  |  | HTR |  |  | Heaters- Convection,
114854 | 53 | TAB-PLT-SSL-3700 | Switch, Speed, Low, Grit Receivings Conveyor 3700, Conveyor Area | TAB-PLT-CV-3700 | Switch,Speed-Low | Switch |  | SSL | http://www.toronto.ca/TWONTO#speed_switch |  | Conveyor, Shaftless Spiral, Horizontal, Dewatering Area
127238 | 52789 | THC-PLT-PSL-6209 | Switch,Pressure-Low,Outlet from Pump 6240 (post-filter) to Bar Screens,Hydr. Sys,Headhouse | THC-PLT-T-6200 | Switch,Pressure-Low | Switch |  | PSL | http://www.toronto.ca/TWONTO#pressure_switch |  | Reservoir, Oil, Hydraulic Pack 2, Bar Screens
124996 | 99702 | THC-ELS-LTX-BLDG U | Exit Lights, Bldg. U | THC-GRK-ELS-U | Building Service,Lighting - Room | Safety Equipment | 41963 |  | http://www.toronto.ca/TWONTO#collection_of_assets |  | Building U, Anaerobic Digesters Bldg.
90042 | 84280 | WTR-PRH-DR-0005 | Door | WTR-PRH-AUX | Door,Access | Door |  | DR | http://www.toronto.ca/TWONTO#door
122056 | 79703 | THC-AER-TSH-7169 | Switch,Temperature-High,Blower 7100 Room,Blower Air System Phase I &IV | THC-AER-BL-7100-I-IV | Switch,Temperature | Switch |  | TSH | http://www.toronto.ca/TWONTO#temperature_switch |  | Blower, Aeration System
43232 | 33041 | TAB-CW-SQ-0660 | Emerg. Eyewash & Shower Stns, Seawall Substation | TAB-ELS-STRC-SW | Safety,Eye wash | Safety Equipment |  | SQ | http://www.toronto.ca/TWONTO#emergency_eyewash_and_shower |  | Seawall Substation
18477 | 92944 | FHA-SES-LDR-0505 | FHA-SES-LD-0030 - 8' Ladder Fiberglass ( East pipe Gallery ) | FHA-SES | Safety | Safety Equipment |  | LDR | http://www.toronto.ca/TWONTO#ladder |  | Safety & Environmental Services
136646 | 92176 | THR-MCS-LD-0097 | Chain Hoist, JET,1/2 T | THR-LD-WA3 | Lifting Device,Hoist,Manual | Lifting Device |  | LD | http://www.toronto.ca/TWONTO#lifting_equipment_hoist |  | Lifting Devices, Chain Hoist, Come Along & Slings
8962 | 58608 | COL-YKP-DA-110675AA(S) | Davit Base Leg-110675AA | COL-YKP-DA-0016S | Safety | Safety Equipment | 46001 | DA | davit_base |  | Davit Arm Assembly with Upper Arm-110675
76952 | 35838 | THR-PLT-HS-1246 | Switch, Hand, Conveyor 1246, Path A, Preliminary Treatment, Grit Removal - Vortex - South Plant (Head house) | THR-PLT-CV-1246 | Switch,Hand | Switch |  | HS | hand_switch |  | Conveyor, Screw, Conveyor, Path B, To Trailer Conveyor 0250 - S
57947 | 97823 | THC-AER-T-3000 | Tank, Aeration | THC-AER-PHASE I-IV | Tank,Non-Pressurized | Tank |  | T | http://www.toronto.ca/TWONTO#aeration_tank |  | AerationTreatment
35022 | 56890 | COL-YKP-FAK-080119 | First Aid Kit, Truck #80119 (2022 FORD F550) | COL-YKP-VEH-080119 | Safety,First Aid Kit | Safety Equipment |  | FAK | http://www.toronto.ca/TWONTO#first_aid_kit |  | Vehicle, Truck #080119 (2022 FORD F550)
29106 | 61697 | COL-PWN-LSH-0001 | Switch, Level-High | COL-PWN-MISC | Switch,Level | Switch |  | LSH | http://www.toronto.ca/TWONTO#level_switch |  | Miscellaneous Equipment
34611 | 89642 | MAIN-268 | Main 268 | WTR-LWA | [6 empty] | Work Area 2 Central Mains and Chambers
30137 | 69431 | COL-PWR-LSL-0403 | Switch, Level-Low | COL-PWR-MISC | Switch,Level |  | 35098 | LSL |  |  | Miscellaneous Equipment
120824 | 51763 | THC-ACC-HTR-0051 | Heater, Forced Flow, 12.5kW, Admin. Building Ground Floor, Vestibule 102 | THC-ACC-BLDG K |  | HVAC |  | HTR | http://www.toronto.ca/TWONTO#heater |  | Administration Building, HVAC
39075 | 29374 | COL-YKP-SRL-092080 | Self Retrieval Line-092080 | YKP-BLD | Safety | Safety Equipment |  | SRL | self_retracting_line |  | Collections - 435 Kipling Ave. Building envelope
31398 | 75877 | COL-RBB-DM-0004 | Damper/Louver, Fan 0002 | COL-RBB | Damper/Louver |  |  | DM |  |  | Western Beaches Tunnel (Battery Park)-Storm
26389 | 27906 | FHO-SES-SQ-8003 | Eye Wash Bottle, Station #3, Admin Building, S2, Welding Shop | FHO-SES-SQ-0004 | PPE,Eyewash Station | Safety Equipment |  | SQ | eye_wash_bottle |  | First Aid
96961 | 47000 | FIS-FEQ-DR-0073 | Door, Fire, Flourode & Ammonia Building | FIS-GRK-STRC-0001 |  | Door |  | DR | http://www.toronto.ca/TWONTO#door
135882 | 38968 | THR-FT-PSL-2721 | Switch, Pressure-Low, Pump 2721, Secondary Treatment, RAS Pumping - North | THR-FT-P-2721 | Switch,Pressure-Low | Switch |  | PSL | http://www.toronto.ca/TWONTO#pressure_switch |  | Pump, Centrifugal, Secondary Treatment,Tunnel 23 North, RAS Pumping - North
26852 | 90233 | FHO-TRW-T-0002 | Tank, Surge, District 1E2, Surge Building, S4, Tank Room | FHO-TRW-T-0002-KQ | Vessel,Pressure,Surge | Tank |  | T | http://www.toronto.ca/TWONTO#pumping_surge_suppression_tank |  | Surge Tank 2
34517 | 73727 | MAIN-181 | Main 181 | WTR-LWA | [6 empty] | Work Area 2 Central Mains and Chambers
43180 | 71817 | TAB-CW-FSH-0011 | Switch, Flow, High,Eye Wash & Shower Station ,Truck Loading bldg. Mezzanine Level | TAB-CW-SQ-0011 | Switch,Flow-High | Safety Equipment |  | FSH | http://www.toronto.ca/TWONTO#flow_switch |  | Eye Wash Station , Truck Loading bldg. Mezzanine Level
108977 | 60576 | TAB-CAP-PRJ-0022 | New Waste Gas Burner Project | TAB-DIG-BU | Burner,Waste Gas | Burner |  | PRJ | project |  | Waste Gas Burner
79145 | 7187 | THR-ELS-MCC-2502 | Control Panel, MCC 2502, Engine Room, COGEN MCC-2502 (MCC EGA-1) | THR-ELS-CG | Control Panel,MCC | Motor Control Centre |  | MCC | http://www.toronto.ca/TWONTO#LV_electrical_panel |  | Electrical System, Co-Generation
129626 | 76271 | THR-ACC-AHU-0200 | Air Handling Unit, Air Supply, North Grit Fan Room | THR-ACC-GRIT | Air Handling Unit | HVAC |  | AHU | http://www.toronto.ca/TWONTO#air_handler_unit |  | Heating, Ventilation and Air Conditioning, Grit Building
43998 | 32256 | TAB-DEW-PSH-3310 | Switch Pressure,High,Delivery, Pump-3310 | TAB-DEW-P-3310 | Switch,Pressure | Switch |  | PSH | http://www.toronto.ca/TWONTO#pressure_switch |  | Pump, Polymer Solution Feed #1
50804 | 90017 | TAB-PRM-FSL-2402 | Switch ,Flow, Low,Seal water to Scum Pump P-2402 | TAB-PRM-P-2402 | Switch,Flow | Switch |  | FSL | http://www.toronto.ca/TWONTO#flow_switch |  | Pump, Positive Displacement , Primary Treatment, Scum Pumping, Primary Gallery
74124 | 98432 | THR-EPS-LSL-0415 | Switch, Level-Low, Grease Tank 0415, Plant Service, Effluent Pump, Centrifugaling | THR-EPS-P-0410 | Switch,Level-Low | Switch |  | LSL | http://www.toronto.ca/TWONTO#level_switch |  | Pump, Centrifugal, Screw
80020 | 84122 | THR-WA3-LD-0055 | Sling, Nylon, Work Area 3 (2" X 5') | THR-LD-NYLN-WA3 | Lifting Device,Sling | Lifting Device |  | LD | synthetic_web_sling |  | Slings, Nylon, Work Area 3
134980 | 60314 | THR-ELS-SQ-0022 | Grounding Cable, Electrical Safety Equipment | THR-ELS-SQ | Safety | Safety Equipment |  | SQ | ? |  | Electrical Safety Equipment, Gloves, Hot Stick, HVT & Megger
125809 | 63104 | THC-GRK-DR-G | Doors, Building G | THC-GRK-MAINT |  | Door |  |  | http://www.toronto.ca/TWONTO#door
41531 | 13865 | TAB-ACC-TSL-1853 | Switch,Temperature,Low,Supply Air , | TAB-ACC-AHU-1853 | Switch,Temperature | Switch |  | TSL | http://www.toronto.ca/TWONTO#temperature_switch |  | AHU, Blower Bldg
18227 | 71494 | FHA-SPC-RPU-1211 | Computer, SCADA Client. Pump Building Basement, Switchgear Room | FHA-ELS | Computer Equipment | Remote Processor Unit |  | RPU | http://www.toronto.ca/TWONTO#operator_interface_terminal |  | Electrical
117344 | 24816 | TAB-RSP-PSL-2202 | Switch, Pressure,Low, Seal Water to Pump-2202 | TAB-RSP-P-2202 | Switch,Pressure | Switch |  | PSL | http://www.toronto.ca/TWONTO#pressure_switch |  | Pump, Raw Sewage #2
96939 | 50748 | FIS-FEQ-DR-0029(S) | Door, Fire, Workshop & Office Building | FIS-GRK-STRC-0001 |  | Door |  | DR | http://www.toronto.ca/TWONTO#door
37264 | 2787 | NX2090A | Fan, Air Supply Unit-Floatation Bldg | TAB-ACC-AHU-THK | Fan | HVAC | 34571 |  | http://www.toronto.ca/TWONTO#blower_or_fan_with_drive |  | AHUs/Supply Fans Float. Bldg.
89343 | 32503 | WTR-RMI-ZS-0053 | Instrument, Door Position Switch, Water Transmission | WTR-RMI-AUX |  | Switch |  | ZS | http://www.toronto.ca/TWONTO#position_switch |  | Auxiliary Equipment (Building Facilities)
22 | 16592 | 20665 | TAB WA4 Internal telephones & Public address system | 50588 |  | Communications Equipment |  |  | http://www.toronto.ca/TWONTO#public_annoucement_speaker |  | WA4 common to Work Area
118032 | 64507 | TAB-SES-SQ-0001 | Safety,First Aid Kit,North Substation,1st Floor,West | NORTH SUBSTN_1ST FLR | Safety,First Aid Kit | Safety Equipment |  | SQ | http://www.toronto.ca/TWONTO#first_aid_kit |  | MSA Substation,1st Floor
5897 | 67322 | COL-PLB-TSH-0151F | Switch, Temperature-High | COL-PLB-AUX-MECH | Switch | Switch | 34554 | TSH | http://www.toronto.ca/TWONTO#temperature_switch |  | Mechanical Equipment
131080 | 1912 | THR-AER-PSLL-1711 | Switch, Pressure-Low-Low, Lube Oil, Blower 1711, Secondary Treatment, Aeration Blower System - North | THR-AER-T-1714 | Switch,Pressure-Low | Switch |  | PSLL | http://www.toronto.ca/TWONTO#pressure_switch |  | Tank, Non-Pressurized, Auxiliary Oil, Blower 1711, Secondary Treatment, Aeration Blower System - North
111227 | 40032 | TAB-DIG-TSH-4200 | Switch,Temperature, High, Discharge, Digester Gas, Compressor C-4200 | TAB-DIG-C-4200 | Switch,Temperature | Switch |  | TSH | http://www.toronto.ca/TWONTO#temperature_switch |  | Compressor #4, Gas (DX5004A) Digester Tank 20 & 22,
120590 | 1783 | THC-ACC-F-5822 | Filter,Outdoor Air,Plant Stores | THC-ACC-BLDG B |  | Filter |  | F | http://www.toronto.ca/TWONTO#replaceable_air_filter |  | Mechanical Shop (Chlorine) Building HVAC
133952 | 62022 | THR-DIS-P-S | Disinfection, Pumps, Sump & Chlorine Solution | THR-DIS |  |  | 34863 |  |  |  | Disinfection
58329 | 38785 | THC-DCL | Dechlorination Process | THCLIQMNT | [6 empty] | THC Liquids Maintenance
20385 | 38308 | FHO-ALM-T-0201 | Tank, Alum/Ferric Storage 2, Alum System, S4 Chemical Building | FHO-ALM | Tank,Reservoir | Tank |  | T | http://www.toronto.ca/TWONTO#chemical_storage_tank |  | Alum System
113440 | 65610 | TAB-ELS-SQ-3004 | PPE Cabinet with PPE- Gas Control Bldg | TAB-ELS-ESQ | PPE | Safety Equipment |  | SQ | ppe_cabinet |  | Electrical Safety Equipment
94790 | 28575 | FHO-SES-SCBA-0035 | Cylinder, SCBA, Air Pack, 2216 PSI, Ser #OJ-380930 | FHO-SES-SQ-0003 | PPE,SCBA | Safety Equipment |  | SCBA | http://www.toronto.ca/TWONTO#compressed_gas_cylinder |  | Breathing Air Tanks
127140 | 13166 | THC-PLT-HS-0830 | Switch, Rope, Emergency Stop, Conveyor, Screen Room, Screenings Conveyance | THC-PLT-CV-0830 |  | Switch |  | HS | hand_switch |  | Conveyor, Screw, Screen Room, Screenings Conveyance
74547 | 85056 | THR-FT-FSL-4403 | Switch, Flow-Low, Seal Water, Pump P-4403, RAS Pumping - South | THR-FT-P-2724 | Switch,Pressure-Low | Switch |  | FSL | http://www.toronto.ca/TWONTO#flow_switch |  | Pump, Centrifugal, Secondary Treatment,Tunnel 23 North, RAS Pumping - North
8704 | 62333 | COL-RBC-WEL-0100 | Wet well | COL-RBC | Well |  |  | WEL |  |  | Cowan Shaft (WBT)-storm
62522 | 56078 | THC-MCS-LD-0000000004 | BELOW THE HOOK ATTACHMENT SPREADER BAR (insp Liftsafe) | THC-MCS-LD | Lifting Device | Lifting Device |  | LD | http://www.toronto.ca/TWONTO#fall_protection_sling |  | Mechanical Services, Lifting Device
21800 | 50164 | FHO-ELS-MCC-0910 | Motor Control Centre, Raw Water PS, S7, Electrical Room | FHO-ELS-INQ | Control Panel,MCC | Motor Control Centre |  | MCC | http://www.toronto.ca/TWONTO#LV_electrical_panel |  | Power Management
90677 | 68977 | WTR-PSC-DR-0002 | Door, Room, Main Entrance | WTR-PSC-AUX | Door | Door |  | DR | http://www.toronto.ca/TWONTO#door
129546 | 46023 | THE-ELS-LSL-0100 | Switch, Level, Low, Sump Pump 0100A/0101, Old Main Sub Station | THR-ELS-CP-0100 | Switch,Level-High-High | Switch |  | LSL | http://www.toronto.ca/TWONTO#level_switch |  | Control Panel,Sump Pump 0100A/0101,Old Main Sub Station
129830 | 76259 | THR-ACC-EV-3601 | Evaporator,1,Cooling,Electrical Room,East Workshop | THR-ACC-CU-4803 | H.V.A.C.,Air Conditioner | HVAC |  | EV | http://www.toronto.ca/TWONTO#AC_evaporator_unit |  | Condensing Unit, Air Conditioning, NE Roof, West Substation
50277 | 52048 | TAB-PLT-STR-9405A | Strainer, Inlet, City Water Supply Line to FIT, Conduit 5 | TAB-RSP-PIP-0005 | Strainer | Filter |  | STR | http://www.toronto.ca/TWONTO#strainer |  | Influent Conduit # 5, Raw Sewage Conduit from Main Pumping Station
6125 | 34249 | COL-PSD-RPU-0001 | Remote Processing Unit, All control and Instrumentation Equipment - RPU | COL-PSD-MISC |  | Remote Processor Unit |  | RPU | http://www.toronto.ca/TWONTO#RPU_panel |  | Miscellaneous Equipment
34559 | 96993 | MAIN-222 | Main 222 | WTR-MT3 | [6 empty] | Work Area 3 WEST Mains and Chambers
136629 | 2741 | THR-MCS-CHR-4218 | Chair, Shop Stool, Issued to Terry McNany | THR-MCS-MT2-WA2 |  | Tool |  | CHR | shop_stool |  | Machine Tool-2
112629 | 68242 | TAB-EL1-LP-6226 | Power Distribution Panel, 3 phase, Lighting, Electrical Room, D Bldg. | TAB-EL1-MCC-6226 | Circuit Breaker | Power Distribution Panel |  | LP | http://www.toronto.ca/TWONTO#LV_electrical_panel |  | Motor Control Centre 600V - D Bldg
109318 | 67338 | TAB-DEW CENTRATE | Centrate Systems | TAB-WORK-AREA-3 | [6 empty] | Work Area 3
61730 | 27191 | THC-FT-T-0600 | Tank, Secondary Clarifier | THC-FT-T-OLD PLANT |  | Tank |  | T | http://www.toronto.ca/TWONTO#clarifier |  | Tank, Secondary Clarifier
134978 | 44102 | THR-ELS-SQ-0020 | Grounding Cable, Electrical Safety Equipment | THR-ELS-SQ | Safety | Safety Equipment |  | SQ | ? |  | Electrical Safety Equipment, Gloves, Hot Stick, HVT & Megger
54281 | 91964 | TAB-SA-RPU-0734 | RPU, Air Compressor, Controller, Auxiliary Systems Building, Main Floor | TAB-SA-C-0400 | RPU | Remote Processor Unit |  | RPU | http://www.toronto.ca/TWONTO#RPU_panel |  | Air Compressor, Auxiliary Systems Building, Main Floor
128740 | 57501 | THC-SES-MEQ-0613 | Anchor, Fall Arrest, Electrical Building and RAS Pumphouse, Roof, SW Plant | THC-ACC-BLDG H |  | Safety Equipment |  | MEQ | fall_arrest_anchor |  | Phase I Aeration Building, HVAC
56328 | 8406 | FCL-TRW-F-0004 | Filter, Secondary Outlet, Air Compressor 0002, Surge Tank Building | FCL-TRW-C-0002 | Filter | Filter |  | F | http://www.toronto.ca/TWONTO#replaceable_air_filter |  | Compressor, Stationary, Surge Tank Building
67355 | 41344 | FCL-TRW-LSLL-0001 | Switch, Level-Low-Low, Tank 0001, Surge Tank Building | FCL-TRW-T-0001 | Switch,Level-Low-Low | Switch |  | LSLL | http://www.toronto.ca/TWONTO#level_switch |  | Vessel, Pressure, Surge, Surge Tank Building
65482 | 77588 | FCL-SES-SQ-1020 | Electrical Safety Gloves, High Voltage, Class 4, Group B, # | FCL-SES-SQ-0101 | PPE,Insulated Glove | Safety Equipment |  | SQ | http://www.toronto.ca/TWONTO#rubber_insulating_gloves |  | Eyewash Station/Shower, Dry Chemical Building, Alum Containment Area
50189 | 78443 | TAB-PLT-T-0421 | Grit Hopper #4 | TAB-PLT-T | Tank | Tank |  | T | http://www.toronto.ca/TWONTO#storage_tank |  | P Building - Grit Tanks 1-12 & Hoppers 1 - 6
90537 | 61494 | FHO-AUX-METR-0003 | Meter, Multipurpose, Portable, Fluke 789, Admin Building, S2, Electrical Work Shop | FHO-AUX-CAL-GRP2 | Meter,Multi | Test Equipment |  | METR | electrical_meter |  | Meters, Group 2, Admin Building, S2, Electrical Work Shop
29660 | 63245 | FIS-MCS-T-5001 | Tank, Domestic Hot Water, Ammonia & Fluoride Building, Near Server Room | FIS-MCS |  | Tank |  | T | http://www.toronto.ca/TWONTO#tanked_hot_water_heater |  | Mechanical Services
50190 | 3913 | TAB-PLT-T-0500 | Tank, Reservoir, Grit Removal, Grit Bldg., P Bldg. | TAB-PLT-T | Tank,Reservoir | Tank |  | T | http://www.toronto.ca/TWONTO#sedimentation_tank |  | P Building - Grit Tanks 1-12 & Hoppers 1 - 6
32260 | 75149 | COL-SMC-AIT-0001 | Analysis Indicating Transmitter, Gas | COL-SMC-MISC | Transmitter |  |  | AIT |  |  | Miscellaneous Equipment
118381 | 29289 | TAB-SQ-LD | WA8 Safety Equipment Lifting Devices | TAB-SES-WA8 |  | Safety Equipment |  |  | http://www.toronto.ca/TWONTO#collection_of_assets |  | WA 8 Safety Equipment,
84651 | 34632 | WTR-PDS-TSH-0002S | Switch,Temperature,High | WTR-PDSS | Switch | Switch | 38634 | TSH | http://www.toronto.ca/TWONTO#temperature_switch |  | Dorset Pumping station (Chamber Replaced with Pod)
39135 | 89580 | TAB-ACC-DM-6525 | Damper, Motorized, Supply Air, AHU-6520, Mechanical RM No. 2, Screen Bldg., P Bldg. | TAB-ACC-AHU-6520 | Damper/Louver | HVAC |  | DM | http://www.toronto.ca/TWONTO#air_damper |  | Air Handling Unit, Mechanical Room no.2, Screen Bldg., P Bldg.
64102 | 89129 | THC-PRM-CLR-0930 | Sludge Bottom Scraper Mechanism, Primary Clarifier 1000, SW Plant | THC-PRM-T-0900 |  | Drive mechanism |  | CLR | http://www.toronto.ca/TWONTO#collector_mechanism |  | Tank, Primary Clarifier
118224 | 51146 | TAB-SLO-PSL-0414 | Switch, Pressure, Low, Water to Biofilter Cell | TAB-SUSPENDED ENTITY | Switch,Pressure | Switch | 46250 | PSL | http://www.toronto.ca/TWONTO#pressure_switch |  | Suspended entities
47552 | 30814 | TAB-EL1-TS-6533 | Power Distribution, Automatic Transfer Switch, Generator, Standby Power, 600V | TAB-EL1-PDP-6009 |  |  |  | TS |  |  | Power Distribution Panel, 600V, Z Building Outdoor Substation
95209 | 88988 | FHO-TRW-P-0101A-KQ | Treated Water Output Sampling | FHO-OBSOLETE |  |  |  | P |  |  | Removed From Service
145154 | 69347 | WTR-PLW-SQ-0002 | Eye Wash Station | WTR-PLW-AUX | PPE,Eyewash Station | Safety Equipment |  | SQ | http://www.toronto.ca/TWONTO#emergency_eyewash |  | Auxilliary Equipment (Building Facilities)
96994 | 91483 | FIS-FEQ-FEQ-4005-SUS | Fire extinguisher, Type ABC, Fire Prevention, Training Room | FIS-MARINE-BUILDING |  | Safety Equipment | 46931 | FEQ | ? |  | FIS Marine Yard Building
132526 | 62192 | THR-DIG-FDT-7720 | Flame detector, BU-7720, WGB Bldg Roof | THR-DIG-BU-7720 | Control Panel,Operator | Burner |  | FDT | http://www.toronto.ca/TWONTO#flame_or_combustion_sensing_instrument |  | Waste Gas Burner, Burner 7720, WGB Bldg Roof
117780 | 46002 | TAB-SES-AED-0004 | Automated external defibrillators- AED | TAB-SES-AED | Safety,Defibrillator | Safety Equipment |  | AED | http://www.toronto.ca/TWONTO#automatic_external_defibrillator |  | Safety Medical Instruments-AED
147108 | 23939 | WTR-RMI-ZS-0048 | Instrument, Door Position Switch, Water Transmission | WTR-RMI-AUX |  | Switch |  | ZS | http://www.toronto.ca/TWONTO#position_switch |  | Auxiliary Equipment (Building Facilities)
39042 | 8686 | TAB-ACC-DM-1442 | Damper, Actuated, Exhaust | TAB-ACC-VAV-1442 | Damper/Louver | HVAC |  | DM | http://www.toronto.ca/TWONTO#air_damper |  | Heater, Hot Water Reheat Coil, Variable air
96836 | 42495 | FIS-ELS-TLX-0002 | Hydro Meter Location | FIS-ELS-PS-0001 |  |  |  | TLX |  |  | Primary Power System
65070 | 45329 | THC-ELS-LP-1205 | Lighting Panel, Supply From LP-1201, Admin. Building Ground Floor, Storge Room | THC-ELS-LP-1201 |  | Power Distribution Panel |  | LP | http://www.toronto.ca/TWONTO#LV_electrical_panel |  | Lighting Panel, 120/208V, 3PH, 400A, Supply From TR-1201, Admin. Building Ground Floor, UPS Room
145275 | 95742 | WTR-PMI-DS-0502 | Switch, Fused Disconnect, Water Transmission | WTR-PMI-ELS | Damper/Louver | Switch |  | DS | http://www.toronto.ca/TWONTO#disconnect_switch |  | Electrical System
7330 | 37822 | COL-PSL-LSLL-0101 | Switch, Level Low-Low | COL-PSL | Switch,Level |  |  | LSLL |  |  | Sewells Road Sewage Pumping Station
64172 | 76069 | FCL-RW-FSL-0801 | Switch, Flow Low, Sampling Pump 0801, Sampling Pumps, Low Lift PS Basement | FCL-RW-SAMP | Switch,Flow-Low | Switch |  | FSL | http://www.toronto.ca/TWONTO#flow_switch |  | Raw Water Sampling
139919 | 28477 | TNT-AER-T-0800 | Tank,Aeration # 8 | TNT-AER | Tank,Non-Pressurized | Tank |  | T | http://www.toronto.ca/TWONTO#aeration_tank |  | Aeration Treatment
120486 | 74336 | THC-ACC-DM-0741 | Damper,Actuated,Outside Air,Thickening Building Mechanical Room Ventilation | THC-ACC-FN-0701 | Damper/Louver | HVAC |  | DM | http://www.toronto.ca/TWONTO#air_damper |  | Fan,Centrifugal,Exhaust,Thickening Building Mechanical Room Ventilation
94834 | 88833 | FHO-SES-SQ-2630_SU | High Voltage Insulated Gloves --Serial number 2630 Barry Kelly | FHO-SES-SQ-1000 | PPE,Insulated Glove | Safety Equipment | 34531 | SQ | http://www.toronto.ca/TWONTO#rubber_insulating_gloves |  | High Voltage Insulated Gloves
39173 | 25768 | TAB-ACC-F-0787 | Filter, Boiler Feedwater | TAB-HRS-BO-P | Filter | Filter |  | F | http://www.toronto.ca/TWONTO#discrete_unit_of_treatment_filter |  | Steam Boiler Feedwater System, Softeners
58123 | 13081 | THC-ACC-AHU-6200 | Air Handling Unit, Blower Room, 2nd Floor Mech Room #2, Headworks | THC-PLT-BLDG-0001 | Air Handling Unit | HVAC |  | AHU | http://www.toronto.ca/TWONTO#air_handler_unit |  | New Head House, preliminary process
127580 | 90744 | THC-PRM-LSLL-0174 | Switch, Level Low, Sump Pump Control, NW Plant | THC-PRM-P-0174 | Sensor,Level | Switch |  | LSLL | http://www.toronto.ca/TWONTO#level_switch |  | Pump, Centrifugal Submersible, Drainage, NW Plant
9939 | 32940 | FCL-AI-F-0002 | Filter, Instrument Air, Compressor C-0101 Discharge, High Lift Building, Compressor Room | FCL-TRW-C-0101 | Filter | Filter |  | F | http://www.toronto.ca/TWONTO#replaceable_air_filter |  | Compressor, Service Air Monitoring - High Lift
107538 | 64641 | TAB-ACC-T-6503 | Tank, Domestic Hot Water, Workshop Mechanical Room No. 4, Screen Bldg., P Bldg. | TAB-ACC | Tank | HVAC |  | T | http://www.toronto.ca/TWONTO#tanked_hot_water_heater |  | Plant HVAC Equipment
66655 | 48252 | THC-STR-PSL-0145 | Switch, Inlet, Pressure-Low, Pump 0140, Secondary Clarifiers 0100&0200 - Old Section | THC-STR-P-0140SUSP | Switch,Pressure-Low | Switch | 41052 | PSL | http://www.toronto.ca/TWONTO#pressure_switch |  | Pump, Tank 0100-0200, Secondary Clarifier, RAS/WAS
63210 | 85704 | THC-OCS-LSH-0200 | Switch, Sump Level High, Phase I/IV Biofilter Sump, Phase I/IV Odour Control | THC-OCS-P-0210 | Switch,Level-High | Switch |  | LSH | http://www.toronto.ca/TWONTO#level_switch |  | Sump Pump No.1, Phase I/IV Biofilter Sump, Phase I/IV Odour Control
50954 | 34972 | TAB-PRM-PSL-4301 | Switch Pressure,Low,Grinder Inlet side, | TAB-PRM-GDR-4300 | Switch,Pressure | Switch |  | PSL | http://www.toronto.ca/TWONTO#pressure_switch |  | Grinder, Primary Sludge Line
44120 | 40920 | FCL-ACC-HTR-0308 | Heater, Re-Heat Unit, 208V, Admin Building, First Floor, Corridor 103, Ceiling South | FCL-ACC-ADMIN |  |  |  | HTR |  |  | Administration Building HVAC Equipment
33635 | 13839 | COL-YKP-DA-0018(S) | Davit Arm-1671141 | COL-YKP-DA |  | Safety Equipment | 39123 | DA | http://www.toronto.ca/TWONTO#fall_arrest_Davit_arm |  | Davit Arm Assembly
112179 | 66666 | TAB-DIS-EV-1501 | Evaporator #5 | TAB-DIS-CHL-5 | Evaporator | Evaporator |  | EV | http://www.toronto.ca/TWONTO#chlorinator_system |  | Chlorination Train #5
147151 | 31011 | WTR-RRG-TSH-0001 | Switch, Temperature-High, Building Alarm | WTR-RRG-AUX | Switch,Temperature-High | Switch |  | TSH | http://www.toronto.ca/TWONTO#temperature_switch |  | Auxiliary Equipment (Building Facilities)
66871 | 42686 | THC-GRK-VEH-378166 | Vehicle, Personal Carrier, Kubota (WA4) | THC-GRK-VEHICLES | Vehicle,Unlicensed | Vehicle | 36935 | VEH | http://www.toronto.ca/TWONTO#golf_cart
121148 | 92907 | THC-ACC-RPU-1401 | Remote Processing Unit, Transmitter,Remote I/O,Digester,MCC Room Main Control Panel | THC-ELS-PS-0001-U | Transmitter | Remote Processor Unit |  | RPU | http://www.toronto.ca/TWONTO#RPU_panel |  | Primary Power Equipment, Building U
81682 | 68040 | TNT-STR-FSL-1801 | Switsh,Flow,Low, C.W to Gland | TNT-STR-P-1801 | Switch,Flow | Switch |  | FSL | http://www.toronto.ca/TWONTO#flow_switch |  | Pump, Return Sludge # 8
138312 | 23740 | THR-SES-FAS | Fall Arrest Sytem (Harness and Lanyard), Safety Equipment | THR-SES-SQ |  | Safety Equipment |  |  | http://www.toronto.ca/TWONTO#fall_arrest_harness |  | Safety Equipment
127274 | 33072 | THC-PLT-TSH-2211 | Switch, Temperature, High, Blower BL-2200, Blower Room, Channel Aeration | THC-PLT-BL-2200 | Switch,Temperature-High | Switch |  | TSH | http://www.toronto.ca/TWONTO#temperature_switch |  | Blower, Blower Room, Channel Aeration
101678 | 52750 | MAIN-294 | Main 294 | WTR-LWA | [6 empty] | Work Area 2 Central Mains and Chambers
97603 | 13752 | FIS-RAW WATER BLDG | Building Location | FIS-SPC2 | [6 empty] | Process Control Systems - Equipment
60903 | 20450 | THC-ELS-LTX-BLDG D | Exit Lights, Bldg. D | THC-GRK-ELS-D | Building Service,Lighting - Room | Safety Equipment | 41945 |  | http://www.toronto.ca/TWONTO#collection_of_assets |  | Building D
19513 | 74033 | FHO-ACC-RPU-0601 | Remote Programming Unit, Raw Water Building HVAC, Raw Water Building, S7, Storage Area | FHO-MCS-HVAC | Controller,PLC | Remote Processor Unit |  | RPU | http://www.toronto.ca/TWONTO#RPU_panel |  | Plant HVAC
94984 | 34603 | FHO-SPC-COM-1500 | Access Closet, Surge Building, S2, Compressor Room | FHO-SPC |  | Communications Equipment |  | COM | http://www.toronto.ca/TWONTO#network_panel |  | Process Control Systems - Services Area
93857 | 69114 | FHO-POL-T-0201-KQ | Polymer Solution Storage Tank 2 | FHO-POL |  |  |  | T |  |  | Polymer System
30939 | 86234 | FIS-FEQ-DR-0045 | Door, Fire, Workshop & Office Building | FIS-GRK-STRC-0001 |  | Door |  | DR | http://www.toronto.ca/TWONTO#fire_rated_door
124983 | 18940 | THC-ELS-LTX-BLDG A | Exit Lights, Bldg. A | THC-GRK-ELS-A | Building Service,Lighting - Room | Safety Equipment | 41942 |  | http://www.toronto.ca/TWONTO#collection_of_assets |  | Building A
26223 | 21730 | COL-YKP-VEH-0003S | Vehicle, Truck #080079 (Ford F550) | COL-W-OBSOLETE | Vehicle,Licensed | Vehicle | 43621 | VEH | http://www.toronto.ca/TWONTO#pickup_truck
52975 | 52106 | TAB-RSP-PSL-2206 | Switch, Pressure,Low, Seal Water to Raw Sewage Pump P-2206 | TAB-RSP-P-2206 | Switch,Pressure | Switch |  | PSL | http://www.toronto.ca/TWONTO#pressure_switch |  | Pump, Raw Sewage #6
75188 | 74383 | THR-FT-PSL-4621 | Switch, Pressure-Low, Pump P-4624 Suction, Scum Pumping - South | THR-FT-P-4624 | Switch,Pressure-High | Switch |  | PSL | http://www.toronto.ca/TWONTO#pressure_switch |  | Pump, Centrifugal, Drain, Gallery T20N
87791 | 19823 | FHO EUS TRAIN ROOM | Computer Location | FHO-EUS | [6 empty] | Production & End User Support
55968 | 29944 | TAB-ZBLD-FEQ-5386S | Extinguisher, Fire, 20 Lbs ABC, Z Building, Machine shop | TAB-WA7-FEQ-2182S | Fire Prevention,Extinguisher,Dry Chemical | Safety Equipment | 42757 | FEQ | ? |  | Extinguisher, Fire - Z Building
71668 | 20401 | THR-DIG-PSH-6401 | Switch, Pressure-High, Discharge Pump 6401, Tank 0400 | THR-DIG-P-6401 | Switch,Pressure-High | Switch |  | PSH | http://www.toronto.ca/TWONTO#pressure_switch |  | Centrifugal Pump, Sampling, Tank 0400
59003 | 70186 | THC-ACC-HTR-0124 | Unit Heater,Scrubber Room,Phase 4, bldg.O | THC-ACC-BLDG O | Air Handling Unit | HVAC |  | HTR | http://www.toronto.ca/TWONTO#heater |  | Phase IV , Building O HVAC
101681 | 94802 | MAIN-299 | Main 299 | WTR-LWA | [6 empty] | Work Area 2 Central Mains and Chambers
55717 | 21338 | TAB-STR-F-4005R | Filter, Lube Oil, Blower BL 4005 | TAB-STR-P-4005 | Filter | Filter |  | F | http://www.toronto.ca/TWONTO#replaceable_oil_or_fuel_filter |  | Pump, Main Oil ,Blower BL4005
130192 | 28483 | THR-ACC-NR-797 | HVAC, Heater Unit & Fan,Chlorine Bldg | THR-ACC-DIS | H.V.A.C.,Heater,Unit | HVAC |  | NR | http://www.toronto.ca/TWONTO#heater |  | Air Conditioning, HVAC, Chlorine Building
125203 | 41261 | THC-ELS-SQ-211163R | Spares, Electrical Safety gloves, High Voltage, Class 0, # 211163L | THC-SUSPENDED |  | Safety Equipment | 35495 | SQ | http://www.toronto.ca/TWONTO#rubber_insulating_gloves |  | Suspended entity
15457 | 17468 | FCL-WWW-LSHH-0012 | Switch, Level, High, High, Sanitary Sump, RMF Clarification Facility, Pump Room North | FCL-WWW-P-0001 |  |  |  | LSHH |  |  | Pump Sanitary Clarification Building, South
8841 | 58403 | COL-SMC-P-0200 | Pump, CSO tank | COL-SMC | Pump |  |  | P |  |  | Maclean Detention Tank-storm
112168 | 91989 | TAB-DIS-CHL-7 | Chlorination Train #7 | TAB-DIS-CHL |  |  |  | CHL |  |  | Chlorination Process
9828 | 46673 | FCL-ACC-RPU-0101 | RPU Panel, Low Lift BAS, Low Lift Pump Room S/E | FCL-TRW | Control Panel | Remote Processor Unit |  | RPU | http://www.toronto.ca/TWONTO#RPU_panel |  | Treated Water
12528 | 84361 | COL-PCU-TR-001 | Transformer, Power | COL-PCU |  |  | 35007 | TR |  |  | Cumber Pumping Station
26283 | 17345 | FHO-GRK-DR-2037S | Door, (FD-S2-37), Fire Rated, Ozone Building, S2, Raw Water Process Room, South West | FHO-GRK-FEQ-0001 | Fire Prevention,Door | Door |  | DR | http://www.toronto.ca/TWONTO#fire_rated_door
26231 | 95733 | COL-YKP-VEH-0009S | Vehicle, Truck #080070 (F550 XL) | COL-YKP | Vehicle,Licensed | Vehicle | 41258 | VEH | http://www.toronto.ca/TWONTO#pickup_truck
8544 | 86354 | COL-RBB-LIT-0229 | Transmitter, Level | COL-RBB | Transmitter,Level |  |  | LIT |  |  | Western Beaches Tunnel (Battery Park)-Storm
143048 | 9144 | WTR-365-RPU-0601 | Remote Processor Unit | WTR-365-CH-0006 | Meter,Flow,Magmeter | Remote Processor Unit |  | RPU | http://www.toronto.ca/TWONTO#RPU_panel |  | Chamber,Revenue Meter,Dufferin-Steeles (Magmeter)
9036 | 32848 | COL-YKP-VEH-0005S | Vehicle, Truck #067019 (RAM 2500) | COL-YKP | Vehicle,Licensed | Vehicle | 41050 | VEH | http://www.toronto.ca/TWONTO#pickup_truck
87990 | 29474 | WTR-PHL-DR-0001 | Door, Overhead | WTR-PHL-AUX | Fire Prevention | Door |  | DR | http://www.toronto.ca/TWONTO#fire_rated_door
123638 | 68923 | THC-DIG-SLUDGE DIST | Sludge Distribution, Digesters 0400-0700 | THC-DIG-DIGESTERS | [6 empty] | Primary Anerobic Digesters 0400-0700
34412 | 88392 | COL-YKP-DA-33019S | Davit Mast (45")-33019 | COL-W-OBSOLETE | Safety | Safety Equipment | 45529 | DA | davit_base |  | Col West Obsolete Entities
40082 | 45547 | DOS-SES-SCBA-0557 | SCBA 10 minutes escape pack | DOS-SES-SCBA | Safety | Safety Equipment |  | SCBA | http://www.toronto.ca/TWONTO#self-contained_breathing_apparatus |  | Self Contained Breathing Apparatus (SCBA)
10965 | 65965 | COL-PBF-FEQ-0001S | Fire Prevention, Extinguisher | COL-PBF-MISC | Fire Prevention,Extinguisher |  | 41312 | FEQ |  |  | Miscellaneous Equipment
119881 | 70973 | TAB-WA3-SQ-052B | Body Harness- Wei Zhang | TAB-DEW-SQ-0010 | PPE,Harness | Safety Equipment |  | SQ | http://www.toronto.ca/TWONTO#fall_arrest_harness |  | WA3 Fall arrest systems portable cranes/hoists, come alongs, slings, wire rope, chains, electrical equipment etc.,
135874 | 71607 | THR-FT-PSL-2523S | Switch, Pressure-Low, Suction, Pump 2523, RAS Pumping - South | THR-FT-P-2523 | Switch,Pressure-Low | Switch | 41008 | PSL | http://www.toronto.ca/TWONTO#pressure_switch |  | Pump, Centrifugal, Tank 1600 & 1700, RAS Pumping,Tunnel 23,South
9175 | 55849 | COL-YKP-FAK-0016S | First Aid Kit, Truck #080071 (F550) | COL-YKP | Safety,First Aid Kit | Safety Equipment | 41247 | FAK | http://www.toronto.ca/TWONTO#first_aid_kit |  | Kipling Yard
15134 | 6143 | COL-PIR-LSH-0103 | Switch, Level-High | COL-PIR-MISC | Switch,Level |  |  | LSH |  |  | Miscellaneous Equipment
121280 | 10913 | THC-ACC-TIT-6000 | Transmitter, Temperature, Domestic Hot Water, 2nd Floor Mech Room #1 | THC-ACC-T-6006 | Transmitter,Temperature | HVAC |  | TIT | http://www.toronto.ca/TWONTO#temperature_transmitter |  | Heater, Instantaneous, Domestic Water, Washroom, Ground Floor Washroom, Headworks
62685 | 71564 | THC-MCS-T-BLDG M | Domestic Hot Water Tank, Building M | THC-PWA-HWT | [6 empty] | Domestic Hot Water Tanks
20003 | 26552 | COL-PMD-LSL-0202 | Switch, Level-Low | COL-PMD-MISC | Switch |  |  | LSL |  |  | Miscellaneous Equipment
84950 | 88748 | WH4002A | Door, Overhead #2, Truck Loading Odour Control(rear), North-West | TAB-MCS-DR | Door,Overhead | Door |  |  | http://www.toronto.ca/TWONTO#roll_up_door
55672 | 51304 | TAB-WA3-TRG-0001 | WA3 Staff Training | TAB-DEW-SERVICES |  |  |  | TRG |  |  | Dewatering Building Service & Safety Systems
117206 | 95119 | TAB-RSP-FSL-2001 | Switch ,Flow, Low Alarm, Intake Air, M Bldg. Odour Control Unit | TAB-RSP-SB-2000 | Switch,Flow | Switch |  | FSL | http://www.toronto.ca/TWONTO#flow_switch |  | Carbon Scrubber, M Bldg
4195 | 20687 | COL-PDG-CP-0001 | Control Panel, Operator | COL-PDG-MISC | Control Panel |  |  | CP |  |  | Miscellaneous Equipment
10177 | 40876 | COL-MTI-LSH-2301B | Switch,Level-High,Upstream, Simcoe Control Chamber No.23B, MTI | COL-MTI-CH-2300B | Switch,Level-High | Switch |  | LSH | http://www.toronto.ca/TWONTO#level_switch |  | Chamber,Simcoe Control Chamber No.23B, MTI
113436 | 56147 | TAB-ELS-SQ-2005 | PPE Cabinet with PPE- Chlorine Bldg | TAB-ELS-ESQ | PPE | Safety Equipment | 40901 | SQ | ppe_cabinet |  | Electrical Safety Equipment
54088 | 27254 | TAB-STR-BL | Process Air Blowers & Lube Oil Pumps | TAB-WORK-AREA-LIQ | [6 empty] | TAB Work Area Liq
136482 | 95619 | THR-GRK-DR-4232 | Door, Access,Old Substation building, Center door | THR-DR-WA4 | Door,Access | Door |  | DR | http://www.toronto.ca/TWONTO#door
75773 | 59145 | THR-DCL-ZONE-3 | Zone 3, Simulator Contact Point | THR-DCL | Sampler | Sampler |  | ZONE | http://www.toronto.ca/TWONTO#sampling_point |  | Dechlorination
4586 | 39929 | COL-PGR-FQ-0001 | Meter, Flow | COL-PGR-MISC | Meter,Flow |  |  | FQ |  |  | Miscellaneous Equipment
115548 | 16954 | TAB-PRM-PLQ-D | Plumbing, General, D Bldg | TAB-PRM-STRC | Building Service,Domestic Plumbing | Plumbing |  |  | plumbing |  | D Building - Safety Equipments,Drains, Plumbing, Walls
146517 | 67789 | WTR-PTH-T-0601 | Tank, Domestic Hot Water | WTR-PTH-AUX | Tank,Domestic Hot Water | Tank |  | T | http://www.toronto.ca/TWONTO#tanked_hot_water_heater |  | Auxiliary Equipment (Building Facilities)
59458 | 51121 | THC - STR - T - 0800 | Door, Old Plant Aeration Tk # A8 | THC-GRK-DR-A |  | Door |  |  | http://www.toronto.ca/TWONTO#door
47748 | 51531 | TAB-EL2-MCC-6654 | Motor Control Centre, 600V | TAB-EL2-MCC-6624 |  | Motor Control Centre |  | MCC | http://www.toronto.ca/TWONTO#LV_electrical_panel |  | Motor Control Centre, 600V
118832 | 83682 | TAB-STR-PSLL-4008 | Switch,Pressure,Low, Low,Oil, Blower BL4008 lubrication | TAB-STR-P-4008 | Switch,Pressure | Safety Equipment |  | PSLL | http://www.toronto.ca/TWONTO#pressure_switch |  | Pump, Main Oil ,Blower BL4008
39437 | 72228 | TAB-ACC-FN-6482 | Fan, Centrifugal, Supply Air, Mech Room No. 5, Old Screen Bldg., P Bldg. | TAB-ACC-AHU-PBLDG | Fan,Centrifugal | HVAC |  | FN | http://www.toronto.ca/TWONTO#blower_or_fan_with_drive |  | AHUs/Supply Fans P. Bldg.
53567 | 73514 | TAB-SES-HTR-2202 | Emergency Eyewash/Shower Heater, Rail Car Unloading | TAB-SES-SQ-2202 | Heater | Safety Equipment |  | HTR | http://www.toronto.ca/TWONTO#emergency_eyewash_and_shower |  | Emergency Eyewash/Shower, Rail Car Unloading
115270 | 65057 | TAB-PLT-WSH-0641? | Switch,weight, High, Screen 0641 | TAB-SUSPENDED ENTITY | Switch,Weight-High | Switch | 35893 | WSH | http://www.toronto.ca/TWONTO#weight_switch |  | Suspended entities
59345 | 46223 | THC-DIG-FX-0500C | Flame Arrestor,Outlet,STR-0500B,Gas Low Pressure System,Building U | THC-DIG-0500 | Flame Arrester | Safety Equipment |  | FX | http://www.toronto.ca/TWONTO#flame_arrestor |  | Eliminated Role: Digester 0500
26953 | 41812 | FIS-CLA-F-0101-SUS | Filter, Gaseous Discharge Header from Pre Chlorination Evaporator Train 1, Chlorination System | FIS-CLA-CHL-0101 | Filter | Filter | 38161 | F | http://www.toronto.ca/TWONTO#replaceable_air_filter |  | Chlorinator, Pre Chlorination Train 1, Gaseous Chemical Building, Machine Room
119642 | 77847 | TAB-WA1-SQ-1047 | Sling | TAB-WA1-SQ-1000 | Lifting Device,Sling | Lifting Device |  | SQ | http://www.toronto.ca/TWONTO#fall_protection_sling |  | WA1 Lifting Devices and Slings
41501 | 29850 | TAB-ACC-TSH-1310 | Switch, Temperature, High, AHU-1300, Screen Bldg. Rooftop | TAB-ACC-AHU-1300 | Switch,Temperature-High | Switch |  | TSH | http://www.toronto.ca/TWONTO#temperature_switch |  | Air Handling Unit, D Bldg Roof
61992 | 90974 | FCL-FLO-T-0101 | Tank, Flocculation | FCL-FLO | Tank,Reservoir | Tank |  | T | http://www.toronto.ca/TWONTO#flocculation_tank |  | Flocculation
117784 | 49033 | TAB-SES-EESS | WA8 Safety Equipment, Emergency Eyewash & Shower Station | TAB-SES-WA8 |  | Safety Equipment |  |  | http://www.toronto.ca/TWONTO#collection_of_asset_roles |  | WA 8 Safety Equipment,
67922 | 33930 | FCL-TRW-PSH-0002 | Switch, Pressure-High, District 2, Treated Water Pumping Station | FCL-TRW-2 | Switch,Pressure-High | Switch |  | PSH | http://www.toronto.ca/TWONTO#pressure_switch |  | Treated Water Pumping
13281 | 69232 | FCL-FLT-LSL-1401-SUS | Switch, Level-Low, Filter 1401, , Filter No.1401 | FCL-FLT-F-1401 | Switch,Level-Low | Switch | 36625 | LSL | http://www.toronto.ca/TWONTO#level_switch |  | Filter, Carbon Activated, Filter Building, Filter Gallery East
135561 | 86933 | THR-FT-FSL-3336 | Switch, Flow-Low, HFW, Pump 3330, Secondary Treatment, Scum Pumping - North | THR-FT-P-3330 | Switch,Flow-Low | Switch |  | FSL | http://www.toronto.ca/TWONTO#flow_switch |  | Pump, Rotary Vane, Scum Tank 3300, System 4, Scum Pumping
120019 | 44224 | TAB-WA5-SQ-2043 | Spill Response Kit, Non-Aggressive Fluid | TAB-THK-SQ | Spill Kit | Safety Equipment |  | SQ | http://www.toronto.ca/TWONTO#spill_kit |  | WA5 Safety Equipment
139220 | 78105 | THR-THK-RPU-0007 | Remote Processor Unit, Thickening Main Centrifuge 1 | THR-THK | RPU | Remote Processor Unit |  | RPU | http://www.toronto.ca/TWONTO#RPU_panel |  | Sludge Thickening
78901 | 28188 | THR-SES-SQ-6476 | Lanyard for Harness, PPE Deodharry Singh | THR-SES-SQ | Safety | Safety Equipment | 35741 | SQ | lifeline |  | Safety Equipment
87638 | 90196 | WTR-PRH-LSH-0007 | Switch, Level High, Fuel Day Tank Containment Generator Room | WTR-PRH-AUX | Switch,Level-High | Switch |  | LSH | http://www.toronto.ca/TWONTO#level_switch |  | Auxiliary Equipment (Building Facilities)
71325 | 82679 | FHO-CLA-INJ-0401 | Eductor, Pre-Chlorine, S4, South Pipe Gallery, East Wall | FHO-CLA |  | Injector |  | INJ | http://www.toronto.ca/TWONTO#ejector |  | Pre Chlorination System
145093 | 13687 | WTR-PLW-HRN-0010 | PPE, Body Harness, S/N 1073499 | WTR-WEST-SES | PPE,Harness | Safety Equipment |  | HRN | http://www.toronto.ca/TWONTO#fall_arrest_harness |  | Safety & Lifting Devices
30474 | 92316 | FIS-SES-LDR-4502 | Ladder, 12'/26' Aluminum, Multiway, Workshop Building Near Washer/Dryer | FIS-SES | Safety | Tool |  | LDR | http://www.toronto.ca/TWONTO#ladder |  | Safety, Instrumentation & Environmental Services
121765 | 94215 | THC-ACC-V-6413 | Valve, Circuit Balancing, AHU-6400, 2nd Floor Mech Room #1, Headworks | THC-ACC-AHU-6400 | Valve,Ball | HVAC |  | V | http://www.toronto.ca/TWONTO#valve |  | Air Handling Unit, Screen Room/Conveyor Areas, 2nd Floor Mech Room #1, Headworks
71329 | 84472 | THR-DIG-LSH-0421 | Switch, Level-High, Liquid in Scrubber 0420, Digester Gas Compressor Bldg. Basement South | THR-DIG-SB-0420 | Switch,Level-High | Switch |  | LSH | http://www.toronto.ca/TWONTO#level_switch |  | Scrubber, Gas, Low Pressure Digester Gas, Gas Compressor Building
77789 | 9812 | THR-PRM-T-1000 | Tank, Primary Clarification - Primary Tank - North | THR-PRM-T | Tank | Tank |  | T | http://www.toronto.ca/TWONTO#clarifier |  | Primary Sedimentation Tanks
32213 | 6074 | COL-SKW-CB-0002 | Circuit Breaker, Tank Pump | COL-SKW-MISC | Circuit Breaker |  |  | CB |  |  | Miscellaneous Equipment
28522 | 46250 | FIS-DCL-T-0201 | Tank, Expansion, SO2 Liquid to Evaporator EV-0101, Gaseous Chemical Building,Storage Room | FIS-DCL-SO-0201 | Chemical Feeder,Gas | Tank |  | T | expansion_tank |  | Sulphonator, Gaseous Chemical Building, Machine Room
116114 | 39942 | TAB-PRS-LSHH-0413 | Switch, Level High High, Sanitary Sump | TAB-PRS-P-0413 | Switch,Level-High-High | Switch |  | LSHH | http://www.toronto.ca/TWONTO#level_switch |  | Pump, Submersible, Sanitary Sump , Middle of the 'J' tunnel between PRS Building and RAS gallery
34673 | 99504 | MAIN-341 | Main 341 | WTR-LWA | [6 empty] | Work Area 2 Central Mains and Chambers
7677 | 30799 | COL-PSU-FQ-0001 | Meter, Flow City Water | COL-PSU-MISC | Meter |  |  | FQ |  |  | Miscellaneous Equipment
55976 | 16777 | FCL-SPC-RPU-1723 | RPU Panel, Pretreatment Module 1, PAC Pump Area | FCL_ELS_MISCELLANEOUS | Control Panel | Remote Processor Unit |  | RPU | http://www.toronto.ca/TWONTO#RPU_panel |  | FCL_ELS_MISCELLANEOUS
27810 | 75468 | COL-PVM-FN-0003 | Fan, Centrifugal | COL-PVM | Fan |  |  | FN |  |  | Valleymede Sewage Pumping Station
75988 | 75654 | THR-JHSC-DIG | Digester Tanks & Surrounding Areas | THR-JHSC-WA1 |  | Safety Equipment |  |  | http://www.toronto.ca/TWONTO#collection_of_assets |  | Joint Health & Safety Committee WA1
78697 | 39629 | THR-SES-PGM-34664 | Personal Gas Meter | THR-SES-SQ-PGM | Safety | Safety Equipment | 40078 | PGM | http://www.toronto.ca/TWONTO#portable_gas_detector |  | Personal Gas Meter
44003 | 97205 | TAB-DEW-PSH-3404 | Switch Pressure,High,Delivery,Centrate Pump-3404 | TAB-DEW-P-3404 | Switch,Pressure | Switch |  | PSH | http://www.toronto.ca/TWONTO#pressure_switch |  | Pump, Old Wet Well # 4
26301 | 65128 | FHO-GRK-DR-2058S | Door, (FD-S2-58), Fire Rated, Ozone Building, S2, Plant Stores, East | FHO-GRK-FEQ-0001 | Fire Prevention,Door | Door |  | DR | http://www.toronto.ca/TWONTO#fire_rated_door
12642 | 51560 | FCL-ELS-LP-0400A | Lighting Panel, 575/120/208V, 225A, Low Lift Pump Room N/W | FCL-ELS-6 |  |  |  | LP |  |  | Interior Lighting
43234 | 86839 | TAB-CW-SQ-6003 | Emergency Eye Wash station, Dewatering Bldg., 2nd Floor South | TAB-DEW-SAFETY | PPE,Eyewash Station | Safety Equipment |  | SQ | http://www.toronto.ca/TWONTO#emergency_eyewash |  | Safety Equipment
101516 | 8017 | MAIN-087 | Main 087 | WTR-MT3 | [6 empty] | Work Area 3 WEST Mains and Chambers
128776 | 36343 | THC-SES-SQ-0507 | SCBA Unit 0506, Building X | THC-SES-SQ-SCBA | PPE,SCBA | Safety Equipment | 40869 | SQ | http://www.toronto.ca/TWONTO#self-contained_breathing_apparatus |  | SCBA Units, virtual entity
4902 | 70306 | COL-PKG-HTR-0002 | Heater, Dry Well | COL-PKG-MISC | Heater |  |  | HTR |  |  | Miscellaneous Equipment
70475 | 41099 | THR-CW-T-0540 | Tank, Hot Water Storage System, Admin Bldg. | THR-CW | Tank | Tank |  | T | http://www.toronto.ca/TWONTO#tanked_hot_water_heater |  | City Water
14438 | 64360 | FCL-SES-7 | Floatation Devices | FCL-SES |  |  |  | SES |  |  | Safety and Environmental Services
101738 | 63001 | MAIN-359 | Main 359 | WTR-LWA | [6 empty] | Work Area 2 Central Mains and Chambers
112263 | 58864 | TAB-DIS-SQ | Chlorine Building Safety Equipment | TAB-DIS |  | Safety Equipment |  |  | http://www.toronto.ca/TWONTO#collection_of_assets |  | Disinfection
59421 | 95660 | THC-ACC-PSH-6401 | Switch, Pressure, High, S/A, Screen Room/Conv. Areas, 2nd Floor Mech Room #1, Headworks | THC-ACC-AHU-6400 | Switch,Pressure-High | HVAC |  | PSH | http://www.toronto.ca/TWONTO#pressure_switch |  | Air Handling Unit, Screen Room/Conveyor Areas, 2nd Floor Mech Room #1, Headworks
18722 | 84724 | FHA-SES-SQ-1 | Hard Hats, FHA | FHA-SES | Safety | Safety Equipment |  | SQ | http://www.toronto.ca/TWONTO#PPE |  | Safety & Environmental Services
122658 | 34984 | THC-DEW | Dewatering Process | THCSLDMNT | [6 empty] | THC Solids Maintenance
122038 | 44227 | THC-AER-T-7340 | Tank, Oil, Blower, Aeration | THC-AER-BL-7300-I-IV | Tank | Tank |  | T | http://www.toronto.ca/TWONTO#chemical_storage_tank |  | Blower, Aeration System
131082 | 9735 | THR-AER-PSLL-1811 | Switch, Pressure-Low-Low, Lube Oil, Blower 1811, Secondary Treatment, Aeration Blower System - North | THR-AER-T-1814 | Switch,Pressure-Low | Switch |  | PSLL | http://www.toronto.ca/TWONTO#pressure_switch |  | Tank, Non-Pressurized, Auxiliary Oil, Blower 1811, Secondary Treatment, Aeration Blower System - North
126355 | 18416 | THC-ITS-PA-1410 | IDF Panel, Public Address System, Tunnel 14 | THC-ITS-MDF-1000 | Network,Telecommunication | Communications Equipment |  | PA | http://www.toronto.ca/TWONTO#public_annoucement_speaker |  | Public Address System, Master Distribution , Control System, Admin Bldg,
128015 | 37477 | THC-PRM-ZSH-1212 | Switch, Position High, Mech Collect, Valve 1212 | THC-PRM-V-1212 | Switch,Level-Low-Low | Switch |  | ZSH | http://www.toronto.ca/TWONTO#position_switch |  | Valve, Hydraulic Cylinder, Bottom Scraper, Primary Clarifier 1200, NW Plant
31326 | 52300 | HX2012B | Receiver, Air | TAB-RSP-C-M | Vessel,Pressure | Tank |  |  | http://www.toronto.ca/TWONTO#pressure_vessel |  | M Building, Compressed Air
137484 | 27577 | THR-PLT-T-1900 | Tank, Grit Vortex Prime, Headhouse | THR-PLT-T-HH | Tank | Tank |  | T | http://www.toronto.ca/TWONTO#vortex_classifier |  | Tanks, Grit Vortex Prime, Headhouse
59001 | 67142 | THC-ACC-HTR-0122 | Unit Heater,Scrubber Room,Phase 4, bldg.O | THC-ACC-BLDG O | Air Handling Unit | HVAC |  | HTR | http://www.toronto.ca/TWONTO#heater |  | Phase IV , Building O HVAC
138794 | 86320 | THR-SES-SQ-8406 | Lanyard for Harness, PPE for Xu Peng | THR-SES-SQ | Safety | Safety Equipment |  | SQ | lifeline |  | Safety Equipment
34416 | 78508 | MAIN-015 | Main 015 (Transferred to D&C) | WTR-LWA |  |  | 36947 |  |  |  | Work Area 2 Central Mains and Chambers
37290 | 27954 | NX2164A | Conditioner, Air-Old Admin.Bldg., | TAB-ACC-CI | H.V.A.C.,Air Conditioner | HVAC |  |  | http://www.toronto.ca/TWONTO#air_condition |  | Chiller and Air Coolers
38777 | 73714 | TAB-ACC-AHU-3918SUS | AHU, Heat Recovery Bldg | TAB-SUSPENDED ENTITY | Air Handling Unit | HVAC | 34633 | AHU | http://www.toronto.ca/TWONTO#air_handler_unit |  | Suspended entities
58575 | 37079 | THC-ACC-DM-3081 | Damper,Motorized,Boiler Combustion Air,Boiler BO-3081,Boiler Building | THC-SUSPENDED |  | HVAC | 33806 | DM | http://www.toronto.ca/TWONTO#air_damper |  | Suspended entity
87288 | 95637 | WTR-PMI-ZS-0005 | Switch, Position,Door Security | WTR-PMI-AUX | Switch,Position | Switch |  | ZS | http://www.toronto.ca/TWONTO#position_switch |  | Auxiliary Equipment (Building Facilities)
3533 | 82821 | COL-PBR-GRF-0001 | Indicator, Ground Fault | COL-PBR |  |  |  | GRF |  |  | Berry Road Sewage Pumping Station
53589 | 7835 | TAB-SES-LTG-2281D | Lighting, 2 LED heads, PRS Bldg | TAB-STR-SQ | Lighting | Safety Equipment |  | LTG | http://www.toronto.ca/TWONTO#lighting_unit |  | WA2 Safety Equipment,lifting devices, ladders, Eye Wash station, First Aid Kits, Lock out stations
33666 | 66844 | COL-YKP-DA-110675A(S) | Davit Base Leg-110675A | COL-YKP-DA-0016S | Safety | Safety Equipment | 46000 | DA | davit_base |  | Davit Arm Assembly with Upper Arm-110675
83861 | 32301 | FHA-TRW-P-0002A-KQ | Pump Location,Treated Water Sample #2A | FHA-TRW-SAMP |  |  | 33322 | P |  |  | Treated Sampling
32973 | 93699 | KR2213A | Unit Heater, Silo #3, Main Floor, Silo Building | TAB-ACC-HTR-SLO | H.V.A.C.,Heater | HVAC |  |  | http://www.toronto.ca/TWONTO#heater |  | Unit Heaters- Silo Bldg
39050 | 14004 | COL-YKP-SRL-0010 | Self Retrieval Line -0002834 | COL-W-OBSOLETE |  | Safety Equipment | 38991 | SRL | self_retracting_line |  | Col West Obsolete Entities
13882 | 27533 | FCL-POL-MX-4131 | Mixer, Static, Thickening Polymer Skid No.3, RMF Centrifuge Building, Polymer Room | FCL-POL-P-4130 |  |  |  | MX |  |  | Pump, Duty, Polymer Skid No.3, Polymer Feed to Thickener #2, Centrifuge Building Polymer Room
87640 | 37884 | WTR-PRH-LSL-1010 | Switch, Level Low, Diesel Fuel Storage Tank | WTR-PRH-AUX | Switch,Level-Low | Switch |  | LSL | http://www.toronto.ca/TWONTO#level_switch |  | Auxiliary Equipment (Building Facilities)
136448 | 15613 | THR-GQ-WA1 | Grounds, Work Area 1 | THR-GRK-PRTY-WA1 |  | Grounds |  |  | space |  | WA1 Property, Humber T. P. for DOS Work Orders
20365 | 3562 | FHO-CLB-F-0301 | Filter, Gas, Post Chlorination Train 3, Chemical Building, Main Floor, Machine Room | FHO-CLB-CHL-0301 |  | Filter |  | F | http://www.toronto.ca/TWONTO#replaceable_air_filter |  | Chlorinator, Post Chlorination East Train 3, Chemical Building, L1, Evaporator Room
59305 | 49895 | THC-ACC-P-0015 | Pump, Recirculation, Hot Water, Admin. Building Basement Mechanical Room B104 | THC-ACC-BLDG K |  | HVAC |  | P | http://www.toronto.ca/TWONTO#pump_set_-_with_drive |  | Administration Building, HVAC
74253 | 8994 | THR-FPW-T-0002 | Tank, Resevoir, Sodium Hypochlorite, Plant Water Building | THR-FPW-P | Tank,Reservoir | Tank |  | T | http://www.toronto.ca/TWONTO#chemical_storage_tank |  | Filtered Plant Water, Pumps
68349 | 94598 | THC-PLT-G-1802 | Gate, Sluice, Bypass Channel, Dual Actuator, Raw Sewage Screening | THC-PLT-BLDG-0001 | Gate,Sluice | Gate |  | G | http://www.toronto.ca/TWONTO#channel_gate
8944 | 592 | COL-YKP-DA-0022S | Davit Arm Assembly with CENTRE BASE-150911 | COL-W-OBSOLETE | Safety | Safety Equipment | 45985 | DA | http://www.toronto.ca/TWONTO#fall_arrest_Davit_arm |  | Col West Obsolete Entities
50248 | 29234 | FCL-DCL-CP-0003 | Control Panel, Area, Mimic, Sulphur Dioxide System, Control Room, Gaseous Chemical Building | FCL-DCL |  |  |  | CP |  |  | Sulphur Dioxide System
90877 | 97566 | FHO-CLB-PSL-0201 | Switch,Pressure Low,Outlet from Post East Chlorine Train 2 Tanks to Expansion Tank,Chem.Storage Rm. | FHO-CLB-CHL-0201-KQ | Switch,Pressure-Low | Switch |  | PSL | http://www.toronto.ca/TWONTO#pressure_switch |  | Post Chlorination Train 2
132439 | 59079 | THR-DIG-FSL-3116 | Flow Switch, Pump Seal Water | THR-DIG-P-3115 | Transmitter,Pressure | Switch |  | FSL | http://www.toronto.ca/TWONTO#flow_switch |  | Pump, Centrifugal, Sludge Transfer, Digester Tank 0700,
34782 | 89648 | COL-YKP-DA-7514 | Davit Centre Base-7514 | COL-YKP-DA-0014S | Safety | Safety Equipment |  | DA | davit_base |  | Davit Arm Assembly with Upper Arm-1731955
66661 | 91737 | THC-STR-PSL-1445 | Switch, Inlet, Pressure-Low, Pump 1440,Secondary Clarifier 1400,RAS Pumping Distribution - Phase 4 | THC-STR-P-1440 | Switch,Pressure-Low | Switch |  | PSL | http://www.toronto.ca/TWONTO#pressure_switch |  | New Spare Pump, Dewatering, Tank 1400, Secondary Clarifier, RAS/WAS, Tunnel T19 Phase IV Secondary
15518 | 67626 | FCL-WWW-V-3033 | Valve Plug, Isolation Sludge Transfer from Sludge Sump to Thickener No.1, RMF Clarification Facility | FCL-WWW-T-5010 |  |  |  | V |  |  | Thickener, North, RMF Clarification Facility
21140 | 63939 | FHO-CLB-PSL-0202 | Switch, Pressure Low, Post East, Train 2, Outlet from Evaporator,Chem Bldg. Main Floor, Machine Rm | FHO-CLB-CHL-0201 | Switch,Pressure-Low | Switch |  | PSL | http://www.toronto.ca/TWONTO#pressure_switch |  | Chlorinator, Post Chlorination Train 2 West, Chemical Building, L1, Evaporator Room
68665 | 27624 | THR-ACC-TSH-0120 | Switch, Temperature, High, Discharge, Air Handling Unit AHU-0120, Headhouse Roof | THR-ACC-AHU-0120 | Switch,Temperature-High | Switch |  | TSH | http://www.toronto.ca/TWONTO#temperature_switch |  | Air Handling Unit, Headhouse Screen Area Air Supply, Headhouse Roof
21975 | 10641 | COL-PNO-LSLL-0104 | Switch, Level Low-Low | COL-PNO | Switch,Level |  |  | LSLL |  |  | Nottawa Sewage Pumping Station (Algonquin Island PS#3)
93024 | 47713 | FHO-FLT-T-0201-KQ | Filter 2 | FHO-OBSOLETE |  |  |  | T |  |  | Removed From Service
31383 | 43498 | FIS-GRK-DR-0005SUS | Overhead Door, Marine Yard Building, West Side | FIS-GRK-0001 | Door,Overhead | Door | 39078 | DR | http://www.toronto.ca/TWONTO#roll_up_door
108624 | 20598 | TAB-ACC-V-6482 | Valve, 2-Way Modulating, heating Coil,6406, Chemical RM, Existing Grit Bldg. | TAB-ACC-HE-6406 | Valve | HVAC |  | V | http://www.toronto.ca/TWONTO#valve |  | Heat Exchanger, Heating Coil box, chemical Room, Grit Bldg., P Bldg.
12705 | 85702 | FCL-ELS-PSH-0201 | Switch, Pressure, High, Fuel Oil Day Tank T-0201, Low Lift Building, Screen Room | FCL-ELS-PS-0003 | Switch,Pressure-High | Switch |  | PSH | http://www.toronto.ca/TWONTO#pressure_switch |  | Emergency Power
118825 | 48327 | TAB-STR-SP-3001 | Sampler,East Bypass SBS-2 | TAB-STR-INQ | Sampler | Sampler |  | SP | http://www.toronto.ca/TWONTO#auto_sampler |  | WA1 Instrumentation & Safety Equipment (Gas Monitors)
9810 | 42228 | DRN18542 | Drains, Floor, South Substation | TAB-ELS-STRC-S |  | Plumbing |  |  | http://www.toronto.ca/TWONTO#drain |  | South Substation
57107 | 74984 | THC-ACC-T-0110AK | Tank,Hot Water,Storage Tank,Admin Building | THC-ACC-BLDG K | Tank | Tank | 32319 | T | http://www.toronto.ca/TWONTO#tanked_hot_water_heater |  | Administration Building, HVAC
127464 | 17459 | THC-PRM-CLR-1130SUSP | Bridge Drive Mechanism, Tank 1100, Primary Clarifier | THC-PRM-T-1100 | Collector,Bridge | Drive mechanism | 39553 | CLR | http://www.toronto.ca/TWONTO#travelling_bridge_collector |  | Tank, Primary Clarifier
145927 | 14060 | WTR-PRH-SQ-0001 | Emergency Safety Shower and Eye Wash, Generator Room | WTR-PRH-LB-0102 | Safety,Eye wash | Safety Equipment |  | SQ | http://www.toronto.ca/TWONTO#emergency_eyewash_and_shower |  | Load Breaker, 4160V, Secondary, Switchgear Electrical Room
63490 | 26486 | FCL-PAC-LS-0301A | Switch, Level, PAC Dust Collector, Dry Chemical Building Basement | FCL-PAC | Switch | Switch |  | LS | http://www.toronto.ca/TWONTO#level_switch |  | Taste and Odour Control (PAC)
4555 | 4559 | COL-PGB-HTR-0001 | Heater, Control Panel | COL-PGB-MISC | Heater |  |  | HTR |  |  | Miscellaneous Equipment
41066 | 34963 | TAB-ACC-PDS-3922A | Switch,Pressure ,Filter, AHU3922 | TAB-ACC-AHU-3922 | Switch,Pressure | Switch |  | PDS | http://www.toronto.ca/TWONTO#pressure_switch |  | AHU, Old Dewatering Building Roof
70398 | 59577 | FHA-AM-T-0101SU | Tank, Aqua Ammomia #1 Storage Cap. 27,362 L | FHA-AM | Tank | Tank | 33489 | T | http://www.toronto.ca/TWONTO#chemical_storage_tank |  | Ammoniation
30164 | 89823 | COL-PWR-P-5510 | Pump, Centrifugal | COL-PWR-SUSPENDED | Pump |  | 35050 | P |  |  | West Rouge P.S.suspended entities
126412 | 98143 | THC-MCS-LD-0000000009 | DIE CART/PUMP CART (insp Liftsafe) | THC-MCS-LD | Lifting Device | Lifting Device |  | LD | lift_truck |  | Mechanical Services, Lifting Device
78996 | 47705 | THR-SQ-FAK-DIS | First Aid Kit, Chlorine Building Workshop | THR-SQ-FAK-WA4 | Safety | Safety Equipment | 35466 |  | http://www.toronto.ca/TWONTO#first_aid_kit |  | First Aid Kit, Work Area 4
93345 | 74119 | FHO-GRK-DR-5001S | Door, (FD-S5-01), Fire Rated, Admin Building, S5, Cable Tray Room, North | FHO-GRK-FEQ-0001 | Fire Prevention,Door | Door |  | DR | http://www.toronto.ca/TWONTO#fire_rated_door
42747 | 16855 | TAB-ACC-ZSH-1853C | Switch,Position,High, Fan Damper | TAB-ACC-AHU-1853 | Switch,Position | Switch |  | ZSH | http://www.toronto.ca/TWONTO#position_switch |  | AHU, Blower Bldg
76225 | 62104 | THR-MCS-MT-0524 | Centre Lathe | THR-GRK-PRTY-WA3 |  | Tool |  | MT | http://www.toronto.ca/TWONTO#lathe |  | WA3 Property, Humber T. P. for DOS Work Orders
106556 | 16573 | TAB-ACC-FN-6462 | Fan, Centrifugal, Supply Air, AHU-6460, Primary Tank Operating Gallery, Ground, West Side | TAB-ACC-AHU-6460 | Fan,Centrifugal | HVAC |  | FN | http://www.toronto.ca/TWONTO#blower_or_fan_with_drive |  | Air Handling Unit, Existing Primary Tank Operating Gallery, Ground, West Side
121324 | 65871 | THC-ACC-TSH-6203 | Switch, Temperature, High, S/A Duct, Blower Room, 2nd Floor Mech Room #2, Headworks | THC-ACC-AHU-6200 | Switch,Temperature-High | HVAC |  | TSH | http://www.toronto.ca/TWONTO#temperature_switch |  | Air Handling Unit, Blower Room, 2nd Floor Mech Room #2, Headworks
124992 | 81294 | THC-ELS-RPU-1401 | Remote Processing Unit, Transmitter,Remote I/O,Digester,MCC Room Main Control Panel | THC-ELS-PS-0001-U |  | Remote Processor Unit |  | RPU | http://www.toronto.ca/TWONTO#RPU_panel |  | Primary Power Equipment, Building U
11645 | 43077 | FCL-CLB-FSL-0001B | Switch, Flow Low, Discharge, Sampling Pump 0001B, Dewatering Pumps Area First Level | FCL-CLB | Switch,Flow-Low | Switch |  | FSL | http://www.toronto.ca/TWONTO#flow_switch |  | Post-Chlorination
132437 | 36695 | THR-DIG-FSL-3115 | Flow Switch, Pump Seal Water | THR-DIG-T-7-10 | Transmitter,Pressure | Switch |  | FSL | http://www.toronto.ca/TWONTO#flow_switch |  | Digester, Entities Common to Tanks 7-10
124889 | 80049 | THC-ELS-MCC-2401 | MCC, Access Building T19A, Phase IV Secondary | THC-ELS-PS-0001-TUN | Control Panel,MCC | Motor Control Centre |  | MCC | http://www.toronto.ca/TWONTO#LV_electrical_panel |  | Primary Power Equipment, Building Tunels
131800 | 11147 | THR-CW | City Water | THR WORK AREA 3 | [6 empty] | Plant Services
105840 | 50103 | TAB-ACC-AC-0401 | Conditioner, Air, Elevator Room Biosolids Bldg | TAB-ACC-CI | H.V.A.C.,Air Conditioner | HVAC |  | AC | http://www.toronto.ca/TWONTO#air_condition |  | Chiller and Air Coolers
78730 | 62899 | FHA-MCS-LD-1601 | Lifting Device, Hoist, Chain Type, 0.5 Ton, Stores | FHA-MCS-LD | Lifting Device,Hoist,Manual | Lifting Device |  | LD | http://www.toronto.ca/TWONTO#lifting_equipment_hoist |  | Lifting Devices
8478 | 3980 | COL-PWY-MISC | Miscellaneous Equipment | COL-PWY | [6 empty] | Wyandot Ave. Sewage Pumping Station (Algonquin Island PS#1)
65750 | 37447 | THC-ROUTINE WA2 | THC-Routine OIC Inspection Work Area 2 | THC | [6 empty] | Highland Creek Treatment Plant
51900 | 56921 | FCL-FLT-SW-1001-SUS | Sweeps, Surface Wash, Filter #10 | FCL-SUSPENDED | Filter | Filter | 36640 | SW | filter_sweeping_arm |  | Suspended entity
15998 | 75573 | FHA-ELS-WR-0304 | Welding Receptacle, 600V, Service Building, Alum Room | FHA-ELS | Welding Equipment | Power Distribution Panel |  | WR | http://www.toronto.ca/TWONTO#welding_receptacle |  | Electrical
48734 | 72015 | TAB-NGS-STM-BLR1 | Natural Gas line to Steam Boiler 1 | TAB-NGS-BOILERS | [6 empty] | TAB- Natural Gas Supply Line, Boiler Headers
31379 | 93731 | FIS-GRK-DR-0001 | Door Overhead, Raw Water PS Building, Pump Room North | FIS-GRK-STRC-0001 | Door,Overhead | Door |  | DR | http://www.toronto.ca/TWONTO#roll_up_door
18740 | 59634 | FHA-SES-SQ-4 | First Aid | FHA-SES |  |  |  | SQ |  |  | Safety & Environmental Services
41662 | 3288 | FCL-ACC-AHU-0903 | Air Handling Unit, Centrifuge Building HVAC Room North | FCL-ACC | Air Handling Unit | HVAC |  | AHU | http://www.toronto.ca/TWONTO#air_handler_unit |  | Climate Control (HVAC)
130441 | 77988 | THR-ACC-T | Air Conditioning, Glycol Heating Packages | THR-OCS-NEW | Tank | Tank |  |  | http://www.toronto.ca/TWONTO#collection_of_assets |  | Odour Control, Biofilter
62486 | 30406 | FHA-FLT-F-1601 | Filter #16, Filter Building, West Filter Gallery North | FHA-FLT | Filter | Filter |  | F | http://www.toronto.ca/TWONTO#filtration_tank |  | Filtration
40553 | 1916 | TAB-ACC-RPU-6560 | RPU Panel, HVAC, BAS Controller, Mech Room, Penthouse, New Screen Bldg., P Bldg. | TAB-PRM-INQ-P | Control Panel,HVAC | HVAC |  | RPU | http://www.toronto.ca/TWONTO#RPU_panel |  | P Building - Instrument Equipment
43795 | 84401 | TAB-DEW-P-2501 | Pump, Sludge Cake Transfer, Big Schwing #9, Dewater. Bldg, 2/F, Center E. | TAB-SUSPENDED ENTITY | Pump | Hydraulic System |  | P | http://www.toronto.ca/TWONTO#pump |  | Suspended entities
8981 | 45977 | COL-YKP-DA-150854 | Davit Centre Base-150854 | COL-YKP-DA | Safety | Safety Equipment |  | DA | davit_base |  | Davit Arm Assembly
93250 | 71538 | FHO-GRK-DR-2014S | Door, (FD-S2-14), Fire Rated, Admin Building, S2, Men's Locker Room Shower, South | FHO-GRK-FEQ-0001 | Fire Prevention,Door | Door |  | DR | http://www.toronto.ca/TWONTO#fire_rated_door
21810 | 55730 | FHO-ELS-PDP-0800 | Power Distribution Panel,600V Switchgear, Chem,Standby&Floc Building Power, Admin Building, S4, Electrical Room | FHO-ELS-MCC-0820 |  | Power Distribution Panel |  | PDP | http://www.toronto.ca/TWONTO#LV_electrical_panel |  | Motor Control Centre, Admin Building, S4, Main Electrical Room
120141 | 95014 | TAB-WA8-SQ-8803 | Lock Out Tag Out and Log Book Station | TAB-SES-WA8 | PPE | Safety Equipment |  | SQ | emergency_kit |  | WA 8 Safety Equipment,
112164 | 68222 | TAB-DIS-CHL-1117 | Chlorinator #7 | TAB-SUSPENDED ENTITY |  | Chemical Feeder |  | CHL | http://www.toronto.ca/TWONTO#chlorinator_system |  | Suspended entities
140895 | 24402 | TW SECURITY | TW Security | YTF-SPC1 | [6 empty] | Process Control Systems - Administrative
9101 | 22681 | COL-YKP-DA-1724681 | Davit Base Leg-1724681 | COL-YKP-DA | Safety | Safety Equipment |  | DA | davit_base |  | Davit Arm Assembly
26122 | 86016 | FIS-ACC-HTR-0101-SUS | Intake Building Heating | FIS-SUSPENDED | H.V.A.C.,Heater | HVAC | 38120 | HTR | http://www.toronto.ca/TWONTO#collection_of_assets |  | Obsolete Entities/Processes
51746 | 65701 | FCL-DEW-LSL-0201 | Switch, Level, Low, Treated Water Process Dewatering Pit T-0201 | FCL-DEW-RW | Switch,Level-High | Switch |  | LSL | http://www.toronto.ca/TWONTO#level_switch |  | Raw water Area Dewatering
137343 | 17631 | THR-PLT-HS-0226 | Switch, Hand, Conveyor 0226, Path A, Head house, Preliminary Treatment, Screening | THR-PLT-CV-0226 | Switch,Hand | Switch |  | HS | hand_switch |  | Conveyor, Screw, Bar Screen 0142, Path A, Head house, Preliminary Treatment - S
120149 | 70795 | TAB-WORK-AREA-LIQ | TAB Work Area Liq | TAB | [6 empty] | Ashbridges Bay Treatment Plant
63368 | 2802 | THC-DIG-RPU-1401B | Remote Processing Unit, , Digester Building, Basement level | THC-GRK-ELS-U |  | Remote Processor Unit |  | RPU | http://www.toronto.ca/TWONTO#RPU_panel |  | Building U, Anaerobic Digesters Bldg.
204 | 55966 | 535079 | Extinguisher, Fire, SN# 535079, Dry, 19 lbs, Ozone #2, Aeration | TAB-SUSPENDED ENTITY | Fire Prevention,Extinguisher |  | 32991 |  |  |  | Suspended entities
106675 | 12462 | TAB-ACC-FSL-4535 | Switch, Flow, Low, Pump Discharge | TAB-ACC-P-4534A | Switch,Flow-Low | Switch |  | FSL | http://www.toronto.ca/TWONTO#flow_switch |  | Pump, Hydronic Heating, Glycol, Digester 1~4, PGXX-1
85639 | 5392 | TNT-ACC-CU-2005B | Air Conditioner, outdoor condensor | TNT-ACC-AC | H.V.A.C.,Chiller | HVAC |  | CU | http://www.toronto.ca/TWONTO#AC_condenser_unit |  | HVAC- Air conditioner and cooling units
92549 | 15379 | FIS-ACC-AHU-0101 | Air Handling Unit, Raw Water Building, S/W Unit | FIS-SUSPENDED | Air Handling Unit | HVAC |  | AHU | http://www.toronto.ca/TWONTO#air_handler_unit |  | Obsolete Entities/Processes
136701 | 91190 | THR-MCS-LD-1540 | Chain Hoist, Manual, Work Area 2 | THR-LD-WA2 | Lifting Device,Hoist,Manual | Lifting Device |  | LD | http://www.toronto.ca/TWONTO#lifting_equipment_hoist |  | Lifting Devices, Chain Hoist, Come Along & Slings
135678 | 26884 | THR-FT-LSHH-6316 | High High Level Switch, Pump 6316A & 6316B, T23,Final Tanks 20 & 21 Gallery | THR-FT-P-6316A | Switch,Level-High-High | Switch |  | LSHH | http://www.toronto.ca/TWONTO#level_switch |  | Pump, Sump, Final Tanks 20&21 gallery, Tunnel 23,Plant Services, Flood Monitoring System
67348 | 52751 | FCL-TRW-LSH-0001 | Switch, Level-High, Tank 0001, Surge Tank Building | FCL-TRW-T-0001 | Switch,Level-High | Switch |  | LSH | http://www.toronto.ca/TWONTO#level_switch |  | Vessel, Pressure, Surge, Surge Tank Building
137420 | 91499 | THR-PLT-LSL-1172 | Switch, Level-Low, Grit Classifier 1172, Preliminary Treatment, Grit Removal - Vortex - South Plant (Head house) | THR-PLT-CL-1172 | Switch,Level-Low | Switch |  | LSL | http://www.toronto.ca/TWONTO#level_switch |  | Classifier, Cyclone, 1161, Preliminary Treatment, Grit Removal - Vortex
48725 | 4879 | TAB-NGS-PLS-0702 | Switch,Pressure,Low, Natural Gas Train, | TAB-NGS-BLR19 | Switch,Pressure-Low | Switch |  | PLS | http://www.toronto.ca/TWONTO#pressure_switch |  | #19 Volcano Boiler - Natural Gas Train,
98010 | 10191 | FIS-SES-LDR-0309 | Ladder, 8' Fiberglass, Storage Building | FIS-SES | Safety | Tool |  | LDR | http://www.toronto.ca/TWONTO#ladder |  | Safety, Instrumentation & Environmental Services
126587 | 2893 | THC-OCS-FN-3020 | Fan,Foul Air,3030,Storage Tanks Area,Solid Treatment | THC-OCS-BLDG M | Fan,Centrifugal | HVAC |  | FN | http://www.toronto.ca/TWONTO#blower_or_fan_with_drive |  | Incineration Building Odour Control Systems
71672 | 63055 | THR-DIG-PSL-2215 | Switch, Pressure-Low, Suction, Pump 2215, Solids Treatment, Heating System - Digesters - Tank 0700 & Tank 0800 | THR-DIG-P-2215 | Switch,Pressure-Low | Switch |  | PSL | http://www.toronto.ca/TWONTO#pressure_switch |  | Pump, Centrifugal, Primary Sludge Recirculation to Tank 0700
29450 | 59976 | COL-PSP-RPU-0001 | Remote Processing Unit, All control and Instrumentation Equipment - RPU | COL-PSP |  | Remote Processor Unit |  | RPU | http://www.toronto.ca/TWONTO#RPU_panel |  | Southport Sewage Pumping Station
79589 | 31911 | FHA-SED-P-0101-KQ | Pump, Sampling, Settled Water West | FHA-SED-SAMP |  |  | 33366 | P |  |  | Settled Sampling
109122 | 47963 | TAB-CW-SQ-0077 | Eye Wash & Shower Station,D Bldg Grit Room, Inside Ferrous Chloride Room | TAB-PLT-SQ-D | PPE,Eyewash Station | Safety Equipment |  | SQ | http://www.toronto.ca/TWONTO#emergency_eyewash_and_shower |  | D Building - Safety Equipment, Atmosphere monitors
42985 | 63311 | TAB-CMS | CMS Work Orders | TAB-WORK-AREA-7 | [6 empty] | Work Area 7
113957 | 92571 | TAB-OCS-DM-6652 | Damper, Booster Fan FN-6650, Discharge, Grit Tank Bldg. Roof, P Bldg. | TAB-OCS-FN-6650 | Damper/Louver | Gas Collection |  | DM | http://www.toronto.ca/TWONTO#air_damper |  | Fan, Booster, Odourous Air from Primary Tanks, Grit Tank Bldg. Roof, P Bldg.
59415 | 36709 | THC-ACC-PRTY-0001 | Glycol System, Administration Building, HVAC | THC-ACC-BLDG K |  | HVAC |  | PRTY | http://www.toronto.ca/TWONTO#collection_of_assets |  | Administration Building, HVAC
3301 | 2681 | COL-PBF-DM-0002 | Damper/Louver | COL-PBF-MISC | Damper/Louver |  |  | DM |  |  | Miscellaneous Equipment
136961 | 11909 | THR-OCS-DM-2207 | Damper, Butterfly, Suction, Fan 2200, North Biofilter | THR-OCS-FN-2200 | Damper/Louver | HVAC |  | DM | http://www.toronto.ca/TWONTO#air_damper |  | Fan, Centrifugal, Odourous Air, North Biofilter
41069 | 93764 | TAB-ACC-PDS-4465B | Switch,Pressure ,Supply fan, AHU4465 | TAB-ACC-AHU-4465 | Switch,Pressure | Switch |  | PDS | http://www.toronto.ca/TWONTO#pressure_switch |  | AHU, Aux. Bldg , North Tunnel
114505 | 35296 | TAB-PLT-FSL-2201 | Switch, Flow, Low, Seal Water, Grit Pump 2200, Grit Slurry Pump Area | TAB-PLT-P-2200 | Switch,Flow-Low | Switch |  | FSL | http://www.toronto.ca/TWONTO#flow_switch |  | Pump, Centrifugal,Grit Slury, West Grit Gallery
58501 | 65572 | THC-ACC-DM-0184 | Damper,Motorized,Outdoor Air,Boiler Building,North Zone 1 | THC-DIS | Damper/Louver | HVAC |  | DM | http://www.toronto.ca/TWONTO#air_damper |  | Disinfection (Chlorination) Process
43480 | 17430 | FCL-ACC-F-0903B | Filter, Reactive. Air, RMF Clarification Building, Dehumidification System D-0603, RMF Building Hallway | FCL-ACC-D-0603 |  |  |  | F |  |  | Dehumidifier, Residue Management Facility Clarification Facility South Clarifier, East wall
42962 | 76809 | TAB-CAP-PRJ-0005 | P-Building Upgrades | TAB-PLT |  |  |  | PRJ |  |  | Preliminary Treatment
125866 | 25268 | THC-INC-BU-2035 | Burner, Hearth 3, Incinerator 2000 | THC-INC-FU-2000 | Burner | Burner |  | BU | http://www.toronto.ca/TWONTO#burner_component_of_asset |  | Furnace, Incinerator 2000
17686 | 28928 | FHA-RW-P-0901-KQ | Raw Water Pumping Unit #9 | FHA-RW-P |  |  | 33356 | P |  |  | Raw Water Pumping
114896 | 42793 | TAB-PLT-T-0521? | Grit Hopper #5 | TAB-SUSPENDED ENTITY | Tank | Tank | 46065 | T | http://www.toronto.ca/TWONTO#storage_tank |  | Suspended entities
26265 | 1091 | FHO-GRK-DR-2018S | Door, (FD-S2-18), Fire Rated, Admin Building, S2, WMS & Liberary Room, South | FHO-GRK-FEQ-0001 | Fire Prevention,Door | Door |  | DR | http://www.toronto.ca/TWONTO#fire_rated_door
79897 | 72109 | THR-WA2-LD-0021S | Sling, Chain, Work Area 2 (SUSPENDED) | THR-S-E | Lifting Device,Sling | Lifting Device |  | LD | chain_sling |  | SUSPENDED ENTITY
63385 | 67044 | FCL-LOW-LIFT-BLDG | Building Location | FCL-EUS | [6 empty] | Production & End User Support
135846 | 9584 | THR-FT-PSH-3221 | Switch, Pressure-High, Pump P-3220 Discharge, Scum Pumping - South | THR-FT-P-3220 | Switch,Pressure-High | Switch |  | PSH | http://www.toronto.ca/TWONTO#pressure_switch |  | Pump, Rotary Lobe, Scum from Tank 3200, Scum Pumping
21347 | 38322 | FHO-DCL-SO-0301 | Sulphonator, Dechlorination Train 3, Chemical Building, Main Floor, Machine Room | FHO-DCL | Chemical Feeder,Gas | Chemical Feeder |  | SO | http://www.toronto.ca/TWONTO#sulphonation_system |  | De-Chlorination
14227 | 43432 | COL-PHA-V-0301 | Valve | COL-PHA-P-0300 |  |  |  | V |  |  | Pump
125814 | 70693 | THC-GRK-DR-J | Doors, Building J | THC-GRK-ELS-J |  | Door |  |  | http://www.toronto.ca/TWONTO#door
63645 | 13940 | THC-PLT-HS-1100 | Switch, Rope, Emergency Stop, Conveyor CV-1100, Screenings and Grit Conveyance | THC-PLT-CV-1100 |  | Switch |  | HS | hand_switch |  | Conveyor, Screw, Conveyor, Screenings and Grit Conveyance
18188 | 4742 | FHA-SED-ZSH-0603L | Switch, Limit, Access Hatch Zone 3, Settling Basin T-0601 | FHA-SED-ZSH-0603 |  | Security System |  | ZSH | http://www.toronto.ca/TWONTO#position_switch |  | Switch, Limit, Access Hatch Zone 6
133913 | 46742 | THR-DIS-LSH-4001 | Switch, Level, High, Capacitive, Hypochlorite Tank T-4000, Disinfection Building Main Floor | THR-DIS-T-4000 | Switch,Level-High | Switch |  | LSH | http://www.toronto.ca/TWONTO#level_switch |  | Tank, Sodium Hypochlorite Storage, Disinfection Building
58480 | 97958 | THC-ACC-DM-0131 | Damper,Motorized,Outdoor Air ,Boiler Building,South Zone 2 | THC-ACC-FN-0131 | Damper/Louver | HVAC |  | DM | http://www.toronto.ca/TWONTO#air_damper |  | Fan, Exhaust, Building B
39193 | 92281 | TAB-ACC-F-6412 | Filter, AHU-6410, Roof, Grit Bldg., P Bldg. | TAB-ACC-AHU-6410 | Filter | HVAC |  | F | http://www.toronto.ca/TWONTO#replaceable_air_filter |  | Air Handling Unit, Roof, Grit Bldg., P Bldg.
73168 | 73417 | THR-ACC-NR-739 | HVAC Unit & Fan, Lab. East Wall | THR-ACC-ADM | H.V.A.C.,Heater,Unit | HVAC |  | NR | http://www.toronto.ca/TWONTO#heater |  | Air Conditioning, HVAC, Admin Building
71798 | 74123 | THR-DIG-T-7-10 | Digester, Entities Common to Tanks 7-10 | THR-DIG-T |  |  |  | T |  |  | Digester, Tanks
134989 | 19074 | THR-ELS-SQ-0888S | Electrical Rubber Gloves, PPE Issued to Renan Espiritu 5kV | THR-ELS-SQ-ERG | Safety | Safety Equipment | 40929 | SQ | http://www.toronto.ca/TWONTO#rubber_insulating_gloves |  | Electrical Rubber Gloves, Safety Equipment
68403 | 26596 | THR-ACC-PDSH-3500 | Switch, Pressure Differential, High, Serves THR-ACC-AHU-3500 | THR-ACC-AHU-3500 | Switch,Pressure | Switch |  | PDSH | http://www.toronto.ca/TWONTO#pressure_switch |  | Air Handling Unit, 100% Outside Air Draw Thru, Ferrous Chloride Facility Pump Rm
124991 | 35747 | THC-ELS-LTX-BLDG M | Exit Lights, Bldg. M | THC-GRK-ELS-M | Building Service,Lighting - Room | Safety Equipment | 41955 |  | http://www.toronto.ca/TWONTO#collection_of_assets |  | Building M
31440 | 14079 | COL-RBB-LTG-0001 | Control Panel, Electrical | COL-RBB | Control Panel |  |  | LTG |  |  | Western Beaches Tunnel (Battery Park)-Storm
9086 | 38426 | COL-YKP-DA-17104 | Davit Arm Base-17104 | COL-W-OBSOLETE | Safety | Safety Equipment |  | DA | http://www.toronto.ca/TWONTO#fall_arrest_Davit_arm |  | Col West Obsolete Entities
80485 | 29955 | THR-FT-RPU-0200A | RPU IO Extension, Final Clarifiers - South | THR-FT-RPU-0200 | RPU | Remote Processor Unit |  | RPU | http://www.toronto.ca/TWONTO#RPU_panel |  | RPU, Final Clarifiers - South
140804 | 79018 | TNT-SES-SQ-2003 | Spill Kit | TNT-SES-SPILL | Spill Kit | Safety Equipment |  | SQ | http://www.toronto.ca/TWONTO#spill_kit |  | Spill Kits
120255 | 77091 | THC-ACC-AHU-0263 | Air Conditioner Unit, Building R | THC-SUSPENDED | H.V.A.C.,Air Conditioner | HVAC | 35752 | AHU | http://www.toronto.ca/TWONTO#air_condition |  | Suspended entity
79459 | 58765 | THR-THK-PSL-3030 | Switch, Pressure Low, Centrifuge Feed Pump-3030 | THR-THK-P-3030 | Switch,Pressure-Low | Switch |  | PSL | http://www.toronto.ca/TWONTO#pressure_switch |  | Centrifuge Feed Pump
127222 | 11813 | THC-PLT-PSH-0143 | Switch, Pressure-High, Level Bubbler System, Bar screen 0140, Head House | THC-PLT-SC-0140 | Switch,Pressure-High | Switch |  | PSH | http://www.toronto.ca/TWONTO#pressure_switch |  | Bar Screen 0140
21517 | 24140 | FHO-DOZ-CL-CW | CLOSED LOOP COOLING WATER SYSTEM | FHO-DOZ | [6 empty] | Ozonation System
18278 | 46407 | COL-PLB-LSH-0153 | Switch, Level-High | COL-PLB | Switch,Level-High | Switch |  | LSH | http://www.toronto.ca/TWONTO#level_switch |  | Long Branch Pumping Station
130164 | 50156 | THR-ACC-NR-694 | HVAC Unit & Fan, Main Lobby Reception | THR-ACC-ADM | H.V.A.C.,Heater,Unit | HVAC |  | NR | http://www.toronto.ca/TWONTO#heater |  | Air Conditioning, HVAC, Admin Building
94906 | 44147 | FHO-SES-SQ-9002 | Lanyard-2199907 | FHO-SES-SQ-0009 | PPE,Lanyard | Safety Equipment | 34719 | SQ | lifeline |  | Fall Lanyards
80320 | 44491 | TNT-ACC-T-1100 | Tank, Expansion, City Water to Hot Water System | TNT-ACC-HW | Tank | Tank |  | T | expansion_tank |  | Hot water Circulation System
45150 | 16189 | TAB-DIG-LSH-1321 | Switch,Level -High,Digester Tank T-1300 | TAB-DIG-T-1300 | Switch,Level | Switch |  | LSH | http://www.toronto.ca/TWONTO#level_switch |  | Digestion Tank 13
135015 | 61960 | THR-ELS-PDP-3221C | Panel, Power Distribution/Lighting 208/120V, North Grit Loading Bay | THR-ELS-PDP-3221B | Control Panel,Power Distribution Panel | Power Distribution Panel |  | PDP | http://www.toronto.ca/TWONTO#LV_electrical_panel |  | Panel, Power Distribution/Lighting 208/120V, North Grit Old Blower Room
61617 | 81650 | FHA-ELS-PDP-0401B | Power Distribution Panel, Filter Pipe Gallery, Electrical Storage Room | FHA-ELS | Control Panel,Power Distribution Panel | Power Distribution Panel |  | PDP | http://www.toronto.ca/TWONTO#LV_electrical_panel |  | Electrical
139566 | 36764 | THR-WA4-LD-0035 | Sling, Nylon, Work Area 4 (2" X 12') | THR-LD-NYLN-WA4 | Lifting Device,Sling | Lifting Device |  | LD | synthetic_web_sling |  | Slings, Nylon, Work Area 4
24140 | 29860 | COL-PQW-LSLL-0101 | Switch, Level Low-Low | COL-PQW-MISC | Switch,Level | Switch |  | LSLL | http://www.toronto.ca/TWONTO#level_switch |  | Miscellaneous Equipment
24597 | 7957 | COL-PRR-CP-0001 | Control Panel, Operator | COL-PRR-MISC | Control Panel |  |  | CP |  |  | Miscellaneous Equipment
41134 | 62917 | TAB-ACC-PSL-0702 | Switch, Pressure, Low,Pump Suction | TAB-ACC-P-0700 | Switch,Pressure-Low | Switch |  | PSL | http://www.toronto.ca/TWONTO#pressure_switch |  | Pump, Boiler Feed No.1
98445 | 57911 | FIS-TRW-RES-0001 | Reservoir,Treated Water, East of Filter Building | FIS-TRW | Building Service,Structure | Tank |  | RES | http://www.toronto.ca/TWONTO#reservoir_tank |  | Treated Water Production
122677 | 56907 | THC-DEW-CENTRATE | Centrate System Dewatering | THC-DEW | [6 empty] | Dewatering Process
45169 | 17962 | TAB-DIG-LSHH-6711 | Switch, Level High-High, Gas Compressor Bldg, Basement, East Sump | TAB-DIG-P-6711 |  | Switch |  | LSHH | http://www.toronto.ca/TWONTO#level_switch |  | Pump, Sump, #11, Digester Gas Control Building
12370 | 16304 | FCL-ELS-LB-0301-SUS | Switch, Isolation, Transformer FCL-ELS-TR-0301, Switchgear Room | FCL-SUSPENDED | Switch | Switch | 36532 | LB | http://www.toronto.ca/TWONTO#disconnect_switch |  | Suspended entity
50917 | 3549 | TAB-PRM-P-D | D Building Sludge Pumping | TAB-PRM-D | [6 empty] | D Bldg - Primary Treatment
26412 | 30315 | FHO-GRK-DR-4024S | Door, (FD-S4-24), Fire Rated, Bladder Surge Building, S4, Storage Room, North East | FHO-GRK-FEQ-0001 | Fire Prevention,Door | Door |  | DR | http://www.toronto.ca/TWONTO#fire_rated_door
89898 | 70078 | YMH-ITM | Integrated Technology Management | YMH | [6 empty] | Metro Hall
110570 | 46822 | TAB-DIG-FD-6494 | Feeder,Chemical | TAB-DIG-P-9727 | Chemical Feeder,Liquid | Chemical Feeder |  | FD | http://www.toronto.ca/TWONTO#ejector |  | Pump, Chilled Water Circulating, CWCP-2, Digester Gas Control Build, Basement
76200 | 34448 | THR-MCS-LD-8662 | Gantry, Portable, EME-1100LB/1000 KG, Bar Screen Area- HH | THR-LD-WA2 | Lifting Device,Hoist | Lifting Device |  | LD | lifting_device_support |  | Lifting Devices, Chain Hoist, Come Along & Slings
121205 | 95501 | THC-ACC-T-6003 | Tank, Expansion, Heating Water, Glycol System, Lower Level 2 Blower Room, Headworks | THC-ACC-HE-6001 | Tank | HVAC |  | T | expansion_tank |  | Heat Exchanger, Heating Glycol System, Lower Level 2 Blower Room, Headworks
144278 | 45554 | WTR-PHL-ZS-0003 | Switch, Position,Door Security | WTR-PHL-AUX | Switch,Position | Switch |  | ZS | http://www.toronto.ca/TWONTO#position_switch |  | Auxiliary Equipment (Building Facilities)
25057 | 83901 | COL-PSK-LSL-0101 | Switch, Level-Low | COL-PSK-MISC | Switch,Level |  |  | LSL |  |  | Miscellaneous Equipment
29610 | 5868 | COL-PWR-CB-0002 | Circuit Breaker, Lighting Panel Transformer | COL-PWR-MISC | Circuit Breaker |  | 35103 | CB |  |  | Miscellaneous Equipment
27538 | 10411 | FIS-ELS-ESP-0303 | Power Distribution Panel,Raw Water Intake Valve Chamber Main Floor,347 / 600V,100A,3ph,3W | {FIS-ELS-PDP} | Control Panel,Power Distribution Panel | Power Distribution Panel |  | ESP | http://www.toronto.ca/TWONTO#LV_electrical_panel |  | Asset Group, Power Distribution Cabinets,600 V,Island WTP
47490 | 3535 | TAB-EL1-PDP-6226D | Power Distribution Panel, 3 phase, 208V, Electrical Room, D Bldg. | TAB-EL1-MCC-6226 | Circuit Breaker | Power Distribution Panel |  | PDP | http://www.toronto.ca/TWONTO#LV_electrical_panel |  | Motor Control Centre 600V - D Bldg
89342 | 36065 | WTR-RMI-ZS-0052 | Instrument, Door Position Switch, Water Transmission | WTR-RMI-AUX |  | Switch |  | ZS | http://www.toronto.ca/TWONTO#position_switch |  | Auxiliary Equipment (Building Facilities)
111047 | 41601 | TAB-DIG-PSH-4220 | Switch Pressure,High,Delivery,Digester Gas Compressor C-4220 | TAB-DIG-C-4220 | Switch,Pressure | Switch |  | PSH | http://www.toronto.ca/TWONTO#pressure_switch |  | Compressor #6, Gas (DX5006A) Digester Tank 20 & 22
4034 | 37774 | COL-PHB-RPU-0001 | Remote Processing Unit | COL-PHB | RPU | Remote Processor Unit |  | RPU | http://www.toronto.ca/TWONTO#RPU_panel |  | Humber Sewage Pumping Station
137340 | 23562 | THR-PLT-HS-0214 | Switch, Hand, Conveyor 0214, Path A, Head house, Preliminary Treatment, Screening | THR-PLT-CV-0214 | Switch,Hand | Switch |  | HS | hand_switch |  | Conveyor, Screw, Bar Screen 0122 & Bar Screen 0132, Path A, Head house, Preliminary Treatment - S
96108 | 67358 | FIS-BRK-DR-0004SUS | Overhead Door, Marine Yard Building, East Side | FIS-GRK-STRC-0001 | Door,Overhead | Door | 39077 | DR | http://www.toronto.ca/TWONTO#roll_up_door
63743 | 71869 | THC-PLT-PSH-0443 | Switch,Pressure-High,Level Bubbler System,Bar screen 0440,Head House | THC-PLT-SC-0240 | Switch,Pressure-High | Switch |  | PSH | http://www.toronto.ca/TWONTO#pressure_switch |  | Bar Screen 0240
107513 | 92624 | TAB-ACC-T-2812 | Tank, Air Separator, Glycol ,Discharge from Pumps | TAB-ACC-P-2813 | Tank | Tank |  | T | air_seperator |  | Pump, Circulating, Glycol, Dewatering Space Heating,P7-3
97363 | 72510 | FIS-MCS-MEQ-3004 | Davit base, flush-mounted, man-entry, Access Building 9/11 | FIS-MCS | Safety | Lifting Device |  | MEQ | davit_base |  | Mechanical Services
23452 | 81096 | FHO-FLO-T-0401-KQ | Flocculation Tank | FHO-OBSOLETE |  |  |  | T |  |  | Removed From Service
41078 | 93542 | TAB-ACC-PDSH-1471 | Switch, Filter Differential Pressure High,AHU,Boiler Room and Basement | TAB-ACC-F-1471 | Switch,Pressure-High | Switch |  | PDSH | http://www.toronto.ca/TWONTO#pressure_switch |  | Filter, AHU-1470, Air filter
89347 | 92554 | WTR-RMP-TRWS | Treated Water (Transmission) | WTR-RMPS |  |  | 38608 |  |  |  | Maple Reservoir
27751 | 30024 | FIS-ELS-RPU-0001 | Power Supply Location | 16854 |  | Remote Processor Unit |  | RPU | ? |  | Process Control & Instrumentation
76500 | 41424 | THR-DIG-RPU-0023 | RPU, Remote Processing Unit.GE RX3i 172.22.39.147 THRPSN07 Waste Gas Burners MCC | THR-ELS-DIG | RPU | Remote Processor Unit |  | RPU | http://www.toronto.ca/TWONTO#RPU_panel |  | Electrical System, Digester Tanks
72899 | 80374 | THR-DIS-PSH-1101 | Switch, Pressure-High, Chlorine Header, Liquid Chlorine | THR-DIS-CHL | Switch,Pressure-High | Switch |  | PSH | http://www.toronto.ca/TWONTO#pressure_switch |  | Disinfection, Chlorination System
139381 | 40991 | THR-WA1-LD-0027 | Sling, Nylon, Work Area 1 (NYLON BELT SLING SIZE; 3" X 6', CAPACITY 4800 LBS, SN ) | THR-LD-WIRE-WA1 | Lifting Device,Sling | Lifting Device |  | LD | synthetic_web_sling |  | Slings, Wire Rope, Work Area 1
3274 | 46789 | COL-MTI-ZSH-2301B | Door Switch, Simcoe Control Chamber No.23B, MTI | COL-MTI | Switch | Switch |  | ZSH | http://www.toronto.ca/TWONTO#position_switch |  | Mid-Toronto Interceptor
98195 | 24411 | FIS-SPC-RPU-1721 | Remote Processing Unit,, Screenings, Raw Water PS Building, Pump Room | FIS-RW |  | Remote Processor Unit |  | RPU | http://www.toronto.ca/TWONTO#RPU_panel |  | Raw Water Production
89862 | 49506 | YCM-TL-CG-01 | Yard tools - Chipping gun | FAC-YCM-TOOLS |  | Tool |  | CG | http://www.toronto.ca/TWONTO#collection_of_assets |  | Yard tools
4550 | 17108 | COL-PGB-CP-0001 | Control Panel, Operator | COL-PGB-MISC | Control Panel |  |  | CP |  |  | Miscellaneous Equipment
16099 | 8359 | FHA-CCS-T-0201 | Tank, Phosphoric Acid Storage Tank T-0201, RMF Phosphoric Acid Storage Room | FHA-CCS | Tank | Tank |  | T | http://www.toronto.ca/TWONTO#chemical_storage_tank |  | Corrosion Control
8821 | 92931 | COL-SMC-HTR-0003 | Heater, Baseboard | COL-SMC | Heater |  |  | HTR |  |  | Maclean Detention Tank-storm
30773 | 73429 | FIS-SPC-COM-1200 | Access Closet, Filter Building, Switchgear Area | FIS-SPC |  | System Process Control |  | COM | http://www.toronto.ca/TWONTO#network_panel |  | Process Control Systems - Services Area
136573 | 78038 | THR-GRK-VEH-319003S | Tractor, Kubota, ZP-728, Unlicensed, WA4 | THR-GRK-GQ-WA4 | Vehicle,Unlicensed | Vehicle | 42603 | VEH | http://www.toronto.ca/TWONTO#golf_cart
14880 | 37772 | FCL-SPC-COM-1700 | Access Closet, Low Lift Building, PAC Pump Area | FCL-RAW WATER BLDG |  |  |  | COM |  |  | Building Location
105155 | 70339 | OTH-DIS-WEST | DISTRICT OPERATIONS - WEST | OTH-DIS | [6 empty] | DISTRICT OPERARTIONS
9562 | 90472 | DOS-YCM-VEH-76080 | 2020 Chevrolet Silverado 3500 - Vehicle Unit# 76080 | FAC-YCM-VEH | Vehicle,Licensed | Vehicle |  | VEH | http://www.toronto.ca/TWONTO#pickup_truck
89877 | 68654 | YCS-SPC | Process Control Systems | YCS-ITM | [6 empty] | Integrated Technology Management
10023 | 11950 | FCL-ACC-AHU-0902-SUS | Air Handling Unit, RMF Clarification Facility, Electrical Room | FCL-SUSPENDED |  |  | 42187 | AHU |  |  | Suspended entity
139496 | 56353 | THR-WA3-LD-0026S | Sling, Nylon, Work Area 3 | THR-LD-NYLN-WA3 | Lifting Device,Sling | Lifting Device | 40273 | LD | synthetic_web_sling |  | Slings, Nylon, Work Area 3
66765 | 46368 | THC-GRK-DR-0103 | Door, Overhead, Building I | THC-GRK-DR-I | Door,Overhead | Door |  | DR | http://www.toronto.ca/TWONTO#roll_up_door
105949 | 84097 | TAB-ACC-AC-1601 | Conditioner, Air,MCC Room North of Primary Tank #9 | TAB-ACC-CI |  |  |  | AC |  |  | Chiller and Air Coolers
19854 | 1894 | COL-PLV-MCC-0001 | Motor Control Centre | COL-PLV | Control Panel,MCC |  |  | MCC |  |  | Livingston Road Pumping Station
82875 | 26426 | FHA-SES-SQ-0077 | Davit arm Base North FP6660/00 davit base 2447 | FHA-SES-SQ-6 |  | Safety Equipment |  | SQ | http://www.toronto.ca/TWONTO#fall_arrest_Davit_arm |  | Safety Fall Protection Equipment
34374 | 24212 | COL-YKP-DA-1717107 | Davit Upper Arm-1717107 | COL-YKP-DA-0019S | Safety | Safety Equipment |  | DA | http://www.toronto.ca/TWONTO#fall_arrest_Davit_arm |  | Davit Arm Assembly with Upper Arm-1717107
30699 | 24335 | FIS-SES-SQ-6051 | Safety Equipment, Sala DBI, 50' Sealed Self Retracting Lifeline with Winch | FIS-SES |  | Safety Equipment |  | SQ | self_retracting_line |  | Safety, Instrumentation & Environmental Services
78775 | 58375 | THR-ELS-DP-3801 | Distribution Panel, Plant Water Pumping Station, Electrical Room | THR-ELS-FPW |  | Power Distribution Panel |  | DP | http://www.toronto.ca/TWONTO#LV_electrical_panel |  | Electrical System, Filtered Plant Water Building
143028 | 84829 | WTR-CENTRAL-REV | Revenue Metering | WTR-CENTRAL-RES | [6 empty] | Work Area 2 Central Reservoirs
89122 | 63236 | FHO-SPC-RPU-1723 | RPU, Filters F-0301 & 0401 PLC, Filter 1-8 Building, S2, Filter Pipe Gallery, East Wall | FHO-FLT | Controller,PLC | Remote Processor Unit |  | RPU | http://www.toronto.ca/TWONTO#RPU_panel |  | Filtration
12849 | 63343 | FCL-ELS-TSH-002G | Switch,Temperature-High,Gaseous Chemical Bldg - Electrical Room,Transformer TR-002G | FCL-ELS-TR-002G | Switch,Temperature-High | Switch |  | TSH | http://www.toronto.ca/TWONTO#temperature_switch |  | Transformer,Power,Dry,Gaseous Chemical Bldg - Electrical Room,4160-600V,600KVA
147147 | 98197 | WTR-RRG-SW-0001 | Switch, Hand | WTR-RRG-ELS | Switch | Switch |  | SW | http://www.toronto.ca/TWONTO#disconnect_switch |  | Electrical System
13974 | 82745 | FCL-RW-FSL-0004 | Switch, Flow Low, Analyzer 0004, pH, Raw Water, Low Lift PS Basement | FCL-RW-P-0701 | Switch,Flow-Low | Switch |  | FSL | http://www.toronto.ca/TWONTO#flow_switch |  | Pump, Centrifugal, Sampling Line 1A, Sampling Pumps Offshore, Low Lift PS Basement
137304 | 19127 | THR-PLT-FSL-2171 | Switch, Flow-Low, Discharge, Blower 2171, Preliminary Treatment, Grit Removal - Grit Tanks - North Plant | THR-PLT-BL-2171(SUSP) | Switch,Flow-Low | Switch |  | FSL | http://www.toronto.ca/TWONTO#flow_switch |  | Blower, Centrifugal, Foul Air Removal, Tank 0200, Preliminary Treatment, Grit Removal - Grit Tanks - North Plant
81524 | 85992 | TNT-PLT-LS-1102 | Switch, Level | TNT-PLT-T-1100 | Switch,Level | Switch |  | LS | http://www.toronto.ca/TWONTO#level_switch |  | Tank, Wet Well,Drainage
10151 | 18238 | COL-MTI-HPU-2301D | Hydraulic Power Unit, Simcoe Control Chamber No.2300D, MTI | COL-MTI-CH-2300 | Actuator,Hydraulic | Hydraulic System |  | HPU | http://www.toronto.ca/TWONTO#hydraulic_power_pack |  | Chamber,Simcoe Control Chamber No.23,MTI
272 | 13782 | 378120SUS | John Deere, Gator 4X2, WWPW | TAB-GRK-VEH | Vehicle,Unlicensed | Vehicle | 46845 |  | http://www.toronto.ca/TWONTO#golf_cart
65 | 70680 | 20667 | TAB WA6 Internal telephones & Public address system | 50588 |  | Communications Equipment |  |  | http://www.toronto.ca/TWONTO#public_annoucement_speaker |  | WA4 common to Work Area
26225 | 88300 | COL-YKP-VEH-0005S | Vehicle, Truck #067019 (RAM 2500) | COL-W-OBSOLETE | Vehicle,Licensed | Vehicle | 41050 | VEH | http://www.toronto.ca/TWONTO#pickup_truck
111124 | 52418 | TAB-DIG-T-0600 | Digestion Tank 06 | TAB-DIG-T-05-08 | Tank,Reservoir | Tank |  | T | http://www.toronto.ca/TWONTO#digester_tank |  | Digester Tanks 5-8
26490 | 25776 | COL-PSS-LSH-0001 | Switch, Level-High | COL-PSS-MISC | Switch,Level |  |  | LSH |  |  | Miscellaneous Equipment
83810 | 5355 | WTR-316-COM-0006 | Panel, Communication | WTR-316-CH-0006 | Control Panel,Instrumentation | Communications Equipment |  | COM | http://www.toronto.ca/TWONTO#network_panel |  | Chamber,Revenue Meter,McCowan-Steeles (Magmeter)
61189 | 12848 | THC-ELS-SQ-8806571 | Electrical Safety rubber gloves, High Voltage, Class 4, # 8806571 | THC-SES-SQ | PPE,Insulated Glove | Safety Equipment |  | SQ | http://www.toronto.ca/TWONTO#rubber_insulating_gloves |  | Safety Equipment
120022 | 92364 | TAB-WA5-SQ-6005 | Binder, SDS | TAB-THK-SQ | Safety,MSDS Binder | Safety Equipment |  | SQ | emergency_kit |  | WA5 Safety Equipment
139392 | 70626 | THR-WA1-LD-02-37 | Sling, Nylon, Work Area 1 (NYLON BELT SLING SIZE; 2" X 6' CAPACITY 6400Lbs SN 033302-37)) A | THR-LD-NYLN-WA1 | Lifting Device,Sling | Lifting Device |  | LD | synthetic_web_sling |  | Slings, Nylon, Work Area 1
72799 | 91660 | THR-DIS-EV-1130 | Evaporator, Chlorine, Chlorination Building, Disinfection, Chlorination System | THR-S-E | Evaporator,Chlorine | Evaporator | 34320 | EV | http://www.toronto.ca/TWONTO#chlorinator_system |  | SUSPENDED ENTITY
113691 | 1407 | TAB-INC-LSHH-8044 | Switch, Level High-High, Heat Recovery Bldg, Basement, West Elevator Sump | TAB-HRS-P-8044 |  | Switch |  | LSHH | http://www.toronto.ca/TWONTO#level_switch |  | Pump, Sump
6424 | 67194 | COL-PMY-PIT-0001 | Transmitter, Pressure | COL-PMY-MISC | Transmitter |  |  | PIT |  |  | Miscellaneous Equipment
125206 | 25907 | THC-ELS-SQ-2734528 | Electrical Safety gloves, High Voltage, Class 0, # 2734528 | THC-SES-SQ |  | Safety Equipment | 40055 | SQ | http://www.toronto.ca/TWONTO#rubber_insulating_gloves |  | Safety Equipment
78126 | 2505 | THR-PRS-LSH-9001 | Switch, Level High, Sump System, Chemical Building, (TEMPORARY) | THR-PRS-T-0110S | Transmitter,Level | Switch |  | LSH | http://www.toronto.ca/TWONTO#level_switch |  | Tank, Ferrous Chloride Storage, (Future) Chemical Building, Secondary Treatment, Phosphorous Removal
47263 | 29420 | TAB-EL1-LP-6633 | Lighting Panel,120/208V,Outdoor,Biofilter Area,P Building | TAB-EL1-MCC-6631 | Control Panel,Lighting | Power Distribution Panel |  | LP | http://www.toronto.ca/TWONTO#LV_electrical_panel |  | Control Panel, MCC,Electrical Room,Grit Build,P Building
23296 | 77845 | FHO-FL-P-0301-KQ | Reservoir Sampling | FHO RESERVOIR |  |  |  | P |  |  | Sampling
136599 | 31878 | THR-JHSC-AER | North & South Aeration Tanks, & T-14 Gallery | THR-JHSC-WA4 |  | Safety Equipment |  |  | http://www.toronto.ca/TWONTO#collection_of_assets |  | Joint Health & Safety Committee WA4
98191 | 66135 | FIS-SPC-RPU-1527 | Remote Processing Unit, RMF Dechlorination/Raw Water Flow Totalization,Workshop, Chemical Storage Rm | FIS-TRW | Controller | Remote Processor Unit |  | RPU | http://www.toronto.ca/TWONTO#RPU_panel |  | Treated Water Production
14772 | 52531 | FCL-SES-SQ-1007 | Electrical Safety Gloves, High Voltage, Class 0, Group B, # | FCL-SES-SQ-0101 | PPE,Insulated Glove | Safety Equipment |  | SQ | http://www.toronto.ca/TWONTO#rubber_insulating_gloves |  | Eyewash Station/Shower, Dry Chemical Building, Alum Containment Area
4915 | 25247 | COL-PKG-LSLL-0101 | Switch, Level Low-Low | COL-PKG-MISC | Switch,Level |  |  | LSLL |  |  | Miscellaneous Equipment
130169 | 45764 | THR-ACC-NR-713 | HVAC Unit & Fan, Instrument Shop | THR-ACC-ADM | H.V.A.C.,Heater,Unit | HVAC |  | NR | http://www.toronto.ca/TWONTO#heater |  | Air Conditioning, HVAC, Admin Building
59570 | 6866 | THC-DIG-PSH-5066 | Switch,Pressure-High,Duty,Digested Gas Header,Gas Low Pressure System,Building U | THC-DIG-BURNERS | Switch,Pressure | Switch |  | PSH | http://www.toronto.ca/TWONTO#pressure_switch |  | Waste Gas Burners
24238 | 19037 | FHO-SES-FAK-0501 | First Aid Kit Station, Raw Water Building, S9, By Service Elevator | FHO-SES-SQ-0004 | Safety,First Aid Kit | First Aid |  | FAK | http://www.toronto.ca/TWONTO#first_aid_station_equipment |  | First Aid
71877 | 71588 | THC-THK-RPU-1603 | RPU,WAS Thickening (2) | THC-THK-ELS | Control Panel,Instrumentation | Remote Processor Unit |  | RPU | http://www.toronto.ca/TWONTO#RPU_panel |  | TWAS Elecftrical equipment Sludge Thickening
105516 | 13631 | SWM-PBL-LSHH-0106 | Switch, Level High-High | SWM-PBL | Switch,Level | Switch |  | LSHH | http://www.toronto.ca/TWONTO#level_switch |  | Bloor Storm Pumping Station
93251 | 85388 | FHO-GRK-DR-2015S | Door, (FD-S2-15), Fire Rated, Admin Building, S2, Men's Locker Room, West | FHO-GRK-FEQ-0001 | Fire Prevention,Door | Door |  | DR | http://www.toronto.ca/TWONTO#fire_rated_door
34175 | 61208 | COL-YKP-DA-1710019S | Davit Mast-1710019 | COL-W-OBSOLETE | Safety | Safety Equipment | 45527 | DA | davit_base |  | Col West Obsolete Entities
21551 | 51747 | FHO-DOZ-FSL-0500 | Switch, Flow, Low, Nitrogen Discharge to GOX Pretreatment, Ozone Building, S2, RW Process Room North | FHO-NIT-SYS | Switch,Flow-Low | Switch |  | FSL | http://www.toronto.ca/TWONTO#flow_switch |  | NITROGEN SYSTEM
28595 | 76973 | FIS-DEW-T-0005 | Tank, Dewatering Chamber, Filter Building Sub Basement, Main Sump Pit Area | FIS-DEW |  | Tank |  | T | http://www.toronto.ca/TWONTO#storage_tank |  | Dewatering & Drainage
69216 | 32677 | FCL-WWW-V-3050 | Valve, Check, Discharge, Sludge Pump P-3050, RMF Clarification Facility,Sludge Sump Service Platform | FCL-WWW-P-3050 |  |  |  | V |  |  | Pump Submersible FCL, Pump Room
93975 | 86763 | FHO-RES | Reservoir, FHO | FHO-TRW-T | Building Service,Structure | Tank |  |  | http://www.toronto.ca/TWONTO#storage_tank |  | Plant Reservoir
119776 | 13830 | TAB-WA2-PRJ-0004 | New Filter instalation in Plant Water Line to Aeration Blowers | TAB-STR-BL |  |  |  | PRJ |  |  | Process Air Blowers & Lube Oil Pumps
144213 | 69961 | WTR-PHL-TPD-0001 | Tripod, Fall Arrest, S/N 7-99, Truck 74 | WTR-CENTRAL-SES | PPE | Safety Equipment |  | TPD | http://www.toronto.ca/TWONTO#fall_arrest_Davit_arm |  | Safety & Lifting Devices
105815 | 29042 | SWM-PWD-TR-0001 | Transformer, Power | SWM-PWD | Transformer |  |  | TR |  |  | Warden Storm
79464 | 77091 | THR-THK-PSL-5040 | Switch, Pressure Low, TWAS Transfer P-5040 | THR-THK-P-5040 | Switch,Pressure-Low | Switch |  | PSL | http://www.toronto.ca/TWONTO#pressure_switch |  | TWAS Transfer Pump
4043 | 87853 | COL-PCU-FSL-5133 | Flow switch, Low | COL-PCU-SUSPENDED | Switch,Flow-Low |  | 34962 | FSL |  |  | Cumber P.S.suspended entities
117346 | 6164 | TAB-RSP-PSL-2204 | Switch, Pressure,Low, Seal Water to Pump-2204 | TAB-RSP-P-2204 | Switch,Pressure | Switch |  | PSL | http://www.toronto.ca/TWONTO#pressure_switch |  | Pump, Raw Sewage #4
54009 | 37435 | TAB-SPC | Process Control Systems - Services Area | TAB | [6 empty] | Ashbridges Bay Treatment Plant
29679 | 9304 | FIS-PCL-FSL-0301-SUS | Switch, Flow-Low, PACL, To Mixer 0301, Raw Water Pumping Station | FIS-PCL |  | Switch | 38275 | FSL | http://www.toronto.ca/TWONTO#flow_switch |  | PACL System
114820 | 57735 | TAB-PLT-SP-4000 | Sampler, Raw Sewage, P Bldg, Grit Works, Conduit 4 | TAB-RSP-PIP-0004 | Sampler | Sampler | 46078 | SP | http://www.toronto.ca/TWONTO#auto_sampler |  | Influent Conduit # 4, Raw Sewage Conduit from Coxwell
128029 | 3226 | THC-PRM-ZSL-1112 | Switch, Position Low, Mech Return, Valve 1112 | THC-PRM-V-1112 | Switch,Level-Low-Low | Switch |  | ZSL | http://www.toronto.ca/TWONTO#position_switch |  | Valve, Hydraulic Cylinder, Bottom Scraper, Primary Clarifier 1100, NW Plant
110457 | 2483 | TAB-DIG-ASH-0909 | Switch, Smoke, High, Panel TAP-DIG-RPU-0909, Digester 5-12 Electrical Control Room | TAB-DIG-RPU-0909 | Fire Prevention,Smoke Detector | Switch |  | ASH | http://www.toronto.ca/TWONTO#flame_or_combustion_sensing_instrument |  | RPU Control Panel, PLC, Digester 5-12 Electrical Control Room
95119 | 30099 | FHO-TRW-CLEAR-WELL | Clear-well | FHO-TRW | [6 empty] | Treated Water System
62575 | 15159 | FCL-FLT-FSL-0004 | Switch, Flow, Low, Thermal, Sample to Filter Composite Analysers. Admin Building Lab | FCL-FLT | Switch | Switch |  | FSL | http://www.toronto.ca/TWONTO#flow_switch |  | Filtration
13808 | 56147 | FCL-POL-FIT-4130 | Transmitter, Flow, Turbine,Service Water to Electric Mixer MX-4130,Polymer Skid No.3,Centrifuge Bldg | FCL-POL-MX-4130 |  |  |  | FIT |  |  | Mixer, Electric, Thickening Polymer Skid No.3, RMF Centrifuge Building, Polymer Room
80494 | 11832 | TNT-AER | Aeration Treatment | TNT-STR | [6 empty] | Secondary Treatment
106665 | 62434 | TAB-ACC-FSL-4450 | Switch,Flow,Glycol from Pump | TAB-ACC-P-4450 | Switch,Flow | Switch |  | FSL | http://www.toronto.ca/TWONTO#flow_switch |  | Pump , Circulating , Glycol water System
58198 | 88018 | THC-ACC-CP-0019 | Control Panel, Server/Equipment Room Cooling, Admin Building Ground Floor | THC-ACC-BLDG K |  | HVAC |  | CP | http://www.toronto.ca/TWONTO#process_control_panel |  | Administration Building, HVAC
13961 | 77753 | FCL-RW-CP-0300 | Control Panel, Sampling System Inlet Valves to Operators Lab, Admin Building Lab | FCL-RW-SAMP |  |  |  | CP |  |  | Raw Water Sampling
80272 | 52723 | FHA-SED-ZSH-0204G | Switch, Limit, Access Hatch Zone 4, Settling Basin T-0201 | FHA-SED-ZSH-0204 |  | Security System |  | ZSH | http://www.toronto.ca/TWONTO#position_switch |  | Switch, Limit, Access Hatch Zone 2
67667 | 91114 | THR-ACC-FN | Air Conditoning, Fans, Gallery Ventilation, Supply and Exhaust | THR-ACC-WA4 | [6 empty] | Air Conditioning, AHU, HVAC,Work Area4
21410 | 1328 | FHO-ELS-LP-0735 | Lighting Panel, 120/208V, Surge Building | FHO-ELS-LTG-2000 |  | Power Distribution Panel |  | LP | http://www.toronto.ca/TWONTO#LV_electrical_panel |  | Lighting, Facility Interior : Plant wide, interior lighting
13278 | 27418 | FCL-FLT-LSL-0016-SUS | Switch, Level-Low, Filter 1601, , Filter No.1601 | FCL-SUSPENDED | Switch,Level-Low | Switch | 36622 | LSL | http://www.toronto.ca/TWONTO#level_switch |  | Suspended entity
8604 | 26908 | COL-BCV-FA-0001S | Fire Alarm system, Drywell | COL-BCV | Fire Prevention,Alarm |  | 42915 | FA |  |  | Carlingview Blower Station
101760 | 92011 | MAIN-388 | Main 388 | WTR-LWA | [6 empty] | Work Area 2 Central Mains and Chambers
59454 | 51596 | THC - D01 - 0001 | Door, Building D | THC-GRK-DR-D |  | Door |  |  | http://www.toronto.ca/TWONTO#door
143187 | 86959 | WTR-PDS-PSH-0002S | Switch,Pressure,High,Discharge | WTR-PDSS | Switch,Pressure-High | Switch | 38631 | PSH | http://www.toronto.ca/TWONTO#pressure_switch |  | Dorset Pumping station (Chamber Replaced with Pod)
81825 | 36280 | UE2610 | Transformer | TAB-ELS-TR | [6 empty] | Transformers near Plant Water Tower
74149 | 53012 | THR-AER-F-0520A | Filter, Bag, Main Supply Air, Aeration Blower 1411 & 1511 | THR-AER-F-0520 | Filter | Filter |  | F | http://www.toronto.ca/TWONTO#replaceable_air_filter |  | Filter, Roll Media, Supply Air, Aeration Blower 1411 & 1511
11937 | 91662 | FCL-DEW-LSL-0401 | Switch, Level, Low , Raw Water Area Dewatering Pit T-0401 | FCL-DEW-RW | Switch,Level-High | Switch |  | LSL | http://www.toronto.ca/TWONTO#level_switch |  | Raw water Area Dewatering
18272 | 12332 | COL-PLB-LSH-0003 (S) | Level Switch, High | COL-PLB-AUX-ELEC | Switch,Level | Switch | 35798 | LSH | http://www.toronto.ca/TWONTO#level_switch |  | Electrical Equipment
114855 | 48237 | TAB-PLT-STR-9408C | Strainer, Inlet, to FIT, Conduit 8 | TAB-PLT-G-D | Strainer | Filter |  | STR | http://www.toronto.ca/TWONTO#strainer |  | D Building - Conduits 6-11
125750 | 6218 | THC-FT-T-0780 | Scum Pit, Tank 0700, Secondary Clarifier | THC-FT-T-0700 |  | Tank |  | T | http://www.toronto.ca/TWONTO#storage_tank |  | Tank, Secondary Clarifier
14757 | 86926 | FCL-SES-SPL-0003 | Spill Containment Kit, Alum receiving area | FCL-SM |  | Safety Equipment |  | SPL | http://www.toronto.ca/TWONTO#spill_kit |  | Spill Management
96234 | 76425 | FIS-CLA-CHL-0501-SUS | Chlorinator | FIS-CLA | Chemical Feeder,Gas | Chemical Feeder | 38160 | CHL | http://www.toronto.ca/TWONTO#chlorinator_system |  | Pre-Chorination System
137884 | 35587 | THR-PRM-T-0730 | Scum Hopper, Primary Tanks 7 & 8 | THR-PRM-STA-3 | Tank,Non-Pressurized | Tank |  | T | http://www.toronto.ca/TWONTO#storage_tank |  | South Primary Station 3
91377 | 98821 | FHO-DOZ-T-5006-SUS | Tank, Chemical Pot Feeder | FHO-SUSPENDED | Chemical Feeder | Chemical Feeder | 37568 | T | http://www.toronto.ca/TWONTO#chemical_storage_tank |  | Suspended Entity List
28471 | 16624 | COL-PWE-CP-0001 | Control Panel, Operator | COL-PWE | Control Panel |  |  | CP |  |  | Wellington Sewage Pumping Station (partial operation)
106631 | 54281 | TAB-ACC-FSL-0330 | Switch, Flow, Air, Supply Fan 3030, Electrical Room | TAB-ACC-AC-3030 | Switch,Flow-Low | HVAC |  | FSL | http://www.toronto.ca/TWONTO#flow_switch |  | Air Conditioner, D Bldg, New Electrical Room
120198 | 90465 | TAB-ZBLD-FEQ-5385S | Extinguisher, Fire, 5 Lbs ABC, Z Building, Mechanical Shop, Boiler Room | TAB-SUSPENDED ENTITY | Fire Prevention,Extinguisher,Dry Chemical | Safety Equipment | 42756 | FEQ | ? |  | Suspended entities
9009 | 79614 | COL-CCC-LSLL-0101 | Switch, Level Low-Low | COL-CCC-MISC | Switch,Level | Switch |  | LSLL | http://www.toronto.ca/TWONTO#level_switch |  | Miscellaneous Equipment
14735 | 91138 | FCL-SES-LTX-0100-SUS | Exit light, 100, Pump Room to Stairway No.6 , RMF Clarification Building | FCL-SUSPENDED |  |  | 46603 | LTX |  |  | Suspended entity
40343 | 91222 | TAB-ACC-FN-PWPS | Fan, Exhaust, PWPS Bldg. | TAB-ACC-FN | [6 empty] | Exhaust Fans
73158 | 58422 | THR-ACC-NR-710 | HVAC Unit & Fan, Instrument Shop | THR-ACC-ADM | H.V.A.C.,Heater,Unit | HVAC |  | NR | http://www.toronto.ca/TWONTO#heater |  | Air Conditioning, HVAC, Admin Building
65389 | 44000 | THC-ELS-PDP-1242 | Power Distribution Panel, Supply From MCC-1202, Admin. Building Ground Floor, Comm Room | THC-ELS-MCC-1202 |  | Power Distribution Panel |  | PDP | http://www.toronto.ca/TWONTO#LV_electrical_panel |  | Control Panel,MCC,Admin
48195 | 65810 | TAB-ELS-SQ-3003 | PPE Cabinet with PPE- Digester 19-22 | TAB-ELS-ESQ | PPE | Safety Equipment |  | SQ | ppe_cabinet |  | Electrical Safety Equipment
134355 | 65381 | THR-DR-SH-0501 | Overhead Door, STB East Polymer Loading Area | THR-DR-WA1 | Door,Overhead | Door |  | SH | http://www.toronto.ca/TWONTO#roll_up_door
81776 | 32098 | TRK-COM-NTO | COMBINED SEWERS - NORTH TORONTO DRAINAGE AREA | TRK-COM | [6 empty] | COMBINED SEWERS (ALTERNATE GL)
129957 | 73147 | THR-ACC-FPW | Air Conditioning, HVAC, Filtered Plant Water Building | THR-ACC-HVAC | H.V.A.C.,Air Conditioner | HVAC |  |  | http://www.toronto.ca/TWONTO#collection_of_assets |  | Air Conditioning, Heating, Ventilation & Air Conditioning
119894 | 63032 | TAB-WA3-SQ-8301 | Lock out Tag out and Log book Station | TAB-DEW-SAFETY | PPE | Safety Equipment |  | SQ | emergency_kit |  | Safety Equipment
71636 | 83425 | THR-DIG-PSH-2501 | Switch, Pressure-High, Discharge Pump 2501, Digester Tank 0100 | THR-DIG-P-2501 | Switch,Pressure-High | Switch |  | PSH | http://www.toronto.ca/TWONTO#pressure_switch |  | Pump, Centrifugal, Sludge Recirculation, Tank 0100
64753 | 87760 | FCL-SES-CYL-0001 | Air Cylinder Carbon Fiber | FCL-SES | PPE,SCBA | Tank |  | CYL | gas_cylinder |  | Safety and Environmental Services
98408 | 81727 | FIS-TRW-FSL-0002 | Switch, Flow, Low, Treated Water Output Sample to AIT-0002 & 0003, Sampling Bldg, Upper Lvl, E Wall | FIS-TRW | Switch,Flow-Low | Switch |  | FSL | http://www.toronto.ca/TWONTO#flow_switch |  | Treated Water Production
76853 | 41539 | THR-PLT-FSL-1604 | Switch, Flow, Low, Water Scour, Grit Vortex Chamber CYC-1131, Headhouse | THR-PLT-CYC-1131 | Switch,Flow-Low | Switch |  | FSL | http://www.toronto.ca/TWONTO#flow_switch |  | Cyclone, Prelimary Treatment, Grit Removal - Vortex Chambers # 3 (OLD Tag THR-PLT-CYC-1132)
144952 | 58317 | WTR-PKN-FEQ-SUS | Fire Equipment, Kennedy Pumping Station | WTR-PKN |  |  | 45191 |  |  |  | Kennedy Pumping Station
132553 | 6942 | THR-DIG-LSHH-3855 | Switch, Level-High-High,Pump 3855A/B,Sump, Gas Compressor Building, Basement, Plant Services, Flood Monitoring System | THR-DIG-P-3855A | Pump,Centrifugal | Switch |  | LSHH | http://www.toronto.ca/TWONTO#level_switch |  | Pump, Sump, Gas Compressor Building, Basement, Plant Services, Flood Monitoring System
97635 | 63704 | FIS-RW-FSL-0007-SUS | Switch, Flow-Low, Deep Well Submersible Sampling Pump 0001, Intake & Intake Valve Chamber | FIS-RW-P-0001-SUS | Switch,Flow-Low | Switch | 38340 | FSL | http://www.toronto.ca/TWONTO#flow_switch |  | Pump, Submersible, Deep Well Raw Water Sampling, Intake Valve Chamber Upper Level, Intake & Intake Valve Chamber
78863 | 84233 | THR-SES-SQ-1708 | Harness, Full Body, PPE Ken Eldridge | THR-SES-FAS | Safety | Safety Equipment |  | SQ | http://www.toronto.ca/TWONTO#fall_arrest_harness |  | Fall Arrest Sytem (Harness and Lanyard), Safety Equipment
88370 | 17708 | WTR-PSC-ZS-0005 | Switch, Position,Door Security | WTR-PSC-AUX | Switch,Position | Switch |  | ZS | http://www.toronto.ca/TWONTO#position_switch |  | Auxiliary Equipment (Building Facilities)
115551 | 17244 | TAB-PRM-PSH-0321 | Switch, Pressure High, Polymer Feed Pump P-0320, Polymer Room, Old Screen Bldg., P Bldg. | TAB-PRM-P-0320 | Switch,Pressure-High | Switch |  | PSH | http://www.toronto.ca/TWONTO#pressure_switch |  | Pump, Polymer Feed, Positive Displacement, Polymer Room, Old Screen Bldg., P Bldg.
142378 | 5338 | WTR-287-LSH-0004A | Switch, Level, High, Flood Alarm, Chamber 287-04A, Murray Ross PKWY & Keele Street | CH 287 04A | Switch,Level-High | Switch |  | LSH | http://www.toronto.ca/TWONTO#level_switch |  | Chamber
27809 | 12645 | COL-PVM-FN-0002 | Fan, Centrifugal | COL-PVM | Fan |  |  | FN |  |  | Valleymede Sewage Pumping Station
98193 | 71846 | FIS-SPC-RPU-1622 | Remote Processing Unit, Gaseous Chemicals, Workshop Building, EICT Corridor | FIS-DIS | Controller,PLC | Remote Processor Unit |  | RPU | http://www.toronto.ca/TWONTO#RPU_panel |  | Disinfection
127125 | 27336 | THC-PLT-HD-0221 | Drive, Hydraulic, for Conveyor, Grit Tank 0200 | THC-PLT-CV-0220 |  | Drive mechanism |  | HD | http://www.toronto.ca/TWONTO#hydraulic_power_pack |  | Conveyor, Grit Tank 0200
50209 | 30563 | TAB-PLT-RPU-0402 | RPU, Remote Processor Unit | TAB-PLT-INQ-D | RPU | Remote Processor Unit |  | RPU | http://www.toronto.ca/TWONTO#RPU_panel |  | D Building - Instrumentation Equipment
32205 | 11527 | COL-SHD | Hyde Ave Storm Storage Tank | COL-SWQTF-PS |  | Tank |  |  | http://www.toronto.ca/TWONTO#detention_tank |  | Pumping Stations
138793 | 95827 | THR-SES-SQ-8381S | Lanyard for Harness | THR-SES-SQ | Safety | Safety Equipment | 38782 | SQ | lifeline |  | Safety Equipment
50556 | 56639 | FCL-DCL-PSL-0102 | Switch, Pressure-Low, Outlet, Filter 0101, Sulpher Dioxide System | FCL-DCL | Switch,Pressure-Low | Switch |  | PSL | http://www.toronto.ca/TWONTO#pressure_switch |  | Sulphur Dioxide System
111104 | 89863 | TAB-DIG-SQ-0500 | Eye Wash Station, # 6 Digester 13-16 Bsmt | TAB-DIG-SQ-T13-16 | PPE,Eyewash Station | Safety Equipment |  | SQ | http://www.toronto.ca/TWONTO#emergency_eyewash |  | Digester Tanks 13-16, Safety Equipments
55747 | 65219 | TAB-WA4-SQ-9549 | Body Harness - Jignesh Patel | TAB-WA4-SQ-0010 | PPE,Harness | Safety Equipment |  | SQ | http://www.toronto.ca/TWONTO#fall_arrest_harness |  | WA4 Fall arrest systems
45410 | 98468 | TAB-DIG-PSH-1634 | Switch Pressure,High,Delivery,Recirc. Pump-1634 | TAB-DIG-P-1634 | Switch,Pressure | Switch |  | PSH | http://www.toronto.ca/TWONTO#pressure_switch |  | Pump, Sludge Recirculation (DX2618) Digester Tank 16
135977 | 55453 | THR-FT-RPU-0005S | Remote Processor Unit, Final Tank 0900, Tank 1000, Tank 1100,Tank 1200 (172.22.37.180) | THR-ELS-FST | RPU | Remote Processor Unit | 39568 | RPU | http://www.toronto.ca/TWONTO#RPU_panel |  | Electrical System, Final Sedimentation Tanks & Galleries
38658 | 55519 | TAB-ACC-AC-1420 | Conditioner, Air,WA6 Meeting Room | TAB-ACC-CI | H.V.A.C.,Air Conditioner | HVAC |  | AC | http://www.toronto.ca/TWONTO#air_condition |  | Chiller and Air Coolers
113530 | 34880 | TAB-GRK-VEH-378251 | Vehicle, Utility, Multi-Attachment, Propane, BobCat 5600, WA-7 | TAB-MCS-CRN | Forklift,Propane | Vehicle |  | VEH | power_mobile_equipment
67279 | 39200 | THC-TPA-PA-6006 | Speaker, Headworks, Stair "D", Ground Floor | THC-TPA-PA-6010A | Public Address System | Communications Equipment |  | PA | http://www.toronto.ca/TWONTO#public_annoucement_speaker |  | Paging Panel, Headworks, Electrical Room, Ground Floor
4117 | 77626 | COL-PCU-MISC | Miscellaneous Equipment | COL-PCU |  |  | 35008 |  |  |  | Cumber Pumping Station
138792 | 69459 | THR-SES-SQ-8059S | Harness, Full Body, PPE Dhirenkumar Parmar (FAILED TEST)) | THR-SES-SQ | Safety | Safety Equipment | 35029 | SQ | http://www.toronto.ca/TWONTO#fall_arrest_harness |  | Safety Equipment
16194 | 10107 | FHA-CLA-T-0101 | Tank, Expansion, Chlorine Gas to Pre-Chlorine EV-0101, Filter Building, Cl2/SO2 Storage Room | FHA-CLA-CHL-0101 | Tank | Tank |  | T | expansion_tank |  | Chlorinator, Solution Feed Gas Dispenser Vacuum Operated, Filtration Bldg., Chlorine Feed Room
24515 | 74200 | COL-PRD-CH-0006 | Force main Chamber 4 | COL-PRD-MISC | Chamber |  | 34030 | CH |  |  | Miscellaneous Equipment
113517 | 18910 | TAB-GRK-VEH-043231SUS | Truck, GMC Chevy Sierra, WA-5 | TAB-SUSPENDED ENTITY | Vehicle,Licensed | Vehicle | 47531 | VEH | http://www.toronto.ca/TWONTO#pickup_truck
18104 | 83135 | FHA-SED-ZSH-0204C | Switch, Limit, Access Hatch Zone 4, Settling Basin T-0201 | FHA-SED-ZSH-0204 |  | Security System |  | ZSH | http://www.toronto.ca/TWONTO#position_switch |  | Switch, Limit, Access Hatch Zone 2
80044 | 37636 | THR-WA3-LD-0121 | Sling, Chain, Work Area 3 | THR-LD-WIRE-WA3 | Lifting Device,Sling | Lifting Device |  | LD | chain_sling |  | Slings, Wire Rope, Work Area 3
146479 | 71496 | WTR-PTH-FAK-0001 | First Aid Kit Station, Thornhill Pumping Station, Main Entrance | WTR-EAST-SES |  | Safety Equipment | 42087 | FAK | http://www.toronto.ca/TWONTO#first_aid_station_equipment |  | Safety & Lifting Devices
107317 | 3824 | TAB-ACC-PDS-1850B | Switch,Pressure ,Supply Air, AHU1850 | TAB-ACC-AHU-1850 | Switch,Pressure | Switch |  | PDS | http://www.toronto.ca/TWONTO#pressure_switch |  | AHU, Blower Bldg
12264 | 61474 | COL-PCP-UPS-0001 | UPS, Control Panel | COL-PCP-MISC | Uninterruptible Power Supply |  |  | UPS |  |  | Miscellaneous Equipment
58529 | 65052 | THC-ACC-DM-0442 | Damper/Louver,FN-0442 Suction,AHU-0440,Building UU | THC-ACC-FN-0442 | Damper/Louver | HVAC |  | DM | http://www.toronto.ca/TWONTO#air_damper |  | Fan,Supply,AHU-0440,Drip Trap Room,Building UU
114118 | 87684 | TAB-OLD ADMIN BLDG | Building Location New Project Management Building | TAB-SPC | [6 empty] | Process Control Systems - Services Area
9108 | 76243 | COL-YKP-DA-1733979 | Davit Base Leg-1733979 | COL-W-OBSOLETE | Safety | Safety Equipment |  | DA | davit_base |  | Col West Obsolete Entities
41086 | 52159 | TAB-ACC-PDSL-1441 | Switch, Filter Differential Pressure Low,AHU,Boiler Room and Basement | TAB-ACC-AHU-1440 | Switch,Pressure-High | Switch |  | PDSL | http://www.toronto.ca/TWONTO#pressure_switch |  | Air Handling Unit, Makeup Air Unit for Admin Area,
122028 | 84670 | THC-AER-T-3200 | Tank, Aeration | THC-AER-T | Tank,Non-Pressurized | Tank |  | T | http://www.toronto.ca/TWONTO#aeration_tank |  | Tank, Aeration
67058 | 35519 | THC-THK-T-1100 | Tank,Make-up,Polymer Make-up System-1100,Thickening Building | THC-THK-ELS | Chemical Feeder | Tank |  | T | http://www.toronto.ca/TWONTO#chemical_storage_tank |  | TWAS Elecftrical equipment Sludge Thickening
128968 | 93273 | THC-STR-T-0040 | Tank, Sodium Hypochlorite, Disinfection | THC-DIS | Tank,Non-Pressurized | Tank |  | T | http://www.toronto.ca/TWONTO#chemical_storage_tank |  | Disinfection (Chlorination) Process
147783 | 11116 | YTF-HLG | Haulage | YTF-DOS |  | Grounds |  |  | activity |  | Tiffield Yard - 60 Tiffield Road
38605 | 44433 | TAB-ACC-AC-1303 | Conditioner, Air, Heater,North SubStation | NORTH SUBSTN_1ST FLR | H.V.A.C.,Air Conditioner | HVAC |  | AC | http://www.toronto.ca/TWONTO#air_condition |  | MSA Substation,1st Floor
14481 | 31609 | FCL-SES-EYE-0007 | Eyewash Station, Plumbed Operators Lab Temporarily out of service | FCL-SES-5A | PPE,Eyewash Station | Safety Equipment |  | EYE | http://www.toronto.ca/TWONTO#emergency_eyewash |  | Eye Wash Stations Low Lift
38598 | 54757 | SQ-47081 | FHO SCBA #9 | FHO-SES-SQ-0001 | PPE,SCBA | Safety Equipment | 32133 |  | http://www.toronto.ca/TWONTO#self-contained_breathing_apparatus |  | Safety Equipment
27670 | 12049 | COL-PTD-UPS-0001 | UPS | COL-PTD | Uninterruptible Power Supply |  |  | UPS |  |  | Todmorden Sewage Pumping Station
132434 | 11340 | THR-DIG-FSL-2318 | Flow Switch, Pump Seal Water | THR-DIG-P-2318 | Transmitter,Pressure | Switch |  | FSL | http://www.toronto.ca/TWONTO#flow_switch |  | Pump, Centrifugal, Sludge Recirculation, Tank 0900
135838 | 78171 | THR-FT-PSH-2520 | Switch, Pressure-Low, Pump P-2520 Discharge, FT 16/17 RAS Pumps | THR-FT-P-2520 | Switch,Pressure-High | Switch |  | PSH | http://www.toronto.ca/TWONTO#pressure_switch |  | Pump, Centrifugal, Tank 1600 & 1700, RAS Pumping,Tunnel 23, South
146737 | 34361 | WTR-RDF-LSH-0201 | Switch, Level-High, Tank 0200 | WTR-RDF-T-0200 | Switch,Level-High | Switch |  | LSH | http://www.toronto.ca/TWONTO#level_switch |  | Tank, Reservoir, (East Basin)
135967 | 95729 | THR-FT-RPU-0001S | Remote Processor Unit, Final Tank 0100, Tank 0300 (172.22.37.194) | THR-ELS-FST | RPU | Remote Processor Unit | 39564 | RPU | http://www.toronto.ca/TWONTO#RPU_panel |  | Electrical System, Final Sedimentation Tanks & Galleries
78894 | 85809 | THR-GRK-DR-4802 | Door, Access, West Electrical Substation | THR-DR-WA4 | Door,Access | Door |  | DR | http://www.toronto.ca/TWONTO#door
59454 | 63171 | THC-ACC-STR-6310 | Strainer, AHU-6300, 2nd Floor Mech Room #1, Headworks | THC-ACC-AHU-6300 | Filter | HVAC |  | STR | http://www.toronto.ca/TWONTO#strainer |  | Air Handling Unit, Screen Room/Conveyor Areas, 2nd Floor Mech Room #1, Headworks
92660 | 74323 | FIS-ACC-FN-4004 | Fan, Celing mounted, Marine Yard Building, Mechanical/Electrical Room | FIS-ACC-CP-4000 |  | HVAC |  | FN | http://www.toronto.ca/TWONTO#blower_or_fan_with_drive |  | Panel, Control, Building Automation System, Mechanical/Electrical Room
45580 | 51244 | TAB-DIG-TSH-4220 | Switch,Temperature, High, Discharge, Digester Gas, Compressor C-4220 | TAB-DIG-C-4220 | Switch,Temperature | Switch |  | TSH | http://www.toronto.ca/TWONTO#temperature_switch |  | Compressor #6, Gas (DX5006A) Digester Tank 20 & 22
43799 | 30211 | FCL-ACC-FN-0415 | Fan, Wall Propeller, High Lift Electrical Shop | FCL-ACC-P-HL |  |  |  | FN |  |  | High Lift Pumping Station HVAC Equipment
8988 | 90583 | COL-YKP-DA-150911 | Davit Centre Base-150911 | COL-YKP-DA-0022S | Safety | Safety Equipment |  | DA | davit_base |  | Davit Arm Assembly with CENTRE BASE-150911
18101 | 69627 | FHA-SED-ZSH-0203H | Switch, Limit, Access Hatch Zone 3, Settling Basin T-0201 | FHA-SED-ZSH-0203 |  | Security System |  | ZSH | http://www.toronto.ca/TWONTO#position_switch |  | Switch, Limit, Access Hatch Zone 2
26232 | 48135 | COL-YKP-VEH-0010 | Vehicle, Truck # 076082 (SILVERADO 3500) | COL-YKP | Vehicle,Licensed | Vehicle |  | VEH | http://www.toronto.ca/TWONTO#pickup_truck
105570 | 50878 | SWM-PET-CP-0003 | Control Panel, Operator | SWM-PET-MISC | Control Panel |  |  | CP |  |  | Miscellaneous Equipment
114221 | 31658 | TAB-PLT | Preliminary Treatment | TAB-WORK-AREA-1 | [6 empty] | Work Area 1
138766 | 82563 | THR-SES-SQ-3265 | Harness, Full Body PPE Martin Ge | THR-SES-SQ-1395 | Safety | Safety Equipment |  | SQ | http://www.toronto.ca/TWONTO#fall_arrest_harness |  | Lanyard for Harness, PPE Martin Ge
48978 | 95740 | FCL-CL-CP-0001 | Control Panel, Area, Mimic, Chlorination System, Control Room, Gaseous Chemical Building | FCL-CLA |  |  |  | CP |  |  | Pre-Chlorination
16674 | 64932 | COL-PCU-CU-0101 | HVAC, Condensing Unit, Roof, Cumber PS | COL-PCU-AHU-0100 | Air Handling Unit | HVAC |  | CU | http://www.toronto.ca/TWONTO#AC_condenser_unit |  | HVAC, Air Handling Unit, Dry Well 2nd Floor, Cumber PS
136702 | 66436 | THR-MCS-LD-1545 | Chain Hoist, Manual, Work Area 2 | THR-LD-WA2 | Lifting Device,Hoist,Manual | Lifting Device |  | LD | http://www.toronto.ca/TWONTO#lifting_equipment_hoist |  | Lifting Devices, Chain Hoist, Come Along & Slings
33633 | 97072 | COL-YKP-DA-0016S | Davit Arm Assembly with Upper Arm-110675 | COL-YKP-DA | Safety | Safety Equipment | 45980 | DA | http://www.toronto.ca/TWONTO#fall_arrest_Davit_arm |  | Davit Arm Assembly
120144 | 96237 | TAB-WGB BLDG | Building Location | TAB-SPC | [6 empty] | Process Control Systems - Services Area
127001 | 89126 | THC-ODOUR-HEADHOUSE | Odour Control | THC-STR-ODOUR | [6 empty] | Odour Control
131680 | 39600 | THR-CG-T-1104 | Tank, High Pressure Air Storage, Engine Air Starting System | THR-AI-C | Tank | Tank | 34869 | T | http://www.toronto.ca/TWONTO#pressure_vessel |  | Compressors, Instrument & Service Air
76303 | 14780 | FHO-ELS-DP-0723 | Distribution Panel, 600V, Panel Board, MCC-0720, Admin Building, S4, Main Electrical Room | FHO-ELS-MCC-0720 |  | Power Distribution Panel |  | DP | http://www.toronto.ca/TWONTO#LV_electrical_panel |  | Motor Control Centre, Admin Building, S4, Main Electrical Room
138627 | 77342 | THR-SES-LD-0200 | Base, Exposed for Davit Arm, Grit Tank 2 | THR-LD-WA2 | Safety | Safety Equipment |  | LD | davit_base |  | Lifting Devices, Chain Hoist, Come Along & Slings
78673 | 62327 | THR-SES-LD-0501 | Winch for Davit Arm (ZP669) WA4 | THR-SES-LD | Safety | Safety Equipment |  | LD | winch |  | Lifting Device, Safety Equipment
58056 | 96549 | THC-ACC-AC-0908 | Air Conditioning Unit,RPU Room,2nd Floor,Solids Treatment,Biosolids Building East | THC-ACC-BLDG M |  | HVAC |  | AC | http://www.toronto.ca/TWONTO#air_condition |  | Incineration Building, HVAC
129801 | 20002 | THR-ACC-DM-4201 | Damper, Control, Shutoff, Motorized, Outlet, Gallery T13, FN-4201 | THR-ACC-FN-4201 | Damper/Louver | HVAC |  | DM | http://www.toronto.ca/TWONTO#air_damper |  | Fan, Exhaust, T15
113525 | 8231 | TAB-EPG-T-6001 | Tank,Oil,Standby Generator 6001,Emergency Power,P Building | TAB-EL1-GEN-6001 | Tank,Reservoir | Tank |  | T | http://www.toronto.ca/TWONTO#chemical_storage_tank |  | Generator, Standby Power, 600V 1000kw - P Bldg
128160 | 35928 | THC-PWA-HWT | Domestic Hot Water Tanks | THC-PWA-CITY WATER | [6 empty] | Plant Water City Water
62481 | 87669 | FHA-FLT-F-0701 | Filter #07, Filter Building, West Filter Gallery South | FHA-FLT | Filter | Filter |  | F | http://www.toronto.ca/TWONTO#filtration_tank |  | Filtration
80381 | 78655 | FHA-SED-ZSH-0604F | Switch, Limit, Access Hatch Zone 4, Settling Basin T-0601 | FHA-SED-ZSH-0604 |  | Security System |  | ZSH | http://www.toronto.ca/TWONTO#position_switch |  | Switch, Limit, Access Hatch Zone 6
108115 | 67280 | TAB-ACC-V-1449 | Valve, Reheat, Modulating | TAB-ACC-HTR-1449 | Valve | HVAC |  | V | http://www.toronto.ca/TWONTO#valve |  | Heater, Hot Water Reheat Coil
125214 | 29596 | THC-ELS-SQ-494706 | Electrical Safety gloves, High Voltage, Class 1, #494706 | THC-SES-SQ |  | Safety Equipment | 35225 | SQ | http://www.toronto.ca/TWONTO#rubber_insulating_gloves |  | Safety Equipment
23293 | 71589 | FHO-FL-P-0201-KQ | Fluoride Skid 2 | FHO-FL |  |  |  | P |  |  | Fluoridation
49602 | 19015 | FCL-ELS-LN-0002 | Switch, Main, Line 2, Plant Power Supply Line 2 (30M10) East Pole | FCL-ELS | Switch | Power Distribution Panel |  | LN | http://www.toronto.ca/TWONTO#breaker |  | Electrical Distribution
19054 | 89560 | FHO-ACC-CU-0201 | Condensing Unit, AHU-0201, Ammonia Area HVAC, Chemical Building, North Penthouse | FHO-ACC-AC-0501 | H.V.A.C.,Chiller | HVAC |  | CU | http://www.toronto.ca/TWONTO#AC_condenser_unit |  | Air Conditioner, Admin Building, L1, Control Room North West Office, Ceiling
72309 | 88171 | THR-ACC-AC-4504 | Fan Coil Unit, Ductless Split System Indoor Unit, Switchgear Bldg North | THR-ACC-WA4 | H.V.A.C.,Air Conditioner | HVAC |  | AC | http://www.toronto.ca/TWONTO#air_condition |  | Air Conditioning, AHU, HVAC,Work Area4
58916 | 32086 | THC-ACC-FN-2170B | Fan B, Air Handling System, Tunnel T19, Phase IV Secondary | THC-ACC-AHU-2170 |  | HVAC |  | FN | http://www.toronto.ca/TWONTO#blower_or_fan_with_drive |  | Air Handling Unit, Tunnel T19, Phase IV Secondary
122340 | 68512 | THC-DCL-AC-0001 | Air Conditioner, Dechlorination | THC-DCL | Piping | HVAC | 34139 | AC | http://www.toronto.ca/TWONTO#air_condition |  | Dechlorination Process
65313 | 63324 | THC-ELS-MCC-2601 | Motor Control Center | THC-GRK-ELS-TUNNEL | Control Panel,MCC | Motor Control Centre |  | MCC | http://www.toronto.ca/TWONTO#LV_electrical_panel |  | Tunnels
134888 | 33338 | THR-ELS-LP-9583 | Lighting Panel, Control Panel Bldg, East Wall | THR-ELS-UPS-9563 | Control Panel,Electrical | Power Distribution Panel |  | LP | http://www.toronto.ca/TWONTO#LV_electrical_panel |  | Uninterruptible Power Supply, Digester, Electrical Room/ MCC for Digester Tanks 7-8 Ground Level
70063 | 35112 | THR-CG-T-1138 | Tank, Coolant Expansion, Heat Exchanger 1101, Heat Recovery System, Engine-Gen 1101 | THR-CG-ENG-1101 |  | Tank |  | T | expansion_tank |  | Engine, Generator 1101, Engine Room, Engine-Generator & Heat Recovery System
17608 | 50991 | FHA-MCS-MT-1201 | Machine Tool, Welder, Gas, RMF, Welding Shop/Storage | FHA-MCS-MEQ | Welding Equipment,Welding Machine | Tool |  | MT | welder |  | Machine Shop & Equipment
96107 | 57219 | FIS-BRK-DR-0004SUS | Overhead Door, Marine Yard Building, East Side | FIS-GRK-0001 | Door,Overhead | Door | 39077 | DR | http://www.toronto.ca/TWONTO#roll_up_door
21409 | 90562 | FHO-ELS-LP-0722 | Lighting Panel, 600/347V, Admin Building, S4, Main Electrical Room | FHO-ELS-LTG-2000 |  | Power Distribution Panel |  | LP | http://www.toronto.ca/TWONTO#LV_electrical_panel |  | Lighting, Facility Interior : Plant wide, interior lighting
79141 | 13310 | THR-ELS-MCC-2002 | Control Panel, MCC 2002, N Final Gallery, North Final Area MCC-2001 & 2002 (MCC N2) | THR-ELS-FST | Control Panel,MCC | Motor Control Centre |  | MCC | http://www.toronto.ca/TWONTO#LV_electrical_panel |  | Electrical System, Final Sedimentation Tanks & Galleries
126495 | 56365 | THC-MCS-MT-0005 | Personal Tool Kit, Gao, Frank (Fengchang) | THC-SUSPENDED |  | Tool | 35550 | MT | tool_kit |  | Suspended entity
14744 | 59286 | FCL-SES-SCBA-0004 | Self Contained Breathing Apparatus, Gaseous Building, Second Floor, Cl2 Storage Room, S/E Vestibule | FCL-SES-2 | PPE,SCBA | Safety Equipment |  | SCBA | http://www.toronto.ca/TWONTO#self-contained_breathing_apparatus |  | SCBA's
101535 | 36070 | MAIN-109 | Main 109 | WTR-LWA | [6 empty] | Work Area 2 Central Mains and Chambers
62389 | 47875 | FCL-FLT-CP-0701 | Control Panel, Operator, Filter 0701 Flow/Rate, Filter 0701 | FCL-FLT-F-0701 |  |  |  | CP |  |  | Filter, Carbon Activated, Filter Building, Filter Gallery West
139485 | 68753 | THR-WA3-LD-0002 | Sling, Nylon, Work Area 3 ( 4" X 4',) | THR-LD-NYLN-WA3 | Lifting Device,Sling | Lifting Device |  | LD | synthetic_web_sling |  | Slings, Nylon, Work Area 3
76854 | 78525 | THR-PLT-FSL-1614 | Switch, Flow, Low, Seal Water, Grit Pump P-1610, Headhouse | THR-PLT-P-1610 | Switch,Flow-Low | Switch |  | FSL | http://www.toronto.ca/TWONTO#flow_switch |  | Pump, Centrifugal (Dry), Grit, Vortex Prime Tank T-1600, Headhouse
38692 | 59992 | SWM-PBL-SW-0002 | Switch, Generator | SWM-PBL | Switch | Switch |  | SW | http://www.toronto.ca/TWONTO#disconnect_switch |  | Bloor Storm Pumping Station
40074 | 62037 | DOS-MCS-LD-CIL2050 | Lifting Device, Chain Sling/Wire Mesh, CHAIN, 12000 LBS, 1/2 | FAC-YCM-SES | Lifting Device,Sling | Safety Equipment |  |  | chain_sling |  | SAFETY & ENVIRONMENTAL SERVICES
79000 | 59607 | THR-SQ-FAK-GMPU | First Aid Kit, Grounds Maintenance Pick-up Truck | THR-SQ-FAK-WA2 | Safety | Safety Equipment | 35462 |  | http://www.toronto.ca/TWONTO#first_aid_kit |  | First Aid Kit, Work Area 2
41249 | 8922 | TAB-ACC-T-2221 | Tank, Hot Water Air Separator | TAB-ACC-HE-2220 |  | Tank |  | T | air_seperator |  | Heat Exchanger, Glycol Heat Exchanger
123301 | 69661 | THC-DIG | Digestion | THCSLDOPS | [6 empty] | THC Solids Operations
94818 | 34297 | FHO-SES-SCBA-HARNESS7 | SCBA Harness # 7 | FHO-SES-SQ-0001 | PPE,SCBA | Safety Equipment |  |  | http://www.toronto.ca/TWONTO#fall_arrest_harness |  | Safety Equipment
122679 | 1563 | THC-DEW-CF-0312/0313 | Sludge Dewatering, Centrifuge CF-312/313 | THC-SUSPENDED |  |  | 35332 | CF |  |  | Suspended entity
136645 | 7216 | THR-MCS-LD-0096 | Chain Hoist, VERMETTE | THR-LD-WA3 | Lifting Device,Hoist,Manual | Lifting Device |  | LD | http://www.toronto.ca/TWONTO#lifting_equipment_hoist |  | Lifting Devices, Chain Hoist, Come Along & Slings
58276 | 50172 | FHA-ACC-FIT-0400 | FHA-ACC-FIT-0100 - Transmitter, Flow Indicating, For Dehumidifier FHA-ACC-D-0402 | FHA-ACC-D-0402 | H.V.A.C.,Air Conditioner | HVAC |  | FIT | http://www.toronto.ca/TWONTO#flow_transmitter |  | Dehumidification Unit, Filter Pipe Gallery
93287 | 23666 | FHO-GRK-DR-2050S | Door, (FD-S2-50), Fire Rated, Ozone Building, S2, DOZ 1 Stairway | FHO-GRK-FEQ-0001 | Fire Prevention,Door | Door |  | DR | http://www.toronto.ca/TWONTO#fire_rated_door
48278 | 91699 | TAB-ELS-SQ-6143 | Electrical - Rubber Insulating Gloves Class 1 | TAB-ELS-SQ-GLOVE | PPE,Insulated Glove | Safety Equipment |  | SQ | http://www.toronto.ca/TWONTO#rubber_insulating_gloves |  | High Voltage Gloves
19170 | 55362 | FHO-ACC-F-1642 | Filter, Air Outlet, FN-1642, Standby Power Building, S4, CCS Room, N/W | FHO-ACC-FN-1642 |  | Filter |  | F | http://www.toronto.ca/TWONTO#replaceable_air_filter |  | Fan, Centrifugal Square Exhaust, Standby Power Building, S4, CCS Room, N/W
93494 | 26950 | FHO-MCS-MT-0501 | Hacksaw, Power | FHO-MCS-MEQ | Machine Tool,Saw | Tool |  | MT | http://www.toronto.ca/TWONTO#table_saw |  | Machine Shop & Equipment
38695 | 23223 | TAB-ACC-AHU-1235 | Heating Coil, Flotation Bldg | TAB-ACC-AHU-THK | H.V.A.C.,Heater | HVAC |  | AHU | heating_coil |  | AHUs/Supply Fans Float. Bldg.
129708 | 39118 | THR-ACC-CU-0120 | Condensing Unit, Electrical Room, Headhouse | THR-ACC-AC-0120 |  | HVAC |  | CU | http://www.toronto.ca/TWONTO#AC_condenser_unit |  | Air Conditioner, South Grit Electrical Room, Headhouse
27627 | 81037 | COL-PTD-P-0100 | Pump, Centrifugal | COL-PTD | Pump |  |  | P |  |  | Todmorden Sewage Pumping Station
27578 | 29184 | COL-PSW-T-0002 | Tank, Diesel Fuel | COL-PSW | Tank | Tank | 36092 | T | http://www.toronto.ca/TWONTO#fuel_oil_tank |  | Swansea Pumping Station
10431 | 43640 | FCL-ACC-HTR-0359 | Heater, Baseboard, 208V, 1kW, Admin Building, Second Floor, Boardroom 202, West Wall South | FCL-ACC-ADMIN |  |  |  | HTR |  |  | Administration Building HVAC Equipment
102921 | 16166 | MTMH180 | COXWELL P.LOT STM | TRK-DON | [6 empty] | DON DRAINAGE AREA
94886 | 57602 | FHO-SES-SQ-7005SUSP | Eye Wash & Shower Station 5 | FHO-SES-SQ-0004 | PPE,Eyewash Station | Safety Equipment | 35861 | SQ | http://www.toronto.ca/TWONTO#emergency_eyewash_and_shower |  | First Aid
30046 | 36527 | COL-PWR-LSH-0103 | Switch,Level, High, Wet Well #1 | COL-PWR-WEL-0100 | Switch,Level-High | Switch |  | LSH | http://www.toronto.ca/TWONTO#level_switch |  | Well, Wet Well #1, West Rouge PS
9546 | 34801 | DOS-YCM-VEH-378136 | 2008 JOHN DDERE TH6X4 - Vehicle Unit# 378136 | FAC-YCM-VEH | Vehicle,Licensed | Vehicle |  | VEH | http://www.toronto.ca/TWONTO#golf_cart
85751 | 71566 | WTR-PHL-PPE-0009-SUS | SCBA Facemask - Fernando Guglielmo | WTR-CENTRAL-SES | PPE,SCBA | Safety Equipment | 47430 | PPE | http://www.toronto.ca/TWONTO#self-contained_breathing_apparatus |  | Safety & Lifting Devices
226 | 94594 | 378121SUS | John Geere, Gator 4X2, WA-6 | TAB-SUSPENDED ENTITY | Vehicle,Unlicensed | Vehicle | 46868 |  | http://www.toronto.ca/TWONTO#golf_cart
81903 | 78992 | FHA-SES-LDR-0521 | FHA-SES-LD-0053 - 20' Ext Ladder Fiberglass( Filter Gallery East ) | FHA-SES-LD-1 | Safety | Safety Equipment |  | LDR | http://www.toronto.ca/TWONTO#ladder |  | Ladders
122787 | 2263 | THC-DEW-RPU-2101C | Remote Processing Unit | THC-DEW-RPU | Controller,PLC | Remote Processor Unit |  | RPU | http://www.toronto.ca/TWONTO#RPU_panel |  | Incineration RPUs
81154 | 22875 | FHA-SES-FAK-0901 | FHA-SQ-FAK-08 - First Aid Kit Station | FHA-SES-SQ-4 | PPE | Safety Equipment |  | FAK | http://www.toronto.ca/TWONTO#first_aid_station_equipment |  | First Aid
3583 | 13066 | COL-PBY-P-0200 | Pump, Centrifugal | COL-PBY | Pump |  |  | P |  |  | Brick Yard Sewage Pumping Station
93191 | 6854 | FHO-GRK-DR-1014L | Door, (FD-1-14), Fire Rated, Admin Building, L1, Womens Washroom | FHO-GRK-FEQ-0001 | Fire Prevention,Door | Door |  | DR | http://www.toronto.ca/TWONTO#fire_rated_door
64120 | 70642 | FCL-POL-V-4232 | Valve, Solenoid, Service Water to Polymer Skid No.6, RMF Centrifuge Building, Polymer Room | FCL-POL-P-4230 |  |  |  | V |  |  | Pump, Duty, Polymer Skid No.6, Polymer Feed to Centrifuge #2, Centrifuge Building Polymer Room
129769 | 59787 | THR-ACC-DM-0220 | Damper, Intake, Air Handling Unit AHU-0220, North Grit Loading Bay | THR-ACC-AHU-0220 | Damper/Louver | HVAC |  | DM | http://www.toronto.ca/TWONTO#air_damper |  | Air Handling Unit, Air Supply, North Grit Loading Bay Roof
7533 | 42911 | COL-PSS-SS-0001 | Station Security System | COL-PSS-MISC |  | Security System |  | SS | http://www.toronto.ca/TWONTO#security_system |  | Miscellaneous Equipment
39443 | 72300 | TAB-ACC-FN-6562 | Fan, Centrifugal, exhaust air, Mechanical Room No. 3, Screen Bldg., P Bldg. | TAB-ACC-FN-PBLDG | Fan,Centrifugal | HVAC |  | FN | http://www.toronto.ca/TWONTO#blower_or_fan_with_drive |  | Exhaust Fans , P Bldg
82138 | 18504 | FHA-SES-SCBA-0021 | Cylinder for Air Pack Ser # OJ 113489 Suspend | FHA-SES-SCBA-CYLINDER | PPE,SCBA | Tank | 38742 | SCBA | gas_cylinder |  | Breathing Air Tanks (SCBA cylinders)
132837 | 82096 | THR-DIG-PSL-0801 | Switch, Pressure Low, Tank 0800 Sampling Pump Suction, Digester Tanks - Sampling System | THR-DIG-P-0801 | Switch,Pressure-Low | Switch |  | PSL | http://www.toronto.ca/TWONTO#pressure_switch |  | Pump, Tank 0800 Sampling, Digester Tanks - Sampling System
52816 | 66569 | TAB-RSP-FSL-1221C | Flow Switch, Low, Lubrication Oil Skid #2, Raw Sewage Pump #2 | TAB-RSP-P-1220 |  | Switch |  | FSL | http://www.toronto.ca/TWONTO#flow_switch |  | Pump,Raw Sewage Transfer #2
39118 | 1086 | TAB-ACC-DM-6431 | Damper, Motorized, Outside Air, AHU-6430, Roof, Existing Grit Bldg. | TAB-ACC-AHU-6430 | Damper/Louver | HVAC |  | DM | http://www.toronto.ca/TWONTO#air_damper |  | Air Handling Unit, Roof, Grit Bldg., P Bldg.
109722 | 77171 | TAB-DEW-PS-0831 | Power Pack, Hydraulic, DWS Pump#0831 | TAB-DEW-P-0831 | Power Pack,Hydraulic | Hydraulic System |  | PS | http://www.toronto.ca/TWONTO#hydraulic_power_pack |  | Pump, Sludge Cake Transfer, Baby Schwing #8, Dewater. Bldg, 2/F NE middle
58393 | 12719 | THC-ACC-CU-0566 | Condenser,AC units,Electrical Room,Blower Building,Lower Plant | THC-ACC-AC-0566 | Air Handling Unit | HVAC |  | CU | http://www.toronto.ca/TWONTO#AC_condenser_unit |  | Air Conditioner,Electrical Room,Blower Building,Lower Plant
47742 | 970 | TAB-EL2-MCC-6554 | MCC, Standby Power, MCC D3 | TAB-EL2-MCC-6524 |  | Motor Control Centre |  | MCC | http://www.toronto.ca/TWONTO#LV_electrical_panel |  | Motor Control Centre, 600V
34558 | 41532 | MAIN-222 | Main 222 | WTR-LWA | [6 empty] | Work Area 2 Central Mains and Chambers
109792 | 64721 | TAB-DEW-RPU-1138 | RPU | TAB-DEW-SLUDGE SILO | RPU | Remote Processor Unit |  | RPU | http://www.toronto.ca/TWONTO#RPU_panel |  | Sludge Holding Tank System, Conveyors
109540 | 65898 | TAB-DEW-HPU-6005 | Power Pack, Hydraulic, Sliding Frame for Silo DEW-T-6001, DEW Level Bsmt | TAB-DEW-T-6001 | Tank | Hydraulic System |  | HPU | http://www.toronto.ca/TWONTO#hydraulic_power_pack |  | Tank, Dewatered Solids Silo DEW-T-6001 West, DEW Bsmt
130400 | 91550 | THR-ACC-PSH-0901 | Switch, Pressurel-High, Inlet, Digester Gas Train for Boiler 0900, North Grit Boilers | THR-ACC-BO-0900 | Switch,Pressure-High | Switch |  | PSH | http://www.toronto.ca/TWONTO#pressure_switch |  | Boiler, Low Pressure, North Grit Boilers, Plant Services, Natural Gas Overview (CRN-B9917.5,TSSA UID-65022712, SNo.-5.867337,S-87072)
17689 | 85898 | FHA-RW-P-1101-KQ | Raw Water Pumping Unit #11 | FHA-RW-P |  |  | 33358 | P |  |  | Raw Water Pumping
24018 | 67020 | FHO-SA-F-0202 | Filter, Inlet, Air Dryer D-0201, Service Air System, TRW Building, S3, Compressor Room | FHO-SA-D-0201 |  | Filter |  | F | http://www.toronto.ca/TWONTO#replaceable_air_filter |  | Air Dryer, Service Air System, Refrigeration, TRW Building, S3, Compressor Room
63220 | 25790 | THC-OCS-LSLL-0100 | Switch, Level Low Low, Humidification Chamber #1, Phase I/IV Odour Control | THC-OCS-HU-0100 | Switch,Level-Low-Low | Switch |  | LSLL | http://www.toronto.ca/TWONTO#level_switch |  | Integrated Humidification Chamber #1, Humidification Chamber #1, Phase I/IV Odour Control
43825 | 10939 | FCL-ACC-FS-0102 | Switch, Loss of Air Flow, AHU-0101, Low Lift PS Electrical Room S | FCL-ACC-AHU-0102 | Switch,Flow | Switch |  | FS | http://www.toronto.ca/TWONTO#flow_switch |  | Air Handling Unit, Low Lift MCC Room Ventilation System, Low Lift MCC Room
12430 | 24042 | COL-PCU-HS-5335 | Transfer switch position | COL-PCU-SUSPENDED | Switch |  | 34994 | HS |  |  | Cumber P.S.suspended entities
55722 | 87642 | TAB-STR-F-4009U | Air Filter, Blower 9 | TAB-STR-BL-4009 | Filter | Filter |  | F | http://www.toronto.ca/TWONTO#replaceable_air_filter |  | Blower #4009
139519 | 93125 | THR-WA3-LD-0059 | Sling, Nylon, Work Area 3 ( 2" X 4') | THR-LD-NYLN-WA3 | Lifting Device,Sling | Lifting Device |  | LD | synthetic_web_sling |  | Slings, Nylon, Work Area 3
65810 | 3771 | FCL-SPC-COM-1224 | Communication, Ethernet to RS485 Gateway, High Lift Electrical Room, RPU-1224 Panel | FCL-SPC |  |  |  | COM |  |  | Process Control Systems - Services Area
12632 | 2308 | FCL-ELS-LP-0200J | Lighting Panel, 208/120V, 3PH, (LP0JA), Admin Building Server Room | FCL-ELS-6 |  |  |  | LP |  |  | Interior Lighting
71779 | 74574 | THR-DIG-T-0504 | Tank, Condensate and Sediment Accumulator, Boilers, Engine Room | THR-DIG | Tank | Tank |  | T | http://www.toronto.ca/TWONTO#condensate_trap |  | Digester
44663 | 63115 | FCL-ALM-F-01-SUS | Filter Liquid Alum | FCL-ALM | Filter | Filter | 36332 | F | http://www.toronto.ca/TWONTO#discrete_unit_of_treatment_filter |  | Coagulation
93336 | 53660 | FHO-GRK-DR-4027S | Door, (FD-S4-27), Fire Rated, Standby Power Building, S4, Stairway 3 | FHO-GRK-FEQ-0001 | Fire Prevention,Door | Door |  | DR | http://www.toronto.ca/TWONTO#fire_rated_door
55573 | 24655 | TAB-WA2-SQ-1240 | EF2 - 901 T4 Nylon Sling | TAB-SES-LD | Lifting Device,Sling | Lifting Device |  | SQ | synthetic_web_sling |  | WA2 Lifting devices
71788 | 70202 | THR-DIG-T-5480 | Tank, Reservoir, Auxiliary Oil, Gas Compressor 5480, Digester Mixing System | THR-DIG-C-5480 | Tank,Reservoir | Tank |  | T | http://www.toronto.ca/TWONTO#chemical_storage_tank |  | Compressor, Gas, Mixing System, Digester Tank#5
42956 | 76646 | TAB-BLOWER BLDG | Building Location | TAB-SPC2 | [6 empty] | Process Control Systems - Equipment
107406 | 27238 | TAB-ACC-PSL-8212 | Switch,Pressure,Low,Glycol Make Up Line | TAB-ACC-HE-8210 | Switch,Level | Switch |  | PSL | http://www.toronto.ca/TWONTO#pressure_switch |  | Heat Exchanger,M Bldg Space Heating,
135990 | 32589 | THR-FT-RPU-0025S | Remote Processor Unit, SCADA,Old Ras Building (172.22.37.184) | THR-SPC | RPU | Remote Processor Unit | 39573 | RPU | http://www.toronto.ca/TWONTO#RPU_panel |  | Process Control Systems - Services Area
51246 | 22782 | TAB-PRM-RPU-0314 | RUP for PLC-54 | TAB-PRM-INQ-P | RPU | Remote Processor Unit |  | RPU | http://www.toronto.ca/TWONTO#RPU_panel |  | P Building - Instrument Equipment
111094 | 33048 | TAB-DIG-SQ-0010 | Emergency Eye Wash Pack, # 10 Digester 1-4 Bsmt | TAB-DIG-SQ-T01-04 | PPE,Eyewash Station | Safety Equipment | 34476 | SQ | http://www.toronto.ca/TWONTO#emergency_eyewash |  | Digester Tanks 01-04, Safety Equipments
120025 | 96623 | TAB-WA5-SQ-8504 | Lock Out Tag out and Log Book Station | TAB-THK-SQ | PPE | Safety Equipment |  | SQ | emergency_kit |  | WA5 Safety Equipment
113248 | 41507 | TAB-EL3-MCC-6014E | MCC, Auxilary Systems Building, 2nd Floor | TAB-EL3-TR-5212 |  |  |  | MCC |  |  | Transformer, Substation, Auxiliary Systems Building, 2nd Floor
58584 | 29136 | THC-ACC-DM-5822 | Damper,Motorized,Outdoor Air,Plant Stores | THC-ACC-BLDG B |  | HVAC |  | DM | http://www.toronto.ca/TWONTO#air_damper |  | Mechanical Shop (Chlorine) Building HVAC
59435 | 38513 | THC-ACC-RPU-1801 | RPU Panel,Air Handling Unit,Electrical Room,Phase 4 | THC-ACC-BLDG O | Air Handling Unit | Remote Processor Unit |  | RPU | http://www.toronto.ca/TWONTO#RPU_panel |  | Phase IV , Building O HVAC
28568 | 17931 | FIS-DEW-LS-0006 | Switch, Level, Assembly, Tank T-0006 Dewatering Pumps Control,Main Sump Pit Area,Filter Complex, Entrance | FIS-DEW-P-0004A |  | Switch |  | LS | http://www.toronto.ca/TWONTO#level_switch |  | Pump, Submersible, Vertical Turbine, Dewatering Tank T-0006, Main Sump Pit Area, Admin Bldg Entrance
139704 | 16576 | TNT-ACC-PSH-5201 | Switch, Pressure, High, Oil Pump #5201 | TNT-ACC-P-5201 | Switch,Pressure | Switch |  | PSH | http://www.toronto.ca/TWONTO#pressure_switch |  | Pump, Furnace Oil, to Boiler #5200
112268 | 67811 | TAB-DIS-SQ-0006 | SCBA Breathing Apparatus, TE318095, Blower Bldg. Grd.Fl hall Way | TAB-SUSPENDED ENTITY | PPE,SCBA | Safety Equipment | 34623 | SQ | http://www.toronto.ca/TWONTO#self-contained_breathing_apparatus |  | Suspended entities
126192 | 44386 | THC-INC-PSL-1052 | Switch, Pressure-Low, Shaft Seal, Slurry Pump 1052 | THC-INC-P-1052 |  | Switch |  | PSL | http://www.toronto.ca/TWONTO#pressure_switch |  | Pump, Ash Slurry, Incinerator 1000
119304 | 34277 | TAB-THK-MEQ-4022 | Eductor - Dry Polymer Blower Feed System | TAB-THK-MX-4020 | Chemical Feeder,Powder | Chemical Feeder |  | MEQ | http://www.toronto.ca/TWONTO#ejector |  | Hopper Feed, Dry Polymer Feed Preparation
26422 | 39531 | FHO-SM-SPL-0002 | Spill Containment Kit Station, Raw Water Building, S9, RW Pump Room,Wall Besides Elevator | FHO-SM | PPE | Safety Equipment |  | SPL | http://www.toronto.ca/TWONTO#spill_kit |  | Spill Containment & Chemical Sump Systems
4812 | 49953 | COL-PHP-HTR-0002 | Heater, Duct | COL-PHP-MISC | Heater |  |  | HTR |  |  | Miscellaneous Equipment
5074 | 30605 | COL-PKP-SW-0001 | Switch, Main Power | COL-PKP-MISC | Switch | Switch |  | SW | http://www.toronto.ca/TWONTO#disconnect_switch |  | Miscellaneous Equipment
127739 | 59515 | THC-PRM-TT-1003 | Transmitter, Temperature, Oil Tank 1010 | THC-PRM-T-1010 |  |  |  | TT |  |  | Tank, Hydraulic Power System for Sludge Bottom Scraper Mechanism, Tank 1000, Primary Clarifier
44140 | 34863 | FCL-ACC-HTR-0351 | Heater, Re-Heat Unit, 208V, 3PH, Admin Building, Second Floor, Office 201, Ceiling | FCL-ACC-ADMIN |  |  |  | HTR |  |  | Administration Building HVAC Equipment
118814 | 11133 | TAB-STR-RPU-0507 | RPU-GE0507 | TAB-STR-RPU | RPU | Remote Processor Unit |  | RPU | http://www.toronto.ca/TWONTO#RPU_panel |  | Aeration Gallery - RPUs
120541 | 77836 | THC-ACC-DM-6341 | Damper, Inlet, Exhaust Fan FN-6340, Roof, Headworks | THC-ACC-FN-6340 | Damper/Louver | HVAC |  | DM | http://www.toronto.ca/TWONTO#air_damper |  | Fan, Exhaust, Screen/Conveyor Areas, Roof, Headworks
77591 | 71636 | THR-PRM-CRN-0511 | Chainfall, Morris-3T, Overhead, Monorail, Manual, PS # 2 | THR-CRN-WA2 | Crane,Overhead,Travelling | Lifting Device |  | CRN | http://www.toronto.ca/TWONTO#lifting_equipment_hoist |  | Cranes, Overhead Lifting Devices,WA2
76806 | 27845 | THR-PLT-FSL-0101 | Switch, Flow, Low, Flushing Water, Washer Compactor CMP-0100, Headhouse | THR-PLT-CMP-0100 | Switch,Flow-Low | Switch |  | FSL | http://www.toronto.ca/TWONTO#flow_switch |  | Compactor, Bar Screen 0102, Prelimiry Treatment
36090 | 29654 | MTMH220 | HIGHLAND CREEK STS | TRK-DON | [6 empty] | DON DRAINAGE AREA
85640 | 87013 | TNT-ACC-CU-2008B | Air Conditioner, outdoor condensor | TNT-ACC-AC | H.V.A.C.,Chiller | HVAC |  | CU | http://www.toronto.ca/TWONTO#AC_condenser_unit |  | HVAC- Air conditioner and cooling units
96503 | 16524 | FIS-DEW-LSH-0005 | Switch, Level, High, Main Sump Pit Area Tank T-0006, Filter Complex, Entrance | FIS-DEW | Sensor,Level | Switch |  | LSH | http://www.toronto.ca/TWONTO#level_switch |  | Dewatering & Drainage
18673 | 99011 | FHA-SES-SQ-0067 | Safewaze 3512-0241 6’ shock absorber lanyard Ser 77594 | FHA-SES-SQ-6 |  | Safety Equipment |  | SQ | lifeline |  | Safety Fall Protection Equipment
109131 | 74919 | TAB-CW-SQ-0401A | Eye Wash & Shower Station. Floatation main floor Polymer Room South Wall | TAB-THK-SQ | PPE,Eyewash Station | Safety Equipment |  | SQ | http://www.toronto.ca/TWONTO#emergency_eyewash_and_shower |  | WA5 Safety Equipment
55554 | 99733 | TAB-WA2-SQ-1210 | EE2 - 902 T3 Nylon Sling | TAB-SES-LD | Lifting Device,Sling | Lifting Device |  | SQ | synthetic_web_sling |  | WA2 Lifting devices
135259 | 77616 | THR-FPW-LSHH-0012 | Switch, Level, High-high, Plant Water Building, Plant Services, Flood Monitoring System | THR-FPW-P-0012 | Switch,Level-High-High | Switch |  | LSHH | http://www.toronto.ca/TWONTO#level_switch |  | Pump, Centrifugal, Sump, Plant Water Building, Plant Services, Flood Monitoring System
20015 | 37464 | COL-PMD-SS-0001 | Station Security System | COL-PMD |  | Security System |  | SS | http://www.toronto.ca/TWONTO#security_system |  | Midland Pumping Station
12293 | 59014 | COL-PCU-CP-0004 | Control Panel, Operator, Alarm Reset, Cumber PS | COL-PCU-SUSPENDED | Control Panel |  | 34986 | CP |  |  | Cumber P.S.suspended entities
96501 | 79149 | FIS-DEW-LSH-0004 | Switch, Level, High, Low Lift Pumps & Screen Room Drain Sump Tank T-0003, Pump Building, Pump Room | FIS-DEW | Sensor,Level | Switch |  | LSH | http://www.toronto.ca/TWONTO#level_switch |  | Dewatering & Drainage
138720 | 59691 | THR-SES-SQ-1134 | Harness, Full Body PPE Stan Chatzinikoloau | THR-SES-FAS | Safety | Safety Equipment |  | SQ | http://www.toronto.ca/TWONTO#fall_arrest_harness |  | Fall Arrest Sytem (Harness and Lanyard), Safety Equipment
136661 | 16224 | THR-ITS-COM-4401 | Termination Panel, Plant Water | THR-ITS-COM-4400 | Network,Local Area Networks | Network |  | COM | http://www.toronto.ca/TWONTO#network_panel |  | Network Access Closet, Raw Plant Water Pump Station
112277 | 79984 | TAB-DIS-SQ-0091SUS | First Aid Kit - Chlorine Bldg. | TAB-DIS-SQ |  | Safety Equipment | 47540 | SQ | http://www.toronto.ca/TWONTO#first_aid_kit |  | Chlorine Building Safety Equipment
10433 | 38016 | FCL-ACC-HTR-0365 | Heater, Re-Heat Unit, 208V, Admin Building, Second Floor, Corridor 217, Ceiling Centre | FCL-ACC-ADMIN |  |  |  | HTR |  |  | Administration Building HVAC Equipment
48218 | 73339 | TAB-ELS-SQ-6112 | Electrical - Rubber Insulating Gloves | TAB-ELS-SQ-GLOVE | PPE,Insulated Glove | Safety Equipment |  | SQ | http://www.toronto.ca/TWONTO#rubber_insulating_gloves |  | High Voltage Gloves
70971 | 23694 | FHA-AUX-T-0101 | Tank, Air Receiver Compressed Air #1, Service Bldg. Alum Room | FHA-AUX-SA | Tank | Tank |  | T | http://www.toronto.ca/TWONTO#pressure_vessel |  | Plant Air/Instrument Air/Vacuum System
29014 | 6337 | FIS-FEQ-ASH-4003 | Switch, Smoke Detector, Mechanical/Electrical Room | FIS-FEQ-CP-4001-SUS |  | Safety Equipment |  | ASH | http://www.toronto.ca/TWONTO#flame_or_combustion_sensing_instrument |  | Panel, Control, Fire Alarm, Vestibule
101682 | 56611 | MAIN-299 | Main 299 | WTR-MT1 | [6 empty] | Work Area 1 EAST Mains and Chambers
68477 | 62946 | THR-ACC-T-0101 | Tank, Glycol Skid, Grit Bldg, Old Stores, Gallery Ventilation, Zone 1A,1B | THR-ACC-GRIT | Tank | Tank |  | T | http://www.toronto.ca/TWONTO#chemical_storage_tank |  | Heating, Ventilation and Air Conditioning, Grit Building
71890 | 4159 | THR-DIG-TSH-7780 | Switch, Temperature High, Burner 7780, Waste Gas Burner | THR-DIG-BU-7780S | Analyzer,UV | Switch |  | TSH | http://www.toronto.ca/TWONTO#temperature_switch |  | Burner, Waste Gas
138712 | 38706 | THR-SES-SQ-0944 | Lanyard for Harness, PPE Ravin Sankar | THR-SES-FAS | Safety | Safety Equipment |  | SQ | lifeline |  | Fall Arrest Sytem (Harness and Lanyard), Safety Equipment
135865 | 80234 | THR-FT-PSL-2172 | Switch, Pressure-Low, Pump 2172, Secondary Treatment, RAS Pumping - South | THR-FT-P-2172S | Switch,Pressure-Low | Switch |  | PSL | http://www.toronto.ca/TWONTO#pressure_switch |  | Pump, Centrifugal, Secondary Treatment, RAS Pumping,Tunnel 20, - South
8803 | 62230 | COL-SMC-CP-0004 | Control Panel, Operator | COL-SMC | Control Panel |  |  | CP |  |  | Maclean Detention Tank-storm
33269 | 35400 | COL-WEST-BLOW | Blower | COL-WEST | [6 empty] | West
130489 | 2131 | THR-ACC-RPU-3400 | Remote Processor Unit, Controller,HVAC,Plant Water Bldg | THR-ELS-FPW |  | Remote Processor Unit |  | RPU | http://www.toronto.ca/TWONTO#RPU_panel |  | Electrical System, Filtered Plant Water Building
119731 | 65167 | TAB-WA1-SQ-1972 | Lanyard 6 Ft- Bogdan, Alex | TAB-WA1-SQ-0001 | PPE,Harness | Safety Equipment |  | SQ | lifeline |  | WA1 Fall Arrest System
55972 | 37547 | FCL-SPC-RPU-1626 | RPU Panel, Filters 1701 and 1801, Filter Gallery | FCL-ELS-PS-0001 | Control Panel | Remote Processor Unit |  | RPU | http://www.toronto.ca/TWONTO#RPU_panel |  | Uninterruptible Power Supply,High Lift Bldg - Switchgear Room,LP-0001
62482 | 13235 | FHA-FLT-F-0801 | Filter #08, Filter Building, West Filter Gallery North | FHA-FLT | Filter | Filter |  | F | http://www.toronto.ca/TWONTO#filtration_tank |  | Filtration
131604 | 45520 | THR-CG-ENG | Co-Generation, Engines | THR-CG | [6 empty] | Co-Generation
423 | 85789 | BOM-LAB-TAB | Laboratory - Ashbridges Bay Treatment Plant | BOM - LABORATORY | [6 empty] | Business Operations Management
134887 | 68513 | THR-ELS-LP-9583 | Lighting Panel, Control Panel Bldg, East Wall | THR-ELS-MCC-3402 | Control Panel,Electrical | Power Distribution Panel |  | LP | http://www.toronto.ca/TWONTO#LV_electrical_panel |  | Control Panel, MCC 3402, Digesters, Tanks 0700 & 0800
10978 | 72129 | COL-PBF-TR-0001 | Transformer, Power | COL-PBF-MISC | Transformer |  |  | TR |  |  | Miscellaneous Equipment
19849 | 10119 | COL-PLV-LSHH-0204 | Switch, Level High-High | COL-PLV-MISC | Switch,Level |  |  | LSHH |  |  | Miscellaneous Equipment
90528 | 49018 | WTR-PSA-DR-0004 | Door | WTR-PSA-AUX | Door,Access | Door |  | DR | http://www.toronto.ca/TWONTO#door
122893 | 13707 | THC-DEW-RPU | Incineration RPUs | THC-DEW | [6 empty] | Dewatering Process
146848 | 65770 | WTR-REG-TRW | Treated Water (Transmission) | WTR-REG | [6 empty] | Eglinton Reservoir
61740 | 90098 | THC-FT-T-1300 | Tank, Secondary Clarifier | THC-FT-PHASE I-IV | Tank | Tank |  | T | http://www.toronto.ca/TWONTO#clarifier |  | Secondary Clarifiers, Phase I-IV
55495 | 49853 | TAB-WA1-SQ-2034 | Spill Response Kit, Non-Aggressive Fluid | TAB-WA1-SQ | Spill Kit | Safety Equipment |  | SQ | http://www.toronto.ca/TWONTO#spill_kit |  | Safety Equipment & Supplies Common to WA1
8161 | 83606 | COL-PWP-FEQ-0001S | Fire Prevention, Extinguisher | COL-PWP-MISC | Fire Prevention,Extinguisher |  | 42899 | FEQ |  |  | Miscellaneous Equipment
59341 | 54932 | THC-DIG-FX-0400C | Flame Arrestor,Outlet,STR-0400B,Gas Low Pressure System,Building U | THC-DIG-PD-0400 | Flame Arrester | Safety Equipment |  | FX | http://www.toronto.ca/TWONTO#flame_arrestor |  | Tank,Primary Digester,Digested Sludge,Building U
10352 | 69520 | FCL-ACC-HTR-0239 | Heater, (UH-2R)), Unit, Electric, Dry Chemical Building Loading Area | FCL-ACC-P-LL |  |  |  | HTR |  |  | Low Lift Pumping Station HVAC Equipment
52254 | 78003 | TAB-PWA-T-2500 | Tank,Hydropneumatic , Plant Water Pumping | TAB-PWA | Tank | Tank |  | T | http://www.toronto.ca/TWONTO#pressure_vessel |  | Plant Water
24425 | 10647 | FHO-NEX-4 CHANNEL 4-SUS | Emergency and Exit light 4 Channel 4 | FHO-NEXUS |  | Safety Equipment | 44454 | NEX | http://www.toronto.ca/TWONTO#lighting_unit |  | Emergency and Exits lights- Expansion Site
76041 | 69632 | THR-JHSC-STBMCC | Sludge Thickening Building SwitchGear and MCC Rooms | THR-JHSC-WA3 |  | Safety Equipment |  |  | http://www.toronto.ca/TWONTO#space |  | Joint Health & Safety Committee WA3
85773 | 81381 | WTR-PHL-T-3101 | Tank , Hot Water, 40 Rathnelly | WTR-PHL-ENGHOUSE | Tank,Domestic Hot Water | Tank |  | T | http://www.toronto.ca/TWONTO#tanked_hot_water_heater |  | Engineers House, 40 Rathnelly
120519 | 79825 | THC-ACC-DM-6107 | Damper, Outdoor Air Inlet to AHU-6100, 2nd Floor Mech Room #2, Headworks | THC-ACC-AHU-6100 | Damper/Louver | HVAC |  | DM | http://www.toronto.ca/TWONTO#air_damper |  | Air Handling Unit, Truck Loading Bay, Mech Room #2, Headworks
59590 | 98668 | THC-ACC-TIT-6302 | Transmitter, Temperature, O/A, Solar Wall, AHU-6300, 2nd Floor Mech Room #1, Headworks | THC-ACC-AHU-6300 | Transmitter,Temperature | HVAC |  | TIT | http://www.toronto.ca/TWONTO#temperature_transmitter |  | Air Handling Unit, Screen Room/Conveyor Areas, 2nd Floor Mech Room #1, Headworks
58479 | 95871 | THC-ACC-DM-0130 | Damper,Motorized,Outdoor Air ,Boiler Building,South Zone 3 | THC-AI-D-7020 | Damper/Louver | HVAC |  | DM | http://www.toronto.ca/TWONTO#air_damper |  | Dryer,Compressed Air,Incinerator Building,2nd Floor
9013 | 55102 | COL-CED-LIT-1001 | Transmitter, Level | COL-PLV-MISC | Transmitter,Level |  |  | LIT |  |  | Miscellaneous Equipment
40077 | 56076 | DOS-SES-AED-0001 | Automated External Defibrilators - AED | FAC-YCM-SES | Safety,Defibrillator | Safety Equipment |  | AED | http://www.toronto.ca/TWONTO#automatic_external_defibrillator |  | SAFETY & ENVIRONMENTAL SERVICES
38712 | 91838 | SWM-PDU-HTR-0001 | Heater, Pumps Control Panel | SWM-PDU | Heater |  |  | HTR |  |  | Dunker's Storm
6351 | 76102 | COL-PMY-DM-0002 | Damper, Gas | COL-PMY | Damper/Louver |  |  | DM |  |  | Maryport Sewage Pumping Station
61514 | 98521 | THC-FEQ-MON-6301 | Monitor Module, FA System Zone 13, Headworks, Second Floor, Mechanical Room #1 S/E | THC-FEQ-CP-6201 | Fire Prevention,Alarm | Safety Equipment | 45883 | MON | http://www.toronto.ca/TWONTO#annunciator_panel |  | Control Panel, Main Fire Alarm CP, Headworks, Ground Floor, Electrical Room W
112249 | 91626 | TAB-DIS-PSL-0003 | Switch, Pressure,Low, Chlorine to Expansion Tank #3 | TAB-DIS-T-0003 | Switch,Pressure | Switch |  | PSL | http://www.toronto.ca/TWONTO#pressure_switch |  | Tank,Expansion, Chlorine From Tank Cars
24393 | 57157 | FHO-MCS-T-1701 | Tank, Hot Water, Chemical Building, S4, SBS Room | FHO-MCS-PWA |  | Tank |  | T | http://www.toronto.ca/TWONTO#tanked_hot_water_heater |  | Service Water & Backflow Prevention
51895 | 50602 | FCL-FLT-SW-0501-SUS | Sweeps, Surface Wash, Filter #5 | FCL-FLT-F-0501 | Filter | Filter | 36636 | SW | filter_sweeping_arm |  | Filter, Carbon Activated, Filter Building, Filter Gallery West
107785 | 46963 | TAB-ACC-TSH-1410 | Switch, Temperature, High, AHU-1400, Loading Bay Rooftop | TAB-ACC-AHU-1400 | Switch,Temperature-High | Switch |  | TSH | http://www.toronto.ca/TWONTO#temperature_switch |  | Air Handling Unit, D Bldg Roof
33662 | 80168 | COL-YKP-DA-110655 | Davit Centre Base-110655 | COL-YKP-DA-0006S | Safety | Safety Equipment |  | DA | davit_base |  | Davit Arm Assembly with Upper Arm-111966
55465 | 81473 | TAB-WA1-SQ-1167 | Sling | TAB-WA1-SQ-1000 | Lifting Device,Sling | Lifting Device |  | SQ | http://www.toronto.ca/TWONTO#fall_protection_sling |  | WA1 Lifting Devices and Slings
74578 | 28487 | THR-AI-F-0100 | Filter, Instrument Air Building | THR-AI-C-0100 | Filter,Membrane | Filter |  | F | http://www.toronto.ca/TWONTO#replaceable_air_filter |  | Air Compressor,Instrument Air Building
116704 | 33105 | TAB-PWA-PSH-0090 | Switch,Pressure,High | TAB-PWA-P-0090 | Switch,Pressure-High | Switch |  | PSH | http://www.toronto.ca/TWONTO#pressure_switch |  | Pump, Chiller Cir.
94137 | 43737 | FHO-SA-C-0401-KQ-SU | Service Air Compressor 4 | FHO-OBSOLETE |  |  | 32278 | C |  |  | Removed From Service
139949 | 66956 | TNT-AER-F-1601 | Filter, Air Intake | TNT-AER-BL-1601 | Filter | Filter |  | F | http://www.toronto.ca/TWONTO#replaceable_air_filter |  | Blower, Aeration
89902 | 46699 | YQQ-ADMIN-BLDG | Building Location | YMH-EUS | [6 empty] | Production & End User Support
24724 | 80796 | COL-PRX-LSL-0101 | Switch, Level-Low | COL-PRX-MISC | Switch |  |  | LSL |  |  | Miscellaneous Equipment
58536 | 19227 | THC-ACC-DM-0581 | Damper,Actuated,Inlet,Fan 0581,Temporary Centrifuge Room,3rd Floor,Biosolids Building East | THC-ACC-FN-0581 | Damper/Louver | HVAC |  | DM | http://www.toronto.ca/TWONTO#air_damper |  | Fan,Centrifugal,Temporary Centrifuge Room, 3rd Floor,Biosolids Building East
75242 | 60274 | THR-FT-T-1300 | Tank, Final Settling, Mixed Liquor, Secondary Treatment, Secondary Clarification - North (Tank#13) | THR-FT-T | Tank | Tank |  | T | http://www.toronto.ca/TWONTO#sedimentation_tank |  | Final Sedimentation Tank & Dedicated WAS Pumping
44091 | 40272 | TAB-DEW-TSH-0921A | Switch, Temperature, High, Lub Oil Return from Bearing back drive end | TAB-DEW-CF-0921 | Switch,Temperature | Switch |  | TSH | http://www.toronto.ca/TWONTO#temperature_switch |  | Centrifuge # 9
67174 | 91276 | THC-INC-RPU-2105 | Remote Processing Unit,Plant Services,2rd Floor,Biosolids Building East | THC-DEW-RPU | Control Panel,Instrumentation | Remote Processor Unit |  | RPU | http://www.toronto.ca/TWONTO#RPU_panel |  | Incineration RPUs
133031 | 79143 | THR-DIG-RPU0002 | Remote Processor Unit, SCADA,Digester 7-10 MCC Room | THR-SPC | RPU | Remote Processor Unit | 36257 |  | http://www.toronto.ca/TWONTO#RPU_panel |  | Process Control Systems - Services Area
61786 | 72293 | FHA-ELS-WR-0203 | Welding Receptacle, 30A, 600V, RMF, Centrifuge Service Platform | FHA-ELS | Welding Equipment | Power Distribution Panel |  | WR | http://www.toronto.ca/TWONTO#welding_receptacle |  | Electrical
139432 | 11169 | THR-WA2-LD-0022 | Sling, Chain, Work Area 2 | THR-LD-WIRE-WA2 | Lifting Device,Sling | Lifting Device |  | LD | chain_sling |  | Slings, Wire Rope, Work Area 2
138685 | 68637 | THR-SES-SPL-0900 | Spill Kit, Glycol, For Glycol Skid T-0901 | THR-SES-SPL | Safety | Safety Equipment |  | SPL | http://www.toronto.ca/TWONTO#spill_kit |  | Spill Containment Kits, Humber Treatment Plant
72701 | 81753 | THR-DIS-ASH-0004S | Switch, Analyses, High, Smoke Detector, RPU-0004, Disinfection Building Upper Floor | THR-DIS | Fire Prevention,Heat Detector | Switch | 42094 | ASH | http://www.toronto.ca/TWONTO#flame_or_combustion_sensing_instrument |  | Disinfection
130674 | 96791 | THR-ACC-UPS-0001A | UPS for RRU, THR-ACC-RPU-0001A, SCADA, Digester 7-8 Electrical Room (172.22.39.170) | THR-ACC-RPU-0001A | RPU | Remote Processor Unit |  | UPS | http://www.toronto.ca/TWONTO#UPS |  | Remote Processor Unit, SCADA, Digester 7-8 Electrical Room (172.22.39.170)
72319 | 41749 | THR-ACC-AC-4802 | Air Conditioning, Cooling & Fan Unit, Electric, Electrical Room, West Substation | THR-ACC-CU-4802 | H.V.A.C.,Air Conditioner | HVAC |  | AC | http://www.toronto.ca/TWONTO#air_condition |  | Condensing Unit, Air Conditioning, SE Roof, West Substation
120342 | 28039 | THC-ACC-CP-6210 | Panel, Control, Mech Room Ventilation, 2nd Floor Mech Room #2, Headworks | THC-ACC-FN-6290 | Control Panel,HVAC | HVAC |  | CP | http://www.toronto.ca/TWONTO#process_control_panel |  | Fan, Exhaust, Mechanical Room #2, Roof, Headworks
106623 | 7196 | TAB-ACC-FSL-0811 | Switch,Flow,Low,Water to Pump | TAB-ACC-P-0811 | Switch,Flow | Switch |  | FSL | http://www.toronto.ca/TWONTO#flow_switch |  | Pump, Hot Water Circulating, Secondary Loop 2, Admin Radiant Heating, P2-1
49021 | 15229 | TAB-OCS-DM-6641 | Damper, Actuated, Booster Fan FN-6640 Suction, Grit Tank Bldg. Roof, P Bldg. | TAB-OCS-FN-6640 | Damper/Louver | Gas Collection |  | DM | http://www.toronto.ca/TWONTO#air_damper |  | Fan, Booster, Odourous Air from Grit Tanks, Grit Tank Bldg. Roof, P Bldg.
64118 | 20421 | FCL-POL-V-4212 | Valve, Solenoid, Service Water to Polymer Skid No.4, RMF Centrifuge Building, Polymer Room | FCL-POL-P-4210 |  |  |  | V |  |  | Pump, Duty, Polymer Skid No.4, Polymer Feed to Centrifuge #1, Centrifuge Building Polymer Room
27241 | 22947 | COL-PSU-TR-0002 | Control Panel, Electrical | COL-PSU | Transformer |  |  | TR |  |  | Sunnyside Pumping Station
120980 | 72431 | THC-ACC-HTR-6001 | Heater, Unit, Glycol, Heating System, Ground Floor, Truck Loading Bay, Headworks | THC-ACC-P-6003 | H.V.A.C.,Heater,Unit | HVAC |  | HTR | http://www.toronto.ca/TWONTO#heater |  | Pump, Heating Glycol System, Lower Level 2 Blower Room, Headworks
89911 | 89153 | YTF SPC | Process Control Systems - Services Area | YTF | [6 empty] | Tiffield Data Center
94 | 25953 | 50782 | WA6 Exit Signs/Emerg Light | TAB-WA6-SQ | PPE | Safety Equipment | 46292 |  | http://www.toronto.ca/TWONTO#collection_of_assets |  | WA6 Safety Equipment
76202 | 578 | THR-MCS-LD-9075 | Chain Hoist, Manual, Work Area 4 | THR-LD-WA3 | Lifting Device,Hoist,Manual | Lifting Device |  | LD | http://www.toronto.ca/TWONTO#lifting_equipment_hoist |  | Lifting Devices, Chain Hoist, Come Along & Slings
147573 | 36549 | YDA-IWC-OFFICE | Computer Location | YDA-ADMIN-BLDG | [6 empty] | Building Location
140581 | 76527 | TNT-ELS-LP-2101B | 208/120V Lighting Panel | TNT-ELS-TR-6101B | Control Panel,Lighting | Power Distribution Panel |  | LP | http://www.toronto.ca/TWONTO#LV_electrical_panel |  | 600-208/120V Transformer
8845 | 82788 | COL-SMC-T-0200 | Tank, CSO | COL-SMC | Tank |  |  | T |  |  | Maclean Detention Tank-storm
121298 | 34913 | THC-ACC-TIT-6312 | Transmitter, Temperature, Space, Screen Room/Conveyor Areas, Headworks | THC-ACC-AHU-6300 | Transmitter,Temperature | HVAC |  | TIT | http://www.toronto.ca/TWONTO#temperature_transmitter |  | Air Handling Unit, Screen Room/Conveyor Areas, 2nd Floor Mech Room #1, Headworks
4530 | 50434 | COL-PGA-LIT-0101 | Transmitter, Level | COL-PGA | Transmitter,Level |  |  | LIT |  |  | Greyabbey Sewage Pumping Station
109728 | 29377 | TAB-DEW-PSH-0511 | Switch, Pressure,High, Sludge Feed Pump 0511 | TAB-DEW-P-0511 | Switch,Pressure-High | Switch |  | PSH | http://www.toronto.ca/TWONTO#pressure_switch |  | Pump, Sludge Feed # 5 (DP0105)
59791 | 51848 | THC-ACC-DR-0600 | Door,Overhead,SW Trucking Bay,Bldg M | THC-GRK-DR-M | Door,Overhead | Door |  | DR | http://www.toronto.ca/TWONTO#roll_up_door
13410 | 55550 | FCL-FLT-V-0517 | Valve, Gate, Loss of Head Transmitter PDIT-0501 Filter F-0502 Drain, Filter 0501 | FCL-FLT-PDIT-0501 |  |  |  | V |  |  | Transmitter, Pressure (Differential), Loss of Head for Filter 0501, Filter No.0501
12496 | 79255 | COL-PCU-MISC | Miscellaneous Equipment | COL-PCU-SUSPENDED |  |  | 35008 |  |  |  | Cumber P.S.suspended entities
77611 | 26931 | THR-PRM-FSL-2341 | Switch, Flow-Low, Seal Water, Pump 2341, Sludge Pumping - South | THR-PRM-P-2341 | Switch,Pressure-Low | Switch |  | FSL | http://www.toronto.ca/TWONTO#flow_switch |  | Pump, Centrifugal, Sludge, South Primary Station 3
50245 | 3651 | TAB-PLT-SP-8000 | Sampler, Raw Sewage,Conduit 8 | TAB-PLT-G-D | Sampler | Sampler | 34188 | SP | http://www.toronto.ca/TWONTO#auto_sampler |  | D Building - Conduits 6-11
28255 | 21978 | FIS-CLA-PSH-0201 | Switch, Pressure, High, Pre-Chlorine Train 2,Rupture Disc Outlet, Gaseous Chemical Bldg,Storage Rm | FIS-CLA-T-0201 | Sensor,Pressure | Switch |  | PSH | http://www.toronto.ca/TWONTO#pressure_switch |  | Tank, Expansion, Cl2 Liquid to Evaporator EV-0201, Gaseous Chemical Building, Storage Room
7765 | 94665 | COL-PSW-DR-0152 | Door entry system | COL-PSW | Security System | Security System |  | DR | http://www.toronto.ca/TWONTO#security_system |  | Swansea Pumping Station
7954 | 53571 | COL-PVM-CP-0001 | Control Panel, Operator | COL-PVM | Control Panel |  |  | CP |  |  | Valleymede Sewage Pumping Station
14496 | 70414 | FCL-SES-FA-0014 | SRL | FCL-SES-SQ-0007 |  | Safety Equipment |  | FA | self_retracting_line |  | Eyewash Station, Admin Building, Operators Lab,Eye wash station - main change room
72541 | 27092 | THR-ACC-CU-4503 | Heat Pump Unit, Ductless Split System outdoor Unit, SP RAS PS Offices | THR-ACC-AC-4503 | H.V.A.C.,Air Conditioner | HVAC |  | CU | http://www.toronto.ca/TWONTO#AC_condenser_unit |  | Fan Coil Unit, Ducted Unit, SP RAS PS Offices
131342 | 54223 | THR-AI-T-2518S | Receiver, Tank, Instrument Air | THR-AI | Vessel,Pressure | Tank | 39984 | T | http://www.toronto.ca/TWONTO#pressure_vessel |  | Air, Instrument, Compressors
140559 | 77233 | TNT-FT-LSH-1501 | Switch, Level,High | TNT-FT-T-1500 | Switch,Level | Switch |  | LSH | http://www.toronto.ca/TWONTO#level_switch |  | SumpTank # 5
93249 | 14836 | FHO-GRK-DR-2012S | Door, (FD-S2-12), Fire Rated, Admin Building, S2, Men's Locker Room, East | FHO-GRK-FEQ-0001 | Fire Prevention,Door | Door |  | DR | http://www.toronto.ca/TWONTO#fire_rated_door
113554 | 77605 | TAB-GRK-VEH1 | Trucks | TAB-VEH | Vehicle,Unlicensed | Vehicle |  |  | http://www.toronto.ca/TWONTO#pickup_truck
141138 | 80216 | WM2016A | Cannister, Pneumatic Conveyor Carbon, 828A | TAB-SLD-ROUTING | Filter | Filter |  |  | http://www.toronto.ca/TWONTO#replaceable_air_filter |  | Pelletizer Bldg. - Material Handling
75178 | 60125 | THR-FT-PSL-3220 | Switch, Pressure-Low, Pump P-3220 Suction, Scum Pumping - South | THR-FT-P-3220 | Switch,Pressure-High | Switch |  | PSL | http://www.toronto.ca/TWONTO#pressure_switch |  | Pump, Rotary Lobe, Scum from Tank 3200, Scum Pumping
58262 | 52338 | FHA-ACC-AHU-0004 | Cooling Unit Spot Cooler | FHA-MCS-ACC | Air Handling Unit | HVAC | 38791 | AHU | http://www.toronto.ca/TWONTO#air_condition |  | HVAC
49972 | 54679 | TAB-PLT-LSH-0141 | Switch,Level, High,Inlet Channel, Screen 0141 | TAB-PLT-SC-0141 | Switch,Level | Switch |  | LSH | http://www.toronto.ca/TWONTO#level_switch |  | Bar Screen #1
106497 | 24999 | TAB-ACC-FN-4478 | Fan, Exhaust, Auxiliary Systems Building, Penthouse | TAB-ACC-FN-AUX | Fan | HVAC |  | FN | http://www.toronto.ca/TWONTO#blower_or_fan_with_drive |  | Exhaust Fans , Aux. Bldg
58046 | 80248 | THC-ACC-AC-0122 | Air Conditioner,Elec RM,Aeration Building,Phase 4 | THC-ACC-BLDG O | Air Handling Unit | HVAC |  | AC | http://www.toronto.ca/TWONTO#air_condition |  | Phase IV , Building O HVAC
34529 | 7455 | MAIN-195 | Main 195 | WTR-MT3 | [6 empty] | Work Area 3 WEST Mains and Chambers
45478 | 82867 | TAB-DIG-STRC | Digestion Pipe Gallery - Drains, Walls, Lighting, Bldg, Services, PA System, Plumbing, Safety Equipments | TAB-DIG-PIP | [6 empty] | Digestion Pipe Gallery, ELQ, PIT, STRC & Sump Pumps
29018 | 80622 | FIS-FEQ-CP-4001-SUS | Panel, Control, Fire Alarm, Vestibule | FIS-MARINE-BUILDING |  | Safety Equipment | 46889 | CP | http://www.toronto.ca/TWONTO#annunciator_panel |  | FIS Marine Yard Building
136697 | 55099 | THR-MCS-LD-1537 | Chain Hoist, Manual, Work Area 2 | THR-LD-WA2 | Lifting Device,Hoist,Manual | Lifting Device |  | LD | http://www.toronto.ca/TWONTO#lifting_equipment_hoist |  | Lifting Devices, Chain Hoist, Come Along & Slings
15183 | 34713 | FCL-TRW-LSH-0003 | Switch, Level-High, Building, Treated Water Pumping Station | FCL-TRW-2 | Switch,Level-High | Switch |  | LSH | http://www.toronto.ca/TWONTO#level_switch |  | Treated Water Pumping
88700 | 90083 | WTR-RBV-T-0501 | Tank, Domestic Hot Water | WTR-RBV-AUX | Tank,Domestic Hot Water | Tank |  | T | http://www.toronto.ca/TWONTO#tanked_hot_water_heater |  | Auxiliary Equipment (Building Facilities)
58582 | 92023 | THC-ACC-DM-5811 | Damper,Motorized,Exhaust Fan FN-5810,Plant Stores | THC-ACC-FN-5810 |  | HVAC |  | DM | http://www.toronto.ca/TWONTO#air_damper |  | Fan,Centrifugal,Exhuast,Plant Stores
24595 | 79437 | COL-PRR-COM-0001 | Control Panel, Operator | COL-PRR-MISC | Control Panel |  |  | COM |  |  | Miscellaneous Equipment
81504 | 47675 | TNT-MCS-SQ-1035 | Sling | TNT-MCS-LD | Lifting Device,Sling | Lifting Device |  | SQ | http://www.toronto.ca/TWONTO#fall_protection_sling |  | Lifting Devices , cranes/ Portable crane/hoists, come alongs, slings, wire rope, chains
92666 | 32729 | FHO-FL-T-0018 | Tank, Fluoride Dilution,S2, North Penthouse | FHO-FL | Tank | Tank |  | T | http://www.toronto.ca/TWONTO#chemical_storage_tank |  | Fluoridation
16961 | 4361 | FHA-FEQ-DT-0012 | Firesystem Sprinkler drain trap, RMF-In hoisting access room north chemical corridor | FHA-SES-FEQ-1 | Drain | Drain |  | DT | http://www.toronto.ca/TWONTO#drain |  | Fire Sprinkler System
26284 | 38356 | FHO-SES-SCBA-HARNESS | SCBA Harnesses | FHO-SES-SQ-0001 | PPE,SCBA | Safety Equipment |  |  | http://www.toronto.ca/TWONTO#fall_arrest_harness |  | Safety Equipment
73145 | 62575 | THR-ACC-NR-683 | HVAC Unit & Fan, Main Floor Voitek Office | THR-ACC-ADM | H.V.A.C.,Heater,Unit | HVAC |  | NR | http://www.toronto.ca/TWONTO#heater |  | Air Conditioning, HVAC, Admin Building
26594 | 22507 | FHO-STORE | Computer Storage Location | FHO-EUS | [6 empty] | Production & End User Support
72677 | 53168 | THR-ACC-EMB | Air Conditioning, AHU, HVAC, East Maintenance Building | THR-ACC-WA3 | H.V.A.C.,Air Conditioner | HVAC |  |  | http://www.toronto.ca/TWONTO#collection_of_assets |  | Air Conditioning, Boiler, Fans & AHU
49698 | 92530 | FCL-CLB-T-0101 | Tank, Expansion, CLB Weigh Scale 0101, Machine Room,Gaseous Chemical Building | FCL-CLB-CHL-0101 | Tank | Tank |  | T | expansion_tank |  | Chlorinator, Chlorine Gas, Chlorination System
49213 | 8846 | FCL-CLA-PSL-0103 | Switch, Pressure Low, Vent, CLA Evaporator 0101, Chlorination System | FCL-CLA-CHL-0101 | Switch,Pressure-Low | Switch |  | PSL | http://www.toronto.ca/TWONTO#pressure_switch |  | Chlorinator, Chlorine Gas, Chlorination System
108117 | 37166 | TAB-ACC-V-1454 | Valve, Reheat, Modulating | TAB-ACC-HTR-1454 | Valve | HVAC |  | V | http://www.toronto.ca/TWONTO#valve |  | Heater, Hot Water Reheat Coil
43987 | 59864 | TAB-DEW-PRJ-0001 | Cake Dryness Optimization Project | TAB-DEW CENTRIFUGES |  |  |  | PRJ |  |  | Centrifuge Systems
65303 | 83131 | THC-ELS-MCC-2002 | Control Panel,MCC,Incinerator Area | THC-ELS-PS-0001-M | Control Panel,MCC | Motor Control Centre |  | MCC | http://www.toronto.ca/TWONTO#LV_electrical_panel |  | Primary Power Equipment, Building M
119648 | 1525 | TAB-WA1-SQ-1057 | Sling | TAB-WA1-SQ-1000 | Lifting Device,Sling | Lifting Device |  | SQ | http://www.toronto.ca/TWONTO#fall_protection_sling |  | WA1 Lifting Devices and Slings
4115 | 7327 | COL-PCU-MCC-0002 | Motor Control Centre | COL-PCU | Control Panel,MCC |  | 34925 | MCC |  |  | Cumber Pumping Station
74864 | 87230 | THR-FT-LSHH-3980 | Switch,High High Level,Sump, Pump 3980, Final Tank,Tunnel 15 | THR-FT-P-3980AS | Switch,Level-High-High | Switch |  | LSHH | http://www.toronto.ca/TWONTO#level_switch |  | Pump, Sump, Gallery T-15. Plant Services, Flood Monitoring System
145361 | 50648 | WTR-PMI-LSHH-0901 | Switch, Level-High-High, Sump Pump, South Lower Level Gallery, | WTR-PMI-AUX | Switch,Level-High-High | Switch |  | LSHH | http://www.toronto.ca/TWONTO#level_switch |  | Auxiliary Equipment (Building Facilities)
18420 | 89880 | FHA-SES-LD-0097 | 3 Step rolling ladder Blue in Treated water basement | FHA-SES-LD-1 | Safety | Safety Equipment |  | LD | http://www.toronto.ca/TWONTO#portable_ladder |  | Ladders
116206 | 18756 | TAB-PRS-PSL-3130 | Switch, Pressure-Low,Chemical Dosing Pump, Secondary Dosing | TAB-PRS-P-3130 | Switch,Pressure-Low | Switch |  | PSL | http://www.toronto.ca/TWONTO#pressure_switch |  | Pump, Chemical Dosing, Secondary Dosing
63302 | 86747 | FCL-ITS-TEL | RL Clark Wi Fi Phones, | FCL-ELS-COM |  | Communications Equipment |  |  | telephone_system |  | Phone, Intercom, & Page System UPS
132929 | 35696 | THR-DIG-SSH-5107A | Switch, Speed-High, Digester Gas Mixing, Tank 0100, Solids Treatment, Digester Tanks 1-6 | THR-DIG-MX-0100 | Switch,Speed-High | Switch |  | SSH | http://www.toronto.ca/TWONTO#speed_switch |  | Digester Gas Mixing, Digester Tank 0100
85758 | 75052 | WTR-PHL-SQ-0002 | Eye Wash Station | WTR-PHL-AUX | PPE,Eyewash Station | Safety Equipment |  | SQ | http://www.toronto.ca/TWONTO#emergency_eyewash |  | Auxiliary Equipment (Building Facilities)
7315 | 39928 | COL-PSL-FN-0002 | Fan, Centrifugal | COL-PSL-MISC | Fan |  |  | FN |  |  | Miscellaneous Equipment
125876 | 24463 | THC-GRK-VEH-050031 | Vehicle, 2016 Dodge Ram 1500 4WD (WA1) | THC-GRK-VEHICLES | Vehicle,Licensed | Vehicle |  | VEH | http://www.toronto.ca/TWONTO#pickup_truck
80277 | 56927 | FHA-SED-ZSH-0301C | Switch, Limit, Access Hatch Zone 1, Settling Basin T-0301 | FHA-SED-ZSH-0301 |  | Security System |  | ZSH | http://www.toronto.ca/TWONTO#position_switch |  | Switch, Limit, Access Hatch Zone 3
121033 | 87285 | THC-ACC-P-0217 | Pump, Glycol, Tunnel T19, Phase IV Secondary | THC-ACC-AHU-2170 |  | HVAC |  | P | http://www.toronto.ca/TWONTO#pump_set_-_with_drive |  | Air Handling Unit, Tunnel T19, Phase IV Secondary
93487 | 22938 | FHO-MCS-MEQ-1401-SU | Backflow Preventer Testing Kit | FHO-MCS-MEQ | Machine Tool | Tool |  | MEQ | backflow_preventer_tester |  | Machine Shop & Equipment
117958 | 22385 | TAB-SES-FSH-0090 | Switch, Flow, Eyewash, Waste Gas Burner Station | TAB-SES-SQ-0090 | Switch,Flow-High | Switch |  | FSH | http://www.toronto.ca/TWONTO#flow_switch |  | Emergency Eyewash/Shower,Waste Gas Burner Station
111120 | 57424 | TAB-DIG-T-0400 | Digestion Tank 04 | TAB-DIG-T-01-04 | Tank,Reservoir | Tank |  | T | http://www.toronto.ca/TWONTO#digester_tank |  | Digester Tanks 1-4
109762 | 27747 | TAB-DEW-SB-3965 | Canister, Carbon, Equalization Tank Odour Control Train 1 | TAB-DEW-SB-3955 | Tank,Non-Pressurized | Tank |  | SB | http://www.toronto.ca/TWONTO#discrete_unit_of_treatment_filter |  | Mist Eliminator, Equalization Tank Odour Control Train 1
105704 | 70356 | SWM-PMG-TSH-0001 | Switch, Temperature-High | SWM-PMG | Switch | Switch |  | TSH | http://www.toronto.ca/TWONTO#temperature_switch |  | Martin Grove Storm Pumping Station
55715 | 65721 | TAB-WA4-SQ-3401 | Self Retracting Lifeline - 3403402 | TAB-WA4-SQ-0010 |  | Safety Equipment |  | SQ | self_retracting_line |  | WA4 Fall arrest systems
30678 | 95754 | FIS-SES-SQ-1012 | Safety,Plant,Safety Gloves - Pair 12 | FIS-SES-SQ-GLOVE2 | Safety | Safety Equipment |  | SQ | http://www.toronto.ca/TWONTO#rubber_insulating_gloves |  | Asset Group, PPE, Electrical Personal Protection, Group 2
9584 | 79234 | DOS-MCS-LD-03851 | Lifting Device, Fall Arrest, SUPPORT STRAP, , 6 FT | FAC-YCM-SES | Lifting Device,Sling | Safety Equipment |  | LD | lifting_device_support |  | SAFETY & ENVIRONMENTAL SERVICES
45084 | 98741 | TAB-DIG-FX-9-12 | Digester Tanks 9-12, Flame Arresters, Condensate Tanks & Moisture Separators, | TAB-DIG-FX-DOME9-12 |  |  |  | FX |  |  | Digester Tanks 9-12, Flame Arresters, Pressure Relief & Vacuum Breaker Valves
63301 | 51588 | FCL-ITM | Integrated Technology Management | FCL | [6 empty] | R L Clark Water Treatment Plant
95589 | 94236 | FHO-WWW-T-0102-KQ | Clarifier 1 | FHO-WWW |  |  |  | T |  |  | Residue Management / Waste Water System
101749 | 91305 | MAIN-371 | Main 371 | WTR-MT1 | [6 empty] | Work Area 1 EAST Mains and Chambers
40018 | 41715 | DIS YKP | Building Location | DIS-SPC | [6 empty] | Process Control Systems
119346 | 53325 | TAB-THK-PSH-4304 | Switch,Pressure,High,Pump 4304 | TAB-THK-P-4304 | Switch,Pressure | Switch |  | PSH | http://www.toronto.ca/TWONTO#pressure_switch |  | Pump, Mixed Polymer Feed
111046 | 84129 | TAB-DIG-PSH-4210 | Switch Pressure,High,Delivery,Digester Gas Compressor C-4210 | TAB-DIG-C-4210 | Switch,Pressure | Switch |  | PSH | http://www.toronto.ca/TWONTO#pressure_switch |  | Compressor #3, Gas (DX5003A) Digester Tank 19 & 21
51903 | 77051 | FCL-FLT-SW-1301-SUS | Sweeps, Surface Wash, Filter #13 | FCL-FLT-F-1301 | Filter | Filter | 36642 | SW | filter_sweeping_arm |  | Filter, Carbon Activated, Filter Building, Filter Gallery West
125178 | 94408 | THC-ELS-SQ-1097305 | Spares, Electrical Safety rubber gloves, High Voltage, Class 0, # 1097305 | THC-SES-SQ | PPE,Insulated Glove | Safety Equipment | 41086 | SQ | http://www.toronto.ca/TWONTO#rubber_insulating_gloves |  | Safety Equipment
18165 | 52126 | FHA-SED-ZSH-0503E | Switch, Limit, Access Hatch Zone 3, Settling Basin T-0501 | FHA-SED-ZSH-0503 |  | Security System |  | ZSH | http://www.toronto.ca/TWONTO#position_switch |  | Switch, Limit, Access Hatch Zone 5
6890 | 63403 | COL-PRD-FQ-0001 | Meter, Flow | COL-PRD | Meter,Flow |  |  | FQ |  |  | Redland Pumping Station
12630 | 7671 | FCL-ELS-LP-0200E | Lighting Panel, 208/120V, 3PH, Admin Building, Corridor 217 Second Floor | FCL-ELS-6 |  |  |  | LP |  |  | Interior Lighting
125210 | 48326 | THC-ELS-SQ-2865147 | Electrical Safety gloves, High Voltage, Class 1, # 2865147 | THC-SES-SQ |  | Safety Equipment | 36226 | SQ | http://www.toronto.ca/TWONTO#rubber_insulating_gloves |  | Safety Equipment
78481 | 74268 | FHA-GRK-SEC-0101 | Door Security System | FHA-GRK-PRTY-0001 | Security System | Security System |  | SEC | http://www.toronto.ca/TWONTO#security_system |  | Buildings Maintenance
50018 | 50632 | TAB-PLT-MSL-0200 | Switch, Motion Low, Grit Conveyor CV-0200, Grit Tank Area, Grit Bldg., P Bldg. | TAB-PLT-CV-0200 | Switch,Motion | Switch |  | MSL | http://www.toronto.ca/TWONTO#motion_sensor_element |  | Conveyor, Screw, Submersible, Grit Tank, T-0200, Grit Bldg., P Bldg.
74159 | 11966 | THR-EUS | Production & End User Support | THR-ITM | [6 empty] | Integrated Technology Management
85135 | 81785 | WTR-PEL-LSL-1301 | Switch, Level, Low, Diesel Fuel Day Tank T-1300, Generator Building, Product Handling Room | WTR-PEL-T-1300 | Switch,Level-Low | Switch |  | LSL | http://www.toronto.ca/TWONTO#level_switch |  | Tank, Non-Pressurized, Diesel Fuel Day, Generator Building, Product Handling Room
20467 | 80890 | COL-PMM-FS-0100 | Switch, Flow-Low | COL-PLB-AUX-MECH | Switch,Flow | Switch |  | FS | http://www.toronto.ca/TWONTO#flow_switch |  | Mechanical Equipment
71221 | 7295 | THR-DIG-FSL-5840 | Switch, Flow-Low, Condensate T-5832 | THR-DIG-T-5831 | Switch,Flow-Low | Switch |  | FSL | http://www.toronto.ca/TWONTO#flow_switch |  | Tank, Condensate and Sediment Accumulator, C-5840, Digester Mixing System
124563 | 4248 | THC-DIS-T-0200 | Tank, Sodium Hypochlorite, Disinfection | THC-DIS |  | Tank |  | T | http://www.toronto.ca/TWONTO#chemical_storage_tank |  | Disinfection (Chlorination) Process
19143 | 93967 | FHA-WWW-FSL-0001 | Switch, Flow, Low, Diversion Chamber Sample Pumps, RMF, Recycle Area, Upper Stairs | FHA-WWW-P-0001 | Switch,Flow-Low | Switch |  | FSL | http://www.toronto.ca/TWONTO#flow_switch |  | Pump, Centrifugal, Sample, Diversion Chamber, RMF, Recycle Area, Upper Stairs
60331 | 56093 | THC-ACC-V-6090 | Valve, Butterfly, Manual, Glycol Return, Lower Level 2 Blower Room, Headworks | THC-ACC-HE-6001 | Valve,Butterfly | HVAC |  | V | http://www.toronto.ca/TWONTO#valve |  | Heat Exchanger, Heating Glycol System, Lower Level 2 Blower Room, Headworks
135471 | 24168 | THR-FT-DRN | Final Tank, Drainage, Sump Pumps | THR-FT | [6 empty] | Final Tank
24604 | 59439 | COL-PRR-FEQ-0001S | Fire Prevention, Extinguisher | COL-W-OBSOLETE | Fire Prevention,Extinguisher |  | 40958 | FEQ |  |  | Col West Obsolete Entities
4782 | 37746 | COL-PHF-SQ-0001 | Eye Wash Station | COL-PHF-MISC |  | Safety Equipment |  | SQ | http://www.toronto.ca/TWONTO#emergency_eyewash |  | Miscellaneous Equipment
147059 | 90539 | WTR-RMI-DR-0008 | Door, Hatch, Northwest | WTR-RMI-AUX | Door | Door |  | DR | http://www.toronto.ca/TWONTO#door
117147 | 41243 | TAB-RSP- LSL-1211 | Switch, Level-Low, Bearing Lubrication Oil System Tank T-1211, T-Building | TAB-RSP-T-1211 |  | Switch |  |  | http://www.toronto.ca/TWONTO#level_switch |  | Tank, Oil, Raw Sewage Pump #1 Bearing Lubrication System
86335 | 31402 | WTR-PJS-T-0001 | Island Suction Surge Tank | WTR-PJS-TRW | Tank | Tank |  | T | http://www.toronto.ca/TWONTO#pumping_surge_suppression_tank |  | Treated Water (Transmission)
132968 | 28969 | THR-DIG-T-5240 | Tank, Reservoir, Auxiliary Oil, Gas Compressor 5240, Digester Mixing System | THR-DIG-C-5240 | Tank,Reservoir | Tank |  | T | http://www.toronto.ca/TWONTO#chemical_storage_tank |  | Compressor, Gas, Mixing System, Digester Tank#1
94285 | 13788 | FHO-SES-ALR-0001 | Emergency Duress Station #1, Admin Entrance, Lakeside Parking Lot, East | FHO-SES |  | Safety Equipment |  | ALR | http://www.toronto.ca/TWONTO#first_aid_kit |  | Safety & Environmental Services
18180 | 41079 | FHA-SED-ZSH-0602D | Switch, Limit, Access Hatch Zone 2, Settling Basin T-0601 | FHA-SED-ZSH-0602 |  | Security System |  | ZSH | http://www.toronto.ca/TWONTO#position_switch |  | Switch, Limit, Access Hatch Zone 6
101524 | 2434 | MAIN-095 | Main 095 | WTR-MT1 | [6 empty] | Work Area 1 EAST Mains and Chambers
37295 | 88940 | NX2173 | Fan, Supply -Z Bldg, Boiler room, Mezzanine Flr. | TAB-ACC-AHU-ZBLDG | Fan | HVAC | 36125 |  | http://www.toronto.ca/TWONTO#blower_or_fan_with_drive |  | AHUs/Supply Fans Z. Bldg.
135115 | 35945 | THR-ELS-TS-9563A | Switch, Manual Transfer, Portable Generator, Dig North Electrical Bldg | THR-ELS-LP-9583 | Switch | Switch |  | TS | http://www.toronto.ca/TWONTO#transfer_switch |  | Lighting Panel, Control Panel Bldg, East Wall
130602 | 44997 | THR-ACC-TSH-0200 | Switch, Temperature, Hogh, Discharge Air, Air Handling Unit AHU-0200, North Grit South Fan Room | THR-ACC-AHU-0200 | Switch,Temperature-High | Switch |  | TSH | http://www.toronto.ca/TWONTO#temperature_switch |  | Air Handling Unit, Air Supply, North Grit Fan Room
96916 | 52340 | FIS-FEQ-CP-4002-SUS | Panel, Monitoring, Fire Alarm, IT/SCADA Room | FIS-MARINE-BUILDING |  | Safety Equipment | 46890 | CP | http://www.toronto.ca/TWONTO#annunciator_panel |  | FIS Marine Yard Building
145118 | 90672 | WTR-PLW-MEQ-0001 | Backflow Preventer Test Kit, S/N 512843 | WTR-PLW-AUX |  | Tool |  | MEQ | backflow_preventer_tester |  | Auxilliary Equipment (Building Facilities)
15359 | 84076 | FCL-TRW-V-0818C | Valve, Ball, Isolation, Inlet, FSL-0001, Treated Water Sampling System | FCL-TRW-FSL-0001 |  |  |  | V |  |  | Switch, Flow, Low, Thermal, Sample from District 2 to Analysers AIT-0001&0001B, Admin Building Lab
10305 | 62186 | FCL-ACC-HTR-0047 | Heater, Convection, Electric, 2kW, Gaseous Chemical Building, Caustic Soda Room N/E | FCL-ACC-CL |  |  |  | HTR |  |  | Gaseous Chemical Building HVAC Equipment
60350 | 9215 | THC-ACC-V-6412 | Valve, Ball, Manual, AHU-6400, 2nd Floor Mech Room #1, Headworks | THC-ACC-AHU-6400 | Valve,Ball | HVAC |  | V | http://www.toronto.ca/TWONTO#valve |  | Air Handling Unit, Screen Room/Conveyor Areas, 2nd Floor Mech Room #1, Headworks
76445 | 62234 | THR-OCS-FSL-0045 | Switch, Flow, Low, Discharge, Fan 0040, South Biofilter | THR-OCS-FN-0040 | Switch,Flow-Low | Switch |  | FSL | http://www.toronto.ca/TWONTO#flow_switch |  | Fan, Centrifugal, Odourous Air, South Biofilter
130402 | 94876 | THR-ACC-PSH-1401 | Switch,Pressure-High, NG Valve Train, Boiler 1401, Plant Central Hot Water System, Hot Water Boilers | THR-ACC-BO-1401 | Switch,Pressure-High | Switch |  | PSH | http://www.toronto.ca/TWONTO#pressure_switch |  | Boiler, Low Pressure, Hot Water, Plant Central Hot Water System, Hot Water Boilers (CRN-H9308.5,TSSA UID-65022704, SNo.-5.1103724)
48054 | 1559 | TAB-EL3-TS-6220 | Power Distribution, Automatic Transfer Switch, Generator, Standby Power, 600V | TAB-EL3-GEN-6220 |  |  |  | TS |  |  | Generator, Standby Power, 600V 500kw - Dig 13-16
119712 | 36826 | TAB-WA1-SQ-1901 | Body Harness -Mukesh Kumar Patel | TAB-WA1-SQ-0001 | PPE,Harness | Safety Equipment |  | SQ | http://www.toronto.ca/TWONTO#fall_arrest_harness |  | WA1 Fall Arrest System
71345 | 42749 | THR-DIG-LSL-0123 | Switch, Level, Low, Waste Oil, Tank 0120, Lube Oil System, Gas Compressor Building | THR-DIG-T-0120 |  | Switch |  | LSL | http://www.toronto.ca/TWONTO#level_switch |  | Tank, Waste Oil, Lube Oil System, Gas Compressor Building
8519 | 1149 | COL-RBB-FIT-0002 | Transmitter, Flow | COL-RBB | Transmitter |  |  | FIT |  |  | Western Beaches Tunnel (Battery Park)-Storm
38968 | 89311 | TAB-ACC-CT-1462 | Control Panel, Zone Controller | TAB-ACC-HTR-1462 | Control Panel,HVAC | HVAC |  | CT | http://www.toronto.ca/TWONTO#thermostat_or_zone_controller_unit |  | Heater unit, Z Bldg
84557 | 37743 | THR-SPC-COM-2014 | Network,Protocol,Main Equipment Room West Wall,Multinet Converter for JRT-0103, JRT-0400, JRT-0011A, JRT-0011B, JRT-0011C | THR-SPC-COM-2010 |  | Network |  | COM | http://www.toronto.ca/TWONTO#network_panel |  | Network,Protocol,Main Equipment Room West Wall,
76151 | 22835 | THR-MCS-LD-0678 | Gantry, A-Frame for Chain Hoist | THR-LD-WA3 | Lifting Device | Lifting Device |  | LD | lifting_device_support |  | Lifting Devices, Chain Hoist, Come Along & Slings
30383 | 56263 | FIS-SES-FAK-1401 | First Aid Kit, Chemical Sampling Building, Inside Entrance Doorway, West Side | FIS-SES-FAK | Safety,First Aid Kit | Safety Equipment |  | FAK | http://www.toronto.ca/TWONTO#first_aid_kit |  | First Aid Kits
106077 | 90852 | TAB-ACC-CU-1301 | Conditioner,Air,North Substation,Outside East Wall,North | TAB-ACC-AC-1301 | H.V.A.C.,Air Conditioner | HVAC |  | CU | http://www.toronto.ca/TWONTO#AC_condenser_unit |  | Conditioner, Air,New North Sub station- Battery Room
10412 | 3614 | COL-MTI-T-1401C | Tank, Nitrogen-Charged Piston Accumulator, Pressurized Hydraulic Fluid Storage, MTI CH-1400C Kiosk | COL-MTI-CH-1400C |  | Tank |  | T | http://www.toronto.ca/TWONTO#chemical_storage_tank |  | Chamber,Rosedale Valley Control Chamber No.14C, MTI
127719 | 5983 | THC-PRM-T-1000 | Tank, Primary Clarifier | THC-PRM-CLAR | Tank,Water Elevated | Tank |  | T | http://www.toronto.ca/TWONTO#clarifier |  | Primary Clarification
73272 | 4968 | THR-ACC-NX-651 | A/C Unit, Instrument Shop, Admin Bldg. Roof | THR-ACC-ADM | H.V.A.C.,Air Conditioner | HVAC |  | NX | http://www.toronto.ca/TWONTO#air_condition |  | Air Conditioning, HVAC, Admin Building
110674 | 38157 | TAB-DIG-FSL-1333 | Switch ,Flow, Low,Seal water to Pump-1333 | TAB-DIG-P-1333 | Switch,Flow | Switch |  | FSL | http://www.toronto.ca/TWONTO#flow_switch |  | Pump, Sludge Recirculation (DX2611) Digester Tank 13
72707 | 79640 | THR-DIS-CHL-1221 | Chlorinator, Chlorination Building, Disinfection, Chlorination System | THR-DIS-CHL | Chemical Feeder,Gas | Chemical Feeder | 34314 | CHL | http://www.toronto.ca/TWONTO#chlorinator_system |  | Disinfection, Chlorination System
46705 | 12966 | TAB-DIS-SQ-1003 | Level A Front Entry Chemical Suit Responder(KC10871473) | TAB-SUSPENDED ENTITY |  | Safety Equipment | 34857 | SQ | http://www.toronto.ca/TWONTO#chemical_suit |  | Suspended entities
130677 | 25124 | THR-ACC-UPS-0007 | UPS for RPU(THR-ACC-RPU-0007), SCADA,Engine Building Boiler 1601(172.22.37.130) | THR-ACC-RPU-0007 | RPU | Remote Processor Unit |  | UPS | http://www.toronto.ca/TWONTO#UPS |  | Remote Processor Unit, SCADA,Engine Building Boiler 1601(172.22.37.130)
120390 | 14266 | THC-ACC-CU-6640 | Condensing Unit, Outdoor, Control Room, High roof #1, Headworks | THC-ACC-AC-6640 | H.V.A.C.,Air Conditioner | HVAC |  | CU | http://www.toronto.ca/TWONTO#AC_condenser_unit |  | Air-conditioning Unit, Indoor, Control Room, Ground floor, Headworks
50015 | 37080 | TAB-PLT-MSL-0100 | Switch, Motion Low, Grit Conveyor CV-0100, Grit Tank Area, Grit Bldg., P Bldg. | TAB-PLT-CV-0100 | Switch,Motion | Switch |  | MSL | http://www.toronto.ca/TWONTO#motion_sensor_element |  | Conveyor, Screw, Submersible, Grit Tank, T-0100, Grit Bldg., P Bldg.
105273 | 46606 | PU2005A | Hopper, Scum | TAB-PRM-T-0400 | Tank | Tank |  |  | http://www.toronto.ca/TWONTO#storage_tank |  | Old PS Primary Tank 4
54945 | 65275 | TAB-SLO-AHU-0201A | AHU- Silo Bldg (Make up air unit) - WX4501A and WX4502A | TAB-ACC-AHU | Air Handling Unit | HVAC |  | AHU | http://www.toronto.ca/TWONTO#air_handler_unit |  | Air Handling Unit & Supply Fan
10449 | 21110 | FCL-ACC-HTR-0420 | Heater, (BH-3) Baseboard, Electric, 1.5kW, High Lift Building, Corridor to Gaseous Chemicals | FCL-ACC-P-HL |  |  |  | HTR |  |  | High Lift Pumping Station HVAC Equipment
76592 | 97318 | THR-PIP-WA4 | Process Piping System, Work Area 4 | THR-AER-BL | [6 empty] | Aeration Blowers
121112 | 39958 | THC-ACC-PDIT-0121 | Transmitter,Differential Pressure,Filter,Supply,Air Handling Unit 0120,Scrubber Room,Phase 4 | THC-ACC-AHU-0120 | Air Handling Unit | Switch |  | PDIT | http://www.toronto.ca/TWONTO#pressure_transmitter |  | Air Handlling Unit,Roof,Scrubber Room,Phase 4
9609 | 89000 | DOS-SES-SCBA-2883 | SCBA 60 minutes escape pack | FAC-YCM-SES | Safety | Safety Equipment |  | SCBA | http://www.toronto.ca/TWONTO#self-contained_breathing_apparatus |  | SAFETY & ENVIRONMENTAL SERVICES
59436 | 86872 | THC - A01 - D019 | Door, Building A | THC-GRK-DR-A |  | Door |  |  | http://www.toronto.ca/TWONTO#door
6317 | 39073 | COL-PMT-SS-0001 | Security System | COL-PMT | Security System |  |  | SS |  |  | Military Trail Sewage Pumping Station
88136 | 79001 | WTR-PSC-AMT | Atmospheric Monitoring | WTR-PSC | [6 empty] | Scarborough Pumping Station
147579 | 38975 | YDI-GRD | Grounds | YDI |  | Grounds |  |  | space |  | Disco Yard
91746 | 77089 | WTR-RMI-DR-0004 | Door, Hatch, Due-South | WTR-RMI-AUX | Door | Door |  | DR | http://www.toronto.ca/TWONTO#door
12531 | 94189 | COL-PCU-TS-0001 | Switch, Automatic Transfer, Emergency Power, West Wall Electrical Room | COL-PCU | Control Panel,Electrical | Switch |  | TS | http://www.toronto.ca/TWONTO#transfer_switch |  | Cumber Pumping Station
41284 | 26113 | TAB-ACC-T-7602 | Tank, Steam Pressure Reducing Station,(Steam Piping) | TAB-HRS-STEAM | Tank | Tank |  | T | http://www.toronto.ca/TWONTO#pressure_vessel |  | Plant Steam
72681 | 29114 | THR-ACC-EPS | Air Conditioning, HVAC, EPS | THR-ACC-WA3 | H.V.A.C.,Air Conditioner | HVAC |  |  | http://www.toronto.ca/TWONTO#collection_of_assets |  | Air Conditioning, Boiler, Fans & AHU
55611 | 15122 | TAB-WA2-TRG-0001 | WA2 Staff training | TAB-STR-STRC |  |  |  | TRG |  |  | Blower Bldg Services - Drains, Electrical Service(110/220V), Lighting, Plumbing
124987 | 68009 | THC-ELS-LTX-BLDG E | Exit Lights, Bldg. E | THC-GRK-ELS-E | Building Service,Lighting - Room | Safety Equipment | 41947 |  | http://www.toronto.ca/TWONTO#collection_of_assets |  | Building E
18637 | 38916 | COL-PLB-SW-0154 | Switch, Transfer | COL-PLB-AUX-MECH | Switch | Switch |  | SW | http://www.toronto.ca/TWONTO#transfer_switch |  | Mechanical Equipment
55898 | 71789 | TAB-STR-HE-4011V | Heat exchanger | TAB-STR-BL-4011 | H.V.A.C.,Chiller | HVAC |  | HE | http://www.toronto.ca/TWONTO#heat_exchanger |  | Blower #4011
118046 | 13102 | TAB-SES-SQ-2204 | Emergency Eyewash/Shower, PRS Bldg, Pump Room | TAB-STR-SQ | PPE,Eyewash Station | Safety Equipment |  | SQ | http://www.toronto.ca/TWONTO#emergency_eyewash_and_shower |  | WA2 Safety Equipment,lifting devices, ladders, Eye Wash station, First Aid Kits, Lock out stations
91837 | 7203 | FHO-ELS-LSL-0001SUSP | Switch, Level Low, Tank 0001, Emergency Power System, Near Outdoor Substation | FHO-EPG-T-0001 |  | Switch | 42117 | LSL | http://www.toronto.ca/TWONTO#level_switch |  | Tank, Diesel Storage, Underground, Near Outdoor Substation
68862 | 45241 | FCL-WWW-CP-5530 | Control Panel, Process Drain Pumps P-5531 & 5532, RMF Centrifuge Building, Cake Container Area | FCL-WWW-P-5531 |  |  |  | CP |  |  | Pump Submersible Centrifuge Process Drain
127124 | 42749 | THC-PLT-GRIT TANKS | Grid Tanks | THC-PLT | [6 empty] | Preliminary Treatment (Grit and Screenings)
97667 | 61693 | FIS-SA-F-0101-SUS | Filter, Inlet, Instrument Air, Dryer 0101, Service Air Monitoring | FIS-SUSPENDED | Filter | Filter | 38397 | F | http://www.toronto.ca/TWONTO#replaceable_air_filter |  | Obsolete Entities/Processes
34376 | 90357 | COL-YKP-DA-1717107A(S) | Davit Mast-1717107A | COL-YKP-DA-0019S | Safety | Safety Equipment | 46004 | DA | davit_base |  | Davit Arm Assembly with Upper Arm-1717107
127541 | 68506 | THC-PRM-HTR-1007 | Hand Transmit, Record, Oil Tank 1010 | THC-PRM-T-1010 |  |  |  | HTR |  |  | Tank, Hydraulic Power System for Sludge Bottom Scraper Mechanism, Tank 1000, Primary Clarifier
14221 | 3798 | COL-PHA-P-0300 | Pump | COL-PHA |  |  |  | P |  |  | Hanlan's Point Sewage Pumping Station
58483 | 71668 | THC-ACC-DM-0133 | Damper,Motorized,Exhaust Fan FN-0133,Boiler Building,South Zone 2 | THC-ACC-FN-0133 | Damper/Louver | HVAC |  | DM | http://www.toronto.ca/TWONTO#air_damper |  | Fan,Centrifugal,Boiler Building,South Zone 2
12123 | 82774 | FCL-ELS-DS-00B1-A | Load Break Switch,Low Lift Bldg - Switchgear Room,4.16 kV Line 1A Main Breaker | FCL-ELS-BUS-00B1-A | Load Break Switch | Switch |  | DS | http://www.toronto.ca/TWONTO#load_break_disconnect_switch |  | Switchgear,Indoor,Low Lift Bldg - Switchgear Room,4.16 kV Line 1A
26682 | 15794 | COL-PST-LSH-0001 | Switch, Level-High | COL-PST | Switch,Level |  |  | LSH |  |  | Strachan Pumping Station
107117 | 6410 | TAB-ACC-HTR-6542 | Heater, Unit, Hot Water, stair at Ground Floor, Screen Bldg., P Bldg. | TAB-ACC-HTR-PBLDG | H.V.A.C.,Heater | HVAC |  | HTR | http://www.toronto.ca/TWONTO#heater |  | Unit Heaters- P Bldg
105528 | 34508 | SWM-PBL-SW-0003 | Switch, Transformer | SWM-PBL | Switch | Switch |  | SW | http://www.toronto.ca/TWONTO#disconnect_switch |  | Bloor Storm Pumping Station
40525 | 41382 | DOS-YCM-SQ-VEH270007 | Portable eye wash station in Trailer vehicle # 270007 | DOS-YCM-TRL-VEH270007 | Safety,Eye wash | First Aid |  |  | eye_wash_bottle |  | 2008 Homemade Modular - Vehicle Trailer Unit# 270007
139950 | 5390 | TNT-AER-F-2001 | Filter, Air, Mabr Blowers - Air Inlet Filter, Aeration | TNT-AER-BL-2100 | Filter | Filter |  | F | http://www.toronto.ca/TWONTO#replaceable_air_filter |  | Blower, Rotary Compressor, Mabr Blower 1, Aeration
143729 | 64998 | WTR-PEL-T-1700 | Tank, Non-Pressurized, UREA, Generator Building, Generator Room | WTR-PEL-AUX | Tank,Non-Pressurized | Tank |  | T | http://www.toronto.ca/TWONTO#chemical_storage_tank |  | Auxilliary Equipment (Building Facilities)
3460 | 83558 | COL-PBG-MISC | Miscellaneous Equipment | COL-PBG | [6 empty] | Brule Gardens Sewage Pumping Station
49970 | 54266 | TAB-PLT-LSH-0031 | Switch, Level High, Screening Sluicing Channel No.1, P Bldg. | TAB-PLT-SC-0580 | Switch,Level-High | Switch |  | LSH | http://www.toronto.ca/TWONTO#level_switch |  | Screen, Perforated Plate, Screen Area, P Bldg.
93299 | 68831 | FHO-GRK-DR-2065S | Door, (FD-S2-65), Fire Rated, Admin Building, S2, Cable Shaft, Passenger Elevator | FHO-GRK-FEQ-0001 | Fire Prevention,Door | Door |  | DR | http://www.toronto.ca/TWONTO#fire_rated_door
138702 | 12632 | THR-SES-SQ-0333 | Harness, Full Body, PPE Allen Villanueva | THR-SES-FAS | Safety | Safety Equipment |  | SQ | http://www.toronto.ca/TWONTO#fall_arrest_harness |  | Fall Arrest Sytem (Harness and Lanyard), Safety Equipment
107097 | 24266 | TAB-ACC-HTR-6402 | Heater, Electric, WashRoom, Existing Primary Tank Operating Gallery | TAB-ACC-HTR-PBLDG | H.V.A.C.,Heater | HVAC |  | HTR | http://www.toronto.ca/TWONTO#heater |  | Unit Heaters- P Bldg
137768 | 56637 | THR-PRM-F-3440 | Filter, Automatic Filtering | THR-PRM-HW |  | Filter |  | F | media_based_filter |  | Hot Water, Flushing Primary Treatment
106557 | 27975 | TAB-ACC-FN-6471 | Fan, Centrifugal, Supply Air, AHU-6470, Mech Room No. 6, Old Screen Bldg., P Bldg. | TAB-ACC-AHU-6470 | Fan,Centrifugal | HVAC |  | FN | http://www.toronto.ca/TWONTO#blower_or_fan_with_drive |  | Air Handling Unit, Mechanical Room no.6, Grit Bldg., P Bldg.
105927 | 71272 | TAB-ACC-AHU-1904 | AHU, Server Room, Blower Bldg | TAB-ACC-AHU-BL | Air Handling Unit | HVAC |  | AHU | http://www.toronto.ca/TWONTO#air_handler_unit |  | AHUs/Supply Fans Blower Bldg.
133030 | 70327 | THR-DIG-RPU-0051 | RPU, Remote Processor Unit, GE RX3i 172.22.39.122 THRPSN07 Digester 7-10 MCC Room | THR-DIG-T | RPU | Remote Processor Unit |  | RPU | http://www.toronto.ca/TWONTO#RPU_panel |  | Digester, Tanks
96947 | 12994 | FIS-FEQ-DR-0042 | Door, Fire, Workshop & Office Building | FIS-GRK-STRC-0001 |  | Door |  | DR | http://www.toronto.ca/TWONTO#door
64930 | 1282 | THC-PRM-TC-1007 | Temperature, Control, Oil Tank 1010 | THC-PRM-T-1010 |  |  |  | TC |  |  | Tank, Hydraulic Power System for Sludge Bottom Scraper Mechanism, Tank 1000, Primary Clarifier
131004 | 36713 | THR-AER-F-1910 | Filter, Bag, Air Supply, Blower 1911, Secondary Treatment, Aeration Blower System - North | THR-AER-F-HPBB | Filter | Filter |  | F | http://www.toronto.ca/TWONTO#replaceable_air_filter |  | Filter, Supply Air, Blower, High Pressure Blower Bldg.
38584 | 84071 | TAB-ACC-1700 | Heating Process & Space ,(Item #19) O.P.S.Process | TAB-ACC |  | HVAC |  | ACC | http://www.toronto.ca/TWONTO#collection_of_assets |  | Plant HVAC Equipment
57922 | 59540 | THC-AER-PSH-7404 | Switch, Surge Protection Press-High, Outlet, Blower 7400, Phase I & IV Blower Building | THC-AER-BL-7300 | Switch,Pressure | Switch |  | PSH | http://www.toronto.ca/TWONTO#pressure_switch |  | Blower, Aeration
79190 | 88960 | THR-ELS-PDP-2921 | Panel, Power Distribution, 208V, Electrical Room Head House MCC-2921 | THR-ELS-HH | Control Panel,Power Distribution Panel | Power Distribution Panel |  | PDP | http://www.toronto.ca/TWONTO#LV_electrical_panel |  | Electrical System, Head House and Engine Room
109146 | 81257 | TAB-CW-SQ-6006 | Emergency Eye Wash Station, 3rd Floor, East side | TAB-DEW-SAFETY | PPE,Eyewash Station | Safety Equipment |  | SQ | http://www.toronto.ca/TWONTO#emergency_eyewash |  | Safety Equipment
119652 | 53773 | TAB-WA1-SQ-1064 | Sling | TAB-WA1-SQ-1000 | Lifting Device,Sling | Lifting Device |  | SQ | http://www.toronto.ca/TWONTO#fall_protection_sling |  | WA1 Lifting Devices and Slings
10475 | 64493 | COL-MTI-TS-2301B | Transfer Switch, Simcoe Control Chamber No.23B, MTI | COL-MTI | Switch | Switch |  | TS | http://www.toronto.ca/TWONTO#transfer_switch |  | Mid-Toronto Interceptor
18461 | 60172 | FHA-SES-LDR-0417 | FHA-SES-LD-0038 - 10' Ladder Aluminium ( Ammonia Storage Room ) | FHA-SES-LD-1 | Safety | Safety Equipment |  | LDR | http://www.toronto.ca/TWONTO#ladder |  | Ladders
80027 | 28593 | THR-WA3-LD-0066 | Sling, Nylon, 3'L, W2"--6200 lbs-Work Area 3 ( 2" X 3') | THR-LD-NYLN-WA3 | Lifting Device,Sling | Lifting Device |  | LD | synthetic_web_sling |  | Slings, Nylon, Work Area 3
39003 | 88401 | SWM-PWD-ENG-0100 | Engine, Diesel | SWM-PWD | Engine |  |  | ENG |  |  | Warden Storm
136745 | 95988 | THR-MCS-LD-9058 | Come Along, Work Area 2 | THR-LD-WA3 | Lifting Device,Chain | Lifting Device |  | LD | winch |  | Lifting Devices, Chain Hoist, Come Along & Slings
55636 | 83359 | TAB-WA3-LD-6616 | Sling, Nylon, 4 FT | TAB-DEW-SAFETY | PPE | Lifting Device |  | LD | synthetic_web_sling |  | Safety Equipment
2738 | 405 | COL-BEB-MISC | Miscellaneous Equipment | COL-BEB | [6 empty] | Edenbridge Blower Station
8913 | 68000 | COL-YKP-DA-0009S | Davit Arm Assembly with Upper Arm-1734511 | COL-W-OBSOLETE | Safety | Safety Equipment | 45975 | DA | http://www.toronto.ca/TWONTO#fall_arrest_Davit_arm |  | Col West Obsolete Entities
30929 | 68262 | FIS-FEQ-DR-0016(S) | Door, Filter Complex | FIS-GRK-STRC-0001 |  | Door |  | DR | http://www.toronto.ca/TWONTO#door
34514 | 68585 | MAIN-172 | Main 172 | WTR-LWA | [6 empty] | Work Area 2 Central Mains and Chambers
89875 | 70559 | YCS-DECOM | Building Location | YCS-EUS | [6 empty] | Production & End User Support
140575 | 627 | TNT-GAS | Administration | TNT WORK AREA 9 | [6 empty] | North Toronto Treatment Plant
54276 | 81423 | TAB-SA-RPU-0201 | RPU, Air Compressor, Controller, Auxiliary Systems Building, Main Floor | TAB-SA-C-0200 | Controller,PLC | Remote Processor Unit |  | RPU | http://www.toronto.ca/TWONTO#RPU_panel |  | Air Compressor, Auxiliary Systems Building, Main Floor
80021 | 25533 | THR-WA3-LD-0056 | Sling, Nylon, Work Area 3 (2" X 5') | THR-LD-NYLN-WA3 | Lifting Device,Sling | Lifting Device |  | LD | synthetic_web_sling |  | Slings, Nylon, Work Area 3
130615 | 53154 | THR-ACC-TSL-4706 | Switch, Temperature, Low, HTR-4706,Old Main Sub Station | THR-ACC-HTR-4706 | Switch,Temperature-Low | Switch |  | TSL | http://www.toronto.ca/TWONTO#temperature_switch |  | Heater,Electric, Unit, 7.5 Kw,Old Main Sub Station
96396 | 92102 | YTF-ACC-AHU-4201 | Air Handling Unit, RN149, HVAC Exhaust Fans and AHU's | YTF-ACC | Air Handling Unit | HVAC |  | AHU | http://www.toronto.ca/TWONTO#air_handler_unit |  | HVAC Equipment
96023 | 96765 | FIS-AM-FSL-0801 | Switch, Flow, Low, Inlet Water, Ammonia Scrubber SB-0801, Ammonia & Fluoride Building, Main Floor, Scrubber Room | FIS-AM-SB-0801 |  | Switch |  | FSL | http://www.toronto.ca/TWONTO#flow_switch |  | Scrubber, Ammonia, Ammonia & Fluoride Building, Main Floor, Scrubber Room
39084 | 1507 | COL-YKP-SRL-097677 | Self Retrieval Line -097677 | YKP-BLD | Safety | Safety Equipment |  | SRL | self_retracting_line |  | Collections - 435 Kipling Ave. Building envelope
19982 | 93484 | COL-PMD-FQ-0001 | Meter, Flow | COL-PMD | Meter,Flow |  |  | FQ |  |  | Midland Pumping Station
119880 | 86863 | TAB-WA3-SQ-0233 | Spill kit,DAWG® 20 Gallon Overpack | TAB-DEW-SAFETY | Spill Kit | Safety Equipment |  | SQ | http://www.toronto.ca/TWONTO#spill_kit |  | Safety Equipment
42795 | 9217 | TAB-AER-T-0100 | Aeration Tank 01 | TAB-AER-TANKS |  | Tank |  | T | http://www.toronto.ca/TWONTO#aeration_tank |  | Aeration Tanks
101522 | 44235 | MAIN-094 | Main 094 | WTR-MT3 | [6 empty] | Work Area 3 WEST Mains and Chambers
93245 | 29861 | FHO-GRK-DR-2007SB | Door, (SB-7),Roof Hatch, Surge Building, In Corner Of Surge Tank Room, South East | FHO-GRK-FEQ-0001 | Fire Prevention,Door | Door |  | DR | http://www.toronto.ca/TWONTO#fire_rated_door
79001 | 87668 | THR-GRK-VEH-378299 | Vehicle, 2017 POLARIS Ranger, Unlicensed, WA3 | THR-GRK-GQ-WA3 | Vehicle,Unlicensed | Vehicle |  | VEH | http://www.toronto.ca/TWONTO#golf_cart
68344 | 33996 | THC-PLT-G-0560 | Gate, Diverter, Actuated, Perforated Screen SC-0550, Screen Room, Raw Sewage Screening | THC-PLT-SC-0550 | Gate | Gate |  | G | http://www.toronto.ca/TWONTO#channel_gate
39165 | 25871 | SWM-SOS-HPU-0100 | Drive, Hydraulic system | SWM-SOS | Drive | Hydraulic System |  | HPU | http://www.toronto.ca/TWONTO#hydraulic_power_pack |  | Old Sheppard Park Storm Water Tank
136549 | 60010 | THR-GRK-PRTY3 | Groundskeeping for Waste Water Worker | THR-GRK-PRTY-WA3 |  | Grounds |  |  | activity |  | WA3 Property, Humber T. P. for DOS Work Orders
19144 | 87176 | FHO-ACC-F-0101 | Filter, Dry Air, Fresh Air Intake, Admin Building, L2, Roof Access Mech. RRoom | FHO-MCS-HVAC |  | Filter |  | F | http://www.toronto.ca/TWONTO#replaceable_air_filter |  | Plant HVAC
59331 | 93800 | FCL-ELS-TSHB-0200 | Switch,Temperature-High,Outdoor Main Substation,Transformer TR-0200 Oil | FCL-ELS-TR-0200 | Switch,Temperature-High | Switch |  | TSHB | http://www.toronto.ca/TWONTO#temperature_switch |  | Transformer,Power,Oil Filled,Outdoor Main Substation,27.6-4.16kV,10/13.3MVA
52957 | 61120 | TAB-PLT-G-5002 | Gate, Knife Gate, Pneumatic, Screenings Outloading Conveyor 5000, Conveyor Area | TAB-PLT-CV-5000 | Valve,Knife Gate | Gate |  | G | http://www.toronto.ca/TWONTO#valve
107520 | 63449 | TAB-ACC-T-4022 | Tank, Mixing, Glycol, Silo Bldg, 5th Floor | TAB-ACC-P-4024 | Tank | Tank |  | T | http://www.toronto.ca/TWONTO#chemical_storage_tank |  | Pump, Circulating, Glycol,Silo Bldg, PG22-1
53381 | 60462 | TAB-SES-AED-0003 | Automated external defibrillators- AED | TAB-SES-AED | Safety,Defibrillator | Safety Equipment |  | AED | http://www.toronto.ca/TWONTO#automatic_external_defibrillator |  | Safety Medical Instruments-AED
51747 | 11990 | FCL-DEW-LSLL-0501 | Switch, Level, Low Low, Pre-Treatment Area Dewatering Pit T-0501 | FCL-DEW-RW | Switch,Level-High | Switch |  | LSLL | http://www.toronto.ca/TWONTO#level_switch |  | Raw water Area Dewatering
55292 | 26771 | TAB-WA1-LD-1202 | Chain Fall | TAB-WA1-SQ-1000 | Lifting Device | Lifting Device |  | LD | http://www.toronto.ca/TWONTO#lifting_equipment_hoist |  | WA1 Lifting Devices and Slings
66679 | 32127 | THC-STR-T-0037 | Tank, Sodium Hypochlorite, Disinfection | THC-DIS | Tank,Non-Pressurized | Tank |  | T | http://www.toronto.ca/TWONTO#chemical_storage_tank |  | Disinfection (Chlorination) Process
23698 | 54511 | COL-PPU-T-0001 | Tank, Diesel Fuel | COL-PPU | Tank |  |  | T |  |  | Port Union Road Sewage Pumping Station
3222 | 26632 | COL-PCF-FN-0002 | Exhaust Fan, Wet Well | COL-PCF-MISC | Fan | HVAC |  | FN | http://www.toronto.ca/TWONTO#blower_or_fan_with_drive |  | Miscellaneous Equipment
130154 | 69909 | THR-ACC-NR-679 | HVAC Unit & Fan, Main Floor C. Gonzales Office | THR-ACC-ADM | H.V.A.C.,Heater,Unit | HVAC |  | NR | http://www.toronto.ca/TWONTO#heater |  | Air Conditioning, HVAC, Admin Building
97629 | 54606 | FIS-RW-FSL-0002-SUS | Switch, Flow-Low, Chlorine Intake Valve Chamber Upper Level, Sampling Pumps Intake | FIS-RW-AIT-0002-SUS | Switch,Flow-Low | Switch | 38337 | FSL | http://www.toronto.ca/TWONTO#flow_switch |  | Analyzer, Chlorine, Intake Valve Chamber Upper Level, Sampling Pumps Intake
137517 | 69608 | THR-PLT-RPU-0209 | RPU, Screen SC-0142, Headhouse Electrical Room (172.22.37.218) | THR-ELS-HH | RPU | Remote Processor Unit |  | RPU | http://www.toronto.ca/TWONTO#RPU_panel |  | Electrical System, Head House and Engine Room
41265 | 99959 | TAB-ACC-T-5302 | Tank,Expansion,Seawall Substation | TAB-ACC-HE-5310 | Tank | Tank |  | T | expansion_tank |  | Heat Exchanger, Glycol Supply,Seawall Substation
26228 | 4252 | COL-YKP-VEH-0007S | Vehicle, Truck #080055 (F550) | COL-W-OBSOLETE | Vehicle,Licensed | Vehicle | 41252 | VEH | http://www.toronto.ca/TWONTO#pickup_truck
65253 | 20946 | THC-ELS-MCC-1840 | Motor Control Center,Administration Building | THC-ELS-CB-1840A |  | Motor Control Center |  | MCC | http://www.toronto.ca/TWONTO#LV_electrical_panel |  | Circuit Breaker,Administration Building,Control Room
27426 | 41369 | COL-PSW-LSH-0153 | Switch, Level-High | COL-PSW | Switch,Level-High | Switch |  | LSH | http://www.toronto.ca/TWONTO#level_switch |  | Swansea Pumping Station
79130 | 623 | THR-ELS-MCC-0902 | Control Panel, MCC 0902, East Maintenance Bldg, North Final Area MCC-0901 & 0902 (MCC N4) | THR-ELS-EMS | Control Panel,MCC | Motor Control Centre |  | MCC | http://www.toronto.ca/TWONTO#LV_electrical_panel |  | Electrical System, East Maintenance Shop
4531 | 92877 | COL-PGA-LIT-0101 | Transmitter, Level | COL-PGA-MISC | Transmitter,Level |  |  | LIT |  |  | Miscellaneous Equipment
88206 | 56510 | WTR-PSC-FAR-0006S | Winch, Fall Arrest, S/N 034582 | WTR-EAST-SES | PPE | Safety Equipment | 38588 | FAR | winch |  | Safety & Lifting Devices
51533 | 33368 | TAB-PRS-LS-0712 | Switch, Level, Ferrous Chloride, Tank T-0710, Grit Bldg., P Bldg. | TAB-PRS-T-0710 | Switch,Level | Switch |  | LS | http://www.toronto.ca/TWONTO#level_switch |  | Tank, Coagulant, Phosphorus Removal System, Grit Bldg., P Bldg.
55986 | 18466 | TAB-STR-MCC-0751 | Motor Control Centre | TAB-STR-ELQ | Control Panel,MCC | Motor Control Centre | 34402 | MCC | http://www.toronto.ca/TWONTO#LV_electrical_panel |  | Blower Building - Power Distribution & Electrical Equipment
78845 | 99778 | THR-SES-SQ-0905 | Harness, Full Body PPE-Shadow Cooney- SN: Q1256725 | THR-SES-SQ-4125 | Safety | Safety Equipment |  | SQ | http://www.toronto.ca/TWONTO#fall_arrest_harness |  | Lanyard, Retractable, PPE -Shadow Cooney- SN: 171986
20773 | 69565 | FHO-BW | Backwash System | FHO-FLT | [6 empty] | Filtration
134041 | 68967 | THR-DIS-T-9000 | Tank, Sodium Hypochlorite Spill Tank, Disinfection Building | THR-DIS-T-PP | Tank | Tank |  | T | http://www.toronto.ca/TWONTO#chemical_storage_tank |  | Disinfection, Tank, Palace Pier
134359 | 85568 | THR-DR-SH-0503 | Overhead Door, STB South Main Loading Area | THR-DR-WA3 | Door,Overhead | Door |  | SH | http://www.toronto.ca/TWONTO#roll_up_door
126449 | 6157 | THC-MCS-LD-0030 | Lift table, for MCC breaker removal | THC-MCS-LD-T | Lifting Device,Hoist,Electrical | Lifting Device |  | LD | lift_truck |  | Lifting Devices, Building T
6023 | 2956 | COL-PMD-TR-0001 | Transformer, Power | COL-PMD | Transformer |  |  | TR |  |  | Midland Pumping Station
132948 | 41693 | THR-DIG-SSL-5119A | Switch, Speed-Low, Digester Gas Mixing, Tank 0100, Solids Treatment, Digester Tanks 1-6 | THR-DIG-MX-0100 | Switch,Speed-Low | Switch |  | SSL | http://www.toronto.ca/TWONTO#speed_switch |  | Digester Gas Mixing, Digester Tank 0100
105844 | 66002 | TAB-ACC-AC-0601A | Conditioner, Air, Digester 5-8 MCC Room South of Digester 9-12, North Wall | TAB-ACC-CI | H.V.A.C.,Air Conditioner | HVAC |  | AC | http://www.toronto.ca/TWONTO#air_condition |  | Chiller and Air Coolers
138754 | 2068 | THR-SES-SQ-2181 | Harness, Full Body, PPE Deodharry Singh | THR-SES-SQ | Safety | Safety Equipment | 35742 | SQ | http://www.toronto.ca/TWONTO#fall_arrest_harness |  | Safety Equipment
63218 | 85473 | THC-OCS-LSL-0400 | Switch, Level Low, Humidification Chamber #2, Phase I/IV Odour Control | THC-OCS-HU-0400 | Switch,Level-Low | Switch |  | LSL | http://www.toronto.ca/TWONTO#level_switch |  | Integrated Humidification Chamber #2, Humidification Chamber #2, Phase I/IV Odour Control
78300 | 64967 | THR-SES-CS | Chlorine Chemical Suit | THR-S-E |  | Safety Equipment | 34329 |  | http://www.toronto.ca/TWONTO#chemical_suit |  | SUSPENDED ENTITY
111128 | 79725 | TAB-DIG-T-0852 | Tank, moisture /Sediment Trap- in Gas delivery line | TAB-DIG-FX-T5-8 | Tank | Tank |  | T | sediment_trap |  | Digester Tanks 5-8, Flame Arrester, Condensate Tanks & Moisture Separators
14480 | 31691 | FCL-SES-EYE-0007 | Eyewash Station, Plumbed Operators Lab Temporarily out of service | FCL-SES-5 | PPE,Eyewash Station | Safety Equipment |  | EYE | http://www.toronto.ca/TWONTO#emergency_eyewash |  | Eye Wash Stations Chemical Building
78818 | 83909 | FHO-ELS-WR-0705 | Welding Receptacle, Flocuulation Building, S2, North Pipe Gallery, North West | FHO-ELS-LTG |  | Power Distribution Panel |  | WR | http://www.toronto.ca/TWONTO#welding_receptacle |  | Facility Electrical System
132985 | 4663 | THR-DIG-T-5681 | Tank, Reservoir, Auxiliary Oil, Gas Compressor 5680, Digester Mixing System | THR-DIG-C-5680 | Tank,Reservoir | Tank |  | T | http://www.toronto.ca/TWONTO#chemical_storage_tank |  | Compressor, Gas, Mixing System, Digester Tank#8
13288 | 80908 | FCL-FLT-DR-0101 | Door, Overhead High Lift loading area | FCL-GRK-DR | Door,Overhead | Door |  | DR | http://www.toronto.ca/TWONTO#roll_up_door
142545 | 96346 | WTR-307-CH-0016 | Chamber,Revenue Meter,Adesso-Steeles (Magmeter) | WTR-WEST-REV | Chamber |  |  | CH |  |  | Revenue Metering
135942 | 81146 | THR-FT-T-1100 | Tank, Final Settling, Mixed Liquor, Secondary Clarification - South (Tank#11) | THR-FT-T | Tank | Tank |  | T | http://www.toronto.ca/TWONTO#sedimentation_tank |  | Final Sedimentation Tank & Dedicated WAS Pumping
14748 | 25995 | FCL-SES-SHOW-0001-SUS | Emergency Shower | FCL-SES | PPE,Eyewash Station | Safety Equipment | 36707 | SHOW | http://www.toronto.ca/TWONTO#emergency_eyewash_and_shower |  | Safety and Environmental Services
71763 | 75786 | THR-DIG-SSL-5169A | Digester Gas Mixing, Tank 0200, Solids Treatment, Digester Tanks 1-6 | THR-DIG-MX-0200 | Switch,Speed-Low | Switch |  | SSL | http://www.toronto.ca/TWONTO#speed_switch |  | Digester Gas Mixing, Digester Tank 0200
93295 | 928 | FHO-GRK-DR-2060S | Door, (FD-S2-60), Fire Rated, Admin Building, S2, Stairway 2 | FHO-GRK-FEQ-0001 | Fire Prevention,Door | Door |  | DR | http://www.toronto.ca/TWONTO#fire_rated_door
113472 | 33617 | TAB-ELS-SQ-6127 | Electrical - Rubber Insulating Gloves | TAB-ELS-SQ-GLOVE | PPE,Insulated Glove | Safety Equipment |  | SQ | http://www.toronto.ca/TWONTO#rubber_insulating_gloves |  | High Voltage Gloves
39068 | 45334 | COL-YKP-SRL-026227 | Self Retrieval Line -026227 | YKP-BLD | Safety | Safety Equipment |  | SRL | self_retracting_line |  | Collections - 435 Kipling Ave. Building envelope
12198 | 41332 | COL-PCF-LSLL-0101 | Switch Level, Low-Low, Wet Well | COL-PCF | Switch,Level-Low-Low | Switch |  | LSLL | http://www.toronto.ca/TWONTO#level_switch |  | Clark Pumping Station
136932 | 58130 | THR-OCS-FSL-3957 | Switch, Flow-Low, Outlet to Drain, Ozone Generator 3957, Ozonator Room, Plant Services, Odour Control System | THR-OCS-OZ-3957S | Switch,Flow-Low | Switch |  | FSL | http://www.toronto.ca/TWONTO#flow_switch |  | Ozone Generator, Odour Control System
101164 | 41668 | KR2232A | Unit Heater, Silo #1, 3rd Floor, Silo Building | TAB-ACC-HTR-SLO | H.V.A.C.,Heater | HVAC |  |  | http://www.toronto.ca/TWONTO#heater |  | Unit Heaters- Silo Bldg
74668 | 76999 | FHA-DCL-SO-0301-KQ | Sulphonator Location | FHA-SUSPENDED |  |  | 33351 | SO |  |  | Suspended Obsolete entity for storage purpose
55614 | 53569 | TAB-WA3-IR-RTE | WA3 IR route | TAB-ELS-ROUTES | [6 empty] | Top-level hierarchy for generic entities that represent muliti-equipment inspection routes
119821 | 88176 | TAB-WA2-SQ-1454 | Davit Arm | TAB-WA2-SQ-0001 | PPE,Harness | Safety Equipment |  | SQ | http://www.toronto.ca/TWONTO#fall_arrest_Davit_arm |  | Fall Arrest System , Tripod and SRL
83569 | 97899 | FHA-SM-PDS-0100 | Switch, Pressure Differential, High/Low, Cl2/SO2 Scrubber SB-0100, Filter Building, East Pipe Gallery | FHA-SES-SCRUBBER | Switch | Switch |  | PDS | http://www.toronto.ca/TWONTO#pressure_switch |  | Scrubber System
140598 | 91633 | TNT-ELS-MCC-6103 | Control Centre, Motor, Electrical Sub-Station | TNT-ELS-PDP-6001 | Control Panel,MCC | Motor Control Center |  | MCC | http://www.toronto.ca/TWONTO#LV_electrical_panel |  | 600V Power Distribution Panel
25659 | 69111 | COL-PSM-WEL-0100 | Wet Well | COL-PSM-MISC | Well |  |  | WEL |  |  | Miscellaneous Equipment
30702 | 61657 | FIS-SES-SQ-6104 | Electrical Safety Gloves, High Voltage, Class 0, Group 2, # 1847 | FIS-SES | PPE,Insulated Glove | Safety Equipment |  | SQ | http://www.toronto.ca/TWONTO#rubber_insulating_gloves |  | Safety, Instrumentation & Environmental Services
134027 | 96905 | THR-DIS-T-0100 | Tank, Hot water, Washroom, Disinfection Building Main Floor | THR-DIS | Tank | Tank |  | T | http://www.toronto.ca/TWONTO#tanked_hot_water_heater |  | Disinfection
147502 | 35172 | WZ2012A | Hopper, Dosing, 701A | TAB-SLD-SL | Tank | Tank |  |  | http://www.toronto.ca/TWONTO#storage_tank |  | Pelletizer Bldg. - Sludge System, Coater, Dryer & Hopper
34996 | 56798 | COL-YKP-FAK-0031 | First Aid Kit, Truck #041264 (Escape) | COL-YKP | Safety,First Aid Kit | Safety Equipment |  | FAK | http://www.toronto.ca/TWONTO#first_aid_kit |  | Kipling Yard
13956 | 39150 | FCL-SPC-RPU-1123 | RPU Panel, Liquid Chemicals, Chemical Building | FCL_ELS_MISCELLANEOUS | Control Panel | Remote Processor Unit |  | RPU | http://www.toronto.ca/TWONTO#RPU_panel |  | FCL_ELS_MISCELLANEOUS
28513 | 58230 | FIS-DCL-PSL-0201 | Switch, Pressure, Low, SO2 Gas, WCS-0201 Discharge, Gaseous Chemical Building, Storage Room | FIS-DCL | Sensor,Level | Switch |  | PSL | http://www.toronto.ca/TWONTO#pressure_switch |  | De-Chlorination
17601 | 91370 | FHA-MCS-LD-3001 | Lifting Device, Puller, 3 Ton, Service Building, Stores | FHA-MCS-LD | Lifting Device,Hoist,Manual | Lifting Device |  | LD | winch |  | Lifting Devices
128885 | 44188 | THC-STR-LSHH-0186 | Switch, Level High High, Sump Pump Control, NW Plant | THC-STR-P-0186 | Switch,Level | Switch |  | LSHH | http://www.toronto.ca/TWONTO#level_switch |  | Pump, Centrifugal Submersible, Drainage, NW Plant
30293 | 99461 | COL-PWR-TSH-0101 | HVAC, Switch, Temperature, West Rouge PS | COL-PWR-AHU-0100 | Switch,Temperature | Switch |  | TSH | http://www.toronto.ca/TWONTO#temperature_switch |  | HVAC, Air Handling Unit, Control Room, West Rouge PS
10098 | 92623 | FCL-ACC-F-0904A | Filter, Intake Air, RMF Clarification Building, Dehumidification System D-0604, RMF Building Hallway | FCL-ACC-D-0604 |  |  |  | F |  |  | Dehumidifier, Residue Management Facility Clarification Facility/North
11375 | 60582 | FCL-BW-V-0028 | Valve, Ball, Isolation, Air Release, Backwash Supply Pipe | FCL-BW |  |  |  | V |  |  | Backwash System
76587 | 44141 | THR-DR-BH-0501 | Overhead Door, High Pressure Blower Building | THR-DR-WA3 | Door,Overhead | Door |  | BH | http://www.toronto.ca/TWONTO#roll_up_door
127167 | 43465 | THC-PLT-LSL-5811 | Switch,Level-Low,Oil Reservoir Tank 5810,Head House | THC-PLT-T-5810 | Switch,Level | Switch |  | LSL | http://www.toronto.ca/TWONTO#level_switch |  | Reservoire, Oil, Hydraulic Pack, Conveyors, Grit Tanks
130407 | 93348 | THR-ACC-PSH-1703 | Switch,Pressure-High, DG Valve Train, Boiler 1701, Plant Central Hot Water System, Hot Water Boilers | THR-ACC-BO-1701 | Switch,Pressure-High | Switch |  | PSH | http://www.toronto.ca/TWONTO#pressure_switch |  | Boiler, Low Pressure, Hot Water, Plant Central Hot Water System, Hot Water Boilers (CRN-H9308.5,TSSA UID-65022707, SNo.-5.1103727)
26268 | 31224 | FHO-SES-SCBA-0030 | Cylinder, SCBA, Air Pack, 2216 PSI, Ser #OJ-456404 | FHO-SES-SQ-0003 | PPE,SCBA | Safety Equipment |  | SCBA | http://www.toronto.ca/TWONTO#compressed_gas_cylinder |  | Breathing Air Tanks
129958 | 38149 | THR-ACC-FPW | Air Conditioning, HVAC, Filtered Plant Water Building | THR-ACC-WA4 | H.V.A.C.,Air Conditioner | HVAC |  |  | http://www.toronto.ca/TWONTO#collection_of_assets |  | Air Conditioning, AHU, HVAC,Work Area4
39322 | 60015 | TAB-ACC-FN-1405 | Fan, Supply -Z Bldg, Boiler room | TAB-ACC-AHU-ZBLDG | Fan | HVAC |  | FN | http://www.toronto.ca/TWONTO#blower_or_fan_with_drive |  | AHUs/Supply Fans Z. Bldg.
125882 | 87414 | THC-GRK-VEH-378053 | Vehicle, 2005 John Deere Gator (WA1) | THC-GRK-VEHICLES | Vehicle,Unlicensed | Vehicle |  | VEH | http://www.toronto.ca/TWONTO#golf_cart
18492 | 12450 | FHA-SES-LDR-0517 | FHA-SES-LD-0040 - 10' Ladder Fiberglass ( Filter Gallery #21 ) | FHA-SES-LD-1 | Safety | Safety Equipment |  | LDR | http://www.toronto.ca/TWONTO#ladder |  | Ladders
120026 | 47709 | TAB-WA5-SQ-8505 | Lock Out Tag out and Log Book Station | TAB-THK-SQ | PPE | Safety Equipment |  | SQ | emergency_kit |  | WA5 Safety Equipment
3388 | 21225 | COL-PCU-FN-0001 | HVAC, Fan, Centrifugal, Downblast, Two-speed Dry Well Roof Fan | COL-PCU | Fan,Centrifugal | HVAC |  | FN | http://www.toronto.ca/TWONTO#blower_or_fan_with_drive |  | Cumber Pumping Station
105975 | 52491 | TAB-ACC-AHU- IPSBLDG | AHUs/Supply Fans IPS bldg | TAB-ACC-AHU | [6 empty] | Air Handling Unit & Supply Fan
130457 | 35375 | THR-ACC-T-0501 | Tank, Glycol Heating Package "A", Engine Room Bsmt., Behind Elevator, Admin Ventilation | THR-ACC-HCP2 | Tank | Tank |  | T | http://www.toronto.ca/TWONTO#chemical_storage_tank |  | Heating and Cooling Pumps, WA2
58251 | 16228 | THC-CW-SQ-0112 | Emergency Eyewash S, Personal Wash Unit, Incinerator Bldg, 3rd Floor, SW Wall | THC-SUSPENDED | PPE,Eyewash Station | Safety Equipment |  | SQ | eye_wash_bottle |  | Suspended entity
7525 | 49800 | COL-PSS-MON-0002 | Monitor | COL-PSS-MISC |  |  |  | MON |  |  | Miscellaneous Equipment
135683 | 32622 | THR-FT-LSL-4840 | Switch, Level-Low, Sump, Gallery T-15, Flood Monitoring System | THR-FT-P-4840 | Switch,Level-High-High | Switch |  | LSL | http://www.toronto.ca/TWONTO#level_switch |  | Pump, Centrifugal, Sump, T15
60314 | 72324 | THC-ACC-V-6042 | Valve, Ball, Manual, Hot Water, P-6002, Lower Level 2 Blower Room, Headworks | THC-ACC-P-6002 | Valve,Ball | HVAC |  | V | http://www.toronto.ca/TWONTO#valve |  | Pump, Hot Water System, Lower Level 2 Blower Room, Headworks
234 | 59791 | 378169SUS | Kubota-WA5 | TAB-GRK-VEH | Vehicle,Unlicensed | Vehicle | 46881 |  | http://www.toronto.ca/TWONTO#golf_cart
34798 | 88625 | COL-YKP-FAK-0007S | First Aid Kit, Truck #080055 (F550) | COL-YKP | Safety,First Aid Kit | Safety Equipment | 41253 | FAK | http://www.toronto.ca/TWONTO#first_aid_kit |  | Kipling Yard
132949 | 36117 | THR-DIG-SSL-5122A | Switch, Speed-Low, Digester Gas Mixing, Tank 0100, Solids Treatment, Digester Tanks 1-6 | THR-DIG-MX-0100 | Switch,Speed-Low | Switch |  | SSL | http://www.toronto.ca/TWONTO#speed_switch |  | Digester Gas Mixing, Digester Tank 0100
30771 | 45948 | FIS-SPC | Process Control Systems - Services Area | FIS-ITM | [6 empty] | Integrated Technology Management
66688 | 61524 | THC-STR-T-8400 | Tank, Hypoclorite, Phase IV, Secondary Clarifier | THC-ODOUR-PHASE I-IV | Tank | Tank | 33428 | T | http://www.toronto.ca/TWONTO#chemical_storage_tank |  | Odour Control
101628 | 55273 | MAIN-225 | Main 225 | WTR-MT3 | [6 empty] | Work Area 3 WEST Mains and Chambers
83045 | 34307 | FHA-SES-SQ-0409 | Eyewash Station, RMF Building, Research Facility | FHA-SES-SQ-0008 | Safety,Eye wash | Safety Equipment |  | SQ | http://www.toronto.ca/TWONTO#emergency_eyewash |  | Eyewash Stations & Showers
132796 | 34706 | THR-DIG-PSH-0114 | Switch, Pressure, High, Loss Of Vaccum, Tank 0110, Lube Oil System, Gas Compressor Building | THR-DIG-T-0110 | Vacuum |  |  | PSH |  |  | Tank, New Oil, Lube Oil System, Gas Compressor Building
15519 | 45122 | FCL-WWW-V-3042 | Valve,Plug,Isolation,Pump-3040 to Thickener1,RMF Clarification Facility,Sludge Sump Service Platform | FCL-WWW-P-3040 |  |  |  | V |  |  | Pump Submersible Standby, Pump Room
15013 | 49868 | FCL-SURGE-TANKS-BLDG | Building Location | FCL-EUS | [6 empty] | Production & End User Support
136649 | 46567 | THR-MCS-LD-0201 | Chain Hoist, Manual, Work Area 1 | THR-LD-WA1 | Lifting Device,Hoist,Manual | Lifting Device |  | LD | http://www.toronto.ca/TWONTO#lifting_equipment_hoist |  | Lifting Devices, Chain Hoist, Come Along & Slings
59445 | 83101 | THC - A01 - S178 | Door, Primary # P5 Access House | THC-GRK-DR-TUNNEL |  | Door |  |  | http://www.toronto.ca/TWONTO#door
15890 | 64136 | FHA-AM-P-0201-KQ | Pump Location,Aqua Ammonia Metering #2 | FHA-SUSPENDED |  |  | 33324 | P |  |  | Suspended Obsolete entity for storage purpose
79012 | 23268 | THR-SQ-LP-0001 | Life Preserver, Ring Type, Grit Bldg., Tank 3 | THR-SQ-LP-PRM | Safety | Safety Equipment |  | LP | http://www.toronto.ca/TWONTO#life_ring |  | Life Preserver, Ring Type Floating Device, Primary Tanks
38275 | 98479 | PA50282 | Paging/Intercom System, Dewater Bldg | TAB-ITS-WA3 |  | Communications Equipment |  |  | http://www.toronto.ca/TWONTO#public_annoucement_speaker |  | Dewater Building Communications Equipment
30270 | 12783 | FIS-SBS-T-0201 | Tank, SBS Storage, Workshop Building, Chemical Storage | FIS-ALM | Tank | Tank |  | T | http://www.toronto.ca/TWONTO#chemical_storage_tank |  | Alum System
76157 | 67475 | THR-MCS-LD-1108 | Chain Hoist, Manual, Work Area 2 | THR-S-E | Lifting Device,Hoist,Manual | Lifting Device | 34732 | LD | http://www.toronto.ca/TWONTO#lifting_equipment_hoist |  | SUSPENDED ENTITY
78296 | 53683 | THR-SCBA-TRN-WA1 | SCBA Training WA1 | THR-SES-SCBA |  | Safety Equipment |  |  | activity |  | Self Contained Breathing Apparatus
128024 | 87212 | THC-PRM-ZSL-0912 | Switch, Position Low, Mech Return, Valve 0912 | THC-PRM-V-0912 |  | Switch |  | ZSL | http://www.toronto.ca/TWONTO#position_switch |  | Valve, Hydraulic Cylinder, Bottom Scraper, Primary Clarifier 0900, SW Plant
61787 | 92372 | FHA-GRK-VEH-0501 | FHA-FLT-SW-0101 - Bin Carier (TUG) | FHA-MCS-VEH | Groundskeeping | Vehicle |  | VEH | http://www.toronto.ca/TWONTO#golf_cart
8319 | 25187 | COL-PWR-P-5510 | Pump, Centrifugal | COL-PWR | Pump |  | 35050 | P |  |  | West Rouge Pumping Station
4063 | 61042 | COL-PCU-JSL-5337 | RPU Power failure alarm | COL-PCU-MISC | Switch |  | 34997 | JSL |  |  | Miscellaneous Equipment
9096 | 66547 | COL-YKP-DA-1717107 | Davit Upper Arm-1717107 | COL-YKP-DA | Safety | Safety Equipment |  | DA | http://www.toronto.ca/TWONTO#fall_arrest_Davit_arm |  | Davit Arm Assembly
128767 | 75263 | THC-SES-MEQ-FPD20819\4 | FALL ARREST- LANYARD (insp Liftsafe) | THC-MCS-LD | PPE | Lifting Device |  |  | fall_arrest_lanyard |  | Mechanical Services, Lifting Device
53666 | 35699 | TAB-SES-SQ-0093 | Safety Equipment, Emergency Eye Wash Station, Existing Primary Tank Operating Gallery, Wwest Side | TAB-PLT-SQ | Safety | Plumbing |  | SQ | http://www.toronto.ca/TWONTO#emergency_eyewash |  | P Building - Safety Equipment
54486 | 45396 | TAB-STR-PSH-4007 | Switch,Pressure,High, Oil, Blower BL4007 lubrication | TAB-STR-P-4007 | Switch,Pressure | Safety Equipment |  | PSH | http://www.toronto.ca/TWONTO#pressure_switch |  | Pump, Main Oil ,Blower BL4007
69364 | 57264 | THR-AER-PSL-0815 | Switch, Pressure-Low, Tank 800, Secondary Treatment, Aeration - North | THR-AER-T-0800 | Switch,Pressure-Low | Switch |  | PSL | http://www.toronto.ca/TWONTO#pressure_switch |  | Tank, Secondary Treatment, Aeration - North #08
53585 | 78492 | TAB-SES-LTG-2281 | Lighting, Emergency, Battery Unit, 2 LED heads, PRS Bldg | TAB-STR-SQ | Lighting,Emergency | Safety Equipment | 41307 | LTG | http://www.toronto.ca/TWONTO#lighting_unit |  | WA2 Safety Equipment,lifting devices, ladders, Eye Wash station, First Aid Kits, Lock out stations
139031 | 7744 | THR-THK-LSH-5001 | Switch, Level High, TWAS Holding Tank | THR-THK-T-5001 | Switch,Level-High | Switch |  | LSH | http://www.toronto.ca/TWONTO#level_switch |  | Tank, TWAS Holding
143597 | 59727 | WTR-PEL-DR-1005 | Door, Access, Generator Building, Bulk Storage Room | WTR-PEL-AUX | Door,Access | Door |  | DR | http://www.toronto.ca/TWONTO#door
81476 | 25401 | FHA-SES-LD-0092 | 16' Single Ladder Aluminum in RMF at spliter box | FHA-SES-LD-1 | Safety | Safety Equipment |  | LD | http://www.toronto.ca/TWONTO#fixed_ladder |  | Ladders
24639 | 60396 | COL-PRR-TS-0001 | Switch, Transfer | COL-PRR-MISC | Switch |  |  | TS |  |  | Miscellaneous Equipment
131180 | 52266 | THR-AER-RPU-0031 | Remote Processor Unit, North Aeration, Tank 0700 (172.22.37.173) | THR-AER-T-0700 | RPU | Remote Processor Unit |  | RPU | http://www.toronto.ca/TWONTO#RPU_panel |  | Tank, Secondary Treatment, Aeration - North #07
120847 | 81139 | THC-ACC-HTR-0206 | Heater, Perimeter. Admin Building | THC-ACC-BLDG K |  | HVAC |  | HTR | http://www.toronto.ca/TWONTO#heater |  | Administration Building, HVAC
125169 | 90106 | THC-ELS-VSS-3801E | Voltage Surge Supperssion, Supply From MCC-3801E, Admin Building Ground Floor, Electrical Room | THC-ELS-MCC-3801E |  | Motor Control Centre |  | VSS | http://www.toronto.ca/TWONTO#surge_suppressor |  | Motor Control Centre, Supply From MCC-1103E, Admin Building Ground Floor, Electrical Room
4559 | 65831 | COL-PGB-LIT-0101 | Transmitter, Level | COL-PGB | Transmitter,Level |  |  | LIT |  |  | Governors Bridge Sewage Pumping Station
24745 | 16327 | COL-PRX-WEL-0300 | Well | COL-PRX | Well |  |  | WEL |  |  | Roxborough Sewage Pumping Station
40408 | 46902 | TAB-ACC-FSL-4541 | Switch,Flow,Low,Water From Pump | TAB-ACC-P-4541 | Switch,Flow | Switch |  | FSL | http://www.toronto.ca/TWONTO#flow_switch |  | Pump, Hot Water Circulating, Digester 1~4 ,PXX-2
114677 | 42690 | TAB-PLT-LSH-0289 | Switch,Level, High,Sump, Scrubber Room, Odour Control Bldg( Emmission Air Control) | TAB-PLT-P-5127 | Switch,Level | Switch |  | LSH | http://www.toronto.ca/TWONTO#level_switch |  | Pump, Sump, P Bldg, Scrubber Rm
33274 | 63554 | COL-YKP | Kipling Yard | YKP-BLD | [6 empty] | Collections - 435 Kipling Ave. Building envelope
81760 | 2018 | TNT-WA9-SQ-0133 | Davit | TNT-WA9-SQ-0010 | PPE | Safety Equipment |  | SQ | http://www.toronto.ca/TWONTO#fall_arrest_Davit_arm |  | Fall arrest systems
7977 | 73970 | COL-PVM-LSL-0102 | Switch, Level-Low | COL-PVM | Switch,Level |  |  | LSL |  |  | Valleymede Sewage Pumping Station
130846 | 50207 | THR-ACC-ZSH-3630 | Switch,Position-High, Outdoor Air Damper,EAST WORKSHOP | THR-ACC-FN-3410 | Switch,Temperature-High | Switch |  | ZSH | http://www.toronto.ca/TWONTO#position_switch |  | Fan,Blower,Supply,FPW Bldg
112685 | 82038 | TAB-EL1-MCC-6223 | Motor Control Centre 600V - D Bldg | TAB-EL1-PDP-6003 | Control Panel,MCC | Motor Control Centre |  | MCC | http://www.toronto.ca/TWONTO#LV_electrical_panel |  | Switchgear, 600V, D Building Outdoor Sub.
62783 | 17641 | FCL-FLT-LSL-0010-SUS | Switch, Level-Low, Filter 1001, , Filter No.1001 | FCL-SUSPENDED | Switch,Level-Low | Switch | 36619 | LSL | http://www.toronto.ca/TWONTO#level_switch |  | Suspended entity
131672 | 49614 | THR-CG-F-1261 | Filter, Oil, Lube Oil System, Engine-Gen 1201 | THR-CG-ENG-1201 |  | Filter |  | F | http://www.toronto.ca/TWONTO#replaceable_oil_or_fuel_filter |  | Engine, Generator NT1788901, Engine Room, Engine-Generator & Heat Recovery System
141415 | 16546 | WTR-029B-RPU-0016 | Remote Processing Unit, RPU-0016 Panel, Chamber 029B-16, Dupont & Davenport | CH 029B 16 | RPU | Remote Processor Unit |  | RPU | http://www.toronto.ca/TWONTO#RPU_panel |  | Chamber
114408 | 5925 | TAB-PLT-DM-0212 | Hood Opening Mechanism, Grit Tank 2 | TAB-PLT-T-0201 | Actuator,Pneumatic,Cylinder | Pneumatic System |  | DM | http://www.toronto.ca/TWONTO#damper_actuator |  | Tank, Grit Channel #2
72919 | 16640 | THR-ACC-GRIT | Heating, Ventilation and Air Conditioning, Grit Building | THR-OCS-NEW |  | HVAC |  |  | http://www.toronto.ca/TWONTO#collection_of_assets |  | Odour Control, Biofilter
88871 | 56522 | WTR-RDF-ZS-0005 | Switch, Position,Door Security | WTR-RDF-AUX | Switch,Position | Switch |  | ZS | http://www.toronto.ca/TWONTO#position_switch |  | Auxiliary Equipment (Building Facilities)
125256 | 99272 | THC-ELS-SQ-GLV-0002 | Electrical Safety gloves High Voltage, Class 0 and Class 1, Set # 2 (Virtual entity #) | THC-SES-SQ | PPE,Insulated Glove | Safety Equipment |  | GLV | http://www.toronto.ca/TWONTO#rubber_insulating_gloves |  | Safety Equipment
141022 | 41886 | WIRELESS | Wireless | YTF-SPC1 | [6 empty] | Process Control Systems - Administrative
13683 | 413 | FCL-MCS-LD-0501 | Winch - CAP: 310 lbs - 50 FT cable | FCL-MCS | Lifting Device,Hoist,Manual | Lifting Device |  | LD | winch |  | Mechanical Services
120525 | 48682 | THC-ACC-DM-6206 | Damper, Isolation, O/A Duct, Common Plenum, AHU-6200, 2nd Floor Mech Room #2, Headworks | THC-ACC-AHU-6200 | Damper/Louver | HVAC |  | DM | http://www.toronto.ca/TWONTO#air_damper |  | Air Handling Unit, Blower Room, 2nd Floor Mech Room #2, Headworks
120130 | 81964 | TAB-WA7-SQ-2574 | WA7 Fall Arrest Equipment - Body Harness ( Sr. No: 42574 ) | WA7-BH | PPE | Safety Equipment |  | SQ | http://www.toronto.ca/TWONTO#fall_arrest_harness |  | Body Harness
62480 | 11340 | FHA-FLT-F-0601 | Filter #06, Filter Building, West Filter Gallery North | FHA-FLT | Filter | Filter |  | F | http://www.toronto.ca/TWONTO#filtration_tank |  | Filtration
59245 | 15548 | THC-ACC-HU-0273 | Humidifer, Building A | THC-ACC-BLDG A | H.V.A.C.,Humidifier | HVAC |  | HU | http://www.toronto.ca/TWONTO#humidier |  | Old Plant Blower Building HVAC
97330 | 26733 | FIS-ITS-COM-0400 | Server Cabinet, Backup, Admin Building, Server Room | FIS COMMUNICATIONS |  | System Process Control |  | COM | http://www.toronto.ca/TWONTO#network_panel |  | FIS Communications
63425 | 6290 | FCL-MCS-LD-2003 | Tripod 3 | FCL-MCS-LD | Lifting Device | Lifting Device |  | LD | http://www.toronto.ca/TWONTO#fall_arrest_Davit_arm |  | Lifting Devices
18182 | 34905 | FHA-SED-ZSH-0603B | Switch, Limit, Access Hatch Zone 3, Settling Basin T-0601 | FHA-SED-ZSH-0603 |  | Security System |  | ZSH | http://www.toronto.ca/TWONTO#position_switch |  | Switch, Limit, Access Hatch Zone 6
13870 | 2745 | FCL-POL-FIT-4230 | Transmitter, Flow, Turbine,Service Water to Electric Mixer MX-4230,Polymer Skid No.6,Centrifuge Bldg | FCL-POL-MX-4230 |  |  |  | FIT |  |  | Mixer, Electric, Thickening Polymer Skid No.6, RMF Centrifuge Building, Polymer Room
135893 | 18562 | THR-FT-PSL-4601 | Switch, Pressure-Low, Pump P-4601 Suction, Scum Pumping - South | THR-FT-P-4601 | Switch,Pressure-Low | Switch |  | PSL | http://www.toronto.ca/TWONTO#pressure_switch |  | Pump, Self-Prime Centrifugal, Drain, RAS Pumping Station - South
135000 | 64943 | THR-ELS-SS | Electrical System, South Main Substation | THR-ELS | [6 empty] | Electrical Power System
122031 | 62559 | THC-AER-T-3400 | Tank, Aeration | THC-AER-T | Tank,Non-Pressurized | Tank |  | T | http://www.toronto.ca/TWONTO#aeration_tank |  | Tank, Aeration
107194 | 73365 | TAB-ACC-NGS-0060B | Natural Gas Pilot Train, Boiler #6, Z Building | TAB-ACC-BO 6 |  |  |  | NGS |  |  | Boiler # 6, Hot Water Heating
10273 | 88718 | FCL-ACC-FN-LL | LL Screen Rm Exh. Sys -FN-0102(15-2), -0103(15-3), 0104(15-4) | FCL-ACC-P-LL | [6 empty] | Low Lift Pumping Station HVAC Equipment
59327 | 41931 | FCL-ELS-TSH-002H | Switch,Temperature-High,High Lift Bldg - Switchgear Room,Transformer TR-002H | FCL-ELS-TR-002H | Switch,Temperature-High | Switch |  | TSH | http://www.toronto.ca/TWONTO#temperature_switch |  | Transformer,Power,Dry,High Lift Bldg - Switchgear Room,4160-600V,750KVA
18618 | 26849 | COL-PLB-PSL-0121 | Switch, Pressure-Low | COL-PLB | Switch | Switch | 34548 | PSL | http://www.toronto.ca/TWONTO#pressure_switch |  | Long Branch Pumping Station
85600 | 19415 | WTR-PHL-HRN-0003 | PPE, Body Harness, S/N 219512 | WTR-CENTRAL-SES | PPE,Harness | Safety Equipment |  | HRN | http://www.toronto.ca/TWONTO#fall_arrest_harness |  | Safety & Lifting Devices
109622 | 51982 | TAB-DEW-MX-0730 | Tank, Hopper Agitator, #7 Schwing Pump | TAB-DEW-T-0730 | Tank | Tank |  | MX | http://www.toronto.ca/TWONTO#mixer_or_agitator |  | Tank, DWS from Centrifuge #7
79909 | 1962 | THR-WA2-LD-0044S | Sling, Nylon, Work Area 2 SIZE; 1" X 4', | THR-LD-NYLN-WA2 | Lifting Device,Sling | Lifting Device | 40044 | LD | synthetic_web_sling |  | Slings, Nylon, Work Area 2
121293 | 40243 | THC-ACC-TIT-6203 | Transmitter, Temperature, Space, Blower Room, Headworks | THC-ACC-AHU-6200 | Transmitter,Temperature | HVAC |  | TIT | http://www.toronto.ca/TWONTO#temperature_transmitter |  | Air Handling Unit, Blower Room, 2nd Floor Mech Room #2, Headworks
12602 | 1963 | COL-PDG-CB-0001 | Circuit Breaker, Main | COL-PDG-MISC | Circuit Breaker |  |  | CB |  |  | Miscellaneous Equipment
56733 | 54149 | FCL-ELS-SQ-1000 | Safety,Electrical PPE Cabinet,High Lift Switchgear Room | FCL_ELS_PLANT | Safety | Safety Equipment |  | SQ | http://www.toronto.ca/TWONTO#collection_of_assets |  | FCL_ELS_PLANT
120005 | 21567 | TAB-WA5-LDR-8340 | Ladder,Nylon, Featherlite | TAB-WA5-SQ | PPE | Lifting Device |  | LDR | http://www.toronto.ca/TWONTO#portable_ladder |  | WA5 Safety Equipment
71939 | 73936 | FHO-CLB-INJ-0401 | Eductor, Post-Chlorine, Filter Pipe Gallery 9-13 | FHO-CLB-CHL-0401 |  | Injector |  | INJ | http://www.toronto.ca/TWONTO#ejector |  | Chlorinator, Post Chlorination East Train 4,Chemical Building, L1, Evaporator Room
95221 | 60842 | FHO-TRW-P-0800-KQ | TRW Pump Unit 8 | FHO TRW PUMPING |  |  |  | P |  |  | Treated Water Pumping
25212 | 79260 | COL-PSL-FEQ-0001S | Fire Prevention, Extinguisher | COL-PSL | Fire Prevention,Extinguisher |  | 46865 | FEQ |  |  | Sewells Road Sewage Pumping Station
147175 | 47113 | WTR-RRH-F-0301 | Filter, Discharge Header, Pumps 0301, Rosehill Reservoir, Valve House | WTR-RRH-CW | Filter | Filter |  | F | media_based_filter |  | City Water System
13925 | 39796 | FCL-RSP-LSH-0101 | Switch, Level, High, Sewage Ejector Tank T-0101 A Side, Admin Building B3 Sewage Ejector Room | FCL-RSP-T-0101 | Switch,Level-High | Switch |  | LSH | http://www.toronto.ca/TWONTO#level_switch |  | Tank, Sewage Ejector, Admin Building B3 Sewage Ejector Room
61796 | 3201 | FHA-ELS-WR-0302 | Welding Receptacle, 30A, 600V, Service Building Machine Shop | FHA-ELS | Welding Equipment | Power Distribution Panel |  | WR | http://www.toronto.ca/TWONTO#welding_receptacle |  | Electrical
138872 | 97631 | THR-SQ-LP-0016 | Life Preserver, Ring Type Floating Device, Final Tank 19 | THR-SQ-LP-FT | Safety | Safety Equipment |  | LP | http://www.toronto.ca/TWONTO#life_ring |  | Life Preserver, Ring Type Floating Device, Final Tanks
48591 | 35515 | TAB-ITS-WA3 | Dewater Building Communications Equipment | TAB-WORK-AREA-SOL | [6 empty] | TAB Work Area Sol
138972 | 82116 | THR-THK-DRN1 | Drains, Thickening, Work Area 1 | THR-THK-GRK1 |  | Drain |  |  | http://www.toronto.ca/TWONTO#drain |  | Thickening, Ground & Structural
138887 | 20041 | THR-SQ-LP-0034 | Life Preserver, Ring Type, Primary Tank 8 | THR-SQ-LP-PRM | Safety | Safety Equipment |  | LP | http://www.toronto.ca/TWONTO#life_ring |  | Life Preserver, Ring Type Floating Device, Primary Tanks
59015 | 23105 | THC-ACC-HTR-0213 | Heater, Perimeter. Admin Building | THC-ACC-BLDG K |  | HVAC |  | HTR | http://www.toronto.ca/TWONTO#heater |  | Administration Building, HVAC
20674 | 45592 | FHO-AM-P-0201-KQ | Ammonia Train 2 | FHO-AM |  |  | 32565 | P |  |  | Ammoniation
125864 | 89601 | THC-INC-BU-2034 | Burner, Hearth 3, Incinerator 2000 | THC-INC-FU-2000 | Burner | Burner |  | BU | http://www.toronto.ca/TWONTO#burner_component_of_asset |  | Furnace, Incinerator 2000
70287 | 82955 | FHA-ALM-FSL-0001 | Switch, Flow, Low, Alum Gravity Line, Service Building, Alum Room | FHA-ALM-T-0101 | Switch,Flow | Switch |  | FSL | http://www.toronto.ca/TWONTO#flow_switch |  | Tank, Alum Storage #1, Service Building
67370 | 10346 | THR WORK AREA 1 | Solid Handling | THR | [6 empty] | Humber Treatment Plant
76239 | 13800 | THR-MCS-PW-0572 | Parts Washer, West Maintenance Shop | THR-GRK-GQ-WA3 | Vehicle,Unlicensed | Tool |  | PW | parts_washer |  | Building & Grounds Equipment, Work Area 3
56171 | 2796 | TAB-STR-SP-3001 | Sampler,East Bypass SBS-2 | TAB-STR-SP | Sampler | Sampler |  | SP | http://www.toronto.ca/TWONTO#auto_sampler |  | Aeration, Sampler Settled Sewage
68053 | 50445 | FCL-TRW-UPS-0002-SUS | Inverter,DC to AC | FCL-TRW |  |  | 36809 | UPS |  |  | Treated Water
57938 | 83990 | THC-AER-T-2200 | Tank, Aeration | THC-AER-OLD PLANT | Tank,Non-Pressurized | Tank |  | T | http://www.toronto.ca/TWONTO#aeration_tank |  | AerationTreatment
8045 | 31011 | COL-PWC-LSLL-0101 | Switch, Level Low-Low | COL-PWC-MISC | Switch,Level |  |  | LSLL |  |  | Miscellaneous Equipment
71878 | 95137 | THC-THK-RPU-1605 | RPU,Polymer Make-up,WAS Thickening Building (1) | THC-MCS-LD-I | Control Panel,Instrumentation | Remote Processor Unit |  | RPU | http://www.toronto.ca/TWONTO#RPU_panel |  | Lifting Devices, Headhouse, Building I
19851 | 34214 | COL-PLV-LSL-0202 | Switch, Level-Low | COL-PLV | Switch,Level |  |  | LSL |  |  | Livingston Road Pumping Station
39051 | 89121 | TAB-ACC-DM-1487 | Damper, Actuated, Exhaust | TAB-ACC-VAV-1487 | Damper/Louver | HVAC |  | DM | http://www.toronto.ca/TWONTO#air_damper |  | Heater, Hot Water Reheat Coil, Variable air
76065 | 96848 | THR-MCS-LD--9867 | Davit Arm with Hoist, Manual, Main Sub Station | THR-LD-WA3 | Lifting Device,Hoist,Manual | Lifting Device |  |  | http://www.toronto.ca/TWONTO#fall_arrest_Davit_arm |  | Lifting Devices, Chain Hoist, Come Along & Slings
79883 | 95524 | THR-WA1-LD-892-4 | Sling, Nylon, Work Area 1 (NYLON BELT SLING SIZE; 1" X 4', CAPACITY 1800 LBS,SN 1497892-4) A | THR-LD-NYLN-WA1 | Lifting Device,Sling | Lifting Device |  | LD | synthetic_web_sling |  | Slings, Nylon, Work Area 1
147107 | 38097 | WTR-RMI-ZS-0043 | Instrument, Door Position Switch, Water Transmission | WTR-RMI-AUX |  | Switch |  | ZS | http://www.toronto.ca/TWONTO#position_switch |  | Auxiliary Equipment (Building Facilities)
20179 | 49282 | COL-PMD-TR-0001 | Transformer, Power | COL-PMD-MISC | Transformer |  |  | TR |  |  | Miscellaneous Equipment
41112 | 30236 | TAB-ACC-PS-0505 | Switch, Pressure, Combustion Air | TAB-ACC-BO-0500 | Switch,Pressure | Switch |  | PS | http://www.toronto.ca/TWONTO#pressure_switch |  | Boiler #20, Volcano
129263 | 51937 | THC-THK-T-1120 | Tank,Mixing,Polymer Make-up System-1100,Thickening Building | THC-THK-TWAS | Chemical Feeder | Tank |  | T | http://www.toronto.ca/TWONTO#chemical_storage_tank |  | Waste Activated Sludge Thickening
93265 | 40784 | FHO-GRK-DR-2031L | Door, (FD-2-31), Fire Rated, Admin Building, L2, Freight Elevator Machine Room | FHO-GRK-FEQ-0001 | Fire Prevention,Door | Door |  | DR | http://www.toronto.ca/TWONTO#fire_rated_door
39993 | 76340 | TAB-ACC-HTR-6548 | Heater, Unit, Hot Water, basement, Screen Bldg., P Bldg. | TAB-ACC-HTR-PBLDG | H.V.A.C.,Heater | HVAC |  | HTR | http://www.toronto.ca/TWONTO#heater |  | Unit Heaters- P Bldg
51943 | 65473 | FCL-DEW-SED | Sedimentation Area Dewatering | FCL-DEW | Tank,Reservoir | Tank |  |  | http://www.toronto.ca/TWONTO#collection_of_assets |  | Dewatering
133914 | 85823 | THR-DIS-LSH-5001 | Switch, Level, High, Capacitive, Hypochlorite Tank T-5000, Disinfection Building Main Floor | THR-DIS-T-5000 | Switch,Level-High | Switch |  | LSH | http://www.toronto.ca/TWONTO#level_switch |  | Tank, Sodium Hypochlorite Storage, Disinfection Building
55576 | 73641 | TAB-WA2-SQ-1248 | EF2 - 901 T4 Nylon Sling | TAB-SES-LD | Lifting Device,Sling | Lifting Device |  | SQ | synthetic_web_sling |  | WA2 Lifting devices
27215 | 47639 | COL-PSU-LP-0002 | Control Panel, Lighting | COL-PSU | Control Panel |  |  | LP |  |  | Sunnyside Pumping Station
134005 | 9481 | THR-DIS-SB-1300 | Scrubber, Caustic Soda SB-1300 | THR-DIS-SB | Scrubber | Tank |  | SB | http://www.toronto.ca/TWONTO#air_scrubber |  | Scrubbers, Caustic Soda Recirculation Pumps
65087 | 78011 | THC-ELS-LP-3805E | Lighting Panel, Supply From TR-3805E, Admin. Building Ground Floor, Electrical Room | THC-ELS-MCC-3801E |  | Power Distribution Panel |  | LP | http://www.toronto.ca/TWONTO#LV_electrical_panel |  | Motor Control Centre, Supply From MCC-1103E, Admin Building Ground Floor, Electrical Room
96497 | 75543 | FIS-DEW-LS-0001 | Switch, Level, Assembly, Tank T-0001 Dewatering Pumps Control, Filter Building, Pump Room East Side | FIS-DEW-P-0001A |  | Switch |  | LS | http://www.toronto.ca/TWONTO#level_switch |  | Pump, Submersible, Vertical Turbine, Tank T- 0001, Filter Building, Pump Room, East Side
9164 | 54004 | COL-YKP-FAK-0010 | First Aid Kit, Truck #076082 (SILVERADO 3500) | COL-YKP-VEH-0010 | Safety,First Aid Kit | Safety Equipment |  | FAK | http://www.toronto.ca/TWONTO#first_aid_kit |  | Vehicle, Truck # 076082 (SILVERADO 3500)
42957 | 96530 | TAB-BLOWER-BLDG | Building Location | TAB-EUS | [6 empty] | Production & End User Support
29629 | 29581 | FIS-MCS-LD-0005 | Long Ram Jack 1 Ton | FIS-MCS | Lifting Device | Lifting Device |  | LD | hydraulic_jack |  | Mechanical Services
78841 | 82819 | THR-SES-SQ-0802 | Harness, Full Body PPE Phil Rodrigues | THR-SES-FAS | Safety | Safety Equipment |  | SQ | http://www.toronto.ca/TWONTO#fall_arrest_harness |  | Fall Arrest Sytem (Harness and Lanyard), Safety Equipment
39732 | 81699 | TAB-ACC-HTR-1448 | Heater, Hot Water Reheat Coil | TAB-ACC-1400 | H.V.A.C.,Heater | HVAC |  | HTR | http://www.toronto.ca/TWONTO#heater |  | Heating, Z Bldg -
76936 | 81813 | THR-PLT-HS-0202 | Switch, Hand, Conveyor 0202, Head house, Preliminary Treatment, Screening | THR-PLT-CV-0202 | Switch,Hand | Switch |  | HS | hand_switch |  | Conveyor, Screw, Bar Screen 0112, Head house, Preliminary Treatment - S
105334 | 26654 | SES-SQ-0661 | Emerg. Eyewash & Shower Stns, Seawall Substation | TAB-SUSPENDED ENTITY | Safety,Eye wash | Safety Equipment | 47462 | SQ | http://www.toronto.ca/TWONTO#emergency_eyewash_and_shower |  | Suspended entities
94877 | 39917 | FHO-SES-SQ-6210 | Safety Harness, Serial Number 53742, Terry Turner | FHO-SES-SQ-0006 | PPE,Harness | Safety Equipment |  | SQ | http://www.toronto.ca/TWONTO#fall_arrest_harness |  | Fall Arrest Systems
47366 | 59580 | TAB-EL1-MCC-6546 | Motor Control Centre, Z Bldg | TAB-EL1-MCC | Control Panel,MCC | Motor Control Centre |  | MCC | http://www.toronto.ca/TWONTO#LV_electrical_panel |  | Motor Control Center- North Substation
120497 | 5933 | THC-ACC-DM-1181B | Damper,Motorized | THC-PRM-BLDG-HPU1100 | Fan | HVAC |  | DM | http://www.toronto.ca/TWONTO#air_damper |  | HPU Building 11
76691 | 75609 | FHO-ELS-LP-1020 | Lighting Panel, 200A, 120/208V, 3PH, Offices, Admin Building, L2, West Wing, File Room | FHO-ELS-LTG-2000 |  | Power Distribution Panel |  | LP | http://www.toronto.ca/TWONTO#LV_electrical_panel |  | Lighting, Facility Interior : Plant wide, interior lighting
122423 | 45926 | THC-DCL-SP-0001 | Autosampler, Chlorinated Final Effluent Sample to Simulator, Dechlorination | THC-DCL | Sampler | Sampler |  | SP | http://www.toronto.ca/TWONTO#auto_sampler |  | Dechlorination Process
24611 | 47455 | COL-PRR-FN-0003 | Fan, Centrifugal | COL-PRR-MISC | Fan |  |  | FN |  |  | Miscellaneous Equipment
135550 | 49731 | THR-FT-FSL-3036S | Switch, Flow-Low, WAW, Tank 0400, Secondary Treatment, Scum Pumping | THR-FT-T-0400 | Switch,Flow-Low | Switch | 39477 | FSL | http://www.toronto.ca/TWONTO#flow_switch |  | Tank, Final Settling, Mixed Liquor, Secondary Clarification - South (Tank#04)
9558 | 82881 | DOS-YCM-VEH-67081 | 2020 Chevrolet 2500 - Vehicle Unit# 67081 | FAC-YCM-VEH | Vehicle,Licensed | Vehicle |  | VEH | http://www.toronto.ca/TWONTO#pickup_truck
49211 | 95012 | FCL-CLA-PSL-0102 | Switch, Pressure Low, Discharge, CLA Evaporator 0101, Chlorination System | FCL-CLA | Switch,Pressure-Low | Switch |  | PSL | http://www.toronto.ca/TWONTO#pressure_switch |  | Pre-Chlorination
53561 | 70532 | TAB-SES-FSH-2201 | Switch, Flow, High, Emergency Eyewash/Shower, Rail Car Unloading | TAB-SES-SQ-2201 | Switch,Flow-High | Safety Equipment |  | FSH | http://www.toronto.ca/TWONTO#flow_switch |  | Emergency Eyewash/Shower, Rail Car Unloading
16259 | 72945 | FHA-CLB-CHL-0101 | Chlorinator, Solution Feed Gas Dispenser, Vacuum Operated, Filtration Building, Cl2/SO2 Feeder Room | FHA-CLB-CHL-0101-KQ | Chemical Feeder,Gas | Chemical Feeder |  | CHL | http://www.toronto.ca/TWONTO#chlorinator_system |  | Post Chlorination Location,Train #1
10082 | 46825 | FCL-ACC-DM-0908 | Damper, Motorized, Reactivation Air, AHU-0904, RMF Clarification Building | FCL-ACC-AHU-0904-SUS |  |  |  | DM |  |  | Air Handling Unit, RMF Clarification Facility, Exit Corridor North
109794 | 91451 | TAB-DEW-T-0630 | Tank, DWS from Centrifuge #6 | TAB-DEW-P-0631 | Tank | Tank |  | T | http://www.toronto.ca/TWONTO#storage_tank |  | Pump, Sludge Cake Transfer, Baby Schwing #6, Dewater. Bldg, 2/F NW
58398 | 31001 | THC-ACC-CU-5201 | Air Conditioning, Condensing unit, IT room | THC-ACC-BLDG X | Air Handling Unit | HVAC |  | CU | http://www.toronto.ca/TWONTO#AC_condenser_unit |  | New Workshop WA2 Building HVAC
72521 | 39105 | THR-ACC-CU-0003 | Air Conditioning,Condensing unit,Electrical Room, Outdoor,Plant Water Bldg | THR-ACC-EV-0003 | H.V.A.C.,Air Conditioner | HVAC |  | CU | http://www.toronto.ca/TWONTO#AC_condenser_unit |  | Air Conditioning, Cooling & Fan Unit, Electrical Room,Plant Water Bldg
85017 | 58805 | WTR-PEL-FEQ-SUS | Fire Equipment, Ellesmere Pumping Station | WTR-SUSPENDED |  |  | 44968 |  |  |  | Suspended Obsolete entity for storage purpose
8693 | 1292 | COL-RBC-LD-0001 | Lifting Device | COL-RBC-MISC |  | Lifting Device |  | LD | http://www.toronto.ca/TWONTO#collection_of_assets |  | Miscellaneous Equipment
89710 | 16922 | WTR-WEST | Water Supply Work Area 3 WEST | WTR | [6 empty] | Water Supply
93242 | 92404 | FHO-GRK-DR-2006L | Door, (FD-2-06), Fire Rated, Admin Building, L2, Cooling Tower Room | FHO-GRK-FEQ-0001 | Fire Prevention,Door | Door |  | DR | http://www.toronto.ca/TWONTO#fire_rated_door
139569 | 53724 | THR0ELS-SQ-0660 | Electrical Rubber Gloves, PPE Issued to Dhiren Parmar 5kV | THR-ELS-SQ-ERG | Safety | Safety Equipment |  | SQ | http://www.toronto.ca/TWONTO#rubber_insulating_gloves |  | Electrical Rubber Gloves, Safety Equipment
50016 | 10365 | FCL-ELS-MCC-0901B-SUS | Control Panel, MCC, Dry Chemical Building, Electrical Switchgear Room | FCL-SUSPENDED | Control Panel,MCC | Motor Control Center | 36548 | MCC | http://www.toronto.ca/TWONTO#LV_electrical_panel |  | Suspended entity
66963 | 55120 | THC-THK-OIT-1607 | Operator Interface Terminal,Polymer FeedRPU-1605,WAS Thickening Building | THC-THK-RPU-1605 | Control Panel,Operator | Communications Equipment |  | OIT | http://www.toronto.ca/TWONTO#operator_interface_terminal |  | RPU,Polymer Make-up,WAS Thickening Building (1)
7516 | 59740 | COL-PSS-LP-0001 | Control Panel, Lighting | COL-PSS | Control Panel |  |  | LP |  |  | Scott Sewage Pumping Station
145058 | 35115 | WTR-PLW-FAK-0001 | First Aid Kit Station, Lawrence Pumping Station, Electrical Room | WTR-WEST-SES | Safety,First Aid Kit | Safety Equipment |  | FAK | http://www.toronto.ca/TWONTO#first_aid_station_equipment |  | Safety & Lifting Devices
66847 | 74543 | THC-GRK-VEH-003322 | Vehicle, 2022 Chevrolet Bolt EUV (WA2), Licence Plate GVEX 487 | THC-GRK-VEHICLES | Vehicle,Unlicensed | Vehicle |  | VEH | http://www.toronto.ca/TWONTO#pickup_truck
19237 | 63876 | FHA-WWW-P-0711-KQ | SBS Pump Location | FHA-SUSPENDED |  |  | 33378 | P |  |  | Suspended Obsolete entity for storage purpose
39521 | 40190 | TAB-ACC-DIG-0030 | Digester Gas Train, Boiler #3, Z Building | TAB-ACC-BO 3 |  |  |  | DIG |  |  | Boiler # 3, Hot Water Heating, Volcano B-3
132930 | 93238 | THR-DIG-SSH-5110A | Switch, Speed-High, Digester Gas Mixing, Tank 0100, Solids Treatment, Digester Tanks 1-6 | THR-DIG-MX-0100 | Switch,Speed-High | Switch |  | SSH | http://www.toronto.ca/TWONTO#speed_switch |  | Digester Gas Mixing, Digester Tank 0100
68432 | 90319 | THR-ACC-PSH-1602 | Switch,Pressure-High, DG Valve Train, Boiler 1601, Plant Central Hot Water System, Hot Water Boilers | THR-ACC-BO-1601 | Switch,Pressure-High | Switch |  | PSH | http://www.toronto.ca/TWONTO#pressure_switch |  | Boiler, Low Pressure, Hot Water, Plant Central Hot Water System, Hot Water Boilers (CRN-H9308.5,TSSA UID-65022706, SNo.-5.1103726)
45026 | 24203 | TAB-DIG-FSL-1434 | Switch ,Flow, Low,Seal water to Pump-1434 | TAB-DIG-P-1434 | Switch,Flow | Switch |  | FSL | http://www.toronto.ca/TWONTO#flow_switch |  | Pump, Sludge Recirculation (DX2614) Digester Tank 14
96555 | 16467 | YTF-ELS-PDP-0701 | Control Panel, Power Dist., Manual Transfer Switch, RN146, Electrical Panels Warehouse | YTF-ELS | Control Panel,Power Distribution Panel | Power Distribution Panel |  | PDP | http://www.toronto.ca/TWONTO#LV_electrical_panel |  | Electrical Equipment
41658 | 18567 | FCL-ACC-AHU-0902 | Air Handling unit, RMF Clarification Facility, Electrical Room | FCL-ACC | Air Handling Unit | HVAC |  | AHU | http://www.toronto.ca/TWONTO#air_handler_unit |  | Climate Control (HVAC)
15946 | 39785 | FHA-ELS-PDP-0406B | Power Distribution Panel, Heating, Filter Building West Filter Pipe Gallery | FHA-ELS | Control Panel,Power Distribution Panel | Power Distribution Panel |  | PDP | http://www.toronto.ca/TWONTO#LV_electrical_panel |  | Electrical
55663 | 47874 | TAB-WA3-SQ-6003 | Binder, SDS | TAB-DEW-SAFETY | Safety,MSDS Binder | Safety Equipment |  | SQ | emergency_kit |  | Safety Equipment
14032 | 94202 | FCL-RW-SAMP | Raw Water Sampling | FCL-RW | [6 empty] | Raw Water
113461 | 52265 | TAB-ELS-SQ-6106 | Electrical - Rubber Insulating Gloves | TAB-ELS-SQ-GLOVE | PPE,Insulated Glove | Safety Equipment |  | SQ | http://www.toronto.ca/TWONTO#rubber_insulating_gloves |  | High Voltage Gloves
59565 | 98747 | THC-DIG-PSH-3100 | Switch,Pressure-High,Discharge,C-3100B,Gas High Pressure System,Building U | THC-DIG-C-3100 | Switch,Pressure-High | Switch |  | PSH | http://www.toronto.ca/TWONTO#pressure_switch |  | Compressor,Sliding Vane,Building U Gas Booster,Gas High Pressure System,Building U
82777 | 78500 | WTR-153-LSH-0002 | Switch, Level, High, Flood Alarm, Chamber 153-02, Celeste & Kingston | CH 153 02 | Switch,Level-High | Switch |  | LSH | http://www.toronto.ca/TWONTO#level_switch |  | Chamber
31932 | 23332 | COL-RBC-FIT-0001S | Transmitter, Flow | COL-W-OBSOLETE | Transmitter |  | 47584 | FIT |  |  | Col West Obsolete Entities
31394 | 74487 | COL-RBB-DM-0002 | Damper/Louver, Fan 0002 | COL-RBB | Damper/Louver |  |  | DM |  |  | Western Beaches Tunnel (Battery Park)-Storm
13149 | 66712 | COL-PFB-LSHH-0104 | Switch, Level High-High | COL-PFB | Switch,Level |  |  | LSHH |  |  | Fallingbrook Pumping Station
93232 | 98360 | FHO-GRK-DR-1092L | Door, (FD-1-92), Fire Rated, Chemical Building, L1, Fluoride Dilution Tank, West | FHO-GRK-FEQ-0001 | Fire Prevention,Door | Door |  | DR | http://www.toronto.ca/TWONTO#fire_rated_door
40388 | 6691 | TAB-ACC-FSL-1714 | Switch,Flow,Low.Water From Pump | TAB-ACC-P-1714 | Switch,Flow | Switch |  | FSL | http://www.toronto.ca/TWONTO#flow_switch |  | Pump, Hot Water Circulating, P19-4, Pri 1-6 & 7-9 Pro & Grit 1-8 Space Heat
38786 | 99249 | TAB-ACC-AHU-4504? | AHU, Digester 1-4, Pump Room | TAB-SUSPENDED ENTITY | Air Handling Unit | HVAC | 46311 | AHU | http://www.toronto.ca/TWONTO#air_handler_unit |  | Suspended entities
40335 | 54577 | TAB-ACC-FN-AUX | Exhaust Fans , Aux. Bldg | TAB-ACC-FN-ZBLDG | [6 empty] | Exhaust Fans , Z Bldg
73217 | 90607 | THR-DL-SRAS | Dosing Line, South RAS Chemical Feed | THR-DIS-P-SRAS | Transmitter,Pressure | [5 empty] | Pumps, Disinfection, South Return Activated Sludge
12425 | 18925 | FCL-FLT-SW-0301-SUS | Sweeps, Surface Wash, Filter #3 | FCL-FLT-F-0301 | Filter | Filter | 36634 | SW | filter_sweeping_arm |  | Filter, Carbon Activated, Filter Building, Filter Gallery West
51622 | 42112 | TAB-GRK-VEH-076078 | Truck, GMC Sierra 3500 Pickup | TAB-GRK-VEH1 | Vehicle,Licensed | Vehicle |  | VEH | http://www.toronto.ca/TWONTO#pickup_truck
102923 | 52393 | MTMH181 | RIVERDALE STM | TRK-DON | [6 empty] | DON DRAINAGE AREA
136622 | 55764 | THR-LD-WA2 | Lifting Devices, Chain Hoist, Come Along & Slings | THR-GRK-WA2 | Lifting Device,Sling | Lifting Device |  |  | http://www.toronto.ca/TWONTO#collection_of_assets |  | Building & Grounds Work Area 2
36632 | 89237 | MTMH320 | HUMBER STS | TRK-DON | [6 empty] | DON DRAINAGE AREA
39664 | 74545 | TAB-ACC-HE-6591 | Heat Exchanger, AHU-6590, Workshop Roof, Screen Bldg., P Bldg. | TAB-ACC-AHU-6590 | Heat Exchanger | HVAC |  | HE | http://www.toronto.ca/TWONTO#heat_exchanger |  | Air Handling Unit, Workshop Roof, P Bldg.
128795 | 35492 | THC-SM-SPL-0004 | Spill KIT, WA2, Headhouse | THC-SES-SQ | Spill Kit | Safety Equipment |  | SPL | http://www.toronto.ca/TWONTO#spill_kit |  | Safety Equipment
71252 | 62039 | FHA-CCS | Corrosion Control | FHA WORK AREA 1 | [6 empty] | Process
55493 | 87742 | TAB-WA1-SQ-2034 | Spill Response Kit, Non-Aggressive Fluid | TAB-PLT-SQ-D | Spill Kit | Safety Equipment |  | SQ | http://www.toronto.ca/TWONTO#spill_kit |  | D Building - Safety Equipment, Atmosphere monitors
67285 | 3346 | THC-TPA-PA-6018 | Speaker, Headworks, Ground Floor, Screen Room S/W | THC-TPA-PA-6010A | Public Address System | Communications Equipment |  | PA | http://www.toronto.ca/TWONTO#public_annoucement_speaker |  | Paging Panel, Headworks, Electrical Room, Ground Floor
98870 | 77351 | IU2604A | Receiver, Air, New Plant Water Bldg | TAB-AI | Tank | Tank |  |  | http://www.toronto.ca/TWONTO#pressure_vessel |  | Local Compressed Air Equipment
88938 | 78499 | FHO-ACC-FS-1641 | Switch, Flow, Air, Fan FN-1641 Outlet, Standby Power Building, S4 Hallway, North | FHO-ACC-FN-1641 |  | Switch |  | FS | http://www.toronto.ca/TWONTO#flow_switch |  | Fan, Centrifugal Square Inline, Hallway Supply, Standby Power Building, S4, Hallway, North
126418 | 57910 | THC-MCS-LD-0000000019 | LIFTING SUPPORT STRUCTURE - MONORAIL (insp Liftsafe) | THC-MCS-LD | Lifting Device | Lifting Device |  | LD | lifting_device_support |  | Mechanical Services, Lifting Device
72836 | 16937 | THR-DIS-LSL-2001 | Switch, Level, Low, Capacitive, Hypochlorite Tank T-2000, Disinfection Building Main Floor | THR-DIS-T-2000 | Switch,Level-Low | Switch |  | LSL | http://www.toronto.ca/TWONTO#level_switch |  | Tank, Sodium Hypochlorite Storage, Disinfection Building
59579 | 6615 | THC-ACC-TIT-6005 | Transmitter, Temperature, Prim Loop, HWR After HE-6001, Lower Level 2 Blower Room, Headworks | THC-ACC-HE-6001 | Transmitter,Temperature | HVAC |  | TIT | http://www.toronto.ca/TWONTO#temperature_transmitter |  | Heat Exchanger, Heating Glycol System, Lower Level 2 Blower Room, Headworks
83809 | 21808 | WTR-316-CH-0006 | Chamber,Revenue Meter,McCowan-Steeles (Magmeter) | WTR-EAST-REV | Chamber |  |  | CH |  |  | Revenue Metering
61192 | 13693 | THC-ELS-SQ-GLV-0001 | Electrical Safety gloves, High Voltage, Class 0 and Class 1, Set # 1 (Virtual entity #) | THC-SES-SQ | PPE,Insulated Glove | Safety Equipment |  | GLV | http://www.toronto.ca/TWONTO#rubber_insulating_gloves |  | Safety Equipment
128035 | 53468 | THC-PRM-ZSL-1214 | Switch, Position Low, Mech Return, Valve 1214 | THC-PRM-V-1214 | Switch,Level-Low-Low | Switch |  | ZSL | http://www.toronto.ca/TWONTO#position_switch |  | Valve, Hydraulic Cylinder, Bottom Scraper, Primary Clarifier 1200, NW Plant
19987 | 85415 | COL-PMD-GRF-0001 | Indicator, Ground Fault | COL-PMD | Indicator,Ground Fault |  |  | GRF |  |  | Midland Pumping Station
76154 | 44802 | THR-MCS-LD-0930 | Davit Arm with Hoist, Manual, Mixer-0930 | THR-LD-WA4 | Lifting Device,Hoist,Manual | Lifting Device |  | LD | http://www.toronto.ca/TWONTO#fall_arrest_Davit_arm |  | Lifting Devices, Chain Hoist, Come Along & Slings
129518 | 15825 | THC-WWW-LSH-0004 | Switch, Float, High, Sump Alarm, S.E. Pumping Station | THC-PWA-EFFLUENT |  | Switch |  | LSH | http://www.toronto.ca/TWONTO#level_switch |  | Plant Water Effluent
136540 | 10678 | THR-GRK-PRTY-0304 | Groundskeeping, General Labour | THR-GRK-PRTY3 |  | Grounds |  | PRTY | activity |  | Groundskeeping for Waste Water Worker
134988 | 57512 | THR-ELS-MCC-3402A | Control Panel, MCC 3402A, Digesters, Tanks 0700 & 0800 | THR-ELS-LTG-EMS | Control Panel,MCC | Motor Control Centre |  | MCC | http://www.toronto.ca/TWONTO#LV_electrical_panel |  | Lighting System, Security , East Maintenance Building
78693 | 93839 | THR-SES-PGM-21038 | Personal Gas Meter (Sno. 00221038) | THR-SES-SQ-PGM | Safety | Safety Equipment |  | PGM | http://www.toronto.ca/TWONTO#portable_gas_detector |  | Personal Gas Meter
13830 | 39380 | COL-PGA-GEN-0001 | Generator, Electricity | COL-PGA | Generator |  |  | GEN |  |  | Greyabbey Sewage Pumping Station
117365 | 9329 | TAB-RSP-T-1100 | Tank,Inf,Mid Toronto Interceptor (MTI) | TAB-RSP-G-T | Tank,Reservoir | Tank |  | T | http://www.toronto.ca/TWONTO#interceptor_segment |  | T Building - Wet Wells, Sluice Gates & Actuators
93570 | 73036 | FHO-NEX-8 CHANNEL 8-SUS | Emergency and Exit light 8 Channel 8 | FHO-NEXUS |  | Safety Equipment | 44458 | NEX | http://www.toronto.ca/TWONTO#lighting_unit |  | Emergency and Exits lights- Expansion Site
106237 | 33171 | TAB-ACC-DM-6472 | Damper, Motorized, Outside Air, FN- 6472, AHU-6470, Mechanical RM No. 6, Existing grit bldg. | TAB-ACC-FN-6472 | Damper/Louver | HVAC |  | DM | http://www.toronto.ca/TWONTO#air_damper |  | Fan, Centrifugal, Supply Air, AHU-6470, Mech Room No. 6, Old Screen Bldg., P Bldg.
26287 | 35131 | FHO-GRK-DR-2041L | Door, (FD-2-41), Fire Rated, Chemical Building, L2, North Penthouse, South Entrance From Roof | FHO-GRK-FEQ-0001 | Fire Prevention,Door | Door |  | DR | http://www.toronto.ca/TWONTO#fire_rated_door
24389 | 8351 | FHO-MCS-T-0201-KQ | Tank, TRW Vacuum Priming | FHO-OBSOLETE | Tank | Tank |  | T | http://www.toronto.ca/TWONTO#pressure_vessel |  | Removed From Service
96996 | 61382 | FIS-FEQ-FEQ-4006-SUS | Fire extinguisher, Type ABC, Fire Prevention, IT/SCADA Room | FIS-MARINE-BUILDING |  | Safety Equipment | 46932 | FEQ | ? |  | FIS Marine Yard Building
93307 | 83205 | FHO-GRK-DR-2080S | Door, (FD-S2-80), Fire Rated, Chemical Building, S2, Gasous Storage, South | FHO-GRK-FEQ-0001 | Fire Prevention,Door | Door |  | DR | http://www.toronto.ca/TWONTO#fire_rated_door
80844 | 20014 | TNT-CW | City Water | TNT WORK AREA 9 | [6 empty] | North Toronto Treatment Plant
138801 | 19162 | THR-SES-SQ-8642S | Harness, Full Body, PPE, Renan Espiritu (FAILED TEST) | THR-SES-FAS | Safety | Safety Equipment | 35030 | SQ | http://www.toronto.ca/TWONTO#fall_arrest_harness |  | Fall Arrest Sytem (Harness and Lanyard), Safety Equipment
58058 | 75829 | THC-ACC-AC-6630 | Air-conditioning Unit, Indoor, Electrical Room, Ground floor, Headworks | THC-PLT-BLDG-0001 | H.V.A.C.,Air Conditioner | HVAC |  | AC | http://www.toronto.ca/TWONTO#air_condition |  | New Head House, preliminary process
7507 | 8537 | COL-PSS-FN-0001 | Fan, Exhaust | COL-PSS-MISC | Fan |  |  | FN |  |  | Miscellaneous Equipment
77623 | 37522 | THR-DIS-CP-0010 | Panel, Control Panel, V-0071&V-0081, North RAS Chlorination Injection Port #2,Final Tank Gallery T22 | THR-DIS-T-PP | Control Panel,Power Distribution Panel | Power Distribution Panel |  | CP | http://www.toronto.ca/TWONTO#process_control_panel |  | Disinfection, Tank, Palace Pier
37293 | 16038 | NX2172 | Fan, Supply -Z Bldg, Air Supply Unit Room, Mezzanine | TAB-ACC-AHU-ZBLDG | Fan | HVAC | 36118 |  | http://www.toronto.ca/TWONTO#blower_or_fan_with_drive |  | AHUs/Supply Fans Z. Bldg.
46605 | 41690 | TAB-DIS-CHL-1115 | Chlorinator #5 | TAB-DIS-CHL-5 |  | Chemical Feeder |  | CHL | http://www.toronto.ca/TWONTO#chlorinator_system |  | Chlorination Train #5
120405 | 74035 | THC-ACC-DM-0076 | VAV Box, Admin Building, Ground Floor, IT Office 147 | THC-ACC-AHU-0071 |  | HVAC |  | DM | http://www.toronto.ca/TWONTO#air_damper |  | Air handling Unit, Ground Floor West Zone(Administration), Admin Building Roof
104796 | 97516 | NX2329A | Air Handling Unit A/c, Aux., 2nd Flr, Electric RmW. | TAB-SUSPENDED ENTITY | H.V.A.C.,Air Conditioner | HVAC | 35289 |  | http://www.toronto.ca/TWONTO#air_handler_unit |  | Suspended entities
119842 | 90311 | TAB-WA2-SQ-6454 | Cross Arm Stop. Motiram | TAB-WA2-SQ-0001 | PPE,Harness | Safety Equipment |  | SQ | lifeline |  | Fall Arrest System , Tripod and SRL
50157 | 55998 | TAB-PLT-SSL-5100 | Switch, Speed, Low, Screenings Outloading Conveyor 4900, Conveyor Area | TAB-PLT-CV-5100 | Switch,Speed-Low | Switch |  | SSL | http://www.toronto.ca/TWONTO#speed_switch |  | Conveyor, Shaftless Spiral, Horizontal, Loading Bay
90765 | 85857 | FHO-CLA-T-0201 | Tank, Expansion, Pre Chlorination Train 2, Chlorination System, S2 Chem. Storage Rm | FHO-CLA-CHL-0201 | Vessel,Pressure | Tank |  | T | expansion_tank |  | Chlorinator, Pre Chlorination Train 2, Chemical Building, L1, Machine Room
128769 | 98017 | THC-SPC-COM-3007 | Termination Panel, Network, Mechanical Room 1 | THC-SPC-COM-3002 | SCADA | Network |  | COM | http://www.toronto.ca/TWONTO#network_panel |  | Access Closet, Network, Electrical Room, Headworks
47310 | 9670 | TAB-EL1-MCC-6161 | Motor Control Centre, 600V, Ferrous Area | TAB-PRS-ELQ | Control Panel,MCC | Motor Control Centre |  | MCC | http://www.toronto.ca/TWONTO#LV_electrical_panel |  | Electrical Equipment
146974 | 90928 | WTR-RLW-T-0100 | Tank, Reservoir, (South-West Basin) | WTR-RLW-TRW | Tank,Reservoir | Tank |  | T | http://www.toronto.ca/TWONTO#reservoir_tank |  | Treated Water (Transmission)
74108 | 66878 | THR-ELS-WS | Electrical System, West Substation | THR-ELS | [6 empty] | Electrical Power System
93267 | 59224 | FHO-GRK-DR-2032L | Door, (FD-2-32), Fire Rated, Admin Building, L2, East Admin to East Vestibul 2 | FHO-GRK-FEQ-0001 | Fire Prevention,Door | Door |  | DR | http://www.toronto.ca/TWONTO#fire_rated_door
81782 | 84050 | TRK-STM-DON | STORM SEWERS - DON DRAINAGE AREA | TRK-STM | [6 empty] | STORM SEWERS (ALTERNATE GL)
116111 | 46690 | TAB-PRS-LSH-2002 | Switch, Level-High, Chemical Storage Tank Containment, West Chemical Storage Tanks | TAB-PRS-T-FECL2 | Switch,Level-High | Switch |  | LSH | http://www.toronto.ca/TWONTO#level_switch |  | Ferrous Chloride Tanks & Valves
80364 | 81766 | FHA-SED-ZSH-0504F | Switch, Limit, Access Hatch Zone 4, Settling Basin T-0501 | FHA-SED-ZSH-0504 |  | Security System |  | ZSH | http://www.toronto.ca/TWONTO#position_switch |  | Switch, Limit, Access Hatch Zone 5
12619 | 34413 | COL-PEV-CP-0001 | Control Panel, Operator | COL-PEV-MISC | Control Panel |  |  | CP |  |  | Miscellaneous Equipment
52959 | 70062 | TAB-PLT-G-5005 | Gate, Knife Gate, Pneumatic, Screenings Outloading Conveyor 5000, Conveyor Area | TAB-PLT-CV-5000 | Valve,Knife Gate | Gate |  | G | http://www.toronto.ca/TWONTO#valve
9061 | 6009 | COL-YKP-VEH-0031 | Vehicle, Truck #041264 (Escape) | COL-YKP | Vehicle,Licensed | Vehicle |  | VEH | http://www.toronto.ca/TWONTO#pickup_truck
76590 | 83940 | THR-DR-BH-0515 | Overhead Door, Engine Room Basement | THR-DR-WA2 | Door,Overhead | Door |  | BH | http://www.toronto.ca/TWONTO#roll_up_door
127024 | 5823 | THC-PLT-G-0351 | Gate, Sluice, Motorized, EMB Actuator, Perforate Screen SC-0350 Influent Channel, Raw Sewage Screening | THC-PLT-SC-0350 | Gate,Sluice | Gate |  | G | http://www.toronto.ca/TWONTO#channel_gate
126915 | 82555 | THC-OCS-STR-0426 | Strainer, Pump Suction Line, Humidification Pump #6, Phase I/IV Odour Control | THC-OCS-P-0420 | Strainer,Self Cleaning Motorized | Plumbing |  | STR | http://www.toronto.ca/TWONTO#strainer |  | Pump, #6, Humidification, Phase I/IV Odour Control
78973 | 85000 | THR-SPC-COM-2250 | System Process Control,, SCADA, T-23 | THR-ELS | RPU | System Process Control |  | COM | http://www.toronto.ca/TWONTO#network_panel |  | Electrical Power System
50932 | 23906 | TAB-PRM-PSH-2402 | Switch Pressure,High, Scum Pump-2402 Discharge | TAB-PRM-P-2402 | Switch,Pressure | Switch |  | PSH | http://www.toronto.ca/TWONTO#pressure_switch |  | Pump, Positive Displacement , Primary Treatment, Scum Pumping, Primary Gallery
40515 | 84761 | DOS-YCM-FAK-VEH67024 | First Aid kit in vehicle # 67024 | DOS-YCM-VEH-67024 | Safety,First Aid Kit | First Aid |  |  | http://www.toronto.ca/TWONTO#first_aid_kit |  | 2012 DODGE - Vehicle Unit# 67024
20372 | 77027 | FHO-ALM-P-0501-KQ | Back-Up Skid 5 for Alum Trains | FHO-OBSOLETE |  |  |  | P |  |  | Removed From Service
21730 | 42156 | COL-PMY-CAP-0002 | Capacitor, MCC-0001 | COL-PMY-MISC | Capacitor |  |  | CAP |  |  | Miscellaneous Equipment
72893 | 9795 | THR-DIS-PSH-0500 | Switch, Pressure, High, Pump skid 5, Disinfection Building Main Floor | THR-DIS-P-0510 | Switch,Pressure-High | Switch |  | PSH | http://www.toronto.ca/TWONTO#pressure_switch |  | Pump, Diaphragm, Chemical Metering, Skid#5 Disinfection Building Main Floor
18569 | 12428 | FHA-SES-SHOW-0008 | Emergency Shower | FHA-SUSPENDED | PPE,Eyewash Station | Safety Equipment | 33413 | SHOW | http://www.toronto.ca/TWONTO#emergency_eyewash_and_shower |  | Suspended Obsolete entity for storage purpose
26130 | 18646 | FHO-GRK-DR-1007S | Door, (FD-S1-07), Fire Rated, Ozone Building, S1, Mechanical Room 3 | FHO-GRK-FEQ-0001 | Fire Prevention,Door | Door |  | DR | http://www.toronto.ca/TWONTO#fire_rated_door
69057 | 13961 | THC-PLT-SP-0100 | Autosampler Unit, Raw Sewage, Influent Channel | THC-PLT-GRIT TANKS | Sampler | Sampler |  | SP | http://www.toronto.ca/TWONTO#auto_sampler |  | Grid Tanks
107809 | 9805 | TAB-ACC-TSL-6338 | HVAC, Temperature Low Switch, HTR-6338, Basement, Dig 9-12 Control Building., Dig 9-12 Control Building. | TAB-ACC-HTR-6338 | Switch,Temperature-Low | HVAC |  | TSL | http://www.toronto.ca/TWONTO#temperature_switch |  | Heater, Unit Heater, Hot Water, Basement, Dig 9-12 Control Building.
15612 | 42571 | FHA SERVER ROOM | Communication Switch | FHA-SPC | [6 empty] | Process Control Systems - Services Area
147623 | 37102 | YTF-ACC-AHU-5201 | Air Handling Unit, RN125, HVAC Exhaust Fans and AHU's | YTF-ACC | Air Handling Unit | HVAC |  | AHU | http://www.toronto.ca/TWONTO#air_handler_unit |  | HVAC Equipment
101808 | 54464 | MS0128A | Radial Drill | TAB-MCS-MT | Machine Tool,Radial arm Drill | Tool |  |  | http://www.toronto.ca/TWONTO#radial_arm_drill |  | Machine Shop Mechanical Equipment
119783 | 76516 | TAB-WA2-SQ-1151 | TYPE 1 Retractible Fall Arest, Claudio Limcumpao | TAB-WA2-SQ-0001 | PPE,Harness | Safety Equipment |  | SQ | self_retracting_line |  | Fall Arrest System , Tripod and SRL
58121 | 6733 | THC-ACC-AHU-5900 | Air Handling Unit,Disinfection Bldg | THC-ACC-BLDG G |  | HVAC |  | AHU | http://www.toronto.ca/TWONTO#air_handler_unit |  | Air Treatment Building HVAC
44121 | 26597 | FCL-ACC-HTR-0309 | Heater, Re-Heat Unit, 208V, 3PH, Admin Building, First Floor, Corridor 103, Ceiling North | FCL-ACC-ADMIN |  |  |  | HTR |  |  | Administration Building HVAC Equipment
81897 | 68839 | FHA-SES-LDR-0514 | FHA-SES-LD-0079 - 3' Ladder ( Chlorine Storage Room ) | FHA-SES | Safety | Safety Equipment |  | LDR | http://www.toronto.ca/TWONTO#ladder |  | Safety & Environmental Services
76133 | 81151 | THR-MCS-LD-0528 | Chain Hoist, Manual, Machine Shop | THR-LD-WA3 | Lifting Device | Lifting Device |  | LD | http://www.toronto.ca/TWONTO#lifting_equipment_hoist |  | Lifting Devices, Chain Hoist, Come Along & Slings
25226 | 20610 | COL-PSL-LSHH-0204 | Switch, Level High-High | COL-PSL-MISC | Switch,Level |  |  | LSHH |  |  | Miscellaneous Equipment
107808 | 43614 | TAB-ACC-TSL-2821 | Switch,Temperature,Low,Supply Air , | TAB-ACC-AHU-2821 | Switch,Temperature | Switch |  | TSL | http://www.toronto.ca/TWONTO#temperature_switch |  | AHU, North of Old Dewatering Bldg
131069 | 26126 | THR-AER-PSH-1915 | Switch, Pressure-High, Lube Oil, Blower 1911, Secondary Treatment, Aeration Blower System - North | THR-AER-BL-1911 | Switch,Pressure-High | Switch |  | PSH | http://www.toronto.ca/TWONTO#pressure_switch |  | Blower, Centrifugal, Secondary Treatment, Aeration Blower System - HPBB
88924 | 46335 | FHO-ACC-FS-0301 | Switch, Flow, Air, Chlorine Area Supply Fan FN-0305 Outlet, Chemical Building, L2, South Penthouse | FHO-ACC-FN-0305 |  | Switch |  | FS | http://www.toronto.ca/TWONTO#flow_switch |  | Fan, Supply, Chlorine Area Ventilation System, L2 Chemical Building, South Penthouse
80589 | 74800 | TNT-AER-PSL-2001 | Pressure Switch, Low, Mabr Compressors - Effluent Pressure Level Switch 1, Aeration | TNT-AER-C-2100 | Switch,Pressure-Low | Switch |  | PSL | http://www.toronto.ca/TWONTO#pressure_switch |  | Compressor, Reciprocating, Mabr Compressor 1, Aeration
60354 | 13309 | THC-ACC-V-6433 | Valve, Circuit Balancing, AHU-6400, 2nd Floor Mech Room #1, Headworks | THC-ACC-AHU-6400 | Valve | HVAC |  | V | http://www.toronto.ca/TWONTO#valve |  | Air Handling Unit, Screen Room/Conveyor Areas, 2nd Floor Mech Room #1, Headworks
93314 | 232 | FHO-GRK-DR-2092S | Door, (FD-S2-92), Fire Rated, Standby Power Building, S2, Loading Bay Door | FHO-GRK-FEQ-0001 | Fire Prevention,Door | Door |  | DR | http://www.toronto.ca/TWONTO#fire_rated_door
5991 | 94500 | COL-PMD-DM-0002 | Damper/Louver, Supply Air | COL-PMD | Damper/Louver |  |  | DM |  |  | Midland Pumping Station
50236 | 71428 | TAB-PLT-SP-0601 | Sampler, Grit Tank T-0600 Discharge, Old Screen Area, Grit Bldg., P Bldg. | TAB-PLT-T-0600 | Sampler | Sampler | 46076 | SP | http://www.toronto.ca/TWONTO#auto_sampler |  | Tank, Reservoir, Grit Removal, Grit Bldg., P Bldg.
34561 | 13964 | MAIN-224 | Main 224 | WTR-MT1 | [6 empty] | Work Area 1 EAST Mains and Chambers
15123 | 80442 | COL-PHP-WEL-0600 | Dry Well | COL-PHP-MISC |  |  |  | WEL |  |  | Miscellaneous Equipment
120781 | 16633 | THC-ACC-FN-5940 | Fan,Centrifugal,Exhaust,Disinfection Bldg,Tank Storage Room,East Wall | THC-ACC-BLDG G |  | HVAC |  | FN | http://www.toronto.ca/TWONTO#blower_or_fan_with_drive |  | Air Treatment Building HVAC
79901 | 99589 | THR-WA2-LD-0025 | Sling, Chain, Work Area 2 | THR-LD-NYLN-WA2 | Lifting Device,Sling | Lifting Device |  | LD | chain_sling |  | Slings, Nylon, Work Area 2
34362 | 9826 | MAIN-014 | Main 014 (Transferred to D&C) | WTR-LWA |  |  | 36946 |  |  |  | Work Area 2 Central Mains and Chambers
40092 | 93494 | DOS-SES-SCBA-3029 | SCBA 60 minutes escape pack | DOS-SES-SCBA | Safety | Safety Equipment |  | SCBA | http://www.toronto.ca/TWONTO#self-contained_breathing_apparatus |  | Self Contained Breathing Apparatus (SCBA)
5820 | 51244 | COL-PLB-LSH-0110 | Switch, Level-High | COL-PLB-AUX-INST | Switch,Level-High | Switch |  | LSH | http://www.toronto.ca/TWONTO#level_switch |  | Instrumentation Equipment
119626 | 90018 | TAB-WA1-SQ-1016 | Sling | TAB-WA1-SQ-1000 | Lifting Device,Sling | Lifting Device |  | SQ | http://www.toronto.ca/TWONTO#fall_protection_sling |  | WA1 Lifting Devices and Slings
27747 | 57422 | FIS-ELS-PDP-2000 | Power Distribution Panel,600 V,Workshop Building,Mezzanine,North | FIS-ELS-TR-2000 | Control Panel,Power Distribution Panel | Power Distribution Panel |  | PDP | http://www.toronto.ca/TWONTO#LV_electrical_panel |  | Transformer,Power,Dry,4.16 kV / 600 V,Workshop Building Main Floor,North-West,Transformer,FIS-ELS-PDP-2000
65596 | 43387 | THC-PWA-LSH-0001 | Switch, Level, Ultrasonic, Station Flooding, S.E. Pumping Station | THC-PWA-EFFLUENT |  | Switch |  | LSH | http://www.toronto.ca/TWONTO#level_switch |  | Plant Water Effluent
27238 | 75223 | COL-PSU-SW-0001 | Switch, Main Power Disconnect | COL-PSU | Switch |  |  | SW |  |  | Sunnyside Pumping Station
11251 | 25176 | COL-MTI-G-3401 | Gate 1,Parkside St. Control Chamber No.34, MTI | COL-MTI | Valve,Gate,Sluice,Act. | Gate |  | G | http://www.toronto.ca/TWONTO#channel_gate
147271 | 60843 | WTR-RRH-ZS-0006 | Sensor, Latch, Security, Rosehill Reservoir, Access House | WTR-RRH-CP-0002 | Sensor,Position | Switch |  | ZS | http://www.toronto.ca/TWONTO#position_switch |  | Control Panel, Security Alarms, Rosehill Reservoir, Access House
109119 | 52122 | TAB-CW-SQ-0038 | Eye Wash Station- Aux. Bldg. 1st Flr, Front of Elevator | TAB-SLO-SES | Safety,Eye wash | Safety Equipment |  | SQ | http://www.toronto.ca/TWONTO#emergency_eyewash |  | TABWA4 Health and Safety Equipment
14783 | 64404 | FHA-ACC-AHU-0003 | Air Handling Unit - Single Packaged - Self Contained | FHA-MCS-ACC | Air Handling Unit | HVAC |  | AHU | http://www.toronto.ca/TWONTO#air_handler_unit |  | HVAC
58644 | 99363 | THC-ACC-DM-6401 | Damper, Isolation, Mixed O/A & O/A, Solar Wall Air Duct, 2nd Floor Mech Room #1, Headworks | THC-ACC-AHU-6400 | Damper/Louver | HVAC |  | DM | http://www.toronto.ca/TWONTO#air_damper |  | Air Handling Unit, Screen Room/Conveyor Areas, 2nd Floor Mech Room #1, Headworks
11132 | 91980 | COL-PBR-TS-0001 | Switch, Transfer | COL-PBR | Switch |  |  | TS |  |  | Berry Road Sewage Pumping Station
96606 | 401 | FIS-ELS-PDP-1101 | Power Distribution Panel,Workshop Building,Mezzanine,East Wall,North,347 / 600V,250A,3ph,3W | FIS-ELS-DS-1101 | Control Panel,Power Distribution Panel | Power Distribution Panel |  | PDP | http://www.toronto.ca/TWONTO#LV_electrical_panel |  | Disconnect Switch, PDP-1101 Feed, Workshop Building, Workshop Building, Mezzanine
145032 | 60683 | WTR-PLW-AUX | Auxilliary Equipment (Building Facilities) | WTR-PLW | [6 empty] | Lawrence Pumping Station
86075 | 47895 | WTR-PJS-HE-0009 | Heat Exchanger, DLWC, Enwave | WTR-PJS-ENW |  |  |  | HE |  |  | Enwave Process
31245 | 23984 | FPP-AM-T-0001 | Aqua Ammonia Tank | FPP-LPL-PIP-0001 | Tank | Tank |  | T | http://www.toronto.ca/TWONTO#chemical_storage_tank |  | Lead Pipe Loop system
134034 | 28315 | THR-DIS-T-1400 | Tank, Disinfection, Plant Outfall Palace Pier | THR-DIS-T-PP | Tank | Tank |  | T | http://www.toronto.ca/TWONTO#chemical_contact_tank |  | Disinfection, Tank, Palace Pier
31380 | 73579 | FIS-GRK-DR-0002 | Door Overhead, Filter Complex, Mezzanine Loading Dock West | FIS-GRK-0001 | Door,Overhead | Door |  | DR | http://www.toronto.ca/TWONTO#roll_up_door
43438 | 51799 | TAB-DEW POLYMER DIS | Polymer Solution Distribution System( To be suspended) | TAB-DEW POLYMER DIST |  |  | 33656 |  |  |  | Polymer Solution Distribution System
32197 | 46015 | COL-RBG-SW-0001 | Switch, Main Power | COL-RBG | Switch |  |  | SW |  |  | Glendale Shaft (WBT)-storm
7960 | 32346 | COL-PVM-FEQ-0001S | Fire Prevention, Extinguisher | COL-PVM-MISC | Fire Prevention,Extinguisher |  | 42896 | FEQ |  |  | Miscellaneous Equipment
13678 | 54410 | FCL-MCS-LD-0009 | Chain Block 1 Ton | FCL-MCS-LD | Lifting Device | Lifting Device |  | LD | http://www.toronto.ca/TWONTO#lifting_equipment_hoist |  | Lifting Devices
59020 | 39603 | THC-ACC-HTR-0222 | Heater, Perimeter. Admin Building, Ground Floor, Process Corridor 143 | THC-ACC-AHU-0061 |  | HVAC |  | HTR | http://www.toronto.ca/TWONTO#heater |  | Air handling Unit, Ground Floor North Zone(Process Control), Admin Building Roof
32198 | 96334 | COL-RBG-SW-0001 | Switch, Main Power | COL-RBG-MISC | Switch |  |  | SW |  |  | Miscellaneous Equipment
90096 | 54949 | YTF-ELS-LTG-1000 | Indoor Electrical Equipment | YTF-ELS |  |  |  | LTG |  |  | Electrical Equipment
28755 | 28895 | FIS-ELS-GFI-0031 | Ground Fault Circuit Interrupter, Men Washroom's south wall at the bottom,Workshop Building | FIS-WORKSHOP-BLDG |  | Safety Equipment |  | GFI | ? |  | FIS Maintenance Workshop & Office Building
111100 | 77261 | TAB-DIG-RPU-1023 | RPU | TAB-DIG-INQ-T19-22 | RPU | Remote Processor Unit |  | RPU | http://www.toronto.ca/TWONTO#RPU_panel |  | Digester Tanks 19-22, Instrument Equipment
108612 | 21869 | TAB-ACC-V-6408 | Valve, Actuated, Fire Protection System, Pump Room, Grit Bldg., P Bldg. | TAB-ACC-P-6414 | Valve | HVAC |  | V | http://www.toronto.ca/TWONTO#valve |  | Pump, jockey Pump, Pump Room, Grit Bldg., P Bldg.
21877 | 31698 | COL-PMY-LSLL-0101 | Switch, Level-Low Low | COL-PMY-MISC | Switch |  |  | LSLL |  |  | Miscellaneous Equipment
47656 | 34548 | TAB-EL1-WR-0001 | Receptacle,600V,Fed From MCC-6626,Maint.Rm,Workshop,P Building | TAB-EL1-MCC-6626 | Control Panel,Electrical | Power Distribution Panel |  | WR | http://www.toronto.ca/TWONTO#welding_receptacle |  | Motor Control Centre 600V - OPS
101570 | 57758 | MAIN-157 | Main 157 | WTR-LWA | [6 empty] | Work Area 2 Central Mains and Chambers
34550 | 40709 | COL-PWN-MCC-0001 | Motor Control Centre | COL-PWN-MISC | Control Panel,MCC | Motor Control Center |  | MCC | http://www.toronto.ca/TWONTO#LV_electrical_panel |  | Miscellaneous Equipment
43860 | 34045 | FCL-ACC-HTR-0007 | Heater, Unit, Electric, 15kW, Gaseous Chemical Building, Cl & SO2 Storage Room S | FCL-ACC-CL |  |  |  | HTR |  |  | Gaseous Chemical Building HVAC Equipment
131935 | 38134 | THR-CW-T-0544 | Tank, City Water, Hot Water Electric, Digester Control Room | THR-CW | Tank | Tank |  | T | http://www.toronto.ca/TWONTO#tanked_hot_water_heater |  | City Water
27233 | 55058 | COL-PSU-MON-0002 | Monitor | COL-PSU-MISC |  |  |  | MON |  |  | Miscellaneous Equipment
9160 | 41379 | COL-YKP-FAK-0007S | First Aid Kit, Truck #080055 (F550) | COL-YKP-VEH-0007S | Safety,First Aid Kit | Safety Equipment | 41253 | FAK | http://www.toronto.ca/TWONTO#first_aid_kit |  | Vehicle, Truck #080055 (F550)
70902 | 7816 | THR-DCL-ZONE | Simulator Zone, De-chlorination System | THR-DCL | Mixer,Propeller | [5 empty] | Dechlorination
72617 | 12829 | THR-ACC-DM-0200 | Damper, Intake, Air Handling Unit AHU-0200, North Grit South Fan Room | THR-ACC-AC-0200 | Damper/Louver | HVAC |  | DM | http://www.toronto.ca/TWONTO#air_damper |  | Air Conditioner, New Electrical Room, North Grit Building
14139 | 31399 | COL-PAB-RPU-0001 | Remote Processing Unit | COL-PAB-MISC | RPU | Remote Processor Unit |  | RPU | http://www.toronto.ca/TWONTO#RPU_panel |  | Miscellaneous Equipment
24619 | 77014 | COL-PRR-LSH-0001 | Switch, Level-High | COL-PRR | Switch,Level |  |  | LSH |  |  | Riverside Sewage Pumping Station
105847 | 92762 | TAB-ACC-AC-1230 | Conditioner, Air,Polymer Room, Floatation Bldg | TAB-ACC-CI | H.V.A.C.,Air Conditioner | HVAC |  | AC | http://www.toronto.ca/TWONTO#air_condition |  | Chiller and Air Coolers
26849 | 88419 | FHO-TRW-T-0001-KQ | Surge Tank 1 | FHO-OBSOLETE |  |  |  | T |  |  | Removed From Service
124566 | 30400 | THC-DIS-T-0500 | Tank, Sodium Hypochlorite, Disinfection | THC-DIS |  | Tank |  | T | http://www.toronto.ca/TWONTO#chemical_storage_tank |  | Disinfection (Chlorination) Process
136726 | 85654 | THR-MCS-LD-6099S | Come Along, Work Area 2 | THR-LD-WA2 | Lifting Device,Chain | Lifting Device | 47393 | LD | winch |  | Lifting Devices, Chain Hoist, Come Along & Slings
84622 | 1165 | WTR-PDS-LTG-0001-SUS | Lighting, Emergency, Dorset Pumping Station | WTR-PDS | Lighting,Emergency | Safety Equipment | 44943 | LTG | http://www.toronto.ca/TWONTO#lighting_unit |  | Dorset Pumping Station
86507 | 69979 | WTR-PKL-FEQ-SUS | Fire Equipment, Keele Pumping Station | WTR-SUSPENDED |  |  | 45179 |  |  |  | Suspended Obsolete entity for storage purpose
143102 | 83656 | WTR-PAH-T-0001 | Tank, Domestic Hot Water | WTR-PAH-AUX | Tank,Domestic Hot Water | Tank |  | T | http://www.toronto.ca/TWONTO#tanked_hot_water_heater |  | Auxiliary Equipment (Building Facilities)
132951 | 22275 | THR-DIG-SSL-5140A | Switch, Speed-Low, Digester Gas Mixing, Tank 0100, Solids Treatment, Digester Tanks 1-6 | THR-DIG-MX-0100 | Switch,Speed-Low | Switch |  | SSL | http://www.toronto.ca/TWONTO#speed_switch |  | Digester Gas Mixing, Digester Tank 0100
93595 | 564 | WTR-PPD-AC-3041 | Air Conditioner, Ductless, Electrical Room | WTR-PPD-CU-3041 | H.V.A.C.,Air Conditioner | HVAC |  | AC | http://www.toronto.ca/TWONTO#air_condition |  | Condensing Unit 1, Air Cooled, Roof
138669 | 35392 | THR-SES-SCBA-0515 | SCBA 5 Minute Escape Pack SUSPENDED | THR-SCBA-WA1 | Safety | Safety Equipment | 35417 | SCBA | http://www.toronto.ca/TWONTO#self-contained_breathing_apparatus |  | Self Contained Breathing Apparatus
107755 | 80766 | TAB-ACC-TIT-6456 | Transmitter, Temperature, Ambient Air,Corridor Area of AHU-6450, East Operating Gallery | TAB-ACC-AHU-6450 | Transmitter,Temperature | HVAC |  | TIT | http://www.toronto.ca/TWONTO#temperature_transmitter |  | Air Handling Unit, Primary Tank Operating Gallery, Ground, East Side
96175 | 86985 | FIS-CCS-T-0201 | Tank, Phosphoric Acid Storage, Workshop Building, Chemical Storage | FIS-CCS | Tank | Tank |  | T | http://www.toronto.ca/TWONTO#chemical_storage_tank |  | Corrosion Control
147568 | 84269 | YCS-ADMIN BLDG | Building Location | YCS-SPC | [6 empty] | Process Control Systems
113961 | 15051 | TAB-OCS-DM-6762 | Damper, Foul Air, Biofilter F-6760 Outlet, Biofilter Area, P Bldg. | TAB-OCS-F-6760 | Damper/Louver | Gas Collection |  | DM | http://www.toronto.ca/TWONTO#air_damper |  | Biofilter, Odour Control, Biofilter Area, P Bldg,.
107578 | 39279 | TAB-ACC-TE-1444A | Temperature Element, Supply Air Temperature | TAB-ACC-HTR-1444 | Sensor,Temperature | HVAC |  | TE | http://www.toronto.ca/TWONTO#temperature_sensor_element |  | Heater, Hot Water Reheat Coil
136776 | 67233 | THR-MCS-MT-1990 | Welding Machine Arc, Portable | THR-MT-WA3 |  | Tool |  | MT | welder |  | Machine Tools
3559 | 85950 | COL-PBR-SW-0003 | Switch, Lighting Transformer | COL-PBR-MISC | Switch |  |  | SW |  |  | Miscellaneous Equipment
129120 | 9495 | THC-STW-T-0011 | Tank, Underground Storm Water Storage, Admin. Building Basement, Outside of Mechanical Room | THC-STW |  | Tank |  | T | http://www.toronto.ca/TWONTO#detention_tank |  | Storm Water
21961 | 1643 | FHO-ELS-WR-1203 | Welding Receptacle, Ozone Building, L1, Mechanical Room 2 | FHO-ELS-LTG |  | Power Distribution Panel |  | WR | http://www.toronto.ca/TWONTO#welding_receptacle |  | Facility Electrical System
71342 | 99011 | THR-DIG-LSHH-3977 | Switch, Level-High-High,Pump 3977A/B,Sump, Digesters, Plant Services, Flood Monitoring System | THR-DIG-CP-2171 | Pump,Centrifugal | Switch |  | LSHH | http://www.toronto.ca/TWONTO#level_switch |  | Control Panel, Duplex Sump, Near Digester Tank 6
59561 | 71719 | THC-DIG-PSH-1444 | Switch,Pressure-High,Discharge,Gas Mixing,C-5437,Gas Low Pressure System,Building U | THC-DIG-C-1437 | Switch,Pressure-High | Switch |  | PSH | http://www.toronto.ca/TWONTO#pressure_switch |  | Compressor,Sliding Vane,Back-Up,Primary Digester Gas Mixing,PD-0400-0700,Gas Low Pressure System,Building U
31219 | 5764 | COL-RBB-ANL-0122 | Analysis Indicating Transmitter | COL-RBB-MISC | Transmitter |  |  | ANL |  |  | Miscellaneous Equipment
95535 | 60601 | FHO-WWW-BL-0701-KQ | WW Blower 7 | FHO-WWW |  |  |  | BL |  |  | Residue Management / Waste Water System
114369 | 61221 | TAB-PLT-CV | D Building, Grit Conveyors | TAB-PLT-D | [6 empty] | D Building - Preliminary Treatment
136770 | 90871 | THR-MCS-MT-0560 | Centre Lathe | THR-MT-WA3 |  | Tool |  | MT | http://www.toronto.ca/TWONTO#lathe |  | Machine Tools
93280 | 47328 | FHO-GRK-DR-2045L | Door, (FD-2-45), Fire Rated, Ozone Building, L2, North East to Green Roof | FHO-GRK-FEQ-0001 | Fire Prevention,Door | Door |  | DR | http://www.toronto.ca/TWONTO#fire_rated_door
24358 | 26913 | FHO-MCS-MT-1108 | Personal Tool Kit | FHO-MCS-MEQ | Machine Tool | Tool |  | MT | tool_kit |  | Machine Shop & Equipment
64211 | 88996 | FCL-RW-LSL-0501 | Switch, Level, Low, Raw Water Pump P-0501 Loss of Prime, Low Lift Building, Pump Room | FCL-RW-P-0501 | Switch,Level-Low | Switch |  | LSL | http://www.toronto.ca/TWONTO#level_switch |  | Pump Centrifugal, Raw Water
93343 | 66691 | FHO-GRK-DR-4036S | Door, (FD-S4-36), Fire Rated, TRW Building, S4, West Ventilation Room, East | FHO-GRK-FEQ-0001 | Fire Prevention,Door | Door |  | DR | http://www.toronto.ca/TWONTO#fire_rated_door
114501 | 36077 | TAB-PLT-FSL-0871 | Switch, Flow Low, Plant Water, Grit Classifier CL-0870 Inlet, Grit Handling Area, P Bldg. | TAB-PLT-CL-0870 | Switch,Flow-Low | Switch |  | FSL | http://www.toronto.ca/TWONTO#flow_switch |  | Classifier, Grit, Grit Handling Area, P Bldg.
147711 | 86512 | YTF-CW-HU-7101 | H.V.A.C., Humidifier, General Office Area 4, City Water | YTF-CW | H.V.A.C.,Humidifier | HVAC |  | HU | http://www.toronto.ca/TWONTO#humidier |  | City Water
50552 | 66621 | FCL-DCL-PSH-0105 | Switch, Pressure-High, Evaporator 0101 Vent Line to Scrubber, Machine Room, Gaseous Chemical Bldg. | FCL-DCL-EV-0101 |  |  |  | PSH |  |  | Evaporator, SO2, Sulpher Dioxide System
115596 | 60051 | TAB-PRM-T-0500 | Old PS -Primary Tank 5 | TAB-PRM-OPS | Tank | Tank |  | T | http://www.toronto.ca/TWONTO#clarifier |  | Old PS - Primary Treatment
90546 | 62533 | FHO-BW-FSL-1501 | Switch, Flow-Low, Seal Water, Backwash Pump P-1501, S2, Backwash Pump Gallery | FHO-BW-P-1501 |  | Switch |  | FSL | http://www.toronto.ca/TWONTO#flow_switch |  | Pump, Backwash Pump 15, S2 Wash Water Pump Gallery
29643 | 60367 | FIS-MCS-MC | Machine Shop & Equipment | FIS-MCS | [6 empty] | Mechanical Services
134346 | 65198 | THR-DRN-WA2 | Drains, Work Area 2 | THR-GRK-PRTY-WA2 | [6 empty] | WA2 Property, Humber T. P. for DOS Work Orders
14462 | 46105 | FCL-SES-CYL-0003 | Air Cylinder Carbon Fiber | FCL-SES-SQ-0008 | PPE,SCBA | Tank |  | CYL | gas_cylinder |  | Eyewash Station/Shower, Low Lift PS Building, Alum Delivery Door,Raw Water Pump Room Basement beside Phosphoric acid Skids
87806 | 64239 | FHO WORK AREA 1 | Process | FHO-RTE | [6 empty] | FHO-Routine
46717 | 49051 | TAB-DIS-UV | Disinfection - UV | TAB-DIS | [6 empty] | Disinfection
29722 | 49376 | COL-PWR-FA-5731 | Control Panel, Fire Alarm | COL-PWR-SUSPENDED | Control Panel |  | 35101 | FA |  |  | West Rouge P.S.suspended entities
72866 | 98397 | THR-DIS-P-SUS | Disinfection, Pumps, Sump & Chlorine Solution | THR-DIS-P | [6 empty] | Disinfection - Pumping
122543 | 42520 | THC-DCL-T-0400 | Tank, Feed 2% SBSS, Dechlorination | THC-DCL | Tank | Tank |  | T | http://www.toronto.ca/TWONTO#chemical_storage_tank |  | Dechlorination Process
65062 | 65957 | THC-PRM-V-1014B | Valve, Solenoid, Return, Valve 1014 | THC-PRM-V-1014 |  |  |  | V |  |  | Valve, Hydraulic Cylinder, Bottom Scraper, Primary Clarifier 1000, SW Plant
121290 | 60669 | THC-ACC-TIT-6107 | Transmitter, Temperature, O/A from Solar Wall Air, 2nd Floor Mech Room #2, Headworks | THC-ACC-AHU-6100 | Transmitter,Temperature | HVAC |  | TIT | http://www.toronto.ca/TWONTO#temperature_transmitter |  | Air Handling Unit, Truck Loading Bay, Mech Room #2, Headworks
107807 | 24867 | TAB-ACC-TSL-2053 | Switch,Temperature,Low, | TAB-ACC-AHU-2053 | Switch,Temperature | Switch |  | TSL | http://www.toronto.ca/TWONTO#temperature_switch |  | AHU, Chemical & Aeration Gallery
102171 | 8349 | MTMH102 | LOW LEVEL INTERCEPTOR STS | TRK-DON | [6 empty] | DON DRAINAGE AREA
119671 | 76800 | TAB-WA1-SQ-1098 | Sling | TAB-WA1-SQ-1000 | Lifting Device,Sling | Lifting Device |  | SQ | http://www.toronto.ca/TWONTO#fall_protection_sling |  | WA1 Lifting Devices and Slings
125540 | 69043 | THC-FEQ-HS-6301 | Manual Pull Station, FA System Zone 13, Headworks, Second Floor, Mechanical Room #1 S/E | THC-FEQ-CP-6201 | Fire Prevention,Alarm | Safety Equipment | 45868 | HS | ? |  | Control Panel, Main Fire Alarm CP, Headworks, Ground Floor, Electrical Room W
115584 | 36519 | TAB-PRM-SQ-0084 | Eye Wash Station, P Bldg Bsmt Next to PRM-P-2402 | TAB-PRM-SQ-P | PPE,Eyewash Station | Safety Equipment |  | SQ | http://www.toronto.ca/TWONTO#emergency_eyewash |  | Safety Equipment, P Building , Primarm
66374 | 36333 | THC-SES-SQ-610955006 | SCBA Unit, Cylinder spare, T2 Control Room | THC-SES-SQ-SCBA | PPE,SCBA | Safety Equipment | 41060 | SQ | http://www.toronto.ca/TWONTO#compressed_gas_cylinder |  | SCBA Units, virtual entity
13880 | 51326 | FCL-POL-MX-4120 | Mixer, Electric, Thickening Polymer Skid No.2, RMF Centrifuge Building, Polymer Room | FCL-POL-P-4120 |  |  |  | MX |  |  | Pump, Standby, Polymer Skid No.2, Polymer Feed to Thickeners, Centrifuge Building Polymer Room
78794 | 46732 | THR-SES-SQ-0106S | Eyewash and Shower Station, Ferrous Chemical Building | THR-EWSS-WA4 | Safety,Eye wash | Safety Equipment | 38622 | SQ | http://www.toronto.ca/TWONTO#emergency_eyewash_and_shower |  | Eyewash and Shower Station, Work Area 4
87073 | 87252 | WTR-PMI-LSH-0002 | Switch, Level-High, Flood, | WTR-PMI-AUX | Switch,Level-High | Switch |  | LSH | http://www.toronto.ca/TWONTO#level_switch |  | Auxiliary Equipment (Building Facilities)
119916 | 38545 | TAB-WA4-LD-6265 | Chain Block, 1/2 Ton | TAB-WA4-SQ-0010 | Lifting Device | Lifting Device |  | LD | http://www.toronto.ca/TWONTO#lifting_equipment_hoist |  | WA4 Fall arrest systems
94831 | 4379 | FHO-SES-SQ-0015 | High Voltage Safety Equipment, Ground and Test Stick, Fiberglass, Orange, Electrical Shop | FHO-SES-SQ-0001 | PPE | Safety Equipment |  | SQ | http://www.toronto.ca/TWONTO#ground_and_test_device |  | Safety Equipment
139657 | 29535 | TNT-ACC-FSL-5101 | Switch,Flow,Low, Boiler #5100 | TNT-ACC-BO-5100 | Switch,Flow | Switch |  | FSL | http://www.toronto.ca/TWONTO#flow_switch |  | Boiler, Hot Water
89270 | 7560 | WTR-RMI-LSH-0201 | Switch, Level-High, Tank 0200 | WTR-RMI-T-0200 | Switch,Level-High | Switch |  | LSH | http://www.toronto.ca/TWONTO#level_switch |  | Tank, Reservoir (North-East Basin)
125197 | 80060 | THC-ELS-SQ-211161R | Spares, Electrical Safety rubber gloves, High Voltage, Class 0, # 211161R | THC-SES-SQ | PPE,Insulated Glove | Safety Equipment |  | SQ | http://www.toronto.ca/TWONTO#rubber_insulating_gloves |  | Safety Equipment
63744 | 67451 | THC-PLT-PSH-2212 | Switch, Pressure, High, Blower BL-2200, Blower Room, Channel Aeration | THC-PLT-BL-2200 | Switch,Pressure-High | Switch |  | PSH | http://www.toronto.ca/TWONTO#pressure_switch |  | Blower, Blower Room, Channel Aeration
65749 | 8698 | THC-ROUTINE WA1 | THC-Routine Inspection Work Area 1 | THCSLDMNT | [6 empty] | THC Solids Maintenance
134975 | 80505 | THR-ELS-MCC-2001 | Control Panel, MCC 2001, N Final Gallery, North Final Area MCC-2001 & 2002 (MCC N2) | THR-ELS-FST | Control Panel,MCC | Motor Control Centre |  | MCC | http://www.toronto.ca/TWONTO#LV_electrical_panel |  | Electrical System, Final Sedimentation Tanks & Galleries
55489 | 7911 | TAB-PRS-VEH-1030SUS | Rail Car, Chemical Storage | TAB-PRS-C | Storage,Removable Storage | Vehicle | 47517 | VEH | storage_container
30934 | 57172 | FIS-FEQ-DR-0034(S) | Door, Fire, Workshop & Office Building | FIS-GRK-STRC-0001 |  | Door |  | DR | http://www.toronto.ca/TWONTO#fire_rated_door
26031 | 98931 | FIS-ACC-AHU-0402 | Air Handling Unit, Filter Complex, Basement Floor, Pump Room, South Unit | FIS-SUSPENDED | Air Handling Unit | HVAC |  | AHU | http://www.toronto.ca/TWONTO#air_handler_unit |  | Obsolete Entities/Processes
61262 | 65900 | THC-DCL-AC-0001 | Air Conditioner, Dechlorination | THC-DCL-AHU-0001 | Piping | HVAC | 34139 | AC | http://www.toronto.ca/TWONTO#air_condition |  | Air Handling Unit, Dechlorination
117213 | 74987 | TAB-RSP-FSL-4001 | Flow Switch Low Alarm, Odour Control Discharge | TAB-RSP-FN-4001 | Switch,Flow | Switch |  | FSL | http://www.toronto.ca/TWONTO#flow_switch |  | T Building - Fan, Exhaust
89046 | 78245 | FHO-SPC-RPU-1322 | RPU, Gaseous Chemicals 2 PLC, Chemical Building, L1, Chemical Workshop | FHO-DIS | Controller,PLC | Remote Processor Unit |  | RPU | http://www.toronto.ca/TWONTO#RPU_panel |  | Disinfection
38468 | 47490 | SWM-PWI-RPU-0001 | Remote Processing Unit, All control and Instrumentation Equipment - RPU | SWM-PWI |  | Remote Processor Unit |  | RPU | http://www.toronto.ca/TWONTO#RPU_panel |  | Wilson Storm Pumping Station
80601 | 33389 | TNT-AER-RX-0209 | Reactor, Mabr Cassette, Aeration Tank 2 - Mabr Cassette 9, Aeration | TNT-AER-T-0200 |  |  |  | RX |  |  | Tank,Aeration, # 2
113272 | 43040 | TAB-EL3-MCC-6128 | Motor Control Centre, Digester 13-16 bldg | TAB-EL3-PDP-6015 | Control Panel,MCC | Motor Control Centre |  | MCC | http://www.toronto.ca/TWONTO#LV_electrical_panel |  | Power distribution Panel, 600V
12458 | 43233 | COL-PCU-LSH-0203 | Sensor, Switch, High, Wet Well #2 | COL-PCU-WEL-0200 | Switch,Level-High | Switch |  | LSH | http://www.toronto.ca/TWONTO#level_switch |  | Well, Wet Well #2, Cumber PS
26545 | 99695 | COL-PST-DM-0003 | Damper 1, Exhaust Fan 0001 | COL-PST-MISC | Damper/Louver |  |  | DM |  |  | Miscellaneous Equipment
79791 | 90175 | THR-WA1-LD-63-33 | Sling, Nylon, Work Area 1 (NYLON BELT SLING SIZE; 2" X 6' CAPACITY 6400LBS SN 010263-33) A | THR-LD-WIRE-WA1 | Lifting Device,Sling | Lifting Device |  | LD | synthetic_web_sling |  | Slings, Wire Rope, Work Area 1
43531 | 4307 | TAB-DEW-DRV-0056 | Drive, VFD, Polymer Pump # 12 | TAB-DEW-P-3440 |  |  |  | DRV |  |  | Pump, Polymer Solution Feed #12
101622 | 27409 | MAIN-214 | Main 214 | WTR-LWA | [6 empty] | Work Area 2 Central Mains and Chambers
6656 | 66929 | COL-PNT-T-0002 | Tank, Domestic Hot Water | COL-PNT-MISC | Tank | Tank |  | T | http://www.toronto.ca/TWONTO#tanked_hot_water_heater |  | Miscellaneous Equipment
9593 | 77622 | DOS-MCS-LD-4704-8 | Lifting Device, Chain Sling/Wire Mesh, CHAIN, 12000 LBS | FAC-YCM-SES | Lifting Device,Sling | Safety Equipment |  | LD | chain_sling |  | SAFETY & ENVIRONMENTAL SERVICES
81296 | 95600 | TNT-ELS-TS-6004A | Power Distribution, Automatic Transfer Switch, 600v PDP-6001 & 6002 | TNT-ELS-PDP-6001 | Switchgear,Indoor | Switch |  | TS | http://www.toronto.ca/TWONTO#transfer_switch |  | 600V Power Distribution Panel
81870 | 39098 | FHA-SES-LDR-0410 | FHA-SES-LD-0023 - 8' Ladder Fiberglass Orange ( RMF Pilot Plant) | FHA-SES | Safety | Safety Equipment |  | LDR | http://www.toronto.ca/TWONTO#ladder |  | Safety & Environmental Services
29637 | 86242 | FIS-MCS-LD-0019 | Manual hoist -Chain fall 1 Ton | FIS-MCS | Lifting Device | Lifting Device |  | LD | http://www.toronto.ca/TWONTO#lifting_equipment_hoist |  | Mechanical Services
126500 | 53068 | THC-MCS-MT-0011 | Personal Tool Kit, B. Michlits | THC-SUSPENDED |  | Tool | 35552 | MT | tool_kit |  | Suspended entity
111145 | 93683 | TAB-DIG-T-9703 | Tank,Expansion, Pump Suction | TAB-DIG-P-9726 | Tank | Tank |  | T | expansion_tank |  | Pump, Chilled Water Circulating, CWCP-1, Digester Gas Control Build, Basement
77465 | 51434 | FHA-FLT-P-4201-KQ | Pump Location,Filter Composite East | FHA-FLT-SAMP |  |  | 33354 | P |  |  | Filtration Sampling
14013 | 88296 | FCL-RW-LSL-0201 | Switch, Level, Low, Raw Water Pump P-0201 Loss of Prime, Low Lift Building, Pump Room | FCL-RW-P-0201 | Switch,Level-Low | Switch |  | LSL | http://www.toronto.ca/TWONTO#level_switch |  | Pump Centrifugal, Raw Water
72894 | 21414 | THR-DIS-PSH-0600 | Switch, Pressure, High, Pump skid 6, Disinfection Building Main Floor | THR-DIS-P-0610 | Switch,Pressure-High | Switch |  | PSH | http://www.toronto.ca/TWONTO#pressure_switch |  | Pump, Diaphragm, Chemical Metering, Skid#6 Disinfection Building Main Floor
65333 | 44709 | FCL-SES-LTX-0094-SUS | Exit Light, 94, Gaseous Building, 2nd Floor, Chlorine Storage Room S/W Door Exit | FCL-SUSPENDED |  |  | 46601 | LTX |  |  | Suspended entity
136504 | 5866 | THR-GRK-HH | Headhouse, Basement and T-12 Mid Section, WTP Groundskeeping | THR-GRK-PRTY-0204 |  | Grounds |  |  | activity |  | Groundskeeping, General Labour
139373 | 69912 | THR-WA1-LD-0008 | Sling, Wire Rope, Work Area 1 (WIRE ROPE SLING SIZE; 1/2" X 4' ) | THR-LD-WIRE-WA1 | Lifting Device,Sling | Lifting Device |  | LD | wire-rope_sling |  | Slings, Wire Rope, Work Area 1
76132 | 91811 | THR-MCS-LD-0511 | Chain Hoist, Manual, with Monorail, Primary Pumping Station 2, Work Area 2-Susp | THR-LD-WA3 | Lifting Device,Hoist,Manual | Lifting Device | 36029 | LD | http://www.toronto.ca/TWONTO#lifting_equipment_hoist |  | Lifting Devices, Chain Hoist, Come Along & Slings
55582 | 36475 | TAB-WA2-SQ-1266 | EE1 - 901 1/2" Steel Cable | TAB-SES-LD | Lifting Device,Sling | Lifting Device |  | SQ | lifting_device_cable |  | WA2 Lifting devices
94802 | 94960 | FHO-SES-SCBA-0046 | Cylinder, SCBA, Air Pack, 3000 PSI, Ser #LT29052 | FHO-SES-SQ-0003 | PPE,SCBA | Safety Equipment |  | SCBA | http://www.toronto.ca/TWONTO#compressed_gas_cylinder |  | Breathing Air Tanks
71761 | 10977 | THR-DIG-SSL-5160A | Digester Gas Mixing, Tank 0200, Solids Treatment, Digester Tanks 1-6 | THR-DIG-MX-0200 | Switch,Speed-Low | Switch |  | SSL | http://www.toronto.ca/TWONTO#speed_switch |  | Digester Gas Mixing, Digester Tank 0200
108633 | 51060 | TAB-ACC-V-6592 | Valve, 2-Way Modulating, Heating Coil,6501, Kitchen, Workshop Bldg. | TAB-ACC-AHU-6590 | Valve | HVAC |  | V | http://www.toronto.ca/TWONTO#valve |  | Air Handling Unit, Workshop Roof, P Bldg.
37514 | 33088 | NX2621A | Air /C Condensing Unit, Plant Water Pump Building, Roof | TAB-ACC-CI | H.V.A.C.,Air Conditioner | HVAC |  |  | http://www.toronto.ca/TWONTO#AC_condenser_unit |  | Chiller and Air Coolers
138301 | 86409 | THR-SES-DEF-0001 | AED, Automatic External Defibrillator Maint. Shop (SNo. X21A335914) | THR-SES-WA3 | Safety | Safety Equipment |  | DEF | http://www.toronto.ca/TWONTO#automatic_external_defibrillator |  | Safety & Environmental Services
69671 | 82996 | THR-AI-T-0590 | Receiver, Tank, Instrument Air | THR-AI-C-0518 | Vessel,Pressure | Tank |  | T | http://www.toronto.ca/TWONTO#pressure_vessel |  | **SUSPENDED- Compressor, Instrument Air- **** - REMOVED FROM SERVICE
96133 | 5670 | FIS-BW-TSH-0101 | Switch, Temperature, High, Motor Outboard Bearing, Backwash Pump P-0101, Filter Building, Pump Room | FIS-BW-P-0101 |  | Switch |  | TSH | http://www.toronto.ca/TWONTO#temperature_switch |  | Circuit Breaker,4.16 kV,Filter Building,Mezzanine,West,Solid State Starter,FIS-BW-P-0101
82143 | 82253 | FHA-SES-SCBA-0032 | Cylinder for Air Pack Ser # OJ 371557 | FHA-SES-SCBA-CYLINDER | PPE,SCBA | Safety Equipment |  | SCBA | http://www.toronto.ca/TWONTO#compressed_gas_cylinder |  | Breathing Air Tanks (SCBA cylinders)
58589 | 12968 | THC-ACC-DM-6104 | Damper, Outdoor Air Inlet to AHU-6100, 2nd Floor Mech Room #2, Headworks | THC-ACC-AHU-6100 | Damper/Louver | HVAC |  | DM | http://www.toronto.ca/TWONTO#air_damper |  | Air Handling Unit, Truck Loading Bay, Mech Room #2, Headworks
50181 | 71923 | TAB-PLT-T-0185 | Tank # 2, Sodium Hydroxide, NaOH | TAB-PLT-OC | Tank,Reservoir | Tank | 34709 | T | http://www.toronto.ca/TWONTO#chemical_storage_tank |  | Preliminary Grit Odour Control
109116 | 74401 | TAB-CW-SQ-0026 | Emerg. Eyewash and Shower Stations, Ferric Gallery-Sodium Hypo Tanks Room South Side | TAB-SUSPENDED ENTITY | PPE,Eyewash Station | Safety Equipment | 35491 | SQ | http://www.toronto.ca/TWONTO#emergency_eyewash_and_shower |  | Suspended entities
58423 | 66439 | THC-ACC-DM-0119 | Damper,Exhaust,RAS Pump Room, Phase 4 | THC-ACC-BLDG O | Air Handling Unit | HVAC |  | DM | http://www.toronto.ca/TWONTO#air_damper |  | Phase IV , Building O HVAC
25238 | 80056 | COL-PSL-TR-0001 | Transformer, Power | COL-PSL-MISC | Transformer |  |  | TR |  |  | Miscellaneous Equipment
21647 | 10337 | FHO-DOZ-T-2300 | Tank, Ozone Contact, Ozone Building, S1 &S2, N/E | FHO-DOZ-CONT | Tank | Tank |  | T | http://www.toronto.ca/TWONTO#chemical_contact_tank |  | FHO OZONE CONTACT
136450 | 72975 | THR-GQ-WA4 | Grounds, Work Area 4 | THR-GRK-PRTY-WA4 |  | Grounds |  |  | space |  | WA4 Property, Humber T. P. for DOS Work Oders
113784 | 54179 | TAB-MCS-SQ-9111 | First Aid Kit-Zbldg Machine Shop West Wall | TAB-SES-SQ | Safety,First Aid Kit | Safety Equipment |  | SQ | http://www.toronto.ca/TWONTO#first_aid_kit |  | WA7 Safety Equipment
58097 | 39084 | THC-AER-VSH-6046 | Switch,Vibration,Blower 6040,Old Plant Blower Building | THC-AER-BL-6040SUSP | Switch,Vibration | Switch |  | VSH | http://www.toronto.ca/TWONTO#vibration_sensor_element |  | Blower, Aeration
70972 | 57988 | FHA-AUX-T-0102 | Tank, Air Receiver Compressed Air #2, Service Bldg. Alum Room | FHA-AUX-T-0102-KQ | Tank | Tank |  | T | http://www.toronto.ca/TWONTO#pressure_vessel |  | Compressed Air Tank 2
59588 | 22745 | THC-ACC-TIT-6204 | Transmitter, Temperature, Space, Blower Room, Headworks | THC-ACC-AHU-6200 | Transmitter,Temperature | HVAC |  | TIT | http://www.toronto.ca/TWONTO#temperature_transmitter |  | Air Handling Unit, Blower Room, 2nd Floor Mech Room #2, Headworks
10725 | 59531 | FCL-ACC-TT-0227 | Transmitter, Temperature, Dry Chemical Building Basement E, PAC Storage Tanks | FCL-ACC-P-LL |  |  |  | TT |  |  | Low Lift Pumping Station HVAC Equipment
65237 | 42000 | THC-ELS-MCC-1201 | Motor Control Center, Building K | THC-ELS-PS-0001-K | Control Panel,MCC | Motor Control Centre |  | MCC | http://www.toronto.ca/TWONTO#LV_electrical_panel |  | Primary Power Equipment, Building K
70401 | 40635 | FHA-AM-T-0201-KQ | Tank Location, Ammonia Storage Room | FHA-SUSPENDED |  |  | 33325 | T |  |  | Suspended Obsolete entity for storage purpose
119827 | 32529 | TAB-WA2-SQ-2025 | Spill Response Kit, Aggressive Fluid | TAB-STR-SQ | Spill Kit | Safety Equipment |  | SQ | http://www.toronto.ca/TWONTO#spill_kit |  | WA2 Safety Equipment,lifting devices, ladders, Eye Wash station, First Aid Kits, Lock out stations
54275 | 32209 | TAB-SA-RPU-0101 | RPU, Air Compressor, Controller, Auxiliary Systems Building, Main Floor | TAB-SA-C-0100 | Controller,PLC | Remote Processor Unit |  | RPU | http://www.toronto.ca/TWONTO#RPU_panel |  | Air Compressor, Auxiliary Systems Building, Main Floor
40834 | 37187 | TAB-ACC-TE-1487A | Temperature Element, Supply Air Temperature | TAB-ACC-VAV-1487 | Sensor,Temperature | HVAC |  | TE | http://www.toronto.ca/TWONTO#temperature_sensor_element |  | Heater, Hot Water Reheat Coil, Variable air
24523 | 2520 | COL-PRD-DM-0001 | Damper/Louver | COL-PRD | Damper/Louver |  |  | DM |  |  | Redland Pumping Station
145810 | 50413 | WTR-PRH-CU-0001 | Cooling Water Condenser, Meter Access Room | WTR-PRH-ACC | H.V.A.C.,Air Conditioner | HVAC |  | CU | http://www.toronto.ca/TWONTO#AC_condenser_unit |  | Air Conditioning, Heating and Ventilation
135014 | 34950 | THR-ELS-PDP-3221A | Panel, Power Distribution 600V, North Grit Old Blower Room MCC-3221 | THR-ELS-GRIT | Control Panel,Power Distribution Panel | Power Distribution Panel |  | PDP | http://www.toronto.ca/TWONTO#LV_electrical_panel |  | Electrical System, Grit Bldg., North Prelimanry and Primary Station
136600 | 84397 | THR-JHSC-DIS | Chlorine and Dechlorination Building | THR-JHSC-WA3 |  | Safety Equipment |  |  | http://www.toronto.ca/TWONTO#space |  | Joint Health & Safety Committee WA3
96138 | 26060 | FIS-BW-TSH-0205 | Switch, Temperature, High, Pump Casing Temperature, Backwash Pump P-0201, Filter Building, Pump Room | FIS-BW-P-0201 |  | Switch |  | TSH | http://www.toronto.ca/TWONTO#temperature_switch |  | Circuit Breaker,4.16 kV,Filter Building,Mezzanine,East,Solid State Starter,FIS-BW-P-0201
68475 | 61966 | THR-ACC-T-0001 | Tank, Glycol Skid, Digester Mezzanine South, AHU-01 | THR-ACC-T | Tank | Tank |  | T | http://www.toronto.ca/TWONTO#chemical_storage_tank |  | Air Conditioning, Glycol Heating Packages
44131 | 15270 | FCL-GRK-VEH-0004-SU | Vehicle, Cart E 3 wheel | FCL-OBSOLETE | Groundskeeping | Vehicle | 33389 | VEH | cart
105795 | 8907 | SWM-PWD-GRF-0001 | Indicator, Ground Fault | SWM-PWD-MISC |  |  |  | GRF |  |  | Miscellaneous Equipment
58642 | 20409 | THC-ACC-DM-6311 | Damper, Isol., Supply Air Duct, AHU-6300, 2nd Floor Mech Room #1, Headworks | THC-ACC-AHU-6300 | Damper/Louver | HVAC |  | DM | http://www.toronto.ca/TWONTO#air_damper |  | Air Handling Unit, Screen Room/Conveyor Areas, 2nd Floor Mech Room #1, Headworks
101584 | 44868 | MAIN-173 | Main 173 | WTR-MT1 | [6 empty] | Work Area 1 EAST Mains and Chambers
8015 | 30052 | COL-PWC-CH-0002 | Chamber, Inlet Chamber 2 | COL-PWC | Chamber |  |  | CH |  |  | Wirral Court Sewage Pumping Station
125745 | 47773 | THC-FT-T-0400 | Tank, Secondary Clarifier | THC-FT-OLD PLANT |  | Tank |  | T | http://www.toronto.ca/TWONTO#clarifier |  | Secondary Clarifiers, Old Plant
112794 | 93628 | TAB-EL1-PDP-6226G | Power Distribution Panel, 3 phase, 208V, Dewatering Area | TAB-EL1-MCC-6226 | Circuit Breaker | Power Distribution Panel |  | PDP | http://www.toronto.ca/TWONTO#LV_electrical_panel |  | Motor Control Centre 600V - D Bldg
129764 | 21242 | THR-ACC-DM-0202 | Damper, Intake, Exhaust Fan FN-0200,North Grit | THR-ACC-FN-0200 | Damper/Louver | HVAC |  | DM | http://www.toronto.ca/TWONTO#air_damper |  | Fan,Centrifugal,Main Equipment Room South-West Wall,Main Sub Stn
8840 | 25980 | COL-SMC-P-0002 | Pump, Submersible | COL-SMC | Pump |  | 34129 | P |  |  | Maclean Detention Tank-storm
10849 | 57161 | FCL-ALM-FS-0401 | Switch,Flow Pump # 4 | FCL-ALM |  |  | 33818 | FS |  |  | Coagulation
73573 | 93221 | THR-ACC-RPU-0100 | RPU, Plant Services,South,SP RAS Pumping Station Electrical Building | THR-ITS-COM-4002 | RPU | Remote Processor Unit |  | RPU | http://www.toronto.ca/TWONTO#RPU_panel |  | Termination Panel, Plant Services - South
81144 | 82013 | FHA-SES-EYE-0017 | Eyewash Station, Plumbed, (Pilot Plant) | FHA-SES | PPE,Eyewash Station | Safety Equipment |  | EYE | http://www.toronto.ca/TWONTO#emergency_eyewash |  | Safety & Environmental Services
24911 | 26161 | COL-PSE-LSLL-0103 | Switch, Level Low-Low | COL-PSE | Switch,Level |  |  | LSLL |  |  | Second Street Sewage Pumping Station (Wards Island PS#10)
136623 | 10005 | THR-LD-WA4 | Lifting Devices, Chain Hoist, Come Along & Slings | THR-MCS-WA4 | Lifting Device,Sling | Lifting Device |  |  | http://www.toronto.ca/TWONTO#collection_of_assets |  | Cranes, Lifting Devices, Machine Tools, Mechanical/Welding Shops
126475 | 91953 | THC-MCS-LD-B | Lifting Devices, Building B | THC-MCS-LD | Lifting Device | [5 empty] | Mechanical Services, Lifting Device
147403 | 38940 | WTR-SPC | Process Control Systems - Services Area | WTR | [6 empty] | Water Supply
40342 | 31826 | TAB-ACC-FN-PBLDG | Exhaust Fans , P Bldg | TAB-ACC-FN | [6 empty] | Exhaust Fans
5893 | 33519 | COL-PLB-TSH-0151B | Switch, Temperature-High | COL-PLB | Switch | Switch | 34551 | TSH | http://www.toronto.ca/TWONTO#temperature_switch |  | Long Branch Pumping Station
97845 | 47998 | FIS-SAMP | Sampling Systems | FIS WORK AREA 1 | [6 empty] | Process
21802 | 52940 | FHO-ELS-MCC-0930 | Motor Control Centre, Emergency Load, Clarifier Building, S2, Main Foyer | FHO-ELS-PS-0001 | Control Panel,MCC | Motor Control Centre |  | MCC | http://www.toronto.ca/TWONTO#LV_electrical_panel |  | Primary Power Equipment
87644 | 37359 | WTR-PRH-LSL-1202 | Switch, Level Low, Radiator AC Expansion Tank | WTR-PRH-AUX | Switch,Level-Low | Switch |  | LSL | http://www.toronto.ca/TWONTO#level_switch |  | Auxiliary Equipment (Building Facilities)
137530 | 49608 | THR-PLT-SP-0003 | Sampler, Raw Sewage, Preliminary Treatment | THR-PLT-HH | Sampler | Sampler |  | SP | http://www.toronto.ca/TWONTO#auto_sampler |  | Preliminary Treatment, Head House
65110 | 48969 | THC-PRM-V-1212 | Valve, Hydraulic Cylinder, Bottom Scraper, Primary Clarifier 1200, NW Plant | THC-PRM-CLR-1230SUSP | Actuator,Hydraulic,Cylinder | Hydraulic System |  | V | http://www.toronto.ca/TWONTO#hydraulic_power_pack |  | Sludge Bottom Scraper Mechanism, Tank 1200, Primary Clarifier
42923 | 7723 | FCL-ACC-AT-0501A | Analyzer, Humidity, Dehumidifier D-0501, Filter Pipe Gallery East | FCL-ACC-D-0501 |  |  |  | AT |  |  | Dehumidifier, Filter Building East Dehumidication System, Filter Pipe Gallery East
75926 | 18721 | THR-GRK-PRTY-0204 | Groundskeeping, General Labour | THR-GRK-PRTY2 |  | Grounds |  | PRTY | activity |  | Groundskeeping for Waste Water Worker
40562 | 95964 | TAB-ACC-HTR-05-08 | Unit Heaters- Digester 05-08 | TAB-ACC-HTR |  |  |  | HTR |  |  | Heaters- Convection,
85637 | 4505 | TNT-ACC-CU-2003B | Air Conditioner, outdoor condensor | TNT-ACC-AC | H.V.A.C.,Chiller | HVAC |  | CU | http://www.toronto.ca/TWONTO#AC_condenser_unit |  | HVAC- Air conditioner and cooling units
107585 | 22963 | TAB-ACC-TE-1449A | Temperature Element, Supply Air Temperature | TAB-ACC-HTR-1449 | Sensor,Temperature | HVAC |  | TE | http://www.toronto.ca/TWONTO#temperature_sensor_element |  | Heater, Hot Water Reheat Coil
19543 | 56027 | FHO STANDBY POWER BL | Building Location | FHO-SPC2 | [6 empty] | Process Control Systems - Equipment
95581 | 60919 | FHO-WWW-PSH-0001 | Switch, Pressure-High, Sludge Transfer to Highland Creek, Clarifier Building, S4, Basement | FHO-WWW-P-0501 |  | Switch |  | PSH | http://www.toronto.ca/TWONTO#pressure_switch |  | Pump, Sludge Transfer to Highland Creek, Clarifier Building, S4, Basement
8696 | 70195 | COL-RBC-LP-0002 | Control Panel, Lighting | COL-RBC | Control Panel |  |  | LP |  |  | Cowan Shaft (WBT)-storm
39608 | 82598 | TAB-ACC-HE-1404 | Heat Exchanger, Hot Water Reheat Coil | TAB-ACC-VAV-1404 | Heat Exchanger | HVAC |  | HE | http://www.toronto.ca/TWONTO#heat_exchanger |  | Heater, Hot Water Reheat Coil, Variable air
128881 | 10868 | THC-STR-LSHH-0158 | Level Switch High,Sump,T33 East Final Tank 0200 and 0300, Building A | THC-STR-P-0158 | Switch,Level | Switch |  | LSHH | http://www.toronto.ca/TWONTO#level_switch |  | Pump, Sump, Secondary Treatment
66365 | 88989 | THC-SES-SQ-0013 | Eyewash Station, Plant Services, Admin Building, Basement, Mechanical room | THC-SES-SQ-EYE | PPE,Eyewash Station | Safety Equipment |  | SQ | http://www.toronto.ca/TWONTO#emergency_eyewash |  | Eyewash Stations THC (Virtual entity #)
73425 | 51838 | FHO-DOZ-INJ-3321 | Injector, Disolved Ozone Analyzer AIT-3321 Sampling, Ozone Building, S2, Access/Sampling Area 2 | FHO-DOZ-AIT-3321 |  | Injector |  | INJ | http://www.toronto.ca/TWONTO#ejector |  | Analyzer, Ozone, Dissolved Ozone in Water, Contact Tank T-2300, Ozone Building, S2, Access/Sampling Area 2
32200 | 40198 | COL-RBG-UPS-0001 | UPS | COL-RBG-MISC | Uninterruptible Power Supply |  |  | UPS |  |  | Miscellaneous Equipment
7716 | 73092 | COL-PSU-TS-0001 | Switch, Power Auto Transfer | COL-PSU | Switch |  |  | TS |  |  | Sunnyside Pumping Station
8581 | 88342 | COL-RBB-SWG-0004 | Switchgear, Indoor | COL-RBB-MISC | Switchgear |  |  | SWG |  |  | Miscellaneous Equipment
69436 | 71496 | THR-AER-TSL-1401 | Switch, Temperature, Lube Oil Heater, Blower 1411, Blower Building, Air Blower System | THR-AER-BL-1411 | Switch,Temperature-Low | Switch |  | TSL | http://www.toronto.ca/TWONTO#temperature_switch |  | Blower, Centrifugal, Secondary Treatment, Aeration Blower System - Engine Room
72613 | 2627 | THR-ACC-DM-0121 | Damper, Discharge, Air Handling Unit AHU-0120, Headhouse Roof | THR-ACC-AHU-0120 | Damper/Louver | HVAC |  | DM | http://www.toronto.ca/TWONTO#air_damper |  | Air Handling Unit, Headhouse Screen Area Air Supply, Headhouse Roof
68496 | 7988 | THR-ACC-T-0712 | Separator, Air, Gas Compressor Bldg Main Floor, Glycol System | THR-ACC-P-0710 | Tank | Tank |  | T | air_seperator |  | Pump, Makeup, Glycol Skid, Compressor Bldg Main Floor, Glycol System
75829 | 9455 | THR-DIG-BU-7720S | Burner, Waste Gas | THR-S-E | Analyzer | Burner | 39916 | BU | http://www.toronto.ca/TWONTO#waste_gas_burner |  | SUSPENDED ENTITY
96272 | 19656 | FIS-ELS-MCC-0004-SUS | Motor Control Centre # 4 | FIS-SUSPENDED | Switchgear,Indoor | Motor Control Centre | 38219 | MCC | http://www.toronto.ca/TWONTO#LV_electrical_panel |  | Obsolete Entities/Processes
90916 | 92903 | WTR-PEL-MCC-0001B | Motor Control Center | WTR-PEL-BUS-0001B | Control Panel,MCC | Motor Control Center |  | MCC | http://www.toronto.ca/TWONTO#MV_electrical_cabinet |  | BUS, Secondary, 4160V
50863 | 82271 | TAB-PRM-LSHH-0422 | Switch, Level High High, CEPT Coagulant Tank T-0420, Grit Bldg., P Bldg. | TAB-PRM-T-0420 | Switch,Level-High-High | Switch |  | LSHH | http://www.toronto.ca/TWONTO#level_switch |  | Tank, Coagulant, CEPT Coagulant Dosing System, Grit Bldg., P Bldg.
58919 | 1071 | THC-ACC-FN-2173 | Fan, Exhaust, Access Building T15A, Phase I Secondary | THC-ACC-TUNNEL | Air Handling Unit | HVAC |  | FN | http://www.toronto.ca/TWONTO#blower_or_fan_with_drive |  | Plant Tunnels, HVAC
127002 | 40778 | THC-ODOUR-OLD PLANT | Odour Control | THC-STR-ODOUR | [6 empty] | Odour Control
58740 | 20756 | THC-ACC-FIT-6321 | Transmitter, Flow, Outlet, Supply Fan FN-6320, 2nd Floor Mech Room #1, Headworks | THC-ACC-AHU-6300 | Meter,Flow,Mass | HVAC |  | FIT | http://www.toronto.ca/TWONTO#flow_transmitter |  | Air Handling Unit, Screen Room/Conveyor Areas, 2nd Floor Mech Room #1, Headworks
65325 | 27631 | THC-ELS-MCC-5002 | Control Panel,MCC,Primary Digesters | THC-GRK-ELS-U | Control Panel,MCC | Motor Control Centre |  | MCC | http://www.toronto.ca/TWONTO#LV_electrical_panel |  | Building U, Anaerobic Digesters Bldg.
98231 | 99298 | FIS-SES-SQ-1017 | Safety,Plant,Safety Gloves - Pair 17 | FIS-SES-SQ-GLOVE2 | Safety | Safety Equipment |  | SQ | http://www.toronto.ca/TWONTO#rubber_insulating_gloves |  | Asset Group, PPE, Electrical Personal Protection, Group 2
9974 | 42877 | FAC-PHA-GRD | GROUNDS | FAC-PHA | [6 empty] | YARD - 125 PHARMACY ROAD
38284 | 14463 | PCS STANDBY | YTF SCADA Standby Support | YTF-SPC1 | [6 empty] | Process Control Systems - Administrative
6740 | 85883 | COL-PPU-DM-0002 | Damper/Louver, Generator Room | COL-PPU | Damper/Louver |  |  | DM |  |  | Port Union Road Sewage Pumping Station
105554 | 65815 | SWM-PDU-SW-0001 | Switch, Main Power | SWM-PDU-MISC | Switch |  |  | SW |  |  | Miscellaneous Equipment
63412 | 60300 | FCL-MCS-LD-0301 | Winch - CAP: 310 lbs - 50 FT cable | FCL-MCS-LD | Lifting Device,Hoist,Manual | Lifting Device |  | LD | winch |  | Lifting Devices
55418 | 18472 | TAB-WA1-SQ-1069 | Sling | TAB-WA1-SQ-1000 | Lifting Device,Sling | Lifting Device |  | SQ | http://www.toronto.ca/TWONTO#fall_protection_sling |  | WA1 Lifting Devices and Slings
31886 | 84554 | COL-RBB-SS-0001 | Door Entry system, Valve Room | COL-RBB-MISC | Security System |  |  | SS |  |  | Miscellaneous Equipment
67779 | 58789 | THR-ACC-FSL-0757 | Switch, Flow-Low, Air Handling Unit 0757, East Maintenance Bldg, Plant Services, Gallery Ventilation, Zone 3A | THR-ACC-AHU-0757 | Switch,Flow-Low | Switch |  | FSL | http://www.toronto.ca/TWONTO#flow_switch |  | Air Handling Unit, Blow Thru, East Maintenance Bldg. Roof, Gallery Ventilation, Zone 3A
75927 | 39475 | THR-GRK-PRTY-0301 | Groundskeeping, Snow Removal | THR-GRK-PRTY3 |  | Grounds |  | PRTY | activity |  | Groundskeeping for Waste Water Worker
144544 | 65753 | WTR-PJS-LSLL-0103 | Switch, Level-Low-Low, John Street Surge Tank 2 | WTR-PJS-T-0103 | Switch,Level-Low-Low | Switch |  | LSLL | http://www.toronto.ca/TWONTO#level_switch |  | Tank, (Surge), John St #2
88103 | 80898 | WTR-PSA-TSL-0801 | Switch, Temperature-Low, Suction, AHU 0801 | WTR-PSA-AHU-0801 | Switch,Temperature-Low | Switch |  | TSL | http://www.toronto.ca/TWONTO#temperature_switch |  | Air Handling Unit
134356 | 76573 | THR-DR-SH-0501 | Overhead Door, STB East Polymer Loading Area | THR-DR-WA3 | Door,Overhead | Door |  | SH | http://www.toronto.ca/TWONTO#roll_up_door
78925 | 84287 | THR-SES-SQ-8615S | Harness, Full Body | THR-SES-SQ | Safety | Safety Equipment | 38773 | SQ | http://www.toronto.ca/TWONTO#fall_arrest_harness |  | Safety Equipment
60316 | 91226 | THC-ACC-V-6045 | Valve, Ball, Manual, Hot Water, P-6002, Lower Level 2 Blower Room, Headworks | THC-ACC-P-6002 | Valve,Ball | HVAC |  | V | http://www.toronto.ca/TWONTO#valve |  | Pump, Hot Water System, Lower Level 2 Blower Room, Headworks
13809 | 95191 | COL-MTI-RPU-1400C | Remote Processing Unit, Rosedale Valley Control Chamber No.14C, MTI | COL-MTI | RPU | Remote Processor Unit |  | RPU | http://www.toronto.ca/TWONTO#RPU_panel |  | Mid-Toronto Interceptor
139698 | 8657 | TNT-ACC-LS-5101 | Switch, Level, Boiler #5100 | TNT-ACC-BO-5100 | Switch,Level | Switch |  | LS | http://www.toronto.ca/TWONTO#level_switch |  | Boiler, Hot Water
29555 | 71097 | FIS-SPC-RPU-1821 | Remote Processing Unit, Intake Valves, Intake Valve Chamber, Upper Level | FIS-RW |  | Remote Processor Unit |  | RPU | http://www.toronto.ca/TWONTO#RPU_panel |  | Raw Water Production
89844 | 57405 | WTR-PPD-DR-0004 | Door | WTR-PPD-AUX | Door,Access | Door |  | DR | http://www.toronto.ca/TWONTO#door
111096 | 11140 | TAB-DIG-RPU-1005 | Remote Processing Unit | TAB-DIG-ELQ-T13-16 | RPU | Remote Processor Unit |  | RPU | http://www.toronto.ca/TWONTO#RPU_panel |  | Digester Tanks 13-16, Electrical Equipment
66846 | 13775 | THC-STW-T-0022 | Tank, Chlorine Storage, Filteration/Chlorination, Storm Water System, Admin. Building | THC-STW |  | Tank |  | T | http://www.toronto.ca/TWONTO#chemical_storage_tank |  | Storm Water
26146 | 44737 | FHO-GRK-DR-1036L | Door, (FD-1-36), Fire Rated, Admin Building, L1, Control Room, PCS Server Room, North | FHO-GRK-FEQ-0001 | Fire Prevention,Door | Door |  | DR | http://www.toronto.ca/TWONTO#fire_rated_door
114681 | 1014 | TAB-PLT-LSH-0871 | Switch, Level High, Grit Classifier CL-0770, Grit Handling Area, P Bldg. | TAB-PLT-CL-0870 | Switch,Level-High | Switch |  | LSH | http://www.toronto.ca/TWONTO#level_switch |  | Classifier, Grit, Grit Handling Area, P Bldg.
40718 | 9723 | DR8013A | Air, Handling Unit, AHU-3, Digester Gas Control Build, Basement, North East Corner | TAB-ACC-AHU | Air Handling Unit | HVAC |  |  | http://www.toronto.ca/TWONTO#air_handler_unit |  | Air Handling Unit & Supply Fan
13287 | 94953 | FCL-FLT-DR-0101 | Door, Overhead High Lift loading area | FCL-GRK | Door,Overhead | Door |  | DR | http://www.toronto.ca/TWONTO#roll_up_door
55955 | 29506 | FCL-SPC-RPU-1122 | RPU Panel, Gaseous Chemicals, Chemical Building | FCL_ELS_MISCELLANEOUS | Control Panel | Remote Processor Unit |  | RPU | http://www.toronto.ca/TWONTO#RPU_panel |  | FCL_ELS_MISCELLANEOUS
93449 | 86690 | FHO-MCS-FLT | Plant wide -Mobile Elevating devices | FHO-MCS |  | Lifting Device |  |  | http://www.toronto.ca/TWONTO#collection_of_assets |  | Mechanical Services
52877 | 25967 | TAB-RSP-LSHH-5001B | Switch, Level High-High, 'T' Bldg, Level B4, East Sump | TAB-RSP-P-5001 |  | Switch |  | LSHH | http://www.toronto.ca/TWONTO#level_switch |  | Pump, Sump, T Bldg, Level B4, East Sump
135891 | 3808 | THR-FT-PSL-4529 | Switch, Pressure-Low, Pump P-4502 Suction, Scum Pumping - South | THR-FT-P-4502 | Switch,Pressure-High | Switch |  | PSL | http://www.toronto.ca/TWONTO#pressure_switch |  | Pump, Centrifugal, WAS, RAS Pumping Station - South
13170 | 79041 | FCL-FLT-CP-1601 | Control Panel, Operator, Filter 1601 Flow/Rate, Filter 1601 | FCL-FLT-F-1601 |  |  |  | CP |  |  | Filter, Carbon Activated, Filter Building, Filter Gallery East
47726 | 3827 | TAB-EL2-MCC-6221 | Motor Control Center- Incinerator Stack | TAB-EL2-PDP-6012 | Control Panel,MCC | Motor Control Centre |  | MCC | http://www.toronto.ca/TWONTO#LV_electrical_panel |  | Power distribution Panel, 600V
39256 | 14621 | COL-YKP-SRL-11972 | Self Retrieval Line- 11972 | YKP-BLD | Safety | Safety Equipment |  | SRL | self_retracting_line |  | Collections - 435 Kipling Ave. Building envelope
144584 | 82289 | WTR-PJS-MS-0003 | Motion Sensor | WTR-PJS-AUX | Transmitter,Flow | Security System |  | MS | http://www.toronto.ca/TWONTO#security_motion_sensor |  | Auxiliary Equipment (Building Facilities)
127275 | 60005 | THC-PLT-TSH-2311 | Switch, Temperature, High, Blower BL-2300, Blower Room, Channel Aeration | THC-PLT-BL-2300 | Switch,Temperature-High | Switch |  | TSH | http://www.toronto.ca/TWONTO#temperature_switch |  | Blower, Blower Room, Channel Aeration
125806 | 39738 | THC-GRK-DR-B | Doors, Building B | THC-GRK-PRTY-0001 |  | Door |  |  | http://www.toronto.ca/TWONTO#door
29858 | 79662 | FIS-WWW-CH-0900-SUS | Slow Sand Fiter | FIS-BW | Filter | Filter | 38487 | CH | http://www.toronto.ca/TWONTO#filtration_tank |  | Backwash System
47733 | 1892 | TAB-EL2-MCC-6323 | Motor Control Center- Incinerator | TAB-EL2-PDP-6013 | Control Panel,MCC | Motor Control Centre |  | MCC | http://www.toronto.ca/TWONTO#LV_electrical_panel |  | Power distribution Panel, 600V
34474 | 43881 | MAIN-125 | Main 125 | WTR-MT3 | [6 empty] | Work Area 3 WEST Mains and Chambers
3142 | 40768 | COL-MTI-T-2702B | Oil Reservoir-2, Nitrogen-Charged Piston Accumulator, Pressurized Hydraulic Fluid Storage, MTI Chamber CH-2700B | COL-MTI-CH-2700B | Heater | Tank |  | T | http://www.toronto.ca/TWONTO#chemical_storage_tank |  | Chamber,Strachan St. Control Chamber No.27B, MTI
94938 | 87510 | FHO-SM-SPL-0001 | Spill Containment Kit Station, Raw Water Building, S10, Pump Room Basement, Wall Besides Elevator | FHO-SM | PPE | Safety Equipment |  | SPL | http://www.toronto.ca/TWONTO#spill_kit |  | Spill Containment & Chemical Sump Systems
130089 | 87615 | THR-ACC-HW | Hot Water System, Heating and Air Conditioning | THR-ACC-WA3 | [6 empty] | Air Conditioning, Boiler, Fans & AHU
125182 | 25441 | THC-ELS-SQ-1341315 | Electrical Safety gloves, High Voltage, Class 0, # 1341315 | THC-SES-SQ |  | Safety Equipment | 35394 | SQ | http://www.toronto.ca/TWONTO#rubber_insulating_gloves |  | Safety Equipment
41258 | 10312 | TAB-ACC-T-3652 | Tank, Make up, Glycol line | TAB-ACC-HE-3650 | Tank | Tank |  | T | http://www.toronto.ca/TWONTO#chemical_storage_tank |  | Heat Exchanger, Old Admin bldg
74340 | 53135 | THR-AER-RPU-0003 | Remote Processor Unit, South Aeration, Blower 1311 (172.22.37.162) | THR-ELS-AER | RPU | Remote Processor Unit |  | RPU | http://www.toronto.ca/TWONTO#RPU_panel |  | Electrical System, Aeration and Galleries
144896 | 67457 | WTR-PKL-DR-0001 | Door | WTR-PKL-AUX | Door,Access | Door |  | DR | http://www.toronto.ca/TWONTO#door
11018 | 54772 | COL-PBG-LSHH-0104 | Switch, Level High-High | COL-PBG-MISC | Switch,Level | Switch |  | LSHH | http://www.toronto.ca/TWONTO#level_switch |  | Miscellaneous Equipment
138903 | 39117 | THR-SPC-COM-2015 | Network,Protocol,Main Equipment Room West Wall,Multinet Converter for JRT-0104, JRT-5901, JRT-5101, JRT-1100, JRT-1700 | THR-SPC-COM-2010 |  | Network |  | COM | http://www.toronto.ca/TWONTO#network_panel |  | Network,Protocol,Main Equipment Room West Wall,
30783 | 8707 | FIS-SPC-CPU-1810 | Computer, Client SCADA Server, Intake Valve Chamber, Upper Level | FIS-ADM BLDG |  | Communications Equipment |  | CPU | http://www.toronto.ca/TWONTO#operator_interface_terminal |  | Building Location
135843 | 51883 | THR-FT-PSH-3121 | Switch, Pressure-High, Pump P-3120 Discharge, Scum Pumping - South | THR-FT-P-3120 | Switch,Pressure-High | Switch |  | PSH | http://www.toronto.ca/TWONTO#pressure_switch |  | Pump, Rotary Lobe, Scum from Tank 3100, Scum Pumping
27185 | 85972 | DOS-YCM-VEH-323090 | 2016 CASE 821F - Vehicle Unit# 323090 | FAC-YCM-VEH | Vehicle,Licensed | Vehicle |  | VEH | power_mobile_equipment
13687 | 62479 | FCL-MCS-LD-1000 | Davit Arm | FCL-MCS-DAVIT | Lifting Device | Lifting Device |  | LD | http://www.toronto.ca/TWONTO#fall_arrest_Davit_arm |  | Davit Arms
9338 | 67379 | COL-YKP-SRL-1401001 | Self Retrieval Line -1401001 | COL-YKP | Safety | Safety Equipment |  | SRL | self_retracting_line |  | Kipling Yard
137309 | 90658 | THR-PLT-FSL-2801 | Switch, Flow, Low, Seal Water, Grit Pump P-2800, North Grit Building | THR-PLT-P-2800 | Switch,Flow-Low | Switch |  | FSL | http://www.toronto.ca/TWONTO#flow_switch |  | Pump, Centrifugal (Dry), Grit Tank T-0300, North Grit Building
29451 | 1018 | COL-PSP-RPU-0001 | Remote Processing Unit, All control and Instrumentation Equipment - RPU | COL-PSP-MISC |  | Remote Processor Unit |  | RPU | http://www.toronto.ca/TWONTO#RPU_panel |  | Miscellaneous Equipment
81899 | 39074 | FHA-SES-LDR-0518 | FHA-SES-LD-0058 - 12' Single Ladder Fiberglass Orange ( Filter #21 ) | FHA-SES | Safety | Safety Equipment |  | LDR | http://www.toronto.ca/TWONTO#ladder |  | Safety & Environmental Services
129731 | 35494 | THR-ACC-CU-4703 | Condensing Unit, Ductless Split System outdoor Unit, Switchgear Bldg South | THR-ACC-AC-4703 | H.V.A.C.,Air Conditioner | HVAC |  | CU | http://www.toronto.ca/TWONTO#AC_condenser_unit |  | Fan Coil Unit, Ductless Split System Indoor Unit, Switchgear Bldg South
88200 | 3895 | WTR-PSC-FAR-0001 | Winch, Fall Arrest, S/N 03968 | WTR-EAST-SES | PPE | Safety Equipment |  | FAR | winch |  | Safety & Lifting Devices
7512 | 87872 | COL-PSS-HTR-0001 | Heater, Pump Floor | COL-PSS | Heater |  |  | HTR |  |  | Scott Sewage Pumping Station
85197 | 70847 | WTR-PEL-PSH-0003 | Switch, Pressure-High, Water to District 2E | WTR-PEL-TRW | Switch,Pressure-High | Switch |  | PSH | http://www.toronto.ca/TWONTO#pressure_switch |  | Treated Water (Transmission)
128742 | 72421 | THC-SES-MEQ-0615 | Anchor, Fall Arrest, Electrical Building and RAS Pumphouse, Roof, SW Plant | THC-ACC-BLDG H |  | Safety Equipment |  | MEQ | fall_arrest_anchor |  | Phase I Aeration Building, HVAC
71776 | 39658 | THR-DIG-T-0460 | Tank, Condensate, Supply to Co-Gen from Tank 0600 | THR-DIG-SD-0600 | Tank | Tank |  | T | http://www.toronto.ca/TWONTO#condensate_trap |  | Tank, Secondary Digester-6, Solids Treatment
78942 | 45745 | THR-SES-SQ-9841 | Lanyard for Harness, PPE John Toner | THR-SES-FAS | Safety | Safety Equipment |  | SQ | lifeline |  | Fall Arrest Sytem (Harness and Lanyard), Safety Equipment
87793 | 18855 | FHO MAIN BLDG | Building Location | FHO-SPC2 | [6 empty] | Process Control Systems - Equipment
59306 | 88137 | THC-ACC-P-0016 | Pump, Recirculation, Hot Water, Admin. Building Basement Mechanical Room B104 | THC-ACC-BLDG K |  | HVAC |  | P | http://www.toronto.ca/TWONTO#pump_set_-_with_drive |  | Administration Building, HVAC
76488 | 7474 | THR-OCS-PSH-3966 | Switch, Pressure-High, Foul Air Plenum to Atmosphere, Plant Services, Odour Control System | THR-OCS-SB-0555 | Switch,Pressure-High | Switch |  | PSH | http://www.toronto.ca/TWONTO#pressure_switch |  | Scrubber, Plant Services, Odour Control System
52825 | 6257 | TAB-RSP-FSL-2203 | Flow Switch, Low,Seal Water, Raw Sewage Pump P-2203 | TAB-RSP-P-2203 | Switch,Flow | Switch |  | FSL | http://www.toronto.ca/TWONTO#flow_switch |  | Pump, Raw Sewage #3
70047 | 80744 | THR-CG-SB | Co-Generation Scubber, Digester Gas | THR-DIG-SB | [6 empty] | Scrubbers, Digester Tanks 1-10
11487 | 41842 | FCL-CL-CP-0007 | Local Control Panel, Primary Pre-Chlorine System Valves, Low Lift PS Basement | FCL-CLA |  |  |  | CP |  |  | Pre-Chlorination
21693 | 61973 | FHO-DOZ-TSH-4304 | Switch, Temperature, High, Off-Gas Preheater,Ozone Building, L1, Ozone Equipment Room | FHO-DOZ-OFFGAS |  | Switch |  | TSH | http://www.toronto.ca/TWONTO#temperature_switch |  | OFFGAS DESTRUCTION
95137 | 90008 | FHO-TRW-FSL-0106 | Switch, Flow, Low, pH Analyzer AIT-0010 Inlet, TRW Building, S5, Basement, Valve Chamber Hall | FHO TRW OUTPUT |  | Switch |  | FSL | http://www.toronto.ca/TWONTO#flow_switch |  | Treated Water Output Sampling
63672 | 50884 | THC-PLT-LSH-1500 | Switch, Level, High, Sump, Storage Room | THC-PLT-P-1510 | Switch,Level-High | Switch |  | LSH | http://www.toronto.ca/TWONTO#level_switch |  | Pump, Sump, Storage Room
51740 | 5399 | FCL-DEW-LSH-0003 | Switch, Level, High, Pre-Treatment Dewatering Pump Dry Pit | FCL-DEW | Switch,Level-High | Switch |  | LSH | http://www.toronto.ca/TWONTO#level_switch |  | Dewatering
117989 | 30814 | TAB-SES-LTX-2285 | Exit Sign, Battery Unit, 2 LED heads, PRS Bldg | TAB-SUSPENDED ENTITY | Lighting,Exit | Safety Equipment | 41288 | LTX | http://www.toronto.ca/TWONTO#lighting_unit |  | Suspended entities
136698 | 21940 | THR-MCS-LD-1537S | Chain Hoist, Manual, Work Area 2 | THR-LD-WA2 | Lifting Device,Hoist,Manual | Lifting Device | 36133 | LD | http://www.toronto.ca/TWONTO#lifting_equipment_hoist |  | Lifting Devices, Chain Hoist, Come Along & Slings
12457 | 58715 | COL-PCU-LSH-0203 | Sensor, Switch, High, Wet Well #2 | COL-PCU-AUX-INST | Switch,Level-High | Switch |  | LSH | http://www.toronto.ca/TWONTO#level_switch |  | Instrumentation Equipment
12474 | 17671 | COL-PCU-LSLL-5201 | Level Switch, Low Low | COL-PCU | Switch,Level |  | 34967 | LSLL |  |  | Cumber Pumping Station
80013 | 59648 | THR-WA3-LD-0040S | Sling, Wire Rope, Work Area 3 | THR-LD-WIRE-WA3 | Lifting Device,Sling | Lifting Device | 40290 | LD | wire-rope_sling |  | Slings, Wire Rope, Work Area 3
107435 | 38745 | TAB-ACC-SQ-8000 | Emergency Shower - Eye Wash Station- WA 4 Workshop Truck Loading Facility, Ground Floor | TAB-SLO-SES | Safety,Eye wash | Safety Equipment |  | SQ | http://www.toronto.ca/TWONTO#emergency_eyewash_and_shower |  | TABWA4 Health and Safety Equipment
90328 | 58127 | FHO-ALM-P-0301-KQ | Alum Skid 3 | FHO-OBSOLETE |  |  |  | P |  |  | Removed From Service
66360 | 34881 | THC-SES-SQ | Safety Equipment | THC-SES | [6 empty] | Safety & Environmental Services
6734 | 63022 | COL-PPU-COM-0001 | Control Panel, Operator | COL-PPU | Control Panel |  |  | COM |  |  | Port Union Road Sewage Pumping Station
11495 | 68768 | FCL-CL-DM-0022 | Damper, Motorized, Machine Room and Storage Room Plenum Isolation, Gaseous Chemical Building | FCL-MCS-BLDG-GAS |  |  |  | DM |  |  | RL Clark Plant Gaseous Bldg
64078 | 51628 | THC-PLT-ZSH-0447 | Switch, Torque, Rake, Bar screen 0440, Head House | THC-PLT-SC-0240 | Switch,Torque | Switch |  | ZSH | http://www.toronto.ca/TWONTO#torque_switch |  | Bar Screen 0240
29313 | 5526 | FIS-FLT-FSL-0003 | Switch, Flow, Low, Filter Composite Turbidity Analyser AIT 0003, Filter Building, Pump Room East | FIS-FLT-AIT-0003 | Switch,Flow-Low | Switch |  | FSL | http://www.toronto.ca/TWONTO#flow_switch |  | Analyzer, Turbidity, Filter Composite Sampling, Filter Building, Pump Room East
143038 | 49384 | WTR-PAH-AMT | Atmospheric Monitoring | WTR-PAH | [6 empty] | Armour Heights Pumping Station
130132 | 81384 | THR-ACC-NR-643 | HVAC Unit & Fan, West Maintenance Shop | THR-ACC-ADM | H.V.A.C.,Heater,Unit | HVAC |  | NR | http://www.toronto.ca/TWONTO#heater |  | Air Conditioning, HVAC, Admin Building
83902 | 67931 | FHA-TRW-TSL-0001 | Switch, Temperature, Low, Pump Building, First Floor, South Vault | FHA-TRW-TWP | Switch,Temperature-Low | Switch |  | TSL | http://www.toronto.ca/TWONTO#temperature_switch |  | Treated Water Pumping
77071 | 37886 | THR-PLT-T | Preliminary Treatment, Grit Removal Tanks and Grit Bin | THR-PLT-GRITS | [6 empty] | Gate,Sluice,Preliminary Treatment, Grit Building
119859 | 88027 | TAB-WA3-LD-2384 | Sling, Nylon, 6 FT | TAB-DEW-SAFETY | PPE | Lifting Device |  | LD | synthetic_web_sling |  | Safety Equipment
145143 | 82821 | WTR-PLW-PPE-0005A | Gloves, Electrical Protection, 40kv - Robert Mohammed | WTR-PLW-PPE | PPE,Insulated Glove | Safety Equipment |  | PPE | http://www.toronto.ca/TWONTO#rubber_insulating_gloves |  | Personal Protection Equipment - WWA
89456 | 93186 | WTR-RRH-LSH-0101 | Switch, Level, High, Rosehill Reservoir, Tank T-0100 | WTR-RRH-T-0100 | Switch,Level | Switch |  | LSH | http://www.toronto.ca/TWONTO#level_switch |  | Tank, Reservoir, (West Basin)
90835 | 5817 | FHO-CLB-CHL-0301 | Chlorinator, Post Chlorination East Train 3, Chemical Building, L1, Evaporator Room | FHO-CLC-CHL-0201-KQ | Chemical Feeder,Gas | Chemical Feeder |  | CHL | http://www.toronto.ca/TWONTO#chlorinator_system |  | Trim ChlorinationTrain 2
147366 | 98703 | WTR-RST-ZS-0004 | Switch, Position,Door Security | WTR-RST-AUX | Switch,Position | Switch |  | ZS | http://www.toronto.ca/TWONTO#position_switch |  | Auxiliary Equipment (Building Facilities)
41241 | 54952 | TAB-ACC-T-1030 | Tank, Makeup, Glycol | TAB-ACC-HE-1021 | Tank,Reservoir | Tank |  | T | http://www.toronto.ca/TWONTO#chemical_storage_tank |  | Heat Exchanger, Hot Water/Glycol Heating System, Old Screen Room
14873 | 62845 | FCL-SPC-COM-1202 | Termination Panel, High Lift Pumping Station, Basement | FCL-SPC |  |  |  | COM |  |  | Process Control Systems - Services Area
48772 | 90302 | FCL-BW-TIT-0201 | Temperature Transmitter, Blower 2 Discharge | FCL-BW-BL-0200 |  |  |  | TIT |  |  | Blower, Multi-stage Centrifugal, Filter Backwash Air Scour,Filter Building ,South End.
56040 | 47157 | FCL-SPC-RPU-1921 | RPU Panel, RMF Clarification Facility, Electrical Room, WWW-CP-1100 | FCL_ELS_MISCELLANEOUS | Control Panel | Remote Processor Unit |  | RPU | http://www.toronto.ca/TWONTO#RPU_panel |  | FCL_ELS_MISCELLANEOUS
51544 | 40412 | TAB-PRS-LSL-0401 | Switch, Level-Low, Containment Sump | TAB-PRS-T-0401 | Switch,Level-Low | Switch |  | LSL | http://www.toronto.ca/TWONTO#level_switch |  | Containment Sump, Miscellaneous Process
60328 | 71612 | THC-ACC-V-6081 | Valve, Butterfly, Manual, Glycol, P-6004, Lower Level 2 Blower Room, Headworks | THC-ACC-P-6004 | Valve | HVAC |  | V | http://www.toronto.ca/TWONTO#valve |  | Pump, Heating Glycol System, Lower Level 2 Blower Room, Headworks
13986 | 44480 | FCL-SPC-RPU-2121 | RPU Panel, RMF Clarification Facility, Electrical Room | FCL_ELS_MISCELLANEOUS | Control Panel | Remote Processor Unit |  | RPU | http://www.toronto.ca/TWONTO#RPU_panel |  | FCL_ELS_MISCELLANEOUS
112643 | 29696 | TAB-EL1-LP-6927 | Lighting Panel,120/208V,Fed from TR-6927,Satelite Distribution Centre,P Building | TAB-EL1-TR-6927 | Control Panel,Lighting | Power Distribution Panel |  | LP | http://www.toronto.ca/TWONTO#LV_electrical_panel |  | Transformer,30 KVA,600-120/208V for LP-6927,Satelite Distribution Centre,P Building
29129 | 6413 | COL-PWN-TSL-0002 | Switch, Temperature-Low | COL-PWN | Switch | Switch |  | TSL | http://www.toronto.ca/TWONTO#temperature_switch |  | Warren Park Pumping Station
38762 | 1176 | SWM-PET-GRF-0001 | Indicator, Ground Fault | SWM-PET-MISC |  |  |  | GRF |  |  | Miscellaneous Equipment
145363 | 35181 | WTR-PMI-LSL-0200 | Switch, Level-Low, Pump 0200, | WTR-PMI-P-0200 | Switch,Level-Low | Switch |  | LSL | http://www.toronto.ca/TWONTO#level_switch |  | Pump, Centrifugal, District 5 & 6S, East Pump Room
68526 | 19600 | FCL-TRW-V-0818D | Valve, Ball, Isolation,Treated Waster Sample to AIT-0001, 0002, 0003 & 0004 | FCL-TRW-AIT-0001 |  |  |  | V |  |  | Analyzer, Chlorine, TRW Total Residual, District 2 Venturi Room, TRW Pumping Station
74162 | 38625 | THR-AER-F-1701 | Filter, Lube Oil Tank, Blower 1711, Blower Building, Air Blower System | THR-AER-T-1714 | Filter | Filter |  | F | http://www.toronto.ca/TWONTO#replaceable_oil_or_fuel_filter |  | Tank, Non-Pressurized, Auxiliary Oil, Blower 1711, Secondary Treatment, Aeration Blower System - North
16957 | 71292 | FHA-FEQ-DT-0008 | Firesystem Sprinkler drain trap, RMF North chemical corridor outside room 'E' | FHA-SES-FEQ-1 | Drain | Drain |  | DT | http://www.toronto.ca/TWONTO#drain |  | Fire Sprinkler System
43822 | 48942 | FCL-ACC-FN-AM | Alum Storge & Tank RM. VENT. Sys. | FCL-ACC | [6 empty] | Climate Control (HVAC)
79903 | 55541 | THR-WA2-LD-0025S | Sling, Chain, Work Area 2 (SUSPENDED) | THR-S-E | Lifting Device,Sling | Lifting Device |  | LD | chain_sling |  | SUSPENDED ENTITY
76300 | 73418 | FHO-ELS-DP-0711 | Distribution Panel, 600V, 200A, 3PH, Panel Board, Admin Building, S4, Main Electrical Room, MCC-0710 | FHO-ELS-MCC-0710 |  | Power Distribution Panel |  | DP | http://www.toronto.ca/TWONTO#LV_electrical_panel |  | Motor Control Centre, Admin Building, S4, Main Electrical Room
58628 | 80749 | THC-DEW-HPU-6710 | Hydraulic Power Pack,DEW Biosolids Pump 6710 (Schwing),Solid Treatment | THC-DEW-P-6710 | Motor Starter | Hydraulic System |  | HPU | http://www.toronto.ca/TWONTO#hydraulic_power_pack |  | Pump,Dewatered Biosolids, Schwing type,Solid Treatment
119713 | 78990 | TAB-WA1-SQ-1902 | Body Harness - Randy Cudrante | TAB-WA1-SQ-0001 | PPE,Harness | Safety Equipment |  | SQ | http://www.toronto.ca/TWONTO#fall_arrest_harness |  | WA1 Fall Arrest System
27250 | 55726 | COL-PSU-WEL-0500 | Wet well | COL-PHP-MISC |  |  |  | WEL |  |  | Miscellaneous Equipment
57129 | 48546 | THC-ACC-T-9002 | Tank,Domestic Hot Water, Phase 1 Area | THC-PWA-HWT | Tank,Domestic Hot Water | Tank |  | T | http://www.toronto.ca/TWONTO#tanked_hot_water_heater |  | Domestic Hot Water Tanks
138858 | 71724 | THR-SQ-FAK-PTV | First Aid Kit, Plant Technician Van | THR-SQ-FAK-WA2 | Safety | Safety Equipment | 35464 |  | http://www.toronto.ca/TWONTO#first_aid_kit |  | First Aid Kit, Work Area 2
139554 | 79391 | THR-WA4-LD-0016 | Sling, Nylon, Work Area 4 (1" X 8') | THR-LD-NYLN-WA4 | Lifting Device,Sling | Lifting Device |  | LD | synthetic_web_sling |  | Slings, Nylon, Work Area 4
82872 | 21280 | FHA-SES-SQ-0075 | Safewaze 3512-0241 6’ shock absorber lanyard Ser 77632 | FHA-SES |  | Safety Equipment |  | SQ | lifeline |  | Safety & Environmental Services
27182 | 15911 | DOS-YCM-VEH-322084 | 2017 CASE 580SN - Vehicle Unit# 322084 | FAC-YCM-VEH | Vehicle,Licensed | Vehicle |  | VEH | power_mobile_equipment
11607 | 92984 | FCL-ELS-F-0201 | Filter, Suction, Pump 0200, Emergency Power Generator Monitoring | FCL-ELS-PS-0003 | Filter | Filter |  | F | http://www.toronto.ca/TWONTO#replaceable_oil_or_fuel_filter |  | Emergency Power
88555 | 61327 | WTR-PWT-DR-0003 | Door, Overhead | WTR-PWT-AUX |  |  |  | DR |  |  | Auxiliary Equipment (Building Facilities)
18579 | 53872 | FHA-SES-SQ-0017 | High Voltage AC Audio/Visual Voltage Detector CIT-01A | FHA-SES | Safety | Safety Equipment |  | SQ | http://www.toronto.ca/TWONTO#voltage_tester |  | Safety & Environmental Services
37702 | 55244 | MTMH464 | CASTLEWOOD CTS | TRK-NTO | [6 empty] | NORTH TORONTO DRAINAGE AREA
71211 | 69358 | THR-DIG-FSL-5280C | Switch, Flow-Low, Lube Oil, C-5280, Gas Mixing System | THR-DIG-T-5280 | Switch,Flow-Low | Switch |  | FSL | http://www.toronto.ca/TWONTO#flow_switch |  | Tank, Reservoir, Auxiliary Oil, Gas Compressor 5280, Digester Mixing System
12869 | 26841 | FCL-EUS-SERVER-ROOM | Computer Location | FCL-ADM-BLDG | [6 empty] | Building Location
134337 | 58580 | THR-DRN-DIG | Digester Area, Work Area 1 | THR-DRN-WA1 | [6 empty] | Drains, Work Area 1
144818 | 71308 | WTR-PKL-FEQ-SUS | Fire Equipment, Keele Pumping Station | WTR-PKL |  |  | 45179 |  |  |  | Keele Pumping Station
93190 | 7618 | FHO-GRK-DR-1011S | Door, (FD-S1-11), Fire Rated, Standby Power Building, S1, Stairway 1 | FHO-GRK-FEQ-0001 | Fire Prevention,Door | Door |  | DR | http://www.toronto.ca/TWONTO#fire_rated_door
106276 | 65521 | TAB-ACC-DM-6559 | Damper, Motorized, Ambient Air, Mechanical RM No. 3, Screen Bldg., P Bldg. | TAB-ACC-AHU-6550 | Damper/Louver | HVAC |  | DM | http://www.toronto.ca/TWONTO#air_damper |  | Air Handling Unit, Mechanical Room no.3, Screen Bldg., P Bldg.
88322 | 6877 | WTR-PSC-T-0400 | Sump Pit | WTR-PSC-AUX | Tank | Tank |  | T | http://www.toronto.ca/TWONTO#storage_tank |  | Auxiliary Equipment (Building Facilities)
139010 | 2968 | THR-THK-FSL-7010 | Switch, Flow, Low, Seal Water, MTI Transfer Pump | THR-THK-P-7010 | Switch,Flow-Low | Switch |  | FSL | http://www.toronto.ca/TWONTO#flow_switch |  | MTI Transfer Pump
125749 | 1047 | THC-FT-T-0700 | Tank, Secondary Clarifier | THC-FT-T-OLD PLANT |  | Tank |  | T | http://www.toronto.ca/TWONTO#clarifier |  | Tank, Secondary Clarifier
86796 | 28967 | TNT-DIS-RPU-1101A | Remote Processing Unit, Disinfection | TNT-DIS-T-0100 | RPU | Remote Processor Unit |  | RPU | http://www.toronto.ca/TWONTO#RPU_panel |  | Tank, Chlorine Contact
145149 | 90847 | WTR-PLW-DR-0001 | Door | WTR-PLW-AUX | Door | Door |  | DR | http://www.toronto.ca/TWONTO#door
11110 | 76474 | COL-PBR-FEQ-0001S | Fire Prevention, Extinguisher | COL-PBR | Fire Prevention,Extinguisher |  | 41314 | FEQ |  |  | Berry Road Sewage Pumping Station
50015 | 47385 | FCL-ELS-MCC-0901B-SUS | Control Panel, MCC, Dry Chemical Building, Electrical Switchgear Room | FCL-ELS-PS-0001 | Control Panel,MCC | Motor Control Center | 36548 | MCC | http://www.toronto.ca/TWONTO#LV_electrical_panel |  | Uninterruptible Power Supply,High Lift Bldg - Switchgear Room,LP-0001
109808 | 6292 | TAB-DEW-T-3230 | Tank, Polymer Solution Day Tank #3 | TAB-DEW POLYMER DIST | Tank | Tank |  | T | http://www.toronto.ca/TWONTO#chemical_storage_tank |  | Polymer Solution Distribution System
7175 | 72522 | COL-PSD-SS-0001 | Station Security System | COL-PSD |  | Security System |  | SS | http://www.toronto.ca/TWONTO#security_system |  | Spadina Sewage Pumping Station
13465 | 5102 | FCL-FLT-V-1009 | Valve, Pressure Regulating, Inlet, WPS to Filter 1001, Filter 1001 | FCL-FLT-F-0101 |  |  |  | V |  |  | Filter, Carbon Activated, Filter Building, Filter Gallery West
28735 | 35257 | FIS-ELS-FA-0500 | Fire Prevention, Safety,Filter Building Mezzanine | FIS_FEQ |  |  |  | FA |  |  | Asset Group, Fire Prevention, Safety, Evacuation and Suppression
135258 | 39753 | THR-FPW-LSHH-0002 | Switch, Level-High High, Mudwell, Filter Water Building | THR-FPW | Switch,Level-High-High | Switch |  | LSHH | http://www.toronto.ca/TWONTO#level_switch |  | Filtered Plant Water
24390 | 2090 | FHO-MCS-T-1501 | Tank, Hot Water, Ozone Building, L1, Janitor Room, S/W | FHO-MCS-PWA |  | Tank |  | T | http://www.toronto.ca/TWONTO#tanked_hot_water_heater |  | Service Water & Backflow Prevention
54962 | 54402 | TAB-SLO-BCF-0404 | Filter, Bio-Filter Cell 4, BFC404 | TAB-SUSPENDED ENTITY | Filter | Filter | 46231 | BCF | http://www.toronto.ca/TWONTO#filtration_tank |  | Suspended entities
7999 | 61780 | COL-PVM-TS-0001 | Switch, Transfer | COL-PVM-MISC | Switch |  |  | TS |  |  | Miscellaneous Equipment
64763 | 29928 | FCL-SES-CYL-0013 | Air Cylinder Carbon Fiber | FCL-SES | PPE,SCBA | Tank |  | CYL | gas_cylinder |  | Safety and Environmental Services
4608 | 20337 | COL-PHA-AHU-0001 | Air Handling Unit | COL-PHA-MISC |  |  |  | AHU |  |  | Miscellaneous Equipment
119683 | 65424 | TAB-WA1-SQ-1118 | Sling | TAB-WA1-SQ-1000 | Lifting Device,Sling | Lifting Device |  | SQ | http://www.toronto.ca/TWONTO#fall_protection_sling |  | WA1 Lifting Devices and Slings
112948 | 21583 | TAB-EL1-TSH-1506A | Switch,Winding Temperature,High,EL1-TR-1506,North Substation | TAB-EL1-TR-1506 | Switch,Temperature-High | Switch |  | TSH | http://www.toronto.ca/TWONTO#temperature_switch |  | Transformer,EL1-TR-1506,13.8-4.16KV,3 PH
143982 | 93409 | WTR-PHL-HRN-0008 | PPE, Body Harness, S/N E00401007EDDD323 | WTR-CENTRAL-SES | PPE,Harness | Safety Equipment |  | HRN | http://www.toronto.ca/TWONTO#fall_arrest_harness |  | Safety & Lifting Devices
74137 | 29277 | THR-EPS-PSH-0210 | Switch, Pressurel-High, Oil Pump, Centrifugal 0211, Plant Service, Effluent Pump, Centrifugaling | THR-EPS-P-0210 | Switch,Pressure-High | Switch |  | PSH | http://www.toronto.ca/TWONTO#pressure_switch |  | Pump, Centrifugal, Screw
91370 | 65502 | FHO-DOZ-T-2100 | Tank, Ozone Contact, Ozone Building, S1 &S2, S/E | FHO-DOZ-CONT | Tank | Tank |  | T | http://www.toronto.ca/TWONTO#chemical_contact_tank |  | FHO OZONE CONTACT
21945 | 65904 | FHO-ELS-WR-0804 | Welding Receptacle, Flocculation Building, S2, East Wall | FHO-ELS-LTG |  | Power Distribution Panel |  | WR | http://www.toronto.ca/TWONTO#welding_receptacle |  | Facility Electrical System
8763 | 17779 | COL-SKW-LSH-0202 | Switch, Level-High | COL-SKW-MISC | Switch,Level |  |  | LSH |  |  | Miscellaneous Equipment
30911 | 4752 | FIS-TRW-RES-0001 | Reservoir,Treated Water, East of Filter Building | FIS-TRW-RES | Building Service,Structure | Tank |  | RES | http://www.toronto.ca/TWONTO#reservoir_tank |  | Island Reservoir
132802 | 49642 | THR-DIG-PSH-2215 | Switch, Pressure-High, Discharge, Pump 2215, Solids Treatment, Heating System - Digesters - Tank 0700 & Tank 0800 | THR-DIG-P-2215 | Switch,Pressure-High | Switch |  | PSH | http://www.toronto.ca/TWONTO#pressure_switch |  | Pump, Centrifugal, Primary Sludge Recirculation to Tank 0700
119367 | 22080 | TAB-THK-T-4131 | Tank, Polymer Mixing/Aging 3 | TAB-THK-T | Tank,Non-Pressurized | Tank |  | T | http://www.toronto.ca/TWONTO#chemical_storage_tank |  | Polymer Mixing Tanks
133023 | 71438 | THR-DIG-RPU-0018 | Remote Processor Unit, Digester MCC Room (172.22.39.136) | THR-DIG-T | RPU | Remote Processor Unit |  | RPU | http://www.toronto.ca/TWONTO#RPU_panel |  | Digester, Tanks
147111 | 2245 | WTR-RMI-ZS-0054 | Instrument, Door Position Switch, Water Transmission | WTR-RMI-AUX |  | Switch |  | ZS | http://www.toronto.ca/TWONTO#position_switch |  | Auxiliary Equipment (Building Facilities)
147756 | 10244 | YTF-ELS-PDP-0501 | Control Panel, Power Dist., Electrical Room C | YTF-ELS | Control Panel,Power Distribution Panel | Power Distribution Panel |  | PDP | http://www.toronto.ca/TWONTO#LV_electrical_panel |  | Electrical Equipment
4061 | 31421 | COL-PCU-JSL-5336 | Power failure alarm | COL-PCU | Switch |  | 34996 | JSL |  |  | Cumber Pumping Station
80374 | 65776 | FHA-SED-ZSH-0603D | Switch, Limit, Access Hatch Zone 3, Settling Basin T-0601 | FHA-SED-ZSH-0603 |  | Security System |  | ZSH | http://www.toronto.ca/TWONTO#position_switch |  | Switch, Limit, Access Hatch Zone 6
126217 | 94927 | THC-INC-T-2061 | Tank, Ash, Incinerator 2000 | THC-INC-GDR-2061 | Tank | Tank |  | T | http://www.toronto.ca/TWONTO#storage_tank |  | Grinder, Ash Tank 2061, Incinerator 2000
59325 | 1781 | FCL-ELS-TS-1011-SUS | Switch, Transfer, Generator 0200, Electrical Switchgear Room | FCL-SUSPENDED | Switch | Switch | 36602 | TS | http://www.toronto.ca/TWONTO#transfer_switch |  | Suspended entity
12709 | 15812 | FCL-ELS-SQ-2000 | Safety,Electrical PPE Cabinet,Low Lift Switchgear Room | FCL_ELS_PLANT | Safety | Safety Equipment |  | SQ | http://www.toronto.ca/TWONTO#collection_of_assets |  | FCL_ELS_PLANT
62504 | 96656 | THC-LIFTING | THC-LIFTING Equipments | THC-MCS-LD | Lifting Device | [5 empty] | Mechanical Services, Lifting Device
107579 | 78763 | TAB-ACC-TE-1444B | Temperature Element, Space Temperature | TAB-ACC-HTR-1444 | Sensor,Temperature | HVAC |  | TE | http://www.toronto.ca/TWONTO#temperature_sensor_element |  | Heater, Hot Water Reheat Coil
101684 | 40117 | MAIN-303 | Main 303 | WTR-MT3 | [6 empty] | Work Area 3 WEST Mains and Chambers
70443 | 69330 | THR-CW-SQ-0103S | Eyewash and Shower Station, South West Odour Control | THR-EWSS-WA4 | Safety,Eye wash | Safety Equipment | 46850 | SQ | http://www.toronto.ca/TWONTO#emergency_eyewash_and_shower |  | Eyewash and Shower Station, Work Area 4
73377 | 83043 | THR-ACC-OCS | Air Conditioning, HVAC, Odour Control Bldg. | THR-ACC-HVAC | H.V.A.C.,Air Conditioner | HVAC |  |  | http://www.toronto.ca/TWONTO#collection_of_assets |  | Air Conditioning, Heating, Ventilation & Air Conditioning
11662 | 9821 | FCL-CLB-PSL-0102 | Switch, Pressure Low, Discharge, CLB Evaporator 0101, Chlorination System | FCL-CLB-CHL-0101 | Switch,Pressure-Low | Switch |  | PSL | http://www.toronto.ca/TWONTO#pressure_switch |  | Chlorinator, Chlorine Gas, Chlorination System
22494 | 12730 | COL-PLB-F-0001 | Filter, Fuel | COL-PLB-AUX-MECH | Filter | Filter | 34544 | F | http://www.toronto.ca/TWONTO#replaceable_oil_or_fuel_filter |  | Mechanical Equipment
39618 | 5443 | TAB-ACC-HE-1446 | Heat Exchanger, Hot Water Reheat Coil | TAB-ACC-HTR-1446 | Heat Exchanger | HVAC |  | HE | http://www.toronto.ca/TWONTO#heat_exchanger |  | Heater, Hot Water Reheat Coil
58244 | 79627 | THC-CW-SQ-0102 | Emergency Eyewash & Shower,Thickening Building | THC-SPC-WA2 | PPE,Eyewash Station | Safety Equipment |  | SQ | http://www.toronto.ca/TWONTO#emergency_eyewash_and_shower |  | System Process Control
8548 | 44992 | COL-RBB-LP-0002 | Control Panel, Lighting | COL-RBB | Control Panel |  |  | LP |  |  | Western Beaches Tunnel (Battery Park)-Storm
18443 | 13429 | FHA-SES-LDR-0307 | FHA-SES-LD-0067 - 16' Ladder ( Welding Shop North Wall ) | FHA-SES-LD-1 | Safety | Safety Equipment |  | LDR | http://www.toronto.ca/TWONTO#ladder |  | Ladders
73661 | 65992 | THR-ELS-INQ-0299 | Portable Pneumatic & Hydraulic Pressure Calibrators | THR-ELS-INQ | Safety | Test Equipment |  | INQ | pressure_calibrator |  | Instrument Equipment, Meter, Calibrators, Spectrophotometer
105895 | 50199 | TAB-ACC-AHU-1239 | Heating Coil, Flotation Bldg | TAB-ACC-AHU-THK | H.V.A.C.,Heater | HVAC |  | AHU | heating_coil |  | AHUs/Supply Fans Float. Bldg.
78753 | 88036 | FHA-RADIO-0002 | Radio, Walkie Talkie | FHA-GRK-COM-0001 |  | Communications Equipment |  | RADIO | radio_system |  | Telephone and Paging System
24651 | 52432 | COL-PRR-WEL-0001 | Dry Well | COL-PRR | Well |  |  | WEL |  |  | Riverside Sewage Pumping Station
106699 | 91399 | TAB-ACC-FSL-6307 | Switch, Flow Switch-Low, FN-6308, Roof, Dig 9-12 Control Building. | TAB-ACC-FN-6308 | Switch,Flow-Low | Switch |  | FSL | http://www.toronto.ca/TWONTO#flow_switch |  | Fan, Exhaust, Centrifugal, Sludge Heating Room Exhaust, Roof, Dig 9-12 Control Building.
120754 | 29491 | THC-ACC-FN-2171 | Fan, Exhaust, Access Building T19C, Phase IV Primary | THC-ACC-TUNNEL | Air Handling Unit | HVAC |  | FN | http://www.toronto.ca/TWONTO#blower_or_fan_with_drive |  | Plant Tunnels, HVAC
55050 | 24553 | TAB-THK-PSH-4305 | Switch,Pressure,High,Pump 4305 | TAB-THK-P-4305 | Switch,Pressure | Switch |  | PSH | http://www.toronto.ca/TWONTO#pressure_switch |  | Pump, Mixed Polymer Feed
45114 | 49957 | TAB-DIG-HE-T05-08 | Digester Tanks 5-8, Heat Exchanger, Hot Water Pumps, Valves | TAB-DIG-T-05-08 | [6 empty] | Digester Tanks 5-8
38671 | 20627 | TAB-ACC-AC-6511 | Air Conditioner, Indoor, Electrical Room No. 1, Screen Bldg., P Bldg. | TAB-ACC-CI | H.V.A.C.,Air Conditioner | HVAC |  | AC | http://www.toronto.ca/TWONTO#air_condition |  | Chiller and Air Coolers
81875 | 90778 | THR-OCS-F-0501A | Filter, Particle, Air Handling Units 0501A/B, Ozonator Room, Plant Services, Odour Control System | THR-OCS-D-0501A | Filter | Filter |  | F | http://www.toronto.ca/TWONTO#replaceable_air_filter |  | Dryer, Dessicant, Ozone Generator 3957, Ozonator Room, Plant Services, Odour Control System
50232 | 19225 | TAB-PLT-SP-0301 | Sampler, Grit Tank T-0300 Discharge, Old Screen Area, Grit Bldg., P Bldg. | TAB-SUSPENDED ENTITY | Sampler | Sampler | 46073 | SP | http://www.toronto.ca/TWONTO#auto_sampler |  | Suspended entities
135985 | 78982 | THR-FT-RPU-0010 | Remote Processor Unit, Final Tank 1800, Tank 2100 (172.22.37.186) | THR-ELS-FST | RPU | Remote Processor Unit |  | RPU | http://www.toronto.ca/TWONTO#RPU_panel |  | Electrical System, Final Sedimentation Tanks & Galleries
18078 | 76467 | FHA-SED-ZSH-0101C | Switch, Limit, Access Hatch Zone 1, Settling Basin T-0101 | FHA-SED-ZSH-0101 |  | Security System |  | ZSH | http://www.toronto.ca/TWONTO#position_switch |  | Switch, Limit, Access Hatch Zone 1,
66426 | 53127 | THC-SPC1 | Process Control Systems - Administrative | THC-SPC | [6 empty] | Process Control Systems - Services Area
40884 | 80401 | TAB-ACC-LS-7101 | Switch, Level, Z Bldg 2nd Flr, Deaerator 1 | TAB-ACC-MEQ-7101 | Switch,Level | Switch |  | LS | http://www.toronto.ca/TWONTO#level_switch |  | Tank, Deaerator No.1
120271 | 86583 | THC-ACC-AHU-0810 | Air Handling Unit,Roof,Sludge Storage Building | THC-ACC-BLDG D | Air Handling Unit | HVAC |  | AHU | http://www.toronto.ca/TWONTO#air_handler_unit |  | Sludge Holding Tanks Building HVAC
74071 | 79909 | THR-ELS-TS-9563B | Transfer Switch, Digester 7-10 Electrical Bldg, Main Floor | THR-ELS-PDP-0602 | Switch | Switch |  | TS | http://www.toronto.ca/TWONTO#transfer_switch |  | Control Panel, Power Distribution Panel, Line 0105, 600V Switchgear, Electrical Room, West Substation
128761 | 79439 | THC-SPC-COM-1407 | Termination Panel,Electrical Room,Building UU | THC-SPC-WA1 | Control Panel | Network |  | COM | http://www.toronto.ca/TWONTO#network_panel |  | System Process Control
88468 | 12311 | WTR-PTH-TSH-0401 | Switch, Temperature-High, AHU 0401 | WTR-PTH-AHU-0401 | Switch,Temperature-High | Switch |  | TSH | http://www.toronto.ca/TWONTO#temperature_switch |  | Air Handling Unit
89906 | 55009 | YTF DECOM | Building Location | YTF SPC | [6 empty] | Process Control Systems - Services Area
4755 | 46030 | COL-PHB-TS-0001 | Switch, Transfer | COL-PHB | Switch | Switch |  | TS | http://www.toronto.ca/TWONTO#transfer_switch |  | Humber Sewage Pumping Station
86307 | 47209 | WTR-PJS-PSH-0002 | Switch, Pressure-High, Line to Spadina Main | WTR-PJS-TRW | Switch,Pressure-High | Switch |  | PSH | http://www.toronto.ca/TWONTO#pressure_switch |  | Treated Water (Transmission)
96953 | 79324 | FIS-FEQ-DR-0057(S) | Door, Fire, Chlorine & SO2 Building | FIS-GRK-STRC-0001 |  | Door |  | DR | http://www.toronto.ca/TWONTO#door
125659 | 71203 | THC-FT | Secondary Clarifiers | THC-STR | [6 empty] | Secondary Treatment
133040 | 68374 | THR-DIG-TSH-5880A | Switch, Temperature-High, Discharge, Compressor 5880, Solids Treatment - Thickening - Mixing System - Digesters - Tank 0900 & Tank 1000, Compressors | THR-DIG-C-5880 | Switch,Temperature-High | Switch |  | TSH | http://www.toronto.ca/TWONTO#temperature_switch |  | Compressor, Gas, Mixing System, Digester Tank#09
101748 | 34549 | MAIN-371 | Main 371 | WTR-LWA | [6 empty] | Work Area 2 Central Mains and Chambers
78928 | 66326 | THR-SES-SQ-8637 | Harness, Full Body, PPE Walter Postolovskyj | THR-SES-FAS | Safety | Safety Equipment |  | SQ | http://www.toronto.ca/TWONTO#fall_arrest_harness |  | Fall Arrest Sytem (Harness and Lanyard), Safety Equipment
92547 | 48991 | FIS-ACC-AC-4500 | Air Conditioner, Workshop Building, Outside, South | FIS-HVAC | Air Handling Unit | HVAC |  | AC | http://www.toronto.ca/TWONTO#air_condition |  | Climate Control
34146 | 58900 | COL-YKP-DA-16111 | Davit Mast -16111 | COL-YKP-DA-0008S | Safety | Safety Equipment |  | DA | davit_base |  | Davit Arm Assembly with Upper Davit-35408
101732 | 17100 | MAIN-355 | Main 355 | WTR-LWA | [6 empty] | Work Area 2 Central Mains and Chambers
106100 | 55127 | TAB-ACC-BO-0000 | Boilers,Hot water | TAB-ACC-8200 |  |  |  | BO |  |  | HVAC, M&T Building
136642 | 16288 | THR-MCS-LD-0089 | Come Along, Machine Shop | THR-LD-WA3 | Lifting Device,Chain | Lifting Device |  | LD | winch |  | Lifting Devices, Chain Hoist, Come Along & Slings
71336 | 54692 | THR-DIG-LSH-3851 | Switch, Level High, Integral Oil Storage Tank, Gas Compressor Bldg Bsmnt, Oil Water Separator Sys | THR-DIG-T-3850 | Switch,Level-High | Switch |  | LSH | http://www.toronto.ca/TWONTO#level_switch |  | Tank, Seperator, Oil Water, Gas Compressor Bldg Bsmnt, Oil Water Separator System
88843 | 18135 | WTR-RDF-SW-0001 | Switch, Power to Control Panel 0001 and Lighting Panel 0001 | WTR-RDF-ELS | Switch | Switch |  | SW | http://www.toronto.ca/TWONTO#disconnect_switch |  | Electrical System
27739 | 31830 | FIS-ELS-PDP-0611 | Power Distribution Panel,Mixer Building Main Floor,600V,225A,3ph,3W | FIS-ELS-MCC-0600 | Control Panel,Power Distribution Panel | Power Distribution Panel |  | PDP | http://www.toronto.ca/TWONTO#LV_electrical_panel |  | MCC,600 V,Filter Building,Mezzanine,West
92790 | 70722 | FHO-FLO-T-0301 | Tank, Flocculation No. 0301 | FHO-FLO | Tank,Reservoir | Tank |  | T | http://www.toronto.ca/TWONTO#flocculation_tank |  | Flocculation System
101652 | 75002 | MAIN-256 | Main 256 | WTR-LWA | [6 empty] | Work Area 2 Central Mains and Chambers
65225 | 36261 | THC-ELS-MCC-0702 | MCC, Access Building T15A, Phase I Secondary | THC-ELS-MCC | Control Panel,MCC | Motor Control Centre |  | MCC | http://www.toronto.ca/TWONTO#LV_electrical_panel |  | MCC plant wide
26032 | 19334 | FIS-ACC-AHU-0501 | Air Handling Unit, Filter Complex, Basement | FIS-SUSPENDED | Air Handling Unit | HVAC |  | AHU | http://www.toronto.ca/TWONTO#air_handler_unit |  | Obsolete Entities/Processes
133027 | 99139 | THR-DIG-RPU-0021A | Remote Processor Unit, Digester 1-6 mezzanine | THR-DIG-SD-0600 | RPU | Remote Processor Unit |  | RPU | http://www.toronto.ca/TWONTO#RPU_panel |  | Tank, Secondary Digester-6, Solids Treatment
34569 | 91561 | MAIN-231 | Main 231 | WTR-MT1 | [6 empty] | Work Area 1 EAST Mains and Chambers
118663 | 40594 | TAB-STR-HE-4010V | Heat Exchanger | TAB-STR-BL-4010 | H.V.A.C.,Chiller | HVAC |  | HE | http://www.toronto.ca/TWONTO#heat_exchanger |  | Blower #4010
12426 | 71632 | FCL-FLT-SW-0301-SUS | Sweeps, Surface Wash, Filter #3 | FCL-SUSPENDED | Filter | Filter | 36634 | SW | filter_sweeping_arm |  | Suspended entity
106286 | 8752 | TAB-ACC-DM-6587 | Damper, Motorized, Exhaust Air, FN- 6584, Corridor Area of AHU-6580, Workshop Bldg. | TAB-ACC-AHU-6580 | Damper/Louver | HVAC |  | DM | http://www.toronto.ca/TWONTO#air_damper |  | Air Handling Unit, Workshop Roof, P Bldg.
79782 | 53969 | THR-WA1-LD-115-2 | Sling, Nylon, Work Area 1 (NYLON SLING 4" X 4', CAPACITY 11500 LBS, SN 523115-2) | THR-LD-WIRE-WA1 | Lifting Device,Sling | Lifting Device |  | LD | synthetic_web_sling |  | Slings, Wire Rope, Work Area 1
11205 | 49071 | FCL-AM-CP-0101 | Control Panel, Electrical, Pump 0101, Aqua Ammonia System, Ammonia Room | FCL-AM-P-0101 |  |  |  | CP |  |  | Pump, Gear, Metering, Aqua Ammonia System
107099 | 14515 | TAB-ACC-HTR-6404 | Heater, Electric, MCC Room, Existing Primary Tank Operating Gallery | TAB-ACC-HTR-PBLDG | H.V.A.C.,Heater | HVAC |  | HTR | http://www.toronto.ca/TWONTO#heater |  | Unit Heaters- P Bldg
89365 | 97934 | WTR-RRG-LSH-0001 | Switch, Level-High, Flood | WTR-RRG-AUX | Switch,Level-High | Switch |  | LSH | http://www.toronto.ca/TWONTO#level_switch |  | Auxiliary Equipment (Building Facilities)
49750 | 19364 | TAB-PLT-FSL-2301 | Switch, Flow, Low, Seal Water, Grit Pump 2300, Grit Slurry Pump Area | TAB-PLT-P-2300 | Switch,Flow-Low | Switch |  | FSL | http://www.toronto.ca/TWONTO#flow_switch |  | Pump, Centrifugal,Grit Slury, West Grit Gallery
106616 | 6074 | TAB-ACC-FSL-0230 | Switch, Flow, Low, Air, Exhaust Fan 0230, Old Primary Treatment Bldg. | TAB-ACC-FN-0192 | Switch,Flow-Low | Switch |  | FSL | http://www.toronto.ca/TWONTO#flow_switch |  | Fan, Exhaust, Primary Treatment Bldg. (FN-0191A)
51619 | 38423 | TAB-GRK-VEH-045003 | SUV, Security, WA-7 | TAB-GRK-VEH1 | Vehicle,Licensed | Vehicle |  | VEH | http://www.toronto.ca/TWONTO#passenger_vehicle
41291 | 96044 | TAB-ACC-T-9001 | Softener, Zeolite Water #1 | TAB-HRS-BO-P | Tank | Tank |  | T | http://www.toronto.ca/TWONTO#storage_tank |  | Steam Boiler Feedwater System, Softeners
64676 | 74947 | THC-PRM-PT-1092 | Transmitter, Pressure, Pump Pressure, Oil Tank 1070 | THC-PRM-P-1090 |  |  |  | PT |  |  | Pump, Centrifugal, Oil Tank 1070
39278 | 49885 | TAB-ACC-FDT-0040 | Flame Detector | TAB-ACC-BO-0040 |  | Burner |  | FDT | http://www.toronto.ca/TWONTO#flame_or_combustion_sensing_instrument |  | Boiler#4, Plant Wide Heating System
80009 | 78443 | THR-WA3-LD-0024S | Sling, Nylon, Work Area 3 | THR-LD-NYLN-WA3 | Lifting Device,Sling | Lifting Device | 40271 | LD | synthetic_web_sling |  | Slings, Nylon, Work Area 3
40507 | 83697 | TAB-ACC-RPU-6500 | RPU Panel, Screen Room AHU, Mech Room, Penthouse, New Screen Bldg., P Bldg. | TAB-PRM-INQ-P | Control Panel,HVAC | HVAC |  | RPU | http://www.toronto.ca/TWONTO#RPU_panel |  | P Building - Instrument Equipment
42931 | 64223 | FCL-ACC-CP-0401A | Control Panel, HVAC and Heating System, High Lift Pumping Station | FCL-ACC-P-HL |  |  |  | CP |  |  | High Lift Pumping Station HVAC Equipment
8092 | 32823 | COL-PWL-LSLL-0103 | Switch, Level Low-Low | COL-PWL | Switch,Level |  |  | LSLL |  |  | Willow Avenue Sewage Pumping Station (Wards Island PS#7)
132864 | 2424 | THR-DIG-PSL-5240 | Switch, Pressure-Low, Inlet Gas compressor 5240 | THR-DIG-C-5240 | Switch,Pressure-Low | Switch |  | PSL | http://www.toronto.ca/TWONTO#pressure_switch |  | Compressor, Gas, Mixing System, Digester Tank#1
111067 | 65816 | TAB-DIG-PSL-9301S | Switch,Pressure,Low,PSL300, Digester Gas Train, Boiler #3, Z Building | TAB-ACC-DIG-0030 | Switch,Pressure | Switch | 47596 | PSL | http://www.toronto.ca/TWONTO#pressure_switch |  | Digester Gas Train, Boiler #3, Z Building
136483 | 37828 | THR-GRK-DR-4527 | Door, Access, Main floor, Storage Room 1, South Returns Sludge Pumping Station | THR-DR-WA4 | Door,Access | Door |  | DR | http://www.toronto.ca/TWONTO#door
18147 | 48943 | FHA-SED-ZSH-0404D | Switch, Limit, Access Hatch Zone 4, Settling Basin T-0401 | FHA-SED-ZSH-0404 |  | Security System |  | ZSH | http://www.toronto.ca/TWONTO#position_switch |  | Switch, Limit, Access Hatch Zone 4
120989 | 45384 | THC-ACC-HTR-6021 | Heater, Unit, Electric, Heating System, Ground Floor, Electrical Room, Headworks | THC-ELS-MCC-4022 | H.V.A.C.,Heater,Unit | HVAC |  | HTR | http://www.toronto.ca/TWONTO#heater |  | Motor Control Centre, Electrical Room, Headworks
72233 | 78105 | FHA-CLA-T-0101 | Tank, Expansion, Chlorine Gas to Pre-Chlorine EV-0101, Filter Building, Cl2/SO2 Storage Room | FHA-CLA-CHL-0101-KQ | Tank | Tank |  | T | expansion_tank |  | Chlorination Location,Train #1
106766 | 11115 | TAB-ACC-HE-6541 | Heat Exchanger, AHU-6540, Mechanical Room No. 3, Screen Bldg., P Bldg. | TAB-ACC-AHU-6540 | Heat Exchanger | HVAC |  | HE | http://www.toronto.ca/TWONTO#heat_exchanger |  | Air Handling Unit, Mechanical Room no.3, Screen Bldg., P Bldg.
89118 | 814 | FHO-SPC-RPU-1521 | RPU, Surge Protection Facility PLC, Surge Building, S2, Compressor Room | FHO-TRW- SURGE | Controller,PLC | Remote Processor Unit |  | RPU | http://www.toronto.ca/TWONTO#RPU_panel |  | Surge Protection System
69359 | 13296 | THR-AER-PSH-1815 | Switch, Pressure-High, Lube Oil, Blower 1811, Secondary Treatment, Aeration Blower System - North | THR-AER-BL-1811 | Switch,Pressure-High | Switch |  | PSH | http://www.toronto.ca/TWONTO#pressure_switch |  | Blower, Centrifugal, Secondary Treatment, Aeration Blower System - HPBB
43032 | 77413 | FCL-ACC-CT-0904 | Controller, AHU-0904, RMF Clarification Building | FCL-ACC-AHU-0904-SUS |  |  |  | CT |  |  | Air Handling Unit, RMF Clarification Facility, Exit Corridor North
33643 | 38396 | COL-YKP-DA-0021(S) | Davit Arm-17104 (Spare) | COL-W-OBSOLETE |  | Safety Equipment | 36260 | DA | http://www.toronto.ca/TWONTO#fall_arrest_Davit_arm |  | Col West Obsolete Entities
12980 | 5411 | FCL-FL-HTR-0001 | Heater, (Heat Tracing), Gaseous Chemical Building, South of Storage Tank | FCL-ACC-FL |  |  |  | HTR |  |  | Flouride Room, HVAC Equipment
114596 | 76856 | TAB-PLT-G-D | D Building - Conduits 6-11 | TAB-PLT-D | [6 empty] | D Building - Preliminary Treatment
93482 | 43608 | FHO-MCS-LD-0401 | Fork Lift, Electric Model 2 FB CA20 | FHO-MCS-LD | Forklift,Electric | Lifting Device |  | LD | http://www.toronto.ca/TWONTO#forklift |  | Lifting Devices & Elevators
125209 | 80769 | THC-ELS-SQ-2865130 | Electrical Safety gloves, High Voltage, Class 1, # 2865130 | THC-SUSPENDED |  | Safety Equipment | 36225 | SQ | http://www.toronto.ca/TWONTO#rubber_insulating_gloves |  | Suspended entity
21769 | 78234 | COL-PMY-FEQ-0001S | Fire Prevention, Extinguisher | COL-PMY | Fire Prevention,Extinguisher |  | 40919 | FEQ |  |  | Maryport Sewage Pumping Station
64777 | 35989 | FCL-SES-FA-0001-SUS | Fire Alarm System, Control Panel, High Lift Building | FCL-SUSPENDED |  | Safety Equipment | 46422 | FA | http://www.toronto.ca/TWONTO#annunciator_panel |  | Suspended entity
107336 | 66276 | TAB-ACC-PDSH-1431 | Switch, Filter Differential Pressure High,AHU,Boiler Room and Basement | TAB-ACC-F-1431 | Switch,Pressure-High | Switch |  | PDSH | http://www.toronto.ca/TWONTO#pressure_switch |  | Filter, AHU-1430, Air filter
68048 | 63884 | FCL-TRW-TSH-0002 | Switch, Temperature-High, Building, Treated Water Pumping Station | FCL-TRW-2 | Switch,Temperature-High | Switch |  | TSH | http://www.toronto.ca/TWONTO#temperature_switch |  | Treated Water Pumping
114830 | 54138 | TAB-PLT-SCAM-0141 | Security Camera, Truck Loading Bay 1, P Bldg. | TAB-PLT-MON-0140 | Security System,Camera | Security System |  | SCAM | http://www.toronto.ca/TWONTO#security_camera |  | Monitor, CCTV, Control Room, P Bldg.
31930 | 8256 | COL-RBC-DM-0001 | Damper/Louver, Sample Room | COL-RBC-MISC | Damper/Louver |  |  | DM |  |  | Miscellaneous Equipment
92657 | 20800 | FIS-ACC-FN-4001 | Fan, Celing mounted, Marine Yard Building, Mechanical/Electrical Room | FIS-ACC-MARINEYARD |  | HVAC |  | FN | http://www.toronto.ca/TWONTO#blower_or_fan_with_drive |  | HVAC Marine Yard Building
27501 | 95062 | FHO-ZMC-P-0201-KQ | Zebra Mussel Chlorination Pump 2 | FHO-ZMC |  |  |  | P |  |  | Zebra Mussel Control System
60857 | 54911 | THC-AI-F-7002 | Filter,Instrument Air,Incinerator Building,2nd floor | THC-AI-PIP-7000 | Filter | Filter |  | F | http://www.toronto.ca/TWONTO#replaceable_air_filter |  | Piping, Instrument Air Distribution, Incinerator Building, Outside Compressor Room,2nd Floor
108934 | 45474 | TAB-CAP-PRJ-0004 | Bio- Solids Upgrades | TAB-DEW SLUDGE CAKE |  |  |  | PRJ |  |  | Sludge Cake Pumping
135588 | 72696 | THR-FT-FSL-4720 | Switch, Flow-Low, Seal Water, Pump P-4720, Cross Feed Pumping - South | THR-FT-P-4720 | Switch,Pressure-Low | Switch |  | FSL | http://www.toronto.ca/TWONTO#flow_switch |  | Pump, Centrifugal, Sludge Cross Feed, RAS Pumping Station - South
68676 | 72381 | THR-ACC-TSL-0150 | Switch, Temperature, Low, Supply Air, Air Handling Unit AHU-0150, Headhouse Loading Bay Roof | THR-ACC-AHU-0150 | Switch,Temperature-Low | Switch |  | TSL | http://www.toronto.ca/TWONTO#temperature_switch |  | Air Handling Unit, Headhouse Loading Bay Air Supply, Headhouse Roof
27430 | 5096 | COL-PSW-LSL-0157 | Switch, Level-Low | COL-PSW | Switch,Level | Switch | 36089 | LSL | http://www.toronto.ca/TWONTO#level_switch |  | Swansea Pumping Station
6406 | 28689 | COL-PMY-JIT-0003 | Meter, Voltage | COL-PMY-MISC | Meter |  |  | JIT |  |  | Miscellaneous Equipment
101700 | 40991 | MAIN-323 | Main 323 | WTR-LWA | [6 empty] | Work Area 2 Central Mains and Chambers
47438 | 62683 | TAB-EL1-MCC-6632 | Motor Control Centre 600V - P Bldg. | TAB-EL1-PDP-6012 | Control Panel,MCC | Motor Control Centre |  | MCC | http://www.toronto.ca/TWONTO#LV_electrical_panel |  | Power Distribution Panel, 600V, PT 1-9 Outdoor Sub.
109408 | 19186 | TAB-DEW-F-4222 | Canister, Sludge Holding Tank#2 Odour Control East | TAB-DEW-T-4200 | Tank | Tank |  | F | http://www.toronto.ca/TWONTO#discrete_unit_of_treatment_filter |  | Tank, Sludge Holding #2
122916 | 20225 | THC-DEW-T-0400 | Tank,Sludge Storage,Sludge Storage Building | THC-DEW-HOLD TANK | Tank | Tank |  | T | http://www.toronto.ca/TWONTO#storage_tank |  | Dewatering-Sludge Holding Tanks
88372 | 58223 | WTR-PSC-ZS-0007 | Reservoir Access Alarm, Hatch 2 | WTR-PSC-AUX | Switch,Position | Switch |  | ZS | http://www.toronto.ca/TWONTO#position_switch |  | Auxiliary Equipment (Building Facilities)
105924 | 46306 | TAB-ACC-AHU-1852 | AHU, Blower Bldg | TAB-ACC-AHU | Air Handling Unit | HVAC |  | AHU | http://www.toronto.ca/TWONTO#air_handler_unit |  | Air Handling Unit & Supply Fan
116207 | 58338 | TAB-PRS-PSL-3140 | Switch, Pressure-Low,Chemical Dosing Pump, Secondary Dosing | TAB-PRS-P-3140 | Switch,Pressure-Low | Switch |  | PSL | http://www.toronto.ca/TWONTO#pressure_switch |  | Pump, Chemical Dosing, Secondary Dosing
26340 | 51779 | COL-YKP-VEH-0029 | Vehicle, Truck #196000 (M2 106) | COL-YKP | Vehicle,Licensed | Vehicle |  | VEH | http://www.toronto.ca/TWONTO#pickup_truck
10375 | 54699 | FCL-ACC-HTR-0330 | Heater, Re-Heat Unit, 208V, 3PH, Admin Building, First Floor, Training Room 105, Ceiling West | FCL-ACC-ADMIN |  |  |  | HTR |  |  | Administration Building HVAC Equipment
145157 | 75749 | WTR-PLW-T-0001 | Tank, Domestic Hot Water | WTR-PLW-CW | Tank,Domestic Hot Water | Tank |  | T | http://www.toronto.ca/TWONTO#tanked_hot_water_heater |  | City Water System
40381 | 70005 | TAB-ACC-FSL-1510 | Switch, Flow, Low, Air Supply Fan 1510, Loading Bay Rooftop | TAB-ACC-AHU-1500 | Switch,Flow-Low | Switch |  | FSL | http://www.toronto.ca/TWONTO#flow_switch |  | Air Handling Unit, D Bldg Roof
89233 | 24622 | WTR-RMI-AMT | Atmospheric Monitoring | WTR-RMI | [6 empty] | Milliken Reservoir
61190 | 29688 | THC-ELS-SQ-8806591 | Electrical Safety rubber gloves, High Voltage, Class 4, # 8806591 | THC-SES-SQ | PPE,Insulated Glove | Safety Equipment |  | SQ | http://www.toronto.ca/TWONTO#rubber_insulating_gloves |  | Safety Equipment
78681 | 51145 | THR-SES-LD-1083 | Retractable Winch for Davit Arm WA4 | THR-SES-LD | Safety | Safety Equipment |  | LD | winch |  | Lifting Device, Safety Equipment
106331 | 19504 | TAB-ACC-F-8302 | Filter, Air | TAB-ACC-AHU-8300 | Filter | Filter |  | F | http://www.toronto.ca/TWONTO#replaceable_air_filter |  | AHU, Make-up Air Unit, M Building, Roof
109660 | 93768 | TAB-DEW-P-2601 | Pump, Sludge Cake Transfer, Big Schwing #10, Dewater. Bldg, 2/F, Center W. | TAB-SUSPENDED ENTITY | Pump | Hydraulic System |  | P | http://www.toronto.ca/TWONTO#pump |  | Suspended entities
3140 | 45590 | COL-MTI-T-2400 | Tank, Hydraulic Power Unit, Spadina Control Chamber #24 | COL-MTI-CH-2400 |  | Tank |  | T | http://www.toronto.ca/TWONTO#chemical_storage_tank |  | Chamber,Spadina Control Chamber No.24, MTI
136989 | 98946 | THR-OCS-T-0510A | Tank, Reservoir, Hypochlorite Storage, Plant Services, Odour Control System | THR-OCS-T | Tank,Reservoir | Tank |  | T | http://www.toronto.ca/TWONTO#chemical_storage_tank |  | Odour Control System, Tanks
44085 | 56471 | TAB-DEW-TSH-0621A | Switch, Temperature, High, Lub Oil Return from Bearing back drive end | TAB-DEW-CF-0621 | Switch,Temperature | Switch |  | TSH | http://www.toronto.ca/TWONTO#temperature_switch |  | Centrifuge # 6
77039 | 48945 | THR-PLT-PSL-1180 | Switch, Pressure-Low, Discharge Air, Blower 1180, Preliminary Treatment, Grit Removal - Vortex Chambers | THR-PLT-BL-1180 | Switch,Pressure-Low | Switch |  | PSL | http://www.toronto.ca/TWONTO#pressure_switch |  | Blower, Centrifugal, Preliminary Treatment, Grit Removal - Vortex Chambers
61948 | 6263 | THC-DEW-RPU-2206 | Remote Processing Unit,Dewatering,Cake Pump-6810 RPU,Ground Floor,Biosolids Building West (TEMP) | THC-DEW-P-6810 | Control Panel,Instrumentation | Remote Processor Unit |  | RPU | http://www.toronto.ca/TWONTO#RPU_panel |  | Pump,Dewatered Biosolids,Solid Treatment
2696 | 25738 | COL-BCV-TSH-0001 | Switch, Temperature-High | COL-BCV | Switch | Switch |  | TSH | http://www.toronto.ca/TWONTO#temperature_switch |  | Carlingview Blower Station
107588 | 89785 | TAB-ACC-TE-1456A | Temperature Element, Supply Air Temperature | TAB-ACC-HTR-1456 | Sensor,Temperature | HVAC |  | TE | http://www.toronto.ca/TWONTO#temperature_sensor_element |  | Heater, Hot Water Reheat Coil
42112 | 956 | TAB-ACC-V-6532 | Valve, 2-Way Modulating, PreHeater Coil,AHU-6530, Mechanical RM No. 3, Screen Bldg., P Bldg. | TAB-ACC-AHU-6530 | Valve | HVAC |  | V | http://www.toronto.ca/TWONTO#valve |  | Air Handling Unit, Mechanical Room no.3, Screen Bldg., P Bldg.
9063 | 8259 | COL-YKP-VEH-0034S | Vehicle, Truck #041121 (Escape Hybrid) | COL-W-OBSOLETE | Vehicle,Licensed | Vehicle | 41614 | VEH | http://www.toronto.ca/TWONTO#pickup_truck
8975 | 68881 | COL-YKP-DA-149313 | Davit Base Leg-149313 | COL-YKP-DA-0005S | Safety | Safety Equipment |  | DA | davit_base |  | Davit Arm Assembly with Upper Arm-150959
11753 | 11473 | FCL-CW-T-0003 | Tank, Hot Water, Non-Pressurised, High Lift Building, Basement B2, Compressor Room | FCL-GRK | Tank,Non-Pressurized | Tank |  | T | http://www.toronto.ca/TWONTO#tanked_hot_water_heater |  | Buildings and Grounds
76150 | 50788 | THR-MCS-LD-0657 | Chain Hoist, Manual, Work Area 4 | THR-LD-WA3 | Lifting Device,Hoist,Manual | Lifting Device |  | LD | http://www.toronto.ca/TWONTO#lifting_equipment_hoist |  | Lifting Devices, Chain Hoist, Come Along & Slings
79062 | 64744 | THR-SQ-LP-FT | Life Preserver, Ring Type Floating Device, Final Tanks | THR-SES-WA4 | Safety | Safety Equipment |  |  | http://www.toronto.ca/TWONTO#life_ring |  | Safety & Environmental Services
15849 | 33724 | COL-PKG-HTR-0001 | Heater, Dry Well | COL-PKG-MISC | Heater |  |  | HTR |  |  | Miscellaneous Equipment
44146 | 90661 | FCL-ACC-HTR-0364 | Heater, Baseboard, 208V, 2kW, Admin Building, Second Floor, Office 203, North Wall | FCL-ACC-ADMIN |  |  |  | HTR |  |  | Administration Building HVAC Equipment
123474 | 96920 | THC-DIG-LSL-5285 | Switch,Level-Low,South-West Storm Sump,CP-5285,Building U | THC-DIG-CP-5285 | Valve,Gate | Switch |  | LSL | http://www.toronto.ca/TWONTO#level_switch |  | Control Panel,Electrical,South-West Storm Sump,P-5285A & P-5285B,Building U
75925 | 87827 | THR-GRK-PRTY-0202 | Groundskeeping, Grass Cutting | THR-GRK-PRTY2 |  | Grounds |  | PRTY | activity |  | Groundskeeping for Waste Water Worker
119736 | 48638 | TAB-WA1-SQ-1982 | Lanyard 6 Ft- Tharmendran, Kandasamy | TAB-WA1-SQ-0001 | PPE,Harness | Safety Equipment |  | SQ | lifeline |  | WA1 Fall Arrest System
19872 | 73122 | FHO-ACC-FS-1631 | Switch, Flow, Air, Fan FN-1631 Outlet, Standby Power Building, S2 Electrical Room, North | FHO-ACC-FN-1631 |  | Switch |  | FS | http://www.toronto.ca/TWONTO#flow_switch |  | Fan, Centrifugal Square Inline, Electrical Room Supply, Standby Power Building, S2, North
76894 | 4699 | FHA-FL-T-2101 | Fluoride Tank 1 | FHA-WWW-CHEM | Tank | Tank | 33484 | T | http://www.toronto.ca/TWONTO#chemical_storage_tank |  | Chemical Storage Room
44074 | 20739 | TAB-DEW-T-3160 | Tank, # 6 Polymer Solution Storage | TAB-DEW POLYMER PREP | Tank | Tank |  | T | http://www.toronto.ca/TWONTO#chemical_storage_tank |  | Polymer Solution Preparation & Storage Systems
137470 | 69206 | THR-PLT-SQ-0142 | Fall Protection Post for Bar screen 0142 | THR-PLT-SC-0142 | Safety,Eye wash | Safety Equipment |  | SQ | http://www.toronto.ca/TWONTO#fall_restricting_system |  | Bar Screen, Preliminary Treatment
93303 | 64346 | FHO-GRK-DR-2074S | Door, (FD-S2-74), Fire Rated, Admin Building, S2, East Loading Bay Door | FHO-GRK-FEQ-0001 | Fire Prevention,Door | Door |  | DR | http://www.toronto.ca/TWONTO#fire_rated_door
21133 | 17627 | FHO-CLB-PSH-0401 | Switch, Pressure, Post ChlorinationTrain 4 Evapororator Inlet, Chemical Bldg, Main Floor, Machine Rm | FHO-DCL-SO-0101-KQ | Switch,Pressure-High | Switch |  | PSH | http://www.toronto.ca/TWONTO#pressure_switch |  | Dechlorination Train 1
58120 | 28142 | THC-ACC-AHU-2170 | Air Handling Unit, Tunnel T19, Phase IV Secondary | THC-ACC-TUNNEL | Air Handling Unit | HVAC |  | AHU | http://www.toronto.ca/TWONTO#air_handler_unit |  | Plant Tunnels, HVAC
18246 | 98169 | FHA-SPC-RPU-1911 | Computer, SCADA Client, RMF, Centrifuge Control Room 1 | FHA-ELS | Computer Equipment | Remote Processor Unit |  | RPU | http://www.toronto.ca/TWONTO#operator_interface_terminal |  | Electrical
111097 | 39750 | TAB-DIG-SQ-0015 | Emerg. Eyewash Stn, Dig Tanks 5-8 Bsmt. South West Pillar | TAB-DIG-SQ-T05-08 | PPE,Eyewash Station | Safety Equipment |  | SQ | http://www.toronto.ca/TWONTO#emergency_eyewash |  | Digester Tanks 05-08, Safety Equipments
63398 | 86913 | FCL-MCS-CRN-0007 | Crane, Travelling, 2 Ton, Manual Chain Hoist, Chlorination, Chlorine Storage | FCL-MCS-CRN |  |  |  | CRN |  |  | Cranes
120827 | 12976 | THC-ACC-HTR-0056 | Heater, Forced Flow, 9.4kW, Admin. Building Ground Floor, Stair S04 | THC-ACC-BLDG K |  | HVAC |  | HTR | http://www.toronto.ca/TWONTO#heater |  | Administration Building, HVAC
147209 | 5781 | WTR-RRH-SP-0001 | Sampler, Water from Tank 0100 & Tank 0200 | WTR-RRH-AUX | Sampler | Sampler |  | SP | http://www.toronto.ca/TWONTO#auto_sampler |  | Auxiliary Equipment (Building Facilities)
18688 | 98385 | FHA-SES-SQ-0083 | Horizontal tie off anchor point DBI SALA 8517362 anchor point | FHA-SES |  | Safety Equipment |  | SQ | fall_arrest_anchor |  | Safety & Environmental Services
44801 | 49174 | TAB-DIG-C-T13-16 | Gas Compressors, Gas Valves & Actuators, Digestion Tank 13-16 | TAB-DIG-T-13-16 | [6 empty] | Digester Tanks 13-16
139013 | 58676 | THR-THK-GRK1 | Thickening, Ground & Structural | THR-THK | [6 empty] | Sludge Thickening
122513 | 869 | THC-DCL-LSLL-0601 | Level Switch Low-Low, SBSS Feed Tank, Dechlorination | THC-DCL-T-0600 |  | Switch | 34143 | LSLL | http://www.toronto.ca/TWONTO#level_switch |  | Tank, Feed 2% SBSS, Dechlorination
129571 | 2011 | THR-ACC-AC-0005 | Air Conditioning, Cooling & Fan Unit, Primary Station 1, MCC Room | THR-ACC-PRM | H.V.A.C.,Air Conditioner | HVAC |  | AC | http://www.toronto.ca/TWONTO#air_condition |  | Heating, Ventilation and Air Conditioning, Primaries
132845 | 67202 | THR-DIG-PSL-2512 | Switch, Pressure-Low, Inlet Pump 2512, Digester Tank 0200 | THR-DIG-P-2512 | Switch,Pressure-Low | Switch |  | PSL | http://www.toronto.ca/TWONTO#pressure_switch |  | Pump, Centrifugal, Sludge Recirculation, Tank 0200
48302 | 34303 | TAB-ELS-SUB | Electrical Substations | TAB-WORK-AREA-8 | [6 empty] | Electrical Sub- Stations
59255 | 71519 | THC-ACC-MAN-0061 | Manifold, Snow Melting System, Zone #6, Admin Building | THC-ACC-BLDG K |  | HVAC |  | MAN | http://www.toronto.ca/TWONTO#pipe_manifold |  | Administration Building, HVAC
64873 | 40367 | THC-PRM-T-0200 | Tank, Primary Clarifier | THC-PRM-CLAR | Tank | Tank |  | T | http://www.toronto.ca/TWONTO#clarifier |  | Primary Clarification
18564 | 45706 | FHA-SES-SCBA-0042 | Cylinder for Air Pack Ser # OJ 377648 | FHA-SES-SCBA-CYLINDER | PPE,SCBA | Safety Equipment |  | SCBA | http://www.toronto.ca/TWONTO#compressed_gas_cylinder |  | Breathing Air Tanks (SCBA cylinders)
10379 | 6833 | FCL-ACC-HTR-0340 | Heater, Baseboard, 208V, 1.25kW, Admin Building Second Floor, Office 200, South Wall | FCL-ACC-ADMIN |  |  |  | HTR |  |  | Administration Building HVAC Equipment
105825 | 98910 | TAB-ACC-3000 | Centrifuge Bldg. Space Heating,(Item #7) | TAB-ACC |  | HVAC |  | ACC | http://www.toronto.ca/TWONTO#collection_of_assets |  | Plant HVAC Equipment
139387 | 16264 | THR-WA1-LD-0049 | Sling, Nylon, Work Area 1 (vNYLON BELT SLING SIZE; 2" X 8` 6400 LBS. CAPACITY, SN 507012-122) (NA) | THR-LD-NYLN-WA1 | Lifting Device,Sling | Lifting Device |  | LD | synthetic_web_sling |  | Slings, Nylon, Work Area 1
9158 | 4051 | COL-YKP-FAK-0006S | First Aid Kit, Truck #043191 (Sierra 1500) | COL-YKP | Safety,First Aid Kit | Safety Equipment | 39964 | FAK | http://www.toronto.ca/TWONTO#first_aid_kit |  | Kipling Yard
8796 | 61796 | COL-SMC-CH-0001 | Manhole, #2 | COL-SMC | Chamber |  |  | CH |  |  | Maclean Detention Tank-storm
65790 | 15181 | THC-SES-DEF-0002 | Defibrillation Unit, Building K | THC-SES-SQ | Safety,Defibrillator | Safety Equipment |  | DEF | http://www.toronto.ca/TWONTO#automatic_external_defibrillator |  | Safety Equipment
74237 | 66599 | THR-FPW-PSH-4901 | Switch, Pressure-High, Valve Chamber, Raw Plant Water Pumping | THR-FPW-P-4901 | Switch,Pressure-High | Switch |  | PSH | http://www.toronto.ca/TWONTO#pressure_switch |  | Pump, Submersible, Raw Plant Water
21456 | 37871 | FHO-DEW-T-0101-SUS | Tank, Ground Water Collection | FHO-SUSPENDED | Tank,Reservoir | Tank | 37559 | T | http://www.toronto.ca/TWONTO#storage_tank |  | Suspended Entity List
129713 | 58496 | THR-ACC-CU-0750 | Air Conditioning, Condensing Unit, New Control Room, Admin Bldg. Roof | THR-ACC-ADM | H.V.A.C.,Air Conditioner | HVAC |  | CU | http://www.toronto.ca/TWONTO#AC_condenser_unit |  | Air Conditioning, HVAC, Admin Building
89126 | 38096 | FHO-SPC-RPU-1821 | RPU, Electrical Services PLC, Admin Building S4, Main Electrical Room | FHO-ELS-INQ | Controller,PLC | Remote Processor Unit |  | RPU | http://www.toronto.ca/TWONTO#RPU_panel |  | Power Management
88226 | 6683 | WTR-PSC-HRN-0002 | PPE, Body Harness, S/N 982000110307376 | WTR-EAST-SES | PPE,Harness | Safety Equipment |  | HRN | http://www.toronto.ca/TWONTO#fall_arrest_harness |  | Safety & Lifting Devices
86172 | 77695 | WTR-PJS-LSH-2001 | Switch, Level-High, Sump | WTR-PJS-AUX | Switch,Level-High | Switch |  | LSH | http://www.toronto.ca/TWONTO#level_switch |  | Auxiliary Equipment (Building Facilities)
55957 | 81204 | FCL-SPC-RPU-1124 | RPU Panel, Gaseous Chemical, Gaseous Chemical Building | FCL_ELS_MISCELLANEOUS | Control Panel | Remote Processor Unit |  | RPU | http://www.toronto.ca/TWONTO#RPU_panel |  | FCL_ELS_MISCELLANEOUS
77746 | 95783 | THR-PRM-PSL-3233 | Switch, Pressure-Low, Scum Pump 3233, Scum Pumping - South | THR-PRM-P-3233 | Switch,Pressure-Low | Switch |  | PSL | http://www.toronto.ca/TWONTO#pressure_switch |  | Pump, Rotary Lobe, Scum from Tank 3200, Scum Pumping - South
80764 | 48321 | TNT-CSO-FSL-2401 | Switch, Flow, Low Neat Polymer Flow, Polymer Make-Down Skid No. 4 | TNT-CSO-P-2401 | Switch,Flow-Low | Switch |  | FSL | http://www.toronto.ca/TWONTO#flow_switch |  | Pump, Progressive Cavity, Neat Polymer Metering, Polymer Make-Down Skid No. 4
120264 | 5696 | THC-ACC-AHU-0400 | Air Handling Unit, Digester Building, bldg. U | THC-ACC-BLDG U | Air Handling Unit | HVAC | 35915 | AHU | http://www.toronto.ca/TWONTO#air_handler_unit |  | New Digesters Building HVAC
146306 | 42918 | WTR-PSC-FAR-0009 | Winch, Fall Arrest, S/N 153933 | WTR-CENTRAL-SES | Lifting Device,Sling | Safety Equipment |  | FAR | winch |  | Safety & Lifting Devices
17313 | 63152 | COL-PLB-AUX-MECH | Mechanical Equipment | COL-PLB-AUX | [6 empty] | Auxiliary Equipment
4295 | 6575 | COL-PFB-TS-0001 | Switch, Transfer | COL-PFB | Switch |  |  | TS |  |  | Fallingbrook Pumping Station
38742 | 25820 | SWM-PDU-WEL-0100 | Wet well | SWM-PDU | Well |  |  | WEL |  |  | Dunker's Storm
105692 | 61818 | SWM-PMG-LSH-0106 | Switch, Level-High | SWM-PMG-MISC | Switch,Level | Switch |  | LSH | http://www.toronto.ca/TWONTO#level_switch |  | Miscellaneous Equipment
28123 | 30365 | FIS-BW-LSL-0201 | Switch, Level, Low, Backwash Pump P-0201 Priming, Filter Building, Pump Room | FIS-BW-P-0201 |  | Switch |  | LSL | http://www.toronto.ca/TWONTO#level_switch |  | Circuit Breaker,4.16 kV,Filter Building,Mezzanine,East,Solid State Starter,FIS-BW-P-0201
138871 | 38427 | THR-SQ-LP-0014 | Life Preserver, Ring Type, Final Tank 17 | THR-SQ-LP-FT | Safety | Safety Equipment |  | LP | http://www.toronto.ca/TWONTO#life_ring |  | Life Preserver, Ring Type Floating Device, Final Tanks
101618 | 93876 | MAIN-209 | Main 209 | WTR-MT1 | [6 empty] | Work Area 1 EAST Mains and Chambers
59430 | 74766 | THC-ACC-PSL-6201 | Switch, Pressure, Low, R/A Duct, Blower Room, 2nd Floor Mech Room #2, Headworks | THC-ACC-AHU-6200 | Switch,Pressure-Low | HVAC |  | PSL | http://www.toronto.ca/TWONTO#pressure_switch |  | Air Handling Unit, Blower Room, 2nd Floor Mech Room #2, Headworks
131910 | 61358 | THR-CW-SQ-17P | Portable Eyewash Station, Gas Compressor Building | THR-EWSS-WA1 | Safety,Eye wash | Safety Equipment | 33496 | SQ | eye_wash_bottle |  | Eyewash and Shower Station, Work Area 1
24636 | 40821 | COL-PRR-SW-0003 | Switch, Heater 0001 | COL-PRR | Switch |  |  | SW |  |  | Riverside Sewage Pumping Station
77040 | 17229 | THR-PLT-PSL-2120 | Switch, Pressure-Low, Discharge, Blower 2120, Preliminary Treatment, Grit Removal - Grit Tanks - North Plant | THR-PLT-BL-2120 | Switch,Pressure-Low | Switch |  | PSL | http://www.toronto.ca/TWONTO#pressure_switch |  | Blower, Centrifugal, Process Air, Preliminary Treatment, Grit Removal - Grit Tanks - North Plant
92887 | 87140 | FIS-ACC-HTR-3002 | Heater, Unit, RMF Polymer Storage & Feeder Building, Ceiling, S/E Corner | FIS-ACC-CHEMICAL BUILDING | H.V.A.C.,Heater,Unit | HVAC |  | HTR | http://www.toronto.ca/TWONTO#heater |  | HVAC Chemical Building
106722 | 39528 | TAB-ACC-HE-1436 | Heat Exchanger, Hot Water Reheat Coil | TAB-ACC-HTR-1436 | Heat Exchanger | HVAC |  | HE | http://www.toronto.ca/TWONTO#heat_exchanger |  | Heater, Hot Water Reheat Coil
125981 | 68392 | THC-INC-RPU-2101 | Remote Processing Unit, control room | THC-INC |  | Remote Processor Unit |  | RPU | http://www.toronto.ca/TWONTO#RPU_panel |  | Incineration Process
79074 | 74379 | THR-SS-WA4 | Security System, Doors, Security Cameras | THR-MCS-WA4 | Door,Overhead | Security System |  |  | http://www.toronto.ca/TWONTO#security_system |  | Cranes, Lifting Devices, Machine Tools, Mechanical/Welding Shops
61616 | 68558 | FHA-ELS-PDP-0400B-SU | Circuit Breaker, Feed to PDP-0400B | FHA-ELS-PDP-0300B | Switchgear | Motor Control Centre | 32844 | PDP | http://www.toronto.ca/TWONTO#LV_electrical_panel |  | Power Distribution Panel, 600V, 2000A, 3 PH. Pump Building Basement, Switchgear Room
52940 | 15696 | TAB-PLT-G-4001 | Gate, Knife Gate, Pneumatic, Grit Outloading Conveyor 4000, Conveyor Area | TAB-PLT-CV-4000 | Valve,Knife Gate | Gate |  | G | http://www.toronto.ca/TWONTO#valve
45146 | 35117 | TAB-DIG-LSH-0623 | Switch,Level, High, Digester # 6 | TAB-DIG-T-0600 | Switch,Level-High | Switch |  | LSH | http://www.toronto.ca/TWONTO#level_switch |  | Digestion Tank 06
81784 | 1433 | TUNNEL SUBSTATION | RUU Substation | TAB_EL1_NS | [6 empty] | Electrical Distribution,North Substation
127166 | 75838 | THC-PLT-LSL-1600 | Switch, Level, Low, Sump, Vortex Vortex Common Effluent Channel | THC-PLT-P-1610 | Switch,Level-Low | Switch |  | LSL | http://www.toronto.ca/TWONTO#level_switch |  | Pump, Sump, Vortex Common Effluent Channel
79198 | 98137 | THR-ELS-PDP-3222B | Panel, Power Distribution 600V,North Grit Bldg,Old Blower Room | THR-ELS-MCC-3222 | Control Panel,Power Distribution Panel | Power Distribution Panel |  | PDP | http://www.toronto.ca/TWONTO#LV_electrical_panel |  | Motor Control Cente, # 2, North Grit Electrical Room
10970 | 80949 | COL-PBF-LSHH-0104 | Switch, Level High-High | COL-PBF | Switch,Level |  |  | LSHH |  |  | Bluffers Park Sewage Pumping Station
65901 | 84634 | THC-ELS-PS-0001-O | Primary Power Equipment, Building O | THC-ELS-PS-0001 |  | Control Panel,MCC |  | PS | http://www.toronto.ca/TWONTO#collection_of_assets |  | Primary Power Equipment
24665 | 52686 | COL-PRX-FEQ-0002S | Fire Prevention, Extinguisher | COL-W-OBSOLETE | Fire Prevention,Extinguisher |  | 40962 | FEQ |  |  | Col West Obsolete Entities
73577 | 41805 | THR-ACC-RPU-3300 | Remote Processor Unit, Controller,HVAC,HPBB | THR-ELS-HPBB |  | Remote Processor Unit |  | RPU | http://www.toronto.ca/TWONTO#RPU_panel |  | Electrical System, High Pressure Blower Building
120503 | 14372 | THC-ACC-DM-3051 | Damper,Motorized,Boiler Combustion Air,Boiler BO-3051,Boiler Building | THC-ACC-BLDG E |  | HVAC | 33803 | DM | http://www.toronto.ca/TWONTO#air_damper |  | Boiler House, HVAC
13973 | 2123 | FCL-SPC-RPU-1722 | RPU Panel, PAC System, Alum Bag Storage Room | FCL-ELS-PS-0001 | Control Panel | Remote Processor Unit |  | RPU | http://www.toronto.ca/TWONTO#RPU_panel |  | Uninterruptible Power Supply,High Lift Bldg - Switchgear Room,LP-0001
131674 | 69654 | THR-CG-F-1302 | Filter, Air, Compressor 1302 Intake, Air Starting System, Engine-Generator 1101 & 1201 | THR-CG-C-1302 |  | Filter |  | F | http://www.toronto.ca/TWONTO#replaceable_air_filter |  | Compressor, Air, Air Starting System, Engine-Generator 1101 & 1201
58263 | 94475 | THC-CW-T-0601 | Heater,Electric,Potable Water,South Pumping Station,Washroom,Intermediate Level | THC-ACC-BLDG L |  | Tank |  | T | http://www.toronto.ca/TWONTO#tanked_hot_water_heater |  | Plant Effluent Pumping Station, HVAC
119565 | 88136 | TAB-WA1-LD-1207 | Come-along | TAB-WA1-SQ-1000 | Lifting Device | Lifting Device |  | LD | winch |  | WA1 Lifting Devices and Slings
8974 | 78693 | COL-YKP-DA-149312 | Davit Base Leg-149312 | COL-YKP-DA-0005S | Safety | Safety Equipment |  | DA | davit_base |  | Davit Arm Assembly with Upper Arm-150959
14475 | 42350 | FCL-SES-CYL-0015 | Air Cylinder Carbon Fiber | FCL-SES-SQ-0008 | PPE,SCBA | Tank |  | CYL | gas_cylinder |  | Eyewash Station/Shower, Low Lift PS Building, Alum Delivery Door,Raw Water Pump Room Basement beside Phosphoric acid Skids
55973 | 9833 | FCL-SPC-RPU-1626 | RPU Panel, Filters 1701 and 1801, Filter Gallery | FCL_ELS_MISCELLANEOUS | Control Panel | Remote Processor Unit |  | RPU | http://www.toronto.ca/TWONTO#RPU_panel |  | FCL_ELS_MISCELLANEOUS
126460 | 50581 | THC-MCS-LD-150708221 | CHAIN FALL (insp Liftsafe) | THC-MCS-LD | Lifting Device | Lifting Device |  | LD | http://www.toronto.ca/TWONTO#lifting_equipment_hoist |  | Mechanical Services, Lifting Device
12275 | 18198 | COL-PCU-AUX-MECH | Mechanical Equipment | COL-PCU-AUX | [6 empty] | Auxiliary Equipment
26261 | 10938 | FHO-GRK-DR-2015L | Door, (FD-2-15), Fire Rated, Admin Building, L2, Library | FHO-GRK-FEQ-0001 | Fire Prevention,Door | Door |  | DR | http://www.toronto.ca/TWONTO#fire_rated_door
140268 | 59498 | TNT-DIG-T-5100 | Tank, Drainage System | TNT-DIG-PD | Tank,Reservoir | Tank |  | T | http://www.toronto.ca/TWONTO#storage_tank |  | Primary Digester Tanks,Drainage Tanks
85599 | 78709 | WTR-PHL-HRN-0002 | PPE, Body Harness, S/N 170430950 | WTR-CENTRAL-SES | PPE,Harness | Safety Equipment |  | HRN | http://www.toronto.ca/TWONTO#fall_arrest_harness |  | Safety & Lifting Devices
140654 | 42701 | TNT-MCS-DR-0301 | Door, Roll Up, Boiler Bldg, Bsmt, Anti Room | TNT-MCS-SHOP | Door,Overhead | Door |  | DR | http://www.toronto.ca/TWONTO#roll_up_door
9046 | 79928 | FCL-ACC-AHU-0903 | Air Handling Unit, Centrifuge Building HVAC Room North | FCL-ACC-RMF | Air Handling Unit | HVAC |  | AHU | http://www.toronto.ca/TWONTO#air_handler_unit |  | Residue Management HVAC Equipment
133046 | 27734 | THR-DIG-TSL-7781 | Heater, Electrical Heat Trace, Burner BU-7780 Supply Gas Pipe & Condensate Drain, WGB Bldg Roof | THR-DIG-BU-7780 | Switch,Temperature-Low | Switch |  | TSL | http://www.toronto.ca/TWONTO#temperature_switch |  | Burner, Waste Gas 7780, Waste Gas Burner Building Roof
21875 | 24220 | COL-PMY-LSH-0001 | Switch, Level-High | COL-PMY-MISC | Switch |  |  | LSH |  |  | Miscellaneous Equipment
138671 | 30033 | THR-SES-SCBA-0522 | SCBA Spare Cylinder (Sr No. OJ376133) | THR-SES-SCBA | Safety | Safety Equipment |  | SCBA | http://www.toronto.ca/TWONTO#compressed_gas_cylinder |  | Self Contained Breathing Apparatus
27976 | 5946 | FIS-ALM-T-0301-SUS | Tank, Alum/Polymer, Alum System | FIS-ALM | Tank | Tank | 38127 | T | http://www.toronto.ca/TWONTO#chemical_storage_tank |  | Alum System
35010 | 58730 | COL-YKP-FAK-064161 | First Aid Kit, Truck #064161 (F250) | COL-YKP-VEH-064161 | Safety,First Aid Kit | Safety Equipment |  | FAK | http://www.toronto.ca/TWONTO#first_aid_kit |  | Vehicle, Truck #064161 (F250)
120031 | 92700 | TAB-WA6 | Common to Projects, Bldg. Services, Z Building | TAB-WORK-AREA-6 | [6 empty] | Work Area 6
106311 | 24392 | TAB-ACC-F-3601 | FILTER, AHU, QUALITY CONTROL, AHU ADMIN BUILDING | TAB-ACC-AHU-3601 | Filter | Filter |  | F | http://www.toronto.ca/TWONTO#replaceable_air_filter |  | AIR HANDLING UNIT, ROOFTOP ADMIN BUILDING
114686 | 78658 | TAB-PLT-LSH-5575 | Switch, Level, High, Pump 5570, Drain Sump Area, D. Bldg. | TAB-PLT-P-5570 | Switch,Level-High | Switch |  | LSH | http://www.toronto.ca/TWONTO#level_switch |  | Pump, Centrifugal (Wet), Underdrain, Drain Sump Area, D. Bldg.
67292 | 61419 | THC-TPA-PA-6032 | Speaker, Headworks, Ground Floor, Electrical Room, N/E | THC-TPA-PA-6010A | Public Address System | Communications Equipment |  | PA | http://www.toronto.ca/TWONTO#public_annoucement_speaker |  | Paging Panel, Headworks, Electrical Room, Ground Floor
67301 | 92987 | THC-TPA-PA-6060 | Speaker, Headworks, Lower Level 2, Pipe Gallery N/W | THC-TPA-PA-6010A | Public Address System | Communications Equipment |  | PA | http://www.toronto.ca/TWONTO#public_annoucement_speaker |  | Paging Panel, Headworks, Electrical Room, Ground Floor
124859 | 67765 | THC-ELS-MCC-0302 | Motor Control Center,Tunnel T31,Electrical Room | THC-GRK-ELS-TUNNEL | Control Panel,MCC | Motor Control Center |  | MCC | http://www.toronto.ca/TWONTO#LV_electrical_panel |  | Tunnels
84757 | 96878 | FHA-WWW-BN-0001 | Solids Disposal Bin #1, RMF Under Centrifuges | FHA-WWW-CENTRIF | Tank | Tank |  | BN | http://www.toronto.ca/TWONTO#storage_tank |  | Centrifuges
12290 | 22955 | COL-PCU-CP-0003 | Control Panel, Operator, Lighting and Transformer, Cumber PS | COL-PCU-MISC | Control Panel |  | 34985 | CP |  |  | Miscellaneous Equipment
43939 | 77340 | FCL-ACC-HTR-0121 | Heater, (CH-16) Convection, Electric, 500W, Chemical Building, Electric Room S/E | FCL-ACC-CL |  |  |  | HTR |  |  | Gaseous Chemical Building HVAC Equipment
55683 | 99548 | TAB-WA4-LD-7017 | Chain Block, 1/2 Ton | TAB-WA4-SQ-0010 | Lifting Device | Lifting Device |  | LD | http://www.toronto.ca/TWONTO#lifting_equipment_hoist |  | WA4 Fall arrest systems
24581 | 22936 | COL-PRD-WEL-0200 | Wet well | COL-PRD | Well |  |  | WEL |  |  | Redland Pumping Station
29968 | 28749 | FIS-RW-FSL-0601 | Switch, Flow, Low, Sampling Pump P-0601 Discharge, Intake Valve Chamber , Lower Level | FIS-RW | Switch,Flow-Low | Switch |  | FSL | http://www.toronto.ca/TWONTO#flow_switch |  | Raw Water Production
146302 | 39660 | WTR-PSC-FAR-0005 | Winch, Fall Arrest, S/N 153933 50ft | WTR-CENTRAL-SES | Lifting Device,Sling | Safety Equipment |  | FAR | winch |  | Safety & Lifting Devices
19804 | 21098 | FHO-ACC-FS-1532 | Switch, Flow, Air, FN-1532 Outlet, Ozone Building, L1, Mechanical Room 2 | FHO-ACC-FN-1532 |  | Switch |  | FS | http://www.toronto.ca/TWONTO#flow_switch |  | Fan, Exhaust, Filter 9-13 Gallery Ventilation, Ozone Building, L1, Mechanical Room 2
109786 | 53247 | TAB-DEW-RPU-1112 | RPU for Polymer Preparation Systems 3 & 4 | TAB-DEW POLYMER PREP | RPU | Remote Processor Unit |  | RPU | http://www.toronto.ca/TWONTO#RPU_panel |  | Polymer Solution Preparation & Storage Systems
39662 | 6867 | TAB-ACC-HE-6582 | Heat Exchanger, AHU-6580, Workshop Roof, Screen Bldg., P Bldg. | TAB-ACC-AHU-6580 | Heat Exchanger | HVAC |  | HE | http://www.toronto.ca/TWONTO#heat_exchanger |  | Air Handling Unit, Workshop Roof, P Bldg.
65617 | 49284 | THC-PWA-PDIT-1020 | Transmitter, Pressure Differential, High, Filter, Strainer STR-1020, Plant Water System | THC-PWA-STR-1020 | Transmitter,Pressure,Differential | Switch |  | PDIT | http://www.toronto.ca/TWONTO#pressure_transmitter |  | Filter, Plant Water, Plant Water System
136700 | 63839 | THR-MCS-LD-1538 | Chain Hoist, Manual, Work Area 2 | THR-LD-WA2 | Lifting Device,Hoist,Manual | Lifting Device |  | LD | http://www.toronto.ca/TWONTO#lifting_equipment_hoist |  | Lifting Devices, Chain Hoist, Come Along & Slings
44123 | 35505 | FCL-ACC-HTR-0311 | Heater, Baseboard, 208V, 2kW, Admin Building, First Floor, Lunch Room 113, East Wall South | FCL-ACC-ADMIN |  |  |  | HTR |  |  | Administration Building HVAC Equipment
26364 | 58495 | COL-YKP-VEH-378300 | Vehicle, Truck #378300 (POLARIS) | COL-YKP | Vehicle,Licensed | Vehicle |  | VEH | http://www.toronto.ca/TWONTO#golf_cart
29665 | 96451 | FIS-PACL SBS | PACL ROOM | FIS-GRK | [6 empty] | FIS Buildings & Grounds
8094 | 66753 | COL-PWL-MISC | Miscellaneous Equipment | COL-PWL | [6 empty] | Willow Avenue Sewage Pumping Station (Wards Island PS#7)
124880 | 98257 | THC-ELS-MCC-1830 | Motor Control Center,TWAS Bldg,Electrical Room | THC-ELS-LVS-1800 |  | Motor Control Center |  | MCC | http://www.toronto.ca/TWONTO#LV_electrical_panel |  | Low Voltage Switchgear,Administration Building,Control Room
4830 | 54373 | COL-PHP-MON-0002 | Monitor | COL-PHP-MISC |  |  |  | MON |  |  | Miscellaneous Equipment
65468 | 76959 | THC-PRS-T-0300 | Tank, FRP, Ferrous Chloride, Storage, Storage Tank Area | THC-PRS | Tank | Tank |  | T | http://www.toronto.ca/TWONTO#chemical_storage_tank |  | Phosphorus Removal, sub-process
16424 | 70402 | FHA-FLT-MX-1401 | FHA-FLT-SW-1401 - Sweeps, Surface Wash, Filter #14 | FHA-FLT-F-1401 | Filter | Filter |  | MX | filter_sweeping_arm |  | Filter #14, Filter Building, West Filter Gallery North
129283 | 88815 | THC-THK-RPU-1602 | RPU,WAS Thickening (1) | THC-THK-ELS | Control Panel,Instrumentation | Remote Processor Unit |  | RPU | http://www.toronto.ca/TWONTO#RPU_panel |  | TWAS Elecftrical equipment Sludge Thickening
71421 | 86339 | THR-DIG-PD-0500 | Tank, Primary Digester-5, Solids Treatment | THR-DIG-SB-1 | Tank | Tank |  | PD | http://www.toronto.ca/TWONTO#digester_tank |  | Scrubber Building 1, Digester 1 & 2
55724 | 63259 | TAB-WA4-SQ-3414 | Lanyard - 6 Ft.-1246011 | TAB-WA4-SQ-0010 |  | Safety Equipment |  | SQ | lifeline |  | WA4 Fall arrest systems
120553 | 75984 | THC-ACC-DM-6821 | Damper,Motorized, Exhaust Fan, Ferrous Chloride Building | THC-ACC-FN-6821 |  | HVAC |  | DM | http://www.toronto.ca/TWONTO#air_damper |  | Fan,Centrifugal, Exhaust, Ferrous Chloride Building
60443 | 74126 | THC-AER-F-6080 | Filter, AER-BL-6080, SE Plant Blowers Part 2 and Train #1 & 2 | THC-AER-BL-6060 | Filter | Filter |  | F | http://www.toronto.ca/TWONTO#replaceable_air_filter |  | Blower,Centrifugal,High Speed Turbo, Aeration, SE Plant Blowers Part 1 and Train #8
16485 | 93796 | COL-PKP-AIT-0002 | Transmitter, Gas | COL-PKP-MISC | Transmitter |  |  | AIT |  |  | Miscellaneous Equipment
78921 | 42914 | THR-SES-SQ-8381S | Lanyard for Harness | THR-SES-FAS | Safety | Safety Equipment | 38782 | SQ | lifeline |  | Fall Arrest Sytem (Harness and Lanyard), Safety Equipment
10004 | 68259 | FCL-ACC-AC-0301 | Air Conditioner, Indoor Liebert Unit, High Lift/Admin Building, Computer Room | FCL-ACC-P-HL |  |  |  | AC |  |  | High Lift Pumping Station HVAC Equipment
118004 | 37930 | TAB-SES-LTX-2296 | Exit Sign, Battery Unit, 2 LED heads, Tunnel 'J' | TAB-SUSPENDED ENTITY | Lighting,Exit | Safety Equipment | 41300 | LTX | http://www.toronto.ca/TWONTO#lighting_unit |  | Suspended entities
34494 | 16777 | MAIN-148 | Main 148 | WTR-MT1 | [6 empty] | Work Area 1 EAST Mains and Chambers
77618 | 11424 | THR-DIS-CP-0006 | Panel,ControlPanel,Pump Skids, Disinfection Building Main Floor | THR-DIS-P-0610 | Control Panel,Power Distribution Panel | Power Distribution Panel |  | CP | http://www.toronto.ca/TWONTO#process_control_panel |  | Pump, Diaphragm, Chemical Metering, Skid#6 Disinfection Building Main Floor
10672 | 64669 | FCL-ACC-HTR-0912 | Heater, RMF, Clarification Facility, Ground Floor, HVAC Room 2 | FCL-ACC-RMF |  |  |  | HTR |  |  | Residue Management HVAC Equipment
146071 | 94265 | WTR-PRV-DR-0001 | Door,Overhead,Pump Room Mezzanine | WTR-PRV-AUX | Door,Overhead | Door |  | DR | http://www.toronto.ca/TWONTO#roll_up_door
69362 | 71586 | THR-AER-PSL-0055 | Switch, Pressure-Low, Pump 0556, Secondary Treatment, Aeration - North | THR-AER-P-0055 | Switch,Pressure-Low | Switch |  | PSL | http://www.toronto.ca/TWONTO#pressure_switch |  | Pump, Centrifugal, Drain, Aeration Tanks, Secondary Treatment, Aeration - North
92644 | 86026 | FIS-ACC-DM-4006 | Damper, Motorized, Outside Air, Mechanical/Electrical Room | FIS-ACC-CP-4000 |  | HVAC |  | DM | http://www.toronto.ca/TWONTO#air_damper |  | Panel, Control, Building Automation System, Mechanical/Electrical Room
137481 | 44028 | THR-PLT-T-0301 | Tank, Grit Bin, Preliminary Treatment, Grit Removal - Grit Tanks - North Plant | THR-PLT-T | Tank | Tank |  | T | http://www.toronto.ca/TWONTO#storage_tank |  | Preliminary Treatment, Grit Removal Tanks and Grit Bin
114539 | 74121 | TAB-PLT-G-5004 | Gate, Knife Gate, Pneumatic, Screenings Outloading Conveyor 5000, Conveyor Area | TAB-PLT-CV-5000 | Valve,Knife Gate | Gate |  | G | http://www.toronto.ca/TWONTO#valve
111106 | 87372 | TAB-DIG-SQ-9701 | Eye Wash Station, # 4 Digester 19-22 Bsmt | TAB-DIG-SQ-T19-22 | PPE,Eyewash Station | Safety Equipment |  | SQ | http://www.toronto.ca/TWONTO#emergency_eyewash |  | Digester Tanks 19-22, Safety Equipments
105871 | 75271 | TAB-ACC-AC-6101 | Conditioner, Air, Digester 1-4, MCC Room South of Digester 5-8 South Wall | TAB-ACC-CI | H.V.A.C.,Air Conditioner | HVAC |  | AC | http://www.toronto.ca/TWONTO#air_condition |  | Chiller and Air Coolers
79132 | 39474 | THR-ELS-MCC-1002 | Control Panel, MCC 1002, Admin Building MCC-1001 & 1002 (MCC MB) | THR-ELS-ADM | Control Panel,MCC | Motor Control Centre |  | MCC | http://www.toronto.ca/TWONTO#LV_electrical_panel |  | Electrical System, Administration Building
55718 | 42387 | TAB-WA4-SQ-3405 | Davit Arm - 8518006 | TAB-WA4-SQ-0010 |  | Safety Equipment |  | SQ | http://www.toronto.ca/TWONTO#fall_arrest_Davit_arm |  | WA4 Fall arrest systems
88691 | 70351 | WTR-RBV-LSH-0101 | Switch, Level-High, Tank 0100 | WTR-RBV-T-0100 | Switch,Level-High | Switch |  | LSH | http://www.toronto.ca/TWONTO#level_switch |  | Tank, Reservoir, (Northwest Basin)
96954 | 71782 | FIS-FEQ-DR-0058 | Door, Fire, Chlorine & SO2 Building | FIS-GRK-STRC-0001 |  | Door |  | DR | http://www.toronto.ca/TWONTO#door
26312 | 10403 | FHO-SES-SQ-0016 | High Voltage Safety Equipment, Insulated Hot Stick, Fiberglass, CIT18, Electrical Shop | FHO-SES-SQ-0001 | PPE,Insulated Mat | Safety Equipment |  | SQ | http://www.toronto.ca/TWONTO#hot_stick |  | Safety Equipment
130303 | 19457 | THR-ACC-NX-750 | A/C Unit, Control Room, Admin Bldg. Roof | THR-ACC-ADM | H.V.A.C.,Air Conditioner | HVAC |  | NX | http://www.toronto.ca/TWONTO#air_condition |  | Air Conditioning, HVAC, Admin Building
39130 | 5735 | TAB-ACC-DM-6476 | Damper, Motorized, Exhaust Air, FN- 6464 & 6465, Mechanical RM No. 6, Existing grit bldg. | TAB-ACC-FN-6464 | Damper/Louver | HVAC |  | DM | http://www.toronto.ca/TWONTO#air_damper |  | Fan, Centrifugal, Exhaust Air, Roof, Old Screen Bldg., P Bldg.
140862 | 34970 | TNT-WA9-SQ-0010 | Fall arrest systems | TNT-GRK | PPE | Safety Equipment |  | SQ | http://www.toronto.ca/TWONTO#fall_arrest_system |  | Groundskeeping, Building services, Safety Equipment
47892 | 80426 | FCL-AFTER SO2 | FCL-AFTER SO2 Sampling | FCL-SAMP | [6 empty] | Sampling Systems
23679 | 42227 | COL-PPU-HTR-0001 | Heater, Generator Room | COL-PPU | Heater |  |  | HTR |  |  | Port Union Road Sewage Pumping Station
136942 | 87170 | THR-OCS-LSLL-2275 | Switch, Level, Low-Low, Drain Sump, North Biofilter | THR-OCS-P-2270 | Switch,Level-Low-Low | Switch |  | LSLL | http://www.toronto.ca/TWONTO#level_switch |  | Pump, Centrifugal (Wet), Drain Sump, North Biofilter
63605 | 65735 | THC-PLT-FSL-0960 | Switch, Flow, Low, Seal Water, Pump P-0960, Vortex Grit Pipe Gallery, Grit Removal | THC-PLT-P-0960 | Switch,Flow-Low | Switch |  | FSL | http://www.toronto.ca/TWONTO#flow_switch |  | Pump, Grit Slurry, Vortex Grit Pipe Gallery, Grit Removal
24293 | 11348 | FHO-MCS-CRN-0301 | Crane, Overhead, Travelling, 7.5 Ton, S2, Wash Water Pump Room | FHO-MCS-LD | Crane,Overhead | Lifting Device |  | CRN | http://www.toronto.ca/TWONTO#crane |  | Lifting Devices & Elevators
88598 | 65419 | WTR-PWT-LSL-1100 | Switch, Level, Low, Fuel Day Tank | WTR-PWT-GEN-1100 | Switch,Level-Low | Switch |  | LSL | http://www.toronto.ca/TWONTO#level_switch |  | Generator, Diesel, Standby Power, Outdoor, West Tor PS
3411 | 88962 | COL-PBF-SS-0001 | Security System | COL-PBF | Security System |  |  | SS |  |  | Bluffers Park Sewage Pumping Station
7504 | 22677 | COL-PSS-FIT-0301 | Transmitter, Flow | COL-PSS | Transmitter |  |  | FIT |  |  | Scott Sewage Pumping Station
143924 | 75118 | WTR-PHL-FAR-0001 | Winch, Fall Arrest, S/N 154554 50 ft | WTR-CENTRAL-SES | Lifting Device,Sling | Safety Equipment |  | FAR | winch |  | Safety & Lifting Devices
51546 | 17149 | TAB-PRS-LSL-0413 | Switch, Level Low, Sanitary Sump | TAB-PRS-P-0413 | Switch,Level-Low | Switch |  | LSL | http://www.toronto.ca/TWONTO#level_switch |  | Pump, Submersible, Sanitary Sump , Middle of the 'J' tunnel between PRS Building and RAS gallery
105579 | 67714 | SWM-PET-FQ-0001 | Meter, Flow | SWM-PET | Meter,Flow |  |  | FQ |  |  | Eglinton - Bellamy Storm Pumping Station
12635 | 59811 | FCL-ELS-LP-0300E | Lighting Panel, Emergency Load, 208/120V, 3PH, High Lift Switchgear Room, South Wall | FCL-ELS-6 |  |  |  | LP |  |  | Interior Lighting
38591 | 42065 | TAB-ACC-4900 | Process Heating, HVAC Waste Gas Burner station | TAB-ACC | H.V.A.C. | HVAC |  | ACC | http://www.toronto.ca/TWONTO#collection_of_assets |  | Plant HVAC Equipment
96955 | 4623 | FIS-FEQ-DR-0060 | Door, Fire, Chlorine & SO2 Building | FIS-GRK-STRC-0001 |  | Door |  | DR | http://www.toronto.ca/TWONTO#door
50008 | 2167 | FCL-ELS-MCC-0612-SUS | Control Panel, MCC, Administration Building HVAC, Electrical Switchgear Room | FCL-ELS-PS-0001 | Control Panel,MCC | Motor Control Center | 36541 | MCC | http://www.toronto.ca/TWONTO#LV_electrical_panel |  | Uninterruptible Power Supply,High Lift Bldg - Switchgear Room,LP-0001
115437 | 39202 | TAB-PRM-FSL-3901 | Switch ,Flow, Low,Seal water to Pump-3901 | TAB-PRM-P-3901 | Switch,Flow | Switch |  | FSL | http://www.toronto.ca/TWONTO#flow_switch |  | Pump, Raw Sludge
55299 | 96747 | TAB-WA1-LD-1215 | Hoist | TAB-WA1-SQ-1000 | Lifting Device,Hoist | Lifting Device |  | LD | http://www.toronto.ca/TWONTO#lifting_equipment_hoist |  | WA1 Lifting Devices and Slings
67372 | 13592 | THR-ACC | Air Conditioning, Heating and Ventilation | THR-ACC-WA4 | [6 empty] | Air Conditioning, AHU, HVAC,Work Area4
119810 | 66048 | TAB-WA2-SQ-1257 | DOS - Type Chain Sling - 2 - Leg | TAB-SES-LD | Lifting Device,Sling | Lifting Device |  | SQ | chain_sling |  | WA2 Lifting devices
81853 | 80106 | FHA-SES-LDR-0307 | FHA-SES-LD-0067 - 16' Ladder ( Welding Shop North Wall ) | FHA-SES | Safety | Safety Equipment |  | LDR | http://www.toronto.ca/TWONTO#ladder |  | Safety & Environmental Services
52169 | 97453 | TAB-PWA-LSHH-5121 | Switch,Level High High,Washwater Sump, Plant Water Pumping | TAB-PWA-P-5120 | Switch,Level-High-High | Switch |  | LSHH | http://www.toronto.ca/TWONTO#level_switch |  | Pump,Submersible,Washwater Sump, Plant Water Pumping
127018 | 29608 | THC-PLT-G-0151 | Gate, Sluice, Motorized, EMB Actuator, Perforate Screen SC-0150 Influent channel, Raw Sewage Screening | THC-PLT-SC-0150 | Gate,Sluice | Gate |  | G | http://www.toronto.ca/TWONTO#channel_gate
58122 | 57127 | THC-AI-T-6001 | Tank,Receiving,Compressed Air,Thickening Building | THC-THK-TWAS | Vessel,Pressure | Tank |  | T | http://www.toronto.ca/TWONTO#pressure_vessel |  | Waste Activated Sludge Thickening
65077 | 50480 | THC-PRM-V-1112 | Valve, Hydraulic Cylinder, Bottom Scraper, Primary Clarifier 1100, NW Plant | THC-PRM-CLR-1130 | Actuator,Hydraulic,Cylinder | Hydraulic System |  | V | http://www.toronto.ca/TWONTO#hydraulic_power_pack |  | Sludge Bottom Scraper Mechanism, Primary Clarifier 1100, NW Plant
88879 | 50551 | WTR-RDF-ZS-0304 | Switch, Position,Door Security | WTR-RDF-AUX | Switch,Position | Switch |  | ZS | http://www.toronto.ca/TWONTO#position_switch |  | Auxiliary Equipment (Building Facilities)
147285 | 36533 | WTR-RRV-LSH-0001 | Switch, Level-High, (Building Flood Alarm) | WTR-RRV-AUX | Switch,Level-High | Switch |  | LSH | http://www.toronto.ca/TWONTO#level_switch |  | Auxiliary Equipment (Building Facilities)
145829 | 475 | WTR-PRH-FSH-0002 | Switch, Flow, High, Sprinkler System | WTR-PRH-AUX | Switch,Flow-High | Switch |  | FSH | http://www.toronto.ca/TWONTO#flow_switch |  | Auxiliary Equipment (Building Facilities)
81508 | 15893 | TNT-MCS-SQ-1043 | Sling | TNT-MCS-LD | Lifting Device,Sling | Lifting Device |  | SQ | http://www.toronto.ca/TWONTO#fall_protection_sling |  | Lifting Devices , cranes/ Portable crane/hoists, come alongs, slings, wire rope, chains
125256 | 22899 | THC-FEQ-DM-0022 | Fire Damper, Admin Building, Basement, Men's Washroom, North West | THC-FEQ-BLDG K |  | HVAC | 43291 | DM | http://www.toronto.ca/TWONTO#air_damper |  | Fire fighting protection equipment, Admin Building
6214 | 69716 | COL-PSK-MCC-0001 | Motor Control Center | COL-PSK |  | Motor Control Centre |  | MCC | http://www.toronto.ca/TWONTO#LV_electrical_panel |  | Skydome Sewage Pumping Station
6378 | 21853 | COL-PMY-FEQ-0004S | Fire Prevention, Extinguisher | COL-PMY | Fire Prevention,Extinguisher |  | 40923 | FEQ |  |  | Maryport Sewage Pumping Station
40801 | 45263 | TAB-ACC-TE-1435A | Temperature Element, Supply Air Temperature | TAB-ACC-HTR-1435 | Sensor,Temperature | HVAC |  | TE | http://www.toronto.ca/TWONTO#temperature_sensor_element |  | Heater, Hot Water Reheat Coil
119270 | 38847 | TAB-THK-FSL-2202 | Switch,Flow Indication, Seal Water to Pump P-2202 | TAB-THK-P-2202 | Switch,Flow | Switch |  | FSL | http://www.toronto.ca/TWONTO#flow_switch |  | Pump, TWAS Transfer
58221 | 45454 | THC-ACC-CT-0012 | Controller, Mechanical Room Heating, Admin Building, Basement, Mechanical Room B104 | THC-ACC-HTR-0012 |  | HVAC |  | CT | http://www.toronto.ca/TWONTO#thermostat_or_zone_controller_unit |  | Heater, Unit, Electric, 6.3kW, Admin. Building Basement, Mechanical Room B104, North
79015 | 4609 | THR-SQ-LP-0009 | Life Preserver, Ring Type, Final Tank 13 | THR-SQ-LP-FT | Safety | Safety Equipment |  | LP | http://www.toronto.ca/TWONTO#life_ring |  | Life Preserver, Ring Type Floating Device, Final Tanks
125880 | 2699 | THC-GRK-VEH-329073 | Vehicle, Model 2EPC6000 Fork Lift (WA3) | THC-GRK-VEHICLES | Forklift,Gas/Propane Dual Fuel | Vehicle |  | VEH | http://www.toronto.ca/TWONTO#forklift
78741 | 77018 | FHA-MCS-MT-1401 | FHA-MCS-SB-1401 - Sandblaster | FHA-MCS-MEQ | Machine Tool,Lathe | Tool |  | MT | sandblaster |  | Machine Shop & Equipment
80843 | 56056 | TNT-CSO-ZS-0404 | Switch, Limit, Cell 3, TPB-0404 | TNT-CSO-TPB-0404 | Switch,Position | Switch |  | ZS | http://www.toronto.ca/TWONTO#position_switch |  | Tipping Bucket, CSO Storage Tank Flushing
88930 | 5564 | FHO-ACC-FS-1514 | Switch, Flow, Air, FN-1514 Outlet, Ozone Building, S2, Sampling Area No.1 | FHO-ACC-FN-1514 |  | Switch |  | FS | http://www.toronto.ca/TWONTO#flow_switch |  | Blower, Centrifugal SWSI Stainless Steel, Exhaust, Ozone Building, S2, Sampling Area No.1
105758 | 74791 | SWM-PNQ-TSH-0001 | Switch, Temperature-High | SWM-PNQ-MISC | Switch | Switch |  | TSH | http://www.toronto.ca/TWONTO#temperature_switch |  | Miscellaneous Equipment
30141 | 82417 | COL-PWR-LSLL-0201 | Switch,Level, Low-Low, Wet Well #2 | COL-PWR-WEL-0200 | Switch,Level-Low-Low | Switch |  | LSLL | http://www.toronto.ca/TWONTO#level_switch |  | Well, Wet Well #2, West Rouge PS
145150 | 35763 | WTR-PLW-PSL-0001 | Switch, Pressure-Low, Line from District 3 | WTR-PLW-TRW | Switch,Pressure-Low | Switch |  | PSL | http://www.toronto.ca/TWONTO#pressure_switch |  | Treated Water (Transmission)
67369 | 88012 | THR COMMUNICATIONS | THR Communications | THR-SPC1 | [6 empty] | Process Control Systems - Administrative
79490 | 40094 | THR-THK-T | WAS Storage Tanks & Headers | THR-THK | [6 empty] | Sludge Thickening
84456 | 39144 | WTR-EAST-SYP | Work Area 1 EAST System Pressure, | WTR-EAST | [6 empty] | Water Supply Work Area 1 EAST
140264 | 84608 | TNT-DIG-SD-1000 | Digester,Secondry, Vessel | TNT-DIG-SD | Vessel,Pressure | Tank |  | SD | http://www.toronto.ca/TWONTO#digester_tank |  | Secondry Digester Tanks
81453 | 1266 | TNT-MCS-SQ-1024 | Sling | TNT-MCS-LD | Lifting Device,Sling | Lifting Device |  | SQ | http://www.toronto.ca/TWONTO#fall_protection_sling |  | Lifting Devices , cranes/ Portable crane/hoists, come alongs, slings, wire rope, chains
14689 | 59024 | COL-PBP-RPU-0001 | Remote Processing Unit | COL-PBP | RPU | Remote Processor Unit |  | RPU | http://www.toronto.ca/TWONTO#RPU_panel |  | Baby Point Sewage Pumping Station
41871 | 65291 | DU2613 | Receiver, Air, Dig. 13-16, Bsmt | TAB-AI | Vessel,Pressure | Tank |  |  | http://www.toronto.ca/TWONTO#pressure_vessel |  | Local Compressed Air Equipment
9179 | 20660 | COL-YKP-FAK-0019(S) | First Aid Kit, Truck #062084 (RAM 2500) | COL-W-OBSOLETE | Safety,First Aid Kit | Safety Equipment | 39045 | FAK | http://www.toronto.ca/TWONTO#first_aid_kit |  | Col West Obsolete Entities
39078 | 41072 | COL-YKP-SRL-092095 | Self Retrieval Line-092095 | YKP-BLD | Safety | Safety Equipment |  | SRL | self_retracting_line |  | Collections - 435 Kipling Ave. Building envelope
28517 | 29952 | FIS-DCL-SO-0301 | Sulphonator, Gaseous Chemical Building, Machine Room | FIS-DCL |  | Chemical Feeder |  | SO | http://www.toronto.ca/TWONTO#sulphonation_system |  | De-Chlorination
12436 | 22121 | FCL-FLT-SW-1501-SUS | Sweeps, Surface Wash, Filter #15 | FCL-SUSPENDED | Filter | Filter | 36644 | SW | filter_sweeping_arm |  | Suspended entity
4284 | 28486 | COL-PFB-LP-0001 | Control Panel, Electrical | COL-PFB | Control Panel |  |  | LP |  |  | Fallingbrook Pumping Station
93327 | 53819 | FHO-GRK-DR-4007S | Door, (FD-S4-07), Fire Rated, Admin Building, S4, MCC Room, South East | FHO-GRK-FEQ-0001 | Fire Prevention,Door | Door |  | DR | http://www.toronto.ca/TWONTO#fire_rated_door
135860 | 69773 | THR-FT-PSH-4409 | Switch, Pressure-High, Pump P-4405 Discharge, RAS Pumping - South | THR-FT-P-4405 | Switch,Pressure-High | Switch |  | PSH | http://www.toronto.ca/TWONTO#pressure_switch |  | Pump, Centrifugal, RAS, RAS Pumping Station - South
15234 | 11624 | FCL-TRW-STR-0004 | Strainer, Service Water to Dry Chemical Sprinkler System, Dry Chemical Building | FCL-TRW |  |  |  | STR |  |  | Treated Water
33657 | 21337 | COL-YKP-DA-106784 | Davit Base Leg-106784 | COL-YKP-DA-0026S | Safety | Safety Equipment |  | DA | davit_base |  | Davit Arm Assembly with CENTRE BASE-110664
58662 | 84722 | THC-ACC-F-0005 | Filter, Glycol, N-W side of B2,Incineration Building M | THC-ACC-FN-0321 | Filter | Filter |  | F | http://www.toronto.ca/TWONTO#discrete_unit_of_treatment_filter |  | Fan,Return,Lower Basement,B2,Bldg M
4769 | 15755 | COL-PHF-CH-0001 | Chamber | COL-PHF-MISC | Chamber |  |  | CH |  |  | Miscellaneous Equipment
24381 | 26238 | FHO-MCS-PWA | Service Water & Backflow Prevention | FHO-MCS | [6 empty] | Mechanical Services
136663 | 36413 | THR-MCS-LD-0525S | Jib Crane, for Chain Hoist | THR-LD-WA3 | Lifting Device,Hoist,Manual | Lifting Device | 35769 | LD | http://www.toronto.ca/TWONTO#crane |  | Lifting Devices, Chain Hoist, Come Along & Slings
9115 | 72230 | COL-YKP-DA-1734510A(S) | Davit Mast (45" )-1734510A | COL-YKP-DA-0023S | Safety | Safety Equipment | 46008 | DA | davit_base |  | Davit Arm Assembly with Upper Arm-1734510
37361 | 19294 | NX2327A | Filter, Air-Aux., 2nd Flr | NX2329A | Filter | Filter | 34494 |  | http://www.toronto.ca/TWONTO#replaceable_air_filter |  | Air Handling Unit A/c, Aux., 2nd Flr, Electric RmW.
10088 | 29549 | FCL-ACC-F-0207 | Filter, Dry Chemical Building Ventilation, FN-0208, Alum Storage Tanks, Basement | FCL-ACC-FN-0208 |  |  |  | F |  |  | Fan, Vane, Axial, Dry Chemical Building Ventilation System, Dry Chemical Storage Area East
61138 | 57369 | THC-ELS-SQ-1093789 | Electrical Safety gloves, High Voltage, Class 0, # 1093789 | THC-SUSPENDED |  | Safety Equipment | 35313 | SQ | http://www.toronto.ca/TWONTO#rubber_insulating_gloves |  | Suspended entity
133918 | 80015 | THR-DIS-CP-0002 | Panel,ControlPanel,Pump Skids, Disinfection Building Main Floor | THR-DIS-P-0210 | Control Panel,Power Distribution Panel | Power Distribution Panel |  | CP | http://www.toronto.ca/TWONTO#process_control_panel |  | Pump, Diaphragm, Chemical Metering, Skid#2 Disinfection Building Main Floor
94825 | 13139 | FHO-SES-SQ-0002 | Emergency Breathing Apparatus | FHO-SES-SQ-0001 |  | Safety Equipment |  | SQ | emergency_breathing_apparatus |  | Safety Equipment
119860 | 32479 | TAB-WA3-LD-3252 | Sling, Nylon, 4 FT | TAB-DEW-SAFETY | PPE | Lifting Device |  | LD | synthetic_web_sling |  | Safety Equipment
3407 | 33320 | COL-PBF-P-0200 | Pump, Centrifugal | COL-PBF | Pump |  |  | P |  |  | Bluffers Park Sewage Pumping Station
3058 | 84233 | COL-PBG-MCC-0001 | Motor Control Center | COL-PBG-MISC |  | Motor Control Centre |  | MCC | http://www.toronto.ca/TWONTO#LV_electrical_panel |  | Miscellaneous Equipment
16175 | 53274 | FHA-CLA-CHL-0301-KQ | Chlorination Location,Train #3 | FHA-SUSPENDED |  |  | 33333 | CHL |  |  | Suspended Obsolete entity for storage purpose
87923 | 11565 | WTR-PRV-PSL-0001 | Switch,Pressure-Low,Water Transmission From District 2 | WTR-PRV-TRW | Switch,Pressure-Low | Switch |  | PSL | http://www.toronto.ca/TWONTO#pressure_switch |  | Treated Water (Transmission)
112937 | 20344 | TAB-EL1-TS-6533 | Power Distribution, Automatic Transfer Switch, Generator, Standby Power, 600V | TAB-EL1-GEN-6540 |  |  |  | TS |  |  | Generator, Standby Power, 600V 1000kw - Z Bldg
48989 | 84339 | TAB-OCS-DBLDG | D Building - Odour control System, Fans | TAB-PLT-D | Odour Control | [5 empty] | D Building - Preliminary Treatment
61721 | 93507 | THC-FT-T-0280 | Scum Pit, Tank 0200, Secondary Clarifier | THC-FT-T-0200 |  | Tank |  | T | http://www.toronto.ca/TWONTO#storage_tank |  | Tank, Secondary Clarifier
55765 | 84633 | TAB-WA5-SQ-0020 | Harness, Medium Fall Arrest, Safety Equipment, Dig. 13 - 16, WA8 Office | TAB-SQ-LD | PPE,Harness | Safety Equipment |  | SQ | http://www.toronto.ca/TWONTO#fall_arrest_harness |  | WA8 Safety Equipment Lifting Devices
125740 | 28296 | THC-FT-PSL-1495 | Switch, Inlet, Pressure-Low, Scum Transfer Pump 1490,Secondary,Phase IV | THC-FT-P-1490SUSPEND | Switch,Pressure-Low | Switch |  | PSL | http://www.toronto.ca/TWONTO#pressure_switch |  | Pump, Scum, Tunnel T19 Phase IV Secondary
91186 | 46219 | WTR-PEL-VENT-1010 | Vent, T-1010, Generator Building, Bulk Fuel Storage Room | WTR-PEL-T-1010 |  | Vent |  | VENT | http://www.toronto.ca/TWONTO#vent |  | Tank, Non-Pressurized, Diesel Fuel Storage, Generator Building, Bulk Fuel Storage Room
14500 | 97212 | FCL-SES-FAK-0005 | First Aid Kit Station, Admin Building, Main Lunch Room 1st Floor | FCL-SES-FAK-0006 | PPE | Safety Equipment |  | FAK | http://www.toronto.ca/TWONTO#first_aid_station_equipment |  | First Aid Kit, High Lift Basement B1, Mechanical Room
9054 | 13377 | COL-YKP-VEH-0020S | Vehicle, Truck #080072 (F550 XL) | COL-W-OBSOLETE | Vehicle,Licensed | Vehicle | 44895 | VEH | http://www.toronto.ca/TWONTO#pickup_truck
87395 | 43463 | WTR-PPD-P | Pumping | WTR-PPD | [6 empty] | Parkdale Pumping Station
121203 | 7916 | THC-ACC-T-6001 | Tank, Glycol Makeup Package, 2nd Floor Mech Room #2, Headworks | THC-ACC-HE-6001 | Tank | HVAC |  | T | http://www.toronto.ca/TWONTO#chemical_storage_tank |  | Heat Exchanger, Heating Glycol System, Lower Level 2 Blower Room, Headworks
105569 | 97592 | SWM-PET-CP-0002 | Control Panel, Electrical | SWM-PET-MISC | Control Panel |  |  | CP |  |  | Miscellaneous Equipment
140675 | 40428 | TNT-PRM-LS-0501 | Switch, Level Indicating, | TNT-PRM-T-0500 | Switch,Level | Switch |  | LS | http://www.toronto.ca/TWONTO#level_switch |  | Wet Well, Primary Sludge
50281 | 52046 | TAB-PLT-STR-9408E | Strainer, (Micro bubbler), Inlet, to FIT, Conduit 8 | TAB-PLT-G-D | Strainer | Filter |  | STR | http://www.toronto.ca/TWONTO#strainer |  | D Building - Conduits 6-11
134967 | 36925 | THR-ELS-MCC-1601 | Control Panel, MCC 1601, Primary Pumping Station, MCC-1601 & 1602 (MCC 12) | THR-ELS-PRMS | Control Panel,MCC | Motor Control Centre |  | MCC | http://www.toronto.ca/TWONTO#LV_electrical_panel |  | Electrical System, Primary Station South
136581 | 51 | THR-GRK-VEH-378138 | Vehicle, John Deere Gator, Unlicensed, WA3 (Retired) | THR-GRK-GQ-WA4 | Vehicle,Unlicensed | Vehicle | 34906 | VEH | http://www.toronto.ca/TWONTO#golf_cart
127824 | 61946 | THC-PRM-V-1114B | Valve, Solenoid, Return, Valve 1114 | THC-PRM-V-1114 | Transmitter,Level | Hydraulic System |  | V | http://www.toronto.ca/TWONTO#solenoid |  | Valve, Hydraulic Cylinder, Bottom Scraper, Primary Clarifier 1100, NW Plant
34665 | 67768 | MAIN-322 | Main 322 | WTR-LWA | [6 empty] | Work Area 2 Central Mains and Chambers
40322 | 67052 | DRN18371 | Drains, Floor, Auxiliary Bldg | TAB-AUX-STRC |  | Plumbing |  |  | http://www.toronto.ca/TWONTO#drain |  | Auxiliary Building - Drains, Electrical Service(110/220V), Lighting, Plumbing
49435 | 52825 | TAB-PD-TRG-0001 | PD Staff Training | 52349 |  |  |  | TRG |  |  | TAB Power Distribution
71334 | 33680 | THR-DIG-LSH-3850 | Switch, Level High, Separator Overfill, Oil Tank, Gas Compressor Bldg Bsmnt, Oil Water Separator Sys | THR-BG-F-0102 | Switch,Level-High | Switch |  | LSH | http://www.toronto.ca/TWONTO#level_switch |  | Condensate Separator, Fuel Gas, Compressor Building, Gas Compressor (And Dryer)
80770 | 78050 | TNT-CSO-LSL-0001 | Switch, Level Low, Inlet Channel | TNT-CSO | Switch,Level-Low | Switch |  | LSL | http://www.toronto.ca/TWONTO#level_switch |  | Combined Sewer Overflow and storage system
14769 | 44882 | FCL-SES-SQ-1003 | Electrical Safety Gloves, High Voltage, Class 0, Group B, # | FCL-SES-SQ-0101 | PPE,Insulated Glove | Safety Equipment |  | SQ | http://www.toronto.ca/TWONTO#rubber_insulating_gloves |  | Eyewash Station/Shower, Dry Chemical Building, Alum Containment Area
112936 | 23467 | TAB-EL1-TS-6531 | Power Distribution, Automatic Transfer Switch, Generator, Standby Power, 600V | TAB-EL1-GEN-6530 |  |  |  | TS |  |  | Generator, Standby Power, 600V 1000kw - Z Bldg
27283 | 71743 | FHO-WWW-T-0202 | Tank, Clarifier 0202, Waste Water System, Clarifier Building, East | FHO-WWW | Tank,Reservoir | Tank |  | T | http://www.toronto.ca/TWONTO#clarifier |  | Residue Management / Waste Water System
109732 | 39558 | TAB-DEW-PSH-3131 | Switch Pressure,High,Delivery, Pump-3131 | TAB-DEW-P-3131 | Switch,Pressure | Switch |  | PSH | http://www.toronto.ca/TWONTO#pressure_switch |  | Pump, Polymer Solution Transfer #3
38265 | 83388 | OTH-TRS | TRANSPORTATION SERVICES | OTH | [6 empty] | DOS - OTHERS
34432 | 51696 | MAIN-037 | Main 037 | WTR-MT1 | [6 empty] | Work Area 1 EAST Mains and Chambers
88309 | 96911 | WTR-PSC-SQ-2301 | Eye Wash Station | WTR-PSC-AUX | PPE,Eyewash Station | Safety Equipment | 35012 | SQ | http://www.toronto.ca/TWONTO#emergency_eyewash |  | Auxiliary Equipment (Building Facilities)
30248 | 93017 | IY2066A | Filter, Air Compressor #3 | IX2071 | Filter | Filter |  |  | http://www.toronto.ca/TWONTO#replaceable_air_filter |  | Compressor #3, Air
147010 | 60786 | WTR-RMI-CW | City Water System | WTR-RMI | [6 empty] | Milliken Reservoir
27966 | 22621 | FIS-ADM BLDG | Building Location | FIS-SPC | [6 empty] | Process Control Systems - Services Area
89123 | 90100 | FHO-SPC-RPU-1723A | RPU, Filters 3 & 4 PLC Expansion, Filter 1-8 Building, S2, Filter Pipe Gallery, East Wall | FHO-FLT |  | Remote Processor Unit |  | RPU | http://www.toronto.ca/TWONTO#RPU_panel |  | Filtration
47378 | 77622 | FCL-ACC-TT-0303 | Transmitter, Temperature, AHU-0303 Outlet, Admin Building | FCL-ACC-AHU-0303 |  |  |  | TT |  |  | Air Handling Unit, Roof Top, Admin Building Top of N/E Stairwell
79072 | 73447 | THR-SS-WA1 | Security System, Doors, Security Cameras | THR-MCS-WA1 | Door,Overhead | Security System |  |  | http://www.toronto.ca/TWONTO#security_system |  | Cranes, Lifting Devices, Machine Tools, Overhead Doors
30668 | 63906 | FIS-SES-SQ-0005 | Smoke detectors , RPU | FIS-GRK |  | Safety Equipment |  | SQ | http://www.toronto.ca/TWONTO#flame_or_combustion_sensing_instrument |  | FIS Buildings & Grounds
80754 | 94823 | TNT-CSO | Combined Sewer Overflow and storage system | TNT-OF | [6 empty] | Outfall, Weirs, CSO and Detention Tanks
53564 | 40817 | TAB-SES-FSH-2206 | Switch, Flow, High, Emergency Eyewash/Shower, Chemical Pipe Flushing area | TAB-SES-SQ-2206 | Switch,Flow-High | Switch |  | FSH | http://www.toronto.ca/TWONTO#flow_switch |  | Emergency Eyewash/Shower, Chemical Pipe Flushing area
6661 | 28690 | COL-PNT-TS-0154 | Switch, Transfer | COL-PNT-MCC-0195 | Switch | Switch |  | TS | http://www.toronto.ca/TWONTO#transfer_switch |  | Motor Control Centre
87708 | 48991 | WTR-PRH-TSL-0101-TAL | Switch, Temperature, Low, Heat Tracing HTR-0101, Roof | WTR-PRH-P-0300 | Switch,Temperature-Low | Switch |  | TSL | http://www.toronto.ca/TWONTO#temperature_switch |  | Pump, Centrifugal
3038 | 30829 | COL-MTI-PSH-2300B | Switch, Pressure Differential, High, Filter F-2301B Plugged, Simcoe Control Chamber No.23B, MTI | COL-MTI-CH-2300B | Switch,Pressure-High | Switch |  | PSH | http://www.toronto.ca/TWONTO#pressure_switch |  | Chamber,Simcoe Control Chamber No.23B, MTI
25236 | 56639 | COL-PSL-T-0001 | Tank, Diesel Fuel | COL-PSL | Tank |  |  | T |  |  | Sewells Road Sewage Pumping Station
91 | 17539 | 50675 | Emerg. Eyewash & Shower Stns, Dig Tanks 9-12 | TAB-DIG-SQ-T09-12 | PPE,Eyewash Station | Safety Equipment |  |  | http://www.toronto.ca/TWONTO#emergency_eyewash_and_shower |  | Digester Tanks 09-12, Safety Equipments
125110 | 36771 | THC-ELS-PDP-0101C | Distribution Panel, Building A | THC-ELS-PS-0001-A | Control Panel,Electrical |  |  | PDP |  |  | Primary Power Equipment, Building A
18438 | 7421 | FHA-SES-LDR-0118 | FHA-SES-LD-0070 - 60' Ext Ladder ( Screen Room ) | FHA-SES-LD-1 | Safety | Safety Equipment |  | LDR | http://www.toronto.ca/TWONTO#ladder |  | Ladders
15395 | 2326 | FCL-WWW | Residue Management | FCL WORK AREA 1 | [6 empty] | Process
53102 | 61129 | TAB-RUU-SW-1403 | Switch,Load Break,Power,13.8 KV Feeder,Tunnel EL1-BUS-1403 | TAB-RUU-BUS-1403 | Load Break Switch | Switch |  | SW | http://www.toronto.ca/TWONTO#load_break_disconnect_switch |  | Electrical Distribution Cabinet,13.8 KV
109739 | 12320 | TAB-DEW-PSH-3403 | Switch Pressure,High,Delivery,Centrate Pump-3403 | TAB-DEW-P-3403 | Switch,Pressure | Switch |  | PSH | http://www.toronto.ca/TWONTO#pressure_switch |  | Pump, Old Wet Well # 3
110784 | 45617 | TAB-DIG-LSH-0723 | Switch,Level, High, Digester # 7 | TAB-DIG-T-0700 | Switch,Level-High | Switch |  | LSH | http://www.toronto.ca/TWONTO#level_switch |  | Digestion Tank 07
136962 | 88486 | THR-OCS-DM-2208 | Damper, Butterfly, Discharge, Fan 2200, North Biofilter | THR-OCS-FN-2200 | Damper/Louver | HVAC |  | DM | http://www.toronto.ca/TWONTO#air_damper |  | Fan, Centrifugal, Odourous Air, North Biofilter
126508 | 45930 | THC-MCS-PQL-K | Plumbing Equipment, Building K | THC-SUSPENDED |  | Plumbing | 35557 |  | plumbing |  | Suspended entity
65490 | 14008 | FCL-SH-09 | Safety Harness Full Body | FCL-SES-SQ-0102 | PPE | Safety Equipment |  | SH | http://www.toronto.ca/TWONTO#fall_arrest_harness |  | Safety Harnesses, High Lift Building, Store Room
139139 | 83583 | THR-THK-PSL-6012A | Switch, Pressure Low, Centrate Pump-6012 | THR-THK-P-6012 | Switch,Pressure-Low | Switch |  | PSL | http://www.toronto.ca/TWONTO#pressure_switch |  | Centrate Transfer Pump
96438 | 33506 | FIS-DCL-T-0101 | Tank, Expansion, SO2 Liquid to Evaporator EV-0101, Gaseous Chemical Building,Storage Room | FIS-DCL-EV-0101 | Chemical Feeder,Gas | Tank |  | T | expansion_tank |  | Evaporator,Sulphur Dioxide Service, Stream #1, Gaseous Chemical Building, Storage Room
120578 | 10959 | THC-ACC-F-0304 | Filter,Self Cleaning,5th Floor,Incineration Building M | THC-ACC-FN-0364 | Filter | Filter |  | F | http://www.toronto.ca/TWONTO#replaceable_air_filter |  | Air Handling Unit, Building M
28080 | 33089 | FIS-AMMONIA STORAGE | Building Location | FIS-SPC2 | [6 empty] | Process Control Systems - Equipment
7045 | 78784 | COL-PRR-LSH-0103 | Switch, Level-High | COL-PRR-MISC | Switch,Level |  |  | LSH |  |  | Miscellaneous Equipment
58804 | 14025 | THC-ACC-FN-0268 | Air Handling Unit, Building A | THC-ACC-AHU-0268 | Fan,Axial | HVAC |  | FN | http://www.toronto.ca/TWONTO#air_handler_unit |  | Air Handling Unit, Building A
10471 | 14062 | COL-MTI-TS-1401 | Transfer Switch, Rosedale Valley Control Chamber No.14C, MTI | COL-MTI-CH-1400C | Switch | Switch |  | TS | http://www.toronto.ca/TWONTO#transfer_switch |  | Chamber,Rosedale Valley Control Chamber No.14C, MTI
78799 | 46505 | THR-SES-SQ-0418S | Lanyard for Harness | THR-SES-FAS | Safety | Safety Equipment | 38775 | SQ | lifeline |  | Fall Arrest Sytem (Harness and Lanyard), Safety Equipment
51706 | 19599 | TAB-GRK-VEH-378334 | John Deere, Gator 4X4, SIMM1 | TAB-GRK-VEH | Vehicle,Unlicensed | Vehicle |  | VEH | http://www.toronto.ca/TWONTO#golf_cart
55730 | 34453 | TAB-WA4-SQ-3427 | Harness, Safety - 1161525C | TAB-WA4-SQ-0010 |  | Safety Equipment |  | SQ | http://www.toronto.ca/TWONTO#fall_arrest_harness |  | WA4 Fall arrest systems
17289 | 76577 | COL-PKS-CP-0001 | Control Panel, Operator | COL-PKS | Control Panel |  |  | CP |  |  | King St West Sewage Pumping Station
108757 | 59331 | TAB-ACC-ZSH-0021 | Switch,Position,Damper,Flue Gas Out let, Boiler #2 | TAB-ACC-BO-0020 | Switch,Position | Switch |  | ZSH | http://www.toronto.ca/TWONTO#position_switch |  | Boiler # 2, Hot Water Heating, Volcano, B-2
101578 | 12095 | MAIN-164 | Main 164 | WTR-LWA | [6 empty] | Work Area 2 Central Mains and Chambers
82137 | 30583 | FHA-SES-SCBA-0019 | Cylinder for Air Pack Ser #. OJ 113726 Suspend | FHA-SES-SCBA-CYLINDER | PPE,SCBA | Tank | 38740 | SCBA | gas_cylinder |  | Breathing Air Tanks (SCBA cylinders)
119969 | 85964 | TAB-WA4-SQ-5285 | Lanyard 6' - Jeff Shen | TAB-WA4-SQ-0010 | PPE,Harness | Safety Equipment |  | SQ | lifeline |  | WA4 Fall arrest systems
77271 | 46279 | THR-PRM | Primary Treatment | THR WORK AREA 2 | [6 empty] | Liquid Handling
39016 | 37129 | SWM-PWD-HTR-0001 | Heater, Main Control Room | SWM-PWD-MISC | Heater |  |  | HTR |  |  | Miscellaneous Equipment
130395 | 72606 | THR-ACC-PSH-0210 | Switch, Pressure, High, Filter Gauge Status, Air Handling Unit AHU-0210, North Grit Loading Bay Roof | THR-ACC-AHU-0210 | Switch,Pressure-High | Switch |  | PSH | http://www.toronto.ca/TWONTO#pressure_switch |  | Air Handling Unit, Air Supply, North Grit Loading Bay Roof
23701 | 30111 | FHO-FLT-F-1001 | Filter Bed # 10 | FHO-FLT | Tank,Reservoir | Tank |  | F | http://www.toronto.ca/TWONTO#filtration_tank |  | Filtration
12263 | 65144 | COL-PCP-UPS-0001 | UPS, Control Panel | COL-PCP | Uninterruptible Power Supply |  |  | UPS |  |  | Copeland Pumping Station
8537 | 51265 | COL-RBB-HTR-0004 | Heater, Baseboard | COL-RBB | Heater |  |  | HTR |  |  | Western Beaches Tunnel (Battery Park)-Storm
5537 | 60436 | COL-PNT-HIC-0100 | Humidistat | COL-PNT-AHU-0100 |  | HVAC |  | HIC | http://www.toronto.ca/TWONTO#thermostat_or_zone_controller_unit |  | Air Handling Unit
93441 | 89885 | FHO-MCS-CRN-0601 | Crane, Overhead, Travelling, 2 Ton, Chemical Building, S2, Chlorine Storage Room | FHO-MCS-LD | Crane,Overhead | Lifting Device |  | CRN | http://www.toronto.ca/TWONTO#crane |  | Lifting Devices & Elevators
135546 | 75950 | THR-FT-FSL-2620 | Switch, Flow-Low, Pump 2620, Seal Water, RAS Pumping - North | THR-FT-P-2620 | Switch,Pressure-Low | Switch |  | FSL | http://www.toronto.ca/TWONTO#flow_switch |  | Pump, Centrifugal, Secondary Treatment,Tunnel 23 East, RAS Pumping- North
87786 | 48643 | FHO ELECTRICAL ROOM | Computer Location | FHO SURGE BLDG | [6 empty] | Building Location
139559 | 45434 | THR-WA4-LD-0023 | Sling, Nylon, Work Area 4 (2" X 4') | THR-LD-NYLN-WA4 | Lifting Device,Sling | Lifting Device |  | LD | synthetic_web_sling |  | Slings, Nylon, Work Area 4
8818 | 39849 | COL-SMC-HTR-0001 | Heater, Unit | COL-SMC | Heater |  |  | HTR |  |  | Maclean Detention Tank-storm
112646 | 6995 | TAB-EL1-LP-6955 | Lighting Panel,120/208V,Electrical Rm,Second Floor,Workshop,P Building | TAB-EL1-MCC-6993 | Control Panel,Lighting | Power Distribution Panel |  | LP | http://www.toronto.ca/TWONTO#LV_electrical_panel |  | MCC,Electrical Rm,Second Floor,Workshop,P Building
58759 | 28575 | THC-ACC-FN-0138 | Air Heater | THC-ACC-TUNNEL | H.V.A.C.,Heater,Unit | HVAC |  | FN | http://www.toronto.ca/TWONTO#heater |  | Plant Tunnels, HVAC
133910 | 62362 | THR-DIS-LSH-0811 | Switch, Level, High, Float, North Flood Sump Pit, Containment Area Disinfection Building Main Floor | THR-DIS-T-PP | Switch,Level-High | Switch |  | LSH | http://www.toronto.ca/TWONTO#level_switch |  | Disinfection, Tank, Palace Pier
92889 | 70801 | FIS-ACC-HTR-3003 | Heater, Unit, Settling Basins 9 & 11 Access Building, S/E Corner | FIS-ACC-CHEMICAL BUILDING | H.V.A.C.,Heater,Unit | HVAC |  | HTR | http://www.toronto.ca/TWONTO#heater |  | HVAC Chemical Building
139452 | 91829 | THR-WA2-LD-18-57 | Sling, Nylon, Work Area 2 (Sr 2258160-18-57) SIZE; 1" X 4', | THR-SES-LD | Lifting Device,Sling | Lifting Device |  | LD | synthetic_web_sling |  | Lifting Device, Safety Equipment
46921 | 40898 | FCL-ACC-OIT-0101 | OIT, Low Lift BAS RPU-0101 Panel, Low Lift Pump Room S/E | FCL-ACC-RPU-0101 |  |  |  | OIT |  |  | RPU Panel, Low Lift BAS, Low Lift Pump Room S/E
93263 | 78508 | WTR-PMI-MCC-0304 | Motor Control Center, Water Transmission | WTR-PMI-ELS |  | Motor Control Center |  | MCC | http://www.toronto.ca/TWONTO#LV_electrical_panel |  | Electrical System
130003 | 25352 | THR-ACC-HCP1 | Heating and Cooling Pumps,WA1 | THR-ACC-WA1 | Analyzer,ORP | HVAC |  |  | http://www.toronto.ca/TWONTO#collection_of_assets |  | Air Conditioning, AHU, HVAC,Work Area1
93680 | 58431 | FHO-PCL-T-0101 | Tank, PACL Storage, S4, Chemical Building | FHO-PCL-T-0101-KQ | Tank,Reservoir | Tank |  | T | http://www.toronto.ca/TWONTO#chemical_storage_tank |  | PACL Storage Tank 1
39155 | 42571 | TAB-ACC-DM-6592 | Damper, Motorized, Return Air, AHU-6590, Roof, Workshop Bldg. | TAB-ACC-AHU-6590 | Damper/Louver | HVAC |  | DM | http://www.toronto.ca/TWONTO#air_damper |  | Air Handling Unit, Workshop Roof, P Bldg.
40411 | 75782 | TAB-ACC-FSL-4902 | Switch, Flow-Low, Secondary Hot Water loop, Seawall Tunnel, East | TAB-ACC-P-4902 | Switch,Flow-Low | Switch |  | FSL | http://www.toronto.ca/TWONTO#flow_switch |  | Pump, Centrifugal, Hot Water Pump, Seawall Tunnel, East
53675 | 4247 | TAB-SES-TIC-2201 | Heat Tracing Controller, Emergency Eyewash/Shower, Rail Car Unloading | TAB-SES-SQ-2201 | Controller,Temperature | Safety Equipment |  | TIC | heat_tracing |  | Emergency Eyewash/Shower, Rail Car Unloading
43177 | 41500 | TAB-CW-FSH-0003S | Switch, Flow, High,Eye Wash and Shower Station,Chlorine Scrubber Room | TAB-SUSPENDED ENTITY | Switch,Flow-High | Safety Equipment | 46687 | FSH | http://www.toronto.ca/TWONTO#flow_switch |  | Suspended entities
74545 | 40456 | THR-FT-FSL-3740 | Switch, Flow-Low, Seal Water, Pump 3740, Secondary Treatment, Secondary Scum Pumping - North Plant | THR-FT-P-3740 | Switch,Flow-Low | Switch |  | FSL | http://www.toronto.ca/TWONTO#flow_switch |  | Pump, Rotary Vane, Scum Tank 3700, System 8, Scum Pumping
58802 | 78200 | THC-ACC-FN-0267 | Air Handling Unit, Building A | THC-ACC-AHU-0267 | Air Handling Unit | HVAC |  | FN | http://www.toronto.ca/TWONTO#air_handler_unit |  | Air Handling Unit, Building A
37810 | 28282 | RPU-27600 | RPU 21 | TAB-DIG-ELQ-T13-16 | SCADA | Remote Processor Unit |  |  | http://www.toronto.ca/TWONTO#RPU_panel |  | Digester Tanks 13-16, Electrical Equipment
136722 | 60675 | THR-MCS-LD-4675 | Trolley, Mounted on Gantry, Drainage Pumps, T-16 near T-21 | THR-LD-WA4 | Lifting Device | Lifting Device |  | LD | lifting_device_support |  | Lifting Devices, Chain Hoist, Come Along & Slings
10477 | 9581 | COL-MTI-TS-2301D | Transfer Switch, Simcoe Control Chamber No.2300D, MTI | COL-MTI-CH-2300D | Switch | Switch |  | TS | http://www.toronto.ca/TWONTO#transfer_switch |  | Chamber,Simcoe Control Chamber No.2300D, MTI
73423 | 29629 | FHO-DOZ-INJ-3121 | Injector, Disolved Ozone Analyzer AIT-3121 Sampling, Ozone Building, S2, Access/Sampling Area 1 | FHO-DOZ-AIT-3121 |  | Injector |  | INJ | http://www.toronto.ca/TWONTO#ejector |  | Analyzer, Ozone, Dissolved Ozone in Water, Contact Tank T-2100, Ozone Building, S2, Access/Sampling Area 1
79055 | 15808 | THR-SQ-LP-0012 | Life Preserver, Ring Type, Final Tank 15 | THR-SQ-LP-FT | Safety | Safety Equipment |  | LP | http://www.toronto.ca/TWONTO#life_ring |  | Life Preserver, Ring Type Floating Device, Final Tanks
10675 | 74929 | FCL-ACC-HTR-601-602 | South Filter Gallery Cabinet Heaters HTR-0601A,B,C&D: HTR-0602A&B | FCL-ACC |  |  |  | HTR |  |  | Climate Control (HVAC)
138785 | 35445 | THR-SES-SQ-7195 | Harness, Full Body PPE Jan Susla | THR-SES-SQ-1401 | Safety | Safety Equipment | 36284 | SQ | http://www.toronto.ca/TWONTO#fall_arrest_harness |  | Lanyard for Harness 4 ft., PPE, Jan Susla
65367 | 12773 | THC-PRM-ZSH-0978 | Switch, Position High, Mech Away, Valve 0972 | THC-PRM-V-0972 |  | Switch |  | ZSH | http://www.toronto.ca/TWONTO#position_switch |  | Valve, Hydraulic Cylinder, Scum Skimmer, Primary Clarifier 0900, SW Plant
12192 | 42370 | COL-PCF-LSH-0105 | Switch, Level-High, Wet Well | COL-PCF-WEL-0100 | Switch,Level-High | Switch |  | LSH | http://www.toronto.ca/TWONTO#level_switch |  | Wet Well
42099 | 34140 | TAB-ACC-V-6451 | Valve, 2-Way Modulating, PreHeater Coil,AHU-6450, Ground, East Operating Gallery | TAB-ACC-AHU-6450 | Valve | HVAC |  | V | http://www.toronto.ca/TWONTO#valve |  | Air Handling Unit, Primary Tank Operating Gallery, Ground, East Side
74898 | 52939 | THR-CG-F-1411 | Filter, Air Intake, Purge Blower 1411, Engine Exhaust System, Engine-Gen 1201 | THR-CG-BL-1411 |  | Filter |  | F | http://www.toronto.ca/TWONTO#replaceable_air_filter |  | Blower, Centrifugal, Purge, Engine Exhaust System, Engine-Gen 1201
145273 | 80079 | WTR-PMI-DS-0501 | Switch, Fused Disconnect, Water Transmission | WTR-PMI-AUX | Damper/Louver | Switch |  | DS | http://www.toronto.ca/TWONTO#disconnect_switch |  | Auxiliary Equipment (Building Facilities)
76141 | 37955 | THR-MCS-LD-0548 | Gantry, Portable,1500Lbs, Digester, Work Area 1 | THR-LD-WA1 | Lifting Device,Hoist,Electrical | Lifting Device |  | LD | lifting_device_support |  | Lifting Devices, Chain Hoist, Come Along & Slings
119278 | 19223 | TAB-THK-FSL-4307 | Switch,Flow Indication, Polymer inlet to Pump-P-4307 | TAB-THK-P-4307 | Switch,Flow | Switch |  | FSL | http://www.toronto.ca/TWONTO#flow_switch |  | Pump, Mixed Polymer Feed
42745 | 35643 | TAB-ACC-ZSH-0061 | Switch,Position,Damper,Flue Gas Out let, Boiler #6 | TAB-ACC-BO-0060 | Switch,Position | Switch |  | ZSH | http://www.toronto.ca/TWONTO#position_switch |  | Boiler, Hot Water Boiler #6
3858 | 88684 | COL-PCP-CB-0003 | Circuit Breaker, Main | COL-PCP-MISC | Circuit Breaker |  |  | CB |  |  | Miscellaneous Equipment
95879 | 61065 | FIS-ELS-F-2201A | Filter, Fuel Oil, Transfer Pump P-2201A Suction, Workshop Building, Transfer Pump Room | FIS-ELS-P-2101A |  | Filter |  | F | http://www.toronto.ca/TWONTO#replaceable_oil_or_fuel_filter |  | Pump, Centrifugal, Transfer, Storage Tank T-2101 to Day Tank 2102, Workshop Building, Pump Room
147689 | 85016 | YTF-ACC-DR-0009 | Door, RN142, South, Electric Door Operators | YTF-ACC | Door | Door |  | DR | http://www.toronto.ca/TWONTO#door
40492 | 24820 | TAB-ACC-RPU-1401 | RPU-GE1401 | TAB-ELS-WA6 | RPU | Remote Processor Unit |  | RPU | http://www.toronto.ca/TWONTO#RPU_panel |  | Panel Boards, MCC, WA6
143254 | 51366 | WTR-PEG-FAK-0001 | First Aid Kit Station, Eglinton Pumping Station, Electrical Room | WTR-SUSPENDED |  | Safety Equipment | 42089 | FAK | http://www.toronto.ca/TWONTO#first_aid_station_equipment |  | Suspended Obsolete entity for storage purpose
124875 | 19645 | THC-ELS-MCC-1502 | Motor Control Centre,Incineration Essential Power,Biosolids Building | THC-ELS-MCC-1500 | Control Panel,MCC | Motor Control Centre |  | MCC | http://www.toronto.ca/TWONTO#LV_electrical_panel |  | Motor Control Centre, Incineration Essential Power,Biosolids Building
33672 | 64510 | COL-YKP-DA-111464 | Davit Base Leg-111464 | COL-YKP-DA | Safety | Safety Equipment |  | DA | davit_base |  | Davit Arm Assembly
137717 | 74893 | THR-PRM-DRN | Primary Treatment, Drain & Sump Pumps | THR-PRM | [6 empty] | Primary Treatment
26687 | 83652 | COL-PST-LSHH-0106 | Switch, Level High-High | COL-PST | Switch,Level |  |  | LSHH |  |  | Strachan Pumping Station
120853 | 47762 | THC-ACC-HTR-0220 | Heater, Perimeter. Admin Building, Ground Floor, Office 111 | THC-ACC-AHU-0071 |  | HVAC |  | HTR | http://www.toronto.ca/TWONTO#heater |  | Air handling Unit, Ground Floor West Zone(Administration), Admin Building Roof
125391 | 8797 | THC-ELS-WR-2405 | LIFTING SUPPORT STRUCTURE MONORAIL and ELECTRIC HOIST427682 (insp Liftsafe) | THC-MCS-LD | Lifting Device | Lifting Device |  | WR | lifting_device_support |  | Mechanical Services, Lifting Device
34663 | 92955 | MAIN-319 | Main 319 | WTR-MT1 | [6 empty] | Work Area 1 EAST Mains and Chambers
139501 | 77722 | THR-WA3-LD-0034 | Sling, Wire Rope,5T, LIFTALL,Work Area 3(SNo.1363240-12) (1/2" X 6') | THR-LD-WIRE-WA3 | Lifting Device,Sling | Lifting Device |  | LD | wire-rope_sling |  | Slings, Wire Rope, Work Area 3
134038 | 24839 | THR-DIS-T-6000 | Tank, Sodium Hypochlorite Storage, Disinfection Building | THR-DIS-T-PP | Tank | Tank |  | T | http://www.toronto.ca/TWONTO#chemical_storage_tank |  | Disinfection, Tank, Palace Pier
79137 | 3870 | THR-ELS-MCC-1502 | Control Panel, MCC 1502, Digester Gas Compressor MCC-1501 & 1502 (MCC-GC1 & GC2) | THR-ELS-TB-1500 | Control Panel,MCC | Motor Control Centre |  | MCC | http://www.toronto.ca/TWONTO#LV_electrical_panel |  | Circuit Breaker, MCC 1501 & MCC 1502 Tie, Digester Gas Compressor MCC-1501 & 1502 (MCC-GC1 & GC2)
25284 | 90280 | FHO-SPC-RPU-GROUP1 | Remote processing units -Group 1 | FHO TRW PUMPING | Controller,PLC | Remote Processor Unit |  |  | http://www.toronto.ca/TWONTO#RPU_panel |  | Treated Water Pumping
96951 | 32803 | FIS-FEQ-DR-0055 | Door, Fire, Chlorine & SO2 Building | FIS-GRK-STRC-0001 |  | Door |  | DR | http://www.toronto.ca/TWONTO#door
30700 | 21784 | FIS-SES-SQ-6053 | Safety Equipment, Sala DBI Sealed Self Retracting Lifeline with Stainless Steel Cable | FIS-SES |  | Safety Equipment |  | SQ | self_retracting_line |  | Safety, Instrumentation & Environmental Services
16466 | 21039 | COL-PKG-TR-0001 | Transformer, Power | COL-PKG-MISC | Transformer |  |  | TR |  |  | Miscellaneous Equipment
107380 | 34744 | TAB-ACC-PSH-0330 | Switch, Pressure, High, Filter, Fan 3030, Electrical Room | TAB-ACC-AC-3030 | Switch,Pressure-High | HVAC |  | PSH | http://www.toronto.ca/TWONTO#pressure_switch |  | Air Conditioner, D Bldg, New Electrical Room
26264 | 42438 | FHO-SES-SCBA-0027 | Cylinder, SCBA, Air Pack, 2216 PSI, Ser #OJ-391872 | FHO-SES-SQ-0001 | PPE,SCBA | Safety Equipment |  | SCBA | http://www.toronto.ca/TWONTO#compressed_gas_cylinder |  | Safety Equipment
53638 | 94092 | TAB-SES-RING-3015 | Lifebuoy Ring | TAB-SES-RING-3000 | PPE | Safety Equipment |  | RING | http://www.toronto.ca/TWONTO#life_ring |  | Lifebuoy Ring
7304 | 72041 | COL-PSL-CP-0001 | Control Panel, Operator | COL-PSL-MISC | Control Panel |  |  | CP |  |  | Miscellaneous Equipment
40341 | 22929 | TAB-ACC-FN-M&T | Exhaust Fans , M&T Bldg. | TAB-ACC-FN | [6 empty] | Exhaust Fans
11150 | 27922 | COL-PBY-LSH-0104 | Switch, Level High | COL-PBY-MISC | Switch,Level |  |  | LSH |  |  | Miscellaneous Equipment
140703 | 87011 | TNT-PRS-SQ-0002 | Emergency Eye wash and Shower | TNT-PRS | Safety,Eye wash | Safety Equipment |  | SQ | http://www.toronto.ca/TWONTO#emergency_eyewash_and_shower |  | Phosporus Removal System
50919 | 11759 | TAB-PRM-P-P | P Building - Primary Sludge Pumping | TAB-PRM-P | [6 empty] | P Bldg - Primary Treatment
129828 | 70212 | THR-ACC-FD-7477AS | Water Softener, Boilers Make Up Water East Side | THR-ACC-FD-7477 | Chemical Feeder,Liquid | Chemical Feeder | 36258 | FD | http://www.toronto.ca/TWONTO#storage_tank |  | Water Softener, Boilers Make Up Water
101631 | 17598 | MAIN-232 | Main 232 | WTR-LWA | [6 empty] | Work Area 2 Central Mains and Chambers
79895 | 60979 | THR-WA2-LD-0020S | Sling, Chain, Work Area 2 (SUSPENDED) | THR-S-E | Lifting Device,Sling | Lifting Device |  | LD | chain_sling |  | SUSPENDED ENTITY
105855 | 67393 | TAB-ACC-AC-1331 | Conditioner, Air,Aeration Hut No.3 Center(2.5 Tons) | TAB-ACC-CI | H.V.A.C.,Air Conditioner | HVAC |  | AC | http://www.toronto.ca/TWONTO#air_condition |  | Chiller and Air Coolers
18708 | 56592 | FHA-SES-SQ-0460 | FHA-SQ-LP-0010 - Life Preserver | FHA-SES-LP |  | Safety Equipment |  | SQ | http://www.toronto.ca/TWONTO#personal_floatation_device |  | Life Preservers
111022 | 70644 | TAB-DIG-PSH-0834 | Switch,Pressure, High | TAB-DIG-P-0834 | Switch,Pressure-High | Switch |  | PSH | http://www.toronto.ca/TWONTO#pressure_switch |  | Pump, Sludge Recirculation #8
126862 | 84241 | THC-OCS-OIT-2901 | Operator Interface Terminal,Biofilter RPU,Sludge Storage Building | THC-OCS-RPU-2901 | Control Panel,Operator | Communications Equipment |  | OIT | http://www.toronto.ca/TWONTO#operator_interface_terminal |  | RPU,Biofilter,Sludge Storage Building
50129 | 74348 | TAB-PLT-SCAM-0144 | Security Camera, Truck Loading Bay 2, P Bldg. | TAB-PLT-MON-0140 | Security System,Camera | Security System |  | SCAM | http://www.toronto.ca/TWONTO#security_camera |  | Monitor, CCTV, Control Room, P Bldg.
140593 | 35543 | TNT-ELS-MCC-0101 | MCC,Main | TNT-ELS | Control Panel,MCC | Motor Control Centre |  | MCC | http://www.toronto.ca/TWONTO#LV_electrical_panel |  | Instrument / Electrical
6885 | 95327 | COL-PRD-DM-0001 | Damper/Louver | COL-PRD-MISC | Damper/Louver |  |  | DM |  |  | Miscellaneous Equipment
106227 | 73413 | TAB-ACC-DM-6435 | Damper, Motorized, Exhaust Air, FN- 6433, Roof, Existing Grit Bldg. | TAB-ACC-FN-6433 | Damper/Louver | HVAC |  | DM | http://www.toronto.ca/TWONTO#air_damper |  | Fan, Centrifugal, Exhaust Air, Roof, Grit Bldg., P Bldg.
122001 | 67877 | THC-AER-PSH-7304 | Switch, Surge Protection Press-High, Outlet, Blower 7300, Phase I & IV Blower Building | THC-AER-BL-7300 | Switch,Pressure | Switch |  | PSH | http://www.toronto.ca/TWONTO#pressure_switch |  | Blower, Aeration
105936 | 25838 | TAB-ACC-AHU-2821 | AHU, North of Old Dewatering Bldg | TAB-ACC-AHU | Air Handling Unit | HVAC |  | AHU | http://www.toronto.ca/TWONTO#air_handler_unit |  | Air Handling Unit & Supply Fan
112698 | 52258 | TAB-EL1-MCC-6541 | Motor Control Centre, Z Bldg | TAB-ELS-WA6 | Control Panel,MCC | Motor Control Centre |  | MCC | http://www.toronto.ca/TWONTO#LV_electrical_panel |  | Panel Boards, MCC, WA6
131872 | 97157 | THR-CW-BFP-WA1 | City Water, Back Flow Preventer, Work Area 1 | THR-GRK-WA1 | [6 empty] | Building & Grounds Work Area 1
9170 | 7002 | COL-YKP-FAK-0013S | First Aid Kit, Truck #064118 (F250) | COL-YKP | Safety,First Aid Kit | Safety Equipment | 41256 | FAK | http://www.toronto.ca/TWONTO#first_aid_kit |  | Kipling Yard
5960 | 49730 | COL-PLV-MISC | Miscellaneous Equipment | COL-PNT | [6 empty] | New Toronto Pumping Station
86720 | 41935 | WTR-PLW-ACC | Air Conditioning, Heating and Ventilating | WTR-PLW | [6 empty] | Lawrence Pumping Station
19531 | 76362 | FHO MAIN BLDG | Building Location | FHO-SPC | [6 empty] | Process Control Systems - Services Area
10436 | 7022 | FCL-ACC-HTR-0370 | Heater, Re-Heat Unit, 208V, 3PH, Admin Building, Second Floor, Library 206, Ceiling Centre | FCL-ACC-ADMIN |  |  |  | HTR |  |  | Administration Building HVAC Equipment
113519 | 59279 | TAB-ELS-Z BLDG | Z Building Outdoor Substation | TAB-WORK-AREA-6 | Switchgear,Outdoor | [5 empty] | Work Area 6
55721 | 66029 | TAB-WA4-SQ-3408 | Lanyard - 6 Ft.- 10072474 | TAB-WA4-SQ-0010 |  | Safety Equipment |  | SQ | lifeline |  | WA4 Fall arrest systems
40827 | 63148 | TAB-ACC-TE-1469A | Temperature Element, Supply Air Temperature | TAB-ACC-VAV-1469 | Sensor,Temperature | HVAC |  | TE | http://www.toronto.ca/TWONTO#temperature_sensor_element |  | Heater, Hot Water Reheat Coil, Variable air
95706 | 54604 | WTR-RRH-F-0301 | Filter, Discharge Header, Pumps 0301, Rosehill Reservoir, Valve House | WTR-RRH-P-0301 | Filter | Filter |  | F | http://www.toronto.ca/TWONTO#discrete_unit_of_treatment_filter |  | Pump, Centrifugal, Water to Sprinkler System, Rosehill Reservoir, Valve House
43476 | 72697 | FCL-ACC-F-0801 | Filter, Air, Surge Building Dehumidification System D-0801, Surge Building N/W | FCL-ACC-D-0801 |  |  |  | F |  |  | Dehumidifier, Surge Building N/W
110478 | 66258 | TAB-DIG-BU-7061 | Burner #1, Waste Gas | TAB-SUSPENDED ENTITY | Burner,Waste Gas | Burner | 46285 | BU | http://www.toronto.ca/TWONTO#waste_gas_burner |  | Suspended entities
119664 | 64006 | TAB-WA1-SQ-1086 | Sling | TAB-WA1-SQ-1000 | Lifting Device,Sling | Lifting Device |  | SQ | http://www.toronto.ca/TWONTO#fall_protection_sling |  | WA1 Lifting Devices and Slings
26784 | 62715 | FHO-TRW-P-0100-KQ | TRW Pump Unit 1 | FHO TRW PUMPING |  |  | 33321 | P |  |  | Treated Water Pumping
81481 | 7524 | FHA-SES-LDR-0101 | FHA-SES-LD-0027 - 8' Ladder Aluminium ( TRW Basement ) | FHA-SES | Safety | Safety Equipment |  | LDR | http://www.toronto.ca/TWONTO#ladder |  | Safety & Environmental Services
21653 | 42313 | FHO-DOZ-T-5005-SUS | Tank, Chemical Pot Feeder | FHO-SUSPENDED | Chemical Feeder | Chemical Feeder | 37567 | T | http://www.toronto.ca/TWONTO#chemical_storage_tank |  | Suspended Entity List
113057 | 51232 | TAB-EL2-MCC-6524 | Motor Control Centre, 600V | TAB-EL2-MCC | Control Panel,MCC | Motor Control Centre |  | MCC | http://www.toronto.ca/TWONTO#LV_electrical_panel |  | Motor Control Center- South Substation
80478 | 8274 | THR-FT-RPU-0011 | Remote Processor Unit, Final Tank 1900, Tank 2000 (172.22.37.187) | THR-FT-T | RPU | Remote Processor Unit |  | RPU | http://www.toronto.ca/TWONTO#RPU_panel |  | Final Sedimentation Tank & Dedicated WAS Pumping
84566 | 7032 | THR-SPC-RPU-0001B | Remote Processor Unit, SCADA, Gallery Ventilation | THR-ACC-AHU | RPU | Remote Processor Unit |  | RPU | http://www.toronto.ca/TWONTO#RPU_panel |  | Air Conditioning, Air Handling Unit, Gallery Ventilation
110787 | 63677 | TAB-DIG-LSH-1003 | Switch, Level-High, Alarm, Digester 10 Roof, Digester 9-12 Control Building. | TAB-DIG-T-1000 | Switch,Level-High | Switch |  | LSH | http://www.toronto.ca/TWONTO#level_switch |  | Tank, Digester tank, Digester 10
128967 | 32148 | THC-STR-T-0039 | Tank, Sodium Hypochlorite, Disinfection | THC-DIS | Tank,Non-Pressurized | Tank |  | T | http://www.toronto.ca/TWONTO#chemical_storage_tank |  | Disinfection (Chlorination) Process
133891 | 11975 | THR-DIS-AHU-0100 | HVAC, Air Conditioning Unit, Chlorine Bldg,Roof | THR-ACC-DIS | H.V.A.C.,Air Conditioner | HVAC |  | AHU | http://www.toronto.ca/TWONTO#air_condition |  | Air Conditioning, HVAC, Chlorine Building
24524 | 74831 | COL-PRD-FEQ-0001S | Fire Prevention, Extinguisher | COL-W-OBSOLETE | Fire Prevention,Extinguisher |  | 42713 | FEQ |  |  | Col West Obsolete Entities
55543 | 47174 | TAB-WA2-SQ-1101 | Lanyard.6", Randish | TAB-WA2-SQ-0001 | PPE,Harness | Safety Equipment |  | SQ | lifeline |  | Fall Arrest System , Tripod and SRL
131723 | 4511 | THR-CG-RPU-0014 | Remote Processor Unit, SCADA,Engine room East Side (172.22.37.151) | THR-SPC | RPU | Remote Processor Unit |  | RPU | http://www.toronto.ca/TWONTO#RPU_panel |  | Process Control Systems - Services Area
9124 | 75138 | COL-YKP-DA-187986 | Davit Mast (45")-187986 | COL-YKP-DA | Safety | Safety Equipment |  | DA | davit_base |  | Davit Arm Assembly
58224 | 13203 | THC-ACC-CT-0015 | Controller, Heating System, Admin Building, Basement, Storagr Room East B107 | THC-ACC-HTR-0011 |  | HVAC |  | CT | http://www.toronto.ca/TWONTO#thermostat_or_zone_controller_unit |  | Heater, Unit, Electric, 6.3kW, Admin. Building Basement, Mechanical Room B104, North/West
58595 | 48187 | THC-ACC-DM-6211 | Damper, Bubble, Supply Air, Blower Room, 2nd Floor Mech Room #2, Headworks | THC-ACC-AHU-6200 | Damper/Louver | HVAC |  | DM | http://www.toronto.ca/TWONTO#air_damper |  | Air Handling Unit, Blower Room, 2nd Floor Mech Room #2, Headworks
119301 | 12521 | TAB-THK-MEQ-0501 | Flocculator | TAB-THK-T-0500 | Flocculator | Tank |  | MEQ | http://www.toronto.ca/TWONTO#mixer_or_agitator |  | Floatation Tank #5, Subnatant Recycling
129736 | 31640 | THR-ACC-CU-5100 | Condensing Unit, Ductless Split System outdoor Unit, Plant Water Effluent PS | THR-ACC-AC-5100 | H.V.A.C.,Air Conditioner | HVAC |  | CU | http://www.toronto.ca/TWONTO#AC_condenser_unit |  | Fan Coil Unit, Ductless Split System Indoor Unit, Plant Water Effluent PS
7176 | 32243 | COL-PSD-SS-0001 | Station Security System | COL-PSD-MISC |  | Security System |  | SS | http://www.toronto.ca/TWONTO#security_system |  | Miscellaneous Equipment
29529 | 90830 | FIS-GRK-PA-0001 | Phone Intercom & Page System | FIS-GRK-0001 | Public Address System | Communications Equipment |  | PA | http://www.toronto.ca/TWONTO#public_annoucement_speaker |  | FIS, Building Maintenance
147423 | 20823 | WTR-WEST-TNK | Work Area 3 WEST Tanks | WTR-WEST | [6 empty] | Water Supply Work Area 3 WEST
7814 | 48667 | COL-PSW-LSHH-0204 | Switch,Level, High-High, Float Mode, Wet Well #2 | COL-PSW-WEL-0200 | Switch,Level-High-High | Switch |  | LSHH | http://www.toronto.ca/TWONTO#level_switch |  | Wet Well
138302 | 75922 | THR-SES-DEF-0002 | AED, Automatic External Defibrillator Temp A Bldg (Sno. .X16G851892) | THR-SES-WA3 | Safety | Safety Equipment |  | DEF | http://www.toronto.ca/TWONTO#automatic_external_defibrillator |  | Safety & Environmental Services
38984 | 3009 | SWM-PPP-LSL-0101 | Switch, Level-Low | SWM-PPP | Switch |  |  | LSL |  |  | Pantry Park Sewage Pumping Station
8768 | 99860 | COL-SKW-UPS-0001 | UPS, RPU | COL-SKW | Uninterruptible Power Supply |  |  | UPS |  |  | Kew Beach Detention Tank (Kenilworth)-storm
47297 | 13766 | TAB-EL1-MCC-2702 | Motor Control Centre 208V - M Bldg | TAB-EL1-MCC-6014 |  | Motor Control Centre |  | MCC | http://www.toronto.ca/TWONTO#LV_electrical_panel |  | Motor Control Centre 600V - M Bldg
120577 | 35581 | THC-ACC-F-0303 | Filter,Self Cleaning,2nd Floor,Incineration Building M | THC-ACC-FN-0331 | Filter | Filter |  | F | http://www.toronto.ca/TWONTO#replaceable_air_filter |  | Air Handling Unit, Building M
132800 | 5128 | THR-DIG-PSH-1001 | Switch, Pressure High, Tank 1000 Sampling Pump Discharge, Digester Tanks - Sampling System | THR-DIG-P-1001 | Switch,Pressure-High | Switch |  | PSH | http://www.toronto.ca/TWONTO#pressure_switch |  | Pump, Tank 1000 Sampling, Digester Tanks - Sampling System
77776 | 94254 | THR-PRM-T-0300 | Tank, Primary Clarification - Primary Tank - South | THR-PRM-SOUTH | Tank | Tank |  | T | http://www.toronto.ca/TWONTO#clarifier |  | Primary Treatment, South Primary
120243 | 30649 | THC-ACC-AHU-0021 | Air Handling Unit, Basement East Zone, Locker Supply & W/R Exhaust Admin Bdlg Roof | THC-ACC-BLDG K |  | HVAC |  | AHU | http://www.toronto.ca/TWONTO#air_handler_unit |  | Administration Building, HVAC
55454 | 10631 | TAB-WA1-SQ-1144 | Sling | TAB-WA1-SQ-1000 | Lifting Device,Sling | Lifting Device |  | SQ | http://www.toronto.ca/TWONTO#fall_protection_sling |  | WA1 Lifting Devices and Slings
7108 | 39652 | COL-PRX-WEL-0300 | Well | COL-PRX-MISC | Well |  |  | WEL |  |  | Miscellaneous Equipment
19149 | 60866 | FHO-ACC-F-0301 | Filter, Dry Air, Fan FN-0302 Intake, Chemical Building, L2, South Penthouse | FHO-ACC-FN-0302 |  | Filter |  | F | http://www.toronto.ca/TWONTO#replaceable_air_filter |  | Fan, Supply, Main Electrical Room Ventilation System, L1 Chemical Building, Fan Room
136759 | 1160 | THR-MCS-MT-0518 | Grinder-Baldor | THR-MCS-MT2-WA2 |  | Tool |  | MT | bench_grinder |  | Machine Tool-2
104971 | 39885 | NX4020A | Unit Heater,Ground Equipment Store | TAB-ACC-HTR | H.V.A.C.,Heater | HVAC |  |  | http://www.toronto.ca/TWONTO#heater |  | Heaters- Convection,
139470 | 5585 | THR-WA2-LD-64-23 | Sling, Nylon, Work Area 2 (Sr 1472764-23) SIZE; 1" X 4', | THR-SES-LD | Lifting Device,Sling | Lifting Device |  | LD | synthetic_web_sling |  | Lifting Device, Safety Equipment
138819 | 98119 | THR-SES-T-0503 | Tank, Air Cylinder, 4500 PSI, Chlorine Bldg. | THR-SES-SCBA | Safety | Safety Equipment |  | T | http://www.toronto.ca/TWONTO#compressed_gas_cylinder |  | Self Contained Breathing Apparatus
107594 | 65744 | TAB-ACC-TE-1464A | Temperature Element, Supply Air Temperature | TAB-ACC-HTR-1464 | Sensor,Temperature | HVAC |  | TE | http://www.toronto.ca/TWONTO#temperature_sensor_element |  | Heater unit, Z Bldg
18634 | 31860 | COL-PLB-SW-0001 | Switch, Main Electrical Disconnect | COL-PLB-AUX-ELEC | Switch | Switch |  | SW | http://www.toronto.ca/TWONTO#disconnect_switch |  | Electrical Equipment
93023 | 4167 | FHO-FLT-T-0101-KQ | Filter 1 | FHO-FLT |  |  |  | T |  |  | Filtration
50179 | 99971 | TAB-PLT-T-0184 | Tank # 1, Sodium Hypochlorite, NaOCl | TAB-PLT-OC | Tank,Reservoir | Tank |  | T | http://www.toronto.ca/TWONTO#chemical_storage_tank |  | Preliminary Grit Odour Control
138825 | 92290 | THR-SES-T-0509 | Tank, Air Cylinder, 4500 PSI | THR-SES-JHSC | Safety | Safety Equipment |  | T | http://www.toronto.ca/TWONTO#compressed_gas_cylinder |  | Joint Health and Safety Coordination
57943 | 80578 | THC-AER-T-2600 | Tank, Aeration | THC-AER-OLD PLANT | Tank,Non-Pressurized | Tank |  | T | http://www.toronto.ca/TWONTO#aeration_tank |  | AerationTreatment
29639 | 27044 | FIS-MCS-LD-0021 | Manual hoist -Chain fall 0.75 Ton | FIS-MCS | Lifting Device | Lifting Device |  | LD | http://www.toronto.ca/TWONTO#lifting_equipment_hoist |  | Mechanical Services
72680 | 43765 | THR-ACC-EPS | Air Conditioning, HVAC, EPS | THR-ACC-HVAC | H.V.A.C.,Air Conditioner | HVAC |  |  | http://www.toronto.ca/TWONTO#collection_of_assets |  | Air Conditioning, Heating, Ventilation & Air Conditioning
132559 | 75819 | THR-DIG-LSL-5661 | Switch, Level-Low, Lube Oil, C-5660, Gas Mixing System | THR-DIG-T-5661 | Switch,Level-Low | Switch |  | LSL | http://www.toronto.ca/TWONTO#level_switch |  | Tank, Reservoir, Auxiliary Oil, Gas Compressor 5660, Digester Mixing System
145510 | 70680 | WTR-PMI-TSH-0004 | Switch, Temperature, High, Water Transmission | WTR-PMI-AUX | Switch,Temperature-High | Switch |  | TSH | http://www.toronto.ca/TWONTO#temperature_switch |  | Auxiliary Equipment (Building Facilities)
62628 | 80331 | THC-MCS-LD-P2675 | PULLER/LEVER HOIST - STEEL BODY (insp Liftsafe) | THC-MCS-LD | Lifting Device | Lifting Device |  |  | http://www.toronto.ca/TWONTO#lifting_equipment_hoist |  | Mechanical Services, Lifting Device
48145 | 72207 | FCL-DCL-F-0201 | Filter, Discharge, Evaporator 0201, Sulpher Dioxide System | FCL-DCL-SO-0201 | Filter | Filter |  | F | http://www.toronto.ca/TWONTO#replaceable_air_filter |  | Sulphonator, Sulphur Dioxide System, Machine Room,Gaseous Chemical Building
61160 | 53599 | THC-ELS-SQ-2856898 | Spares, Electrical Safety gloves, High Voltage, Class 0, # 2856898 | THC-SES-SQ |  | Safety Equipment | 40738 | SQ | http://www.toronto.ca/TWONTO#rubber_insulating_gloves |  | Safety Equipment
8765 | 80908 | COL-SKW-MISC | Miscellaneous Equipment | COL-SKW | [6 empty] | Kew Beach Detention Tank (Kenilworth)-storm
62557 | 17167 | THC-MCS-LD-10041452 | ELECTRIC HOIST (insp Liftsafe) | THC-MCS-LD | Lifting Device | Lifting Device |  | LD | http://www.toronto.ca/TWONTO#lifting_equipment_hoist |  | Mechanical Services, Lifting Device
122218 | 15958 | THC-AI-T-7050 | Tank,Air Receiver,Compressed Air System,Incinerator Building,2nd Floor | THC-MCS-AI/SA | Tank,Reservoir | Tank |  | T | http://www.toronto.ca/TWONTO#pressure_vessel |  | Instrument/service Air Plant Wide
16418 | 61446 | FHA-FLT-MX-0501 | FHA-FLT-SW-0501 - Sweeps, Surface Wash, Filter #5 | FHA-FLT-F-0501 | Filter | Filter |  | MX | filter_sweeping_arm |  | Filter #05, Filter Building, West Filter Gallery South
130451 | 29242 | THR-ACC-T-0206 | Tank, Glycol Make-Up Package, STB Basement | THR-ACC-P-0101 | Tank | Tank |  | T | http://www.toronto.ca/TWONTO#chemical_storage_tank |  | Pump, Hot Water Recirculation, STB Ground Floor
14733 | 97663 | FCL-SES-LTX-0095-SUS | Exit Light, 95, Gaseous Building, 2nd Floor, Chemical Room S/W Door Exit | FCL-SUSPENDED |  |  | 46602 | LTX |  |  | Suspended entity
29854 | 44004 | FIS-WWW-CH-0300-SUS | Slow Sand Fiter | FIS-BW | Filter | Filter | 38481 | CH | http://www.toronto.ca/TWONTO#filtration_tank |  | Backwash System
34604 | 42754 | MAIN-264 | Main 264 | WTR-LWA | [6 empty] | Work Area 2 Central Mains and Chambers
121196 | 23151 | THC-ACC-T-0901 | Domestic Hot Water Tank, Dechlorination Building | THC-PWA-HWT |  | HVAC |  | T | http://www.toronto.ca/TWONTO#tanked_hot_water_heater |  | Domestic Hot Water Tanks
51702 | 57303 | TAB-GRK-VEH-378323 | Kubota | TAB-GRK-VEH | Vehicle,Unlicensed | Vehicle |  | VEH | http://www.toronto.ca/TWONTO#golf_cart
51540 | 40538 | TAB-PRS-LSHH-0411 | Switch, Level High,High, Sanitary Sump | TAB-PRS-P-0411 | Switch,Level-High-High | Switch |  | LSHH | http://www.toronto.ca/TWONTO#level_switch |  | Pump, Submersible, Sanitary Sump , PRS Building Basement
4427 | 46431 | COL-PFO-LSLL-0104 | Switch, Level Low-Low | COL-PFO | Switch,Level |  |  | LSLL |  |  | Fourth Street Sewage Pumping Station (Wards Island PS#9)
147068 | 43181 | WTR-RMI-RPU-0002 | Remote Processing Unit, West Valve House | WTR-RMI-ELS | RPU | Remote Processor Unit |  | RPU | http://www.toronto.ca/TWONTO#RPU_panel |  | Electrical System
40023 | 20095 | DIS-YDR | Building Location | DIS-EUS | [6 empty] | Production & End User Support
85646 | 52815 | WTR-PHL-LD-0001 | Electric Pallet Truck (EFET33N) | WTR-CENTRAL-SES | Lifting Device,Electric Pallet Truck | Lifting Device |  | LD | lift_truck |  | Safety & Lifting Devices
43236 | 93944 | TAB-CW-SQ-6007 | Emergency Eye Wash Station, 4th Floor, Dewatering, South Wall | TAB-DEW-SAFETY | PPE,Eyewash Station | Safety Equipment |  | SQ | http://www.toronto.ca/TWONTO#emergency_eyewash |  | Safety Equipment
147090 | 78846 | WTR-RMI-ZS-0003 | Switch, Position,Door Security | WTR-RMI-AUX | Switch,Position | Switch |  | ZS | http://www.toronto.ca/TWONTO#position_switch |  | Auxiliary Equipment (Building Facilities)
19834 | 76681 | COL-PLV-FQ-0001 | Meter, Flow | COL-PLV-MISC | Meter,Flow |  |  | FQ |  |  | Miscellaneous Equipment
120224 | 14728 | THC-ACC-AC-0097 | Air Conditioner, Portable Unit, Admin Building, Office 104 | THC-ACC-BLDG K |  | HVAC |  | AC | http://www.toronto.ca/TWONTO#air_condition |  | Administration Building, HVAC
18716 | 56482 | FHA-SES-SQ-0603 | FHA-SQ-LP-0015 - Life Preserver | FHA-SES-LP |  | Safety Equipment |  | SQ | http://www.toronto.ca/TWONTO#personal_floatation_device |  | Life Preservers
53834 | 86760 | TAB-SLO-PSL-0420 | Switch, Pressure-Low, City Water, Discharge From Pump 0420, Biofilter System | TAB-SUSPENDED ENTITY | Switch,Pressure | Switch | 46251 | PSL | http://www.toronto.ca/TWONTO#pressure_switch |  | Suspended entities
87368 | 71142 | WTR-PPD-LSH-0002 | Switch, Level-High, Sump Switch | WTR-PPD-AUX | Switch,Level-High | Switch |  | LSH | http://www.toronto.ca/TWONTO#level_switch |  | Auxiliary Equipment (Building Facilities)
77288 | 48488 | THR-PRM-BH-0009 | Bulk Head, Channel Gate Stop/Block, Primary | THR-PRM-BH |  |  |  | BH |  |  | Bulk Head, Channel Gate Stop/Block, Primary
9067 | 25484 | COL-YKP-DA-1671155 | Davit Upper Arm- 1671155 | COL-W-OBSOLETE | Safety | Safety Equipment |  | DA | davit_base |  | Col West Obsolete Entities
130526 | 35338 | THR-ACC-THK | Air Conditioning, AHU, HVAC, STB | THR-ACC-HVAC | H.V.A.C.,Air Conditioner | HVAC |  |  | http://www.toronto.ca/TWONTO#collection_of_assets |  | Air Conditioning, Heating, Ventilation & Air Conditioning
119980 | 7632 | TAB-WA6-ELS-0100 | All Electrical Equipments common to Work Area 6 | TAB-WA6 | Electrical Power Line | Power Distribution Panel |  | ELS | http://www.toronto.ca/TWONTO#collection_of_assets |  | Common to Projects, Bldg. Services, Z Building
122356 | 26584 | THC-CW-SQ-0109 | Emergency Eyewash & Shower, Phase I Aeration Basement | THC-SUSPENDED | PPE,Eyewash Station | Safety Equipment | 40235 | SQ | http://www.toronto.ca/TWONTO#emergency_eyewash_and_shower |  | Suspended entity
117987 | 7754 | TAB-SES-LTX-2284 | Exit Sign, Battery Unit, 2 LED heads, PRS Bldg | TAB-SUSPENDED ENTITY | Lighting,Exit | Safety Equipment | 41287 | LTX | http://www.toronto.ca/TWONTO#lighting_unit |  | Suspended entities
29546 | 41879 | FIS-ITS-COM-0300 | Server Cabinet, Primary, Admin Building, Server Room | FIS COMMUNICATIONS |  | System Process Control |  | COM | http://www.toronto.ca/TWONTO#network_panel |  | FIS Communications
65433 | 2262 | THC-ELS-PDP-1610 | Power Distribution Panel,South Effluent Pumping Station,Electrical Room,Ground Floor | THC-DIS |  | Power Distribution Panel |  | PDP | http://www.toronto.ca/TWONTO#LV_electrical_panel |  | Disinfection (Chlorination) Process
106306 | 30372 | TAB-ACC-F-1520 | Filter, Exhaust Fan 1520, AHU-1500, Screen Bldg. Rooftop | TAB-ACC-AHU-1500 | Filter | Filter |  | F | http://www.toronto.ca/TWONTO#replaceable_air_filter |  | Air Handling Unit, D Bldg Roof
126119 | 14578 | THC-ITS-COM-2402 | Telecommunication Enclosure,South Effluent Pump Station,Sampling Room,Ground Floor | THC-SPC |  | Network |  | COM | http://www.toronto.ca/TWONTO#network_panel |  | Process Control Systems - Services Area
81511 | 17714 | TNT-MCS-T-2000 | Tank 2, Strom water Storage | TNT-MCS | Tank,Reservoir | Tank |  | T | http://www.toronto.ca/TWONTO#storage_tank |  | Miscellaneous, including Storm Water Tanks
125199 | 20655 | THC-ELS-SQ-211162R | Spares, Electrical Safety gloves, High Voltage, Class 0, # 211162R | THC-SES-SQ |  | Safety Equipment | 35497 | SQ | http://www.toronto.ca/TWONTO#rubber_insulating_gloves |  | Safety Equipment
86944 | 74982 | TNT-ELS-MCC-2301 | MCC,Digester Gallery | TNT-ELS | Control Panel,MCC | Motor Control Centre |  | MCC | http://www.toronto.ca/TWONTO#LV_electrical_panel |  | Instrument / Electrical
55428 | 68234 | TAB-WA1-SQ-1093 | Sling | TAB-WA1-SQ-1000 | Lifting Device,Sling | Lifting Device |  | SQ | http://www.toronto.ca/TWONTO#fall_protection_sling |  | WA1 Lifting Devices and Slings
76223 | 72650 | FHO-ELS-DP-0110-SUS | Distribution Panel from MCC E1 Emergency Standby Power | FHO-ELS-INQ | Control Panel,Power Distribution Panel | Power Distribution Panel | 37594 | DP | http://www.toronto.ca/TWONTO#LV_electrical_panel |  | Power Management
12126 | 96759 | FCL-ELS-DS-0200-P | Switch,High Lift Bldg - Switchgear Room,Disconnect | FCL_ELS_120/208V_ELECABS | Switch | Switch |  | DS | http://www.toronto.ca/TWONTO#disconnect_switch |  | Electrical Distribution Cabinets,120/208V
21256 | 62449 | FHO-CLC-CHL-0101-KQ | Trim Chlorination Train 1 | FHO-CLC |  |  |  | CHL |  |  | Trim Chlorination System
146206 | 88090 | WTR-PSA-DR-0003 | Door | WTR-PSA-AUX | Door,Access | Door |  | DR | http://www.toronto.ca/TWONTO#door
48688 | 28320 | FCL-BEFORE SO2 | Before S02 Sampling | FCL-SAMP | [6 empty] | Sampling Systems
78972 | 48655 | THR-SPC-COM-2110 | System Process Control,, Aeration Gallery T-14 | THR-ELS-AER | UPS | System Process Control |  | COM | http://www.toronto.ca/TWONTO#network_panel |  | Electrical System, Aeration and Galleries
25686 | 10304 | COL-PSP-GRF-0001 | Indicator, Ground Fault | COL-PSP |  |  |  | GRF |  |  | Southport Sewage Pumping Station
98860 | 58337 | IH311 | Door, Overhead, Building M | THC-SUSPENDED | Door,Overhead | Door | 32200 |  | http://www.toronto.ca/TWONTO#roll_up_door
54383 | 98097 | TAB-STR-LSHH-8038A | Switch, Level High-High, Blower Bldg Sub-Basement, South Tunnel Entrance | TAB-STR-P-8038A |  | Switch |  | LSHH | http://www.toronto.ca/TWONTO#level_switch |  | Pump,Sump, Z Bldg
113633 | 23659 | TAB-HRS-V-PRV | Steam Pressure Relief Valves, Z Building | TAB-HRS-STEAM | [6 empty] | Plant Steam
62429 | 20172 | THC-ITS-PA-1910 | IDF Panel, Public Address System, Tunnel 31 | THC-ITS-MDF-1000 | Network,Telecommunication | Communications Equipment |  | PA | http://www.toronto.ca/TWONTO#public_annoucement_speaker |  | Public Address System, Master Distribution , Control System, Admin Bldg,
11758 | 29730 | FCL-CW-T-0010 | Tank, Hot Water, Non-Pressurised, Dry Chemical Building, Basement | FCL-GRK | Tank,Non-Pressurized | Tank |  | T | http://www.toronto.ca/TWONTO#tanked_hot_water_heater |  | Buildings and Grounds
40413 | 26623 | TAB-ACC-FSL-5011 | Switch,Flow,Water From Pump | TAB-ACC-P-5011 | Switch,Flow | Switch |  | FSL | http://www.toronto.ca/TWONTO#flow_switch |  | Pump, Circulating,Hot Water,P15-2, New Gas Control Building Basement, Mid Section
8292 | 10904 | COL-PWR-LSL-0005 | Switch, Level-Low | COL-PWR-SUSPENDED | Switch,Level |  | 35109 | LSL |  |  | West Rouge P.S.suspended entities
43834 | 183 | FCL-ACC-FS-0405 | Switch, Loss of Air Flow, FN-0405, High Lift Pumping Station Ventilation, High Lift Electrical Shop | FCL-ACC-FN-405,6,7 | Switch,Flow | Switch |  | FS | http://www.toronto.ca/TWONTO#flow_switch |  | Pump Stn. Vent. (FN-0405,6,7) FN-23, 26-1,26-2
48189 | 49318 | TAB-ELS-SQ-1011 | PPE Cabinet with PPE- Blower Bldg Blower East | TAB-ELS-ESQ | PPE | Safety Equipment |  | SQ | ppe_cabinet |  | Electrical Safety Equipment
129962 | 6307 | THR-ACC-FSL-0845S | Switch, Flow-Low, Exhaust Fan 0845, T14 South, Plant Services, Gallery Ventilation, Zone 2A and 2B | THR-ACC-FN-0845S | Switch,Flow-Low | Switch | 39343 | FSL | http://www.toronto.ca/TWONTO#flow_switch |  | Fan, Exhaust, T14 South, Plant Services, Gallery Ventilation, Zone 2A, 2B, 2C
27858 | 32745 | COL-PWC-FN-0001 | Fan, Centrifugal | COL-PWC-MISC | Fan |  |  | FN |  |  | Miscellaneous Equipment
64104 | 34555 | THC-PRM-CLR-1030 | Sludge Bottom Scraper Mechanism, Tank 1000, Primary Clarifier | THC-PRM-T-1000 |  | Drive mechanism |  | CLR | http://www.toronto.ca/TWONTO#collector_mechanism |  | Tank, Primary Clarifier
123305 | 62889 | THC-DIG-0600 | Eliminated Role: Digester 0600 | THC-SUS |  |  | 40441 | DIG |  |  | THC records of assets and roles that are no longer in service or exists
6907 | 88884 | COL-PRD-LSHH-0207 | Switch, Level High-High | COL-PRD-MISC | Switch,Level |  |  | LSHH |  |  | Miscellaneous Equipment
31395 | 33262 | COL-RBB-DM-0002 | Damper/Louver, Fan 0002 | COL-RBB-MISC | Damper/Louver |  |  | DM |  |  | Miscellaneous Equipment
61171 | 75188 | THC-ELS-SQ-6180351 | Electrical Safety gloves, High Voltage, Class 0, # 6180351 | THC-SES-SQ | PPE,Insulated Glove | Safety Equipment |  | SQ | http://www.toronto.ca/TWONTO#rubber_insulating_gloves |  | Safety Equipment
7920 | 38804 | COL-PTS-LSLL-0103 | Switch, Level Low-Low | COL-PTS | Switch,Level |  |  | LSLL |  |  | Third Street Sewage Pumping Station (Wards Island PS#12)
110799 | 23964 | TAB-DIG-LSHH-0124 | Switch,Level -High-High,Digester Tank T-0100 | TAB-DIG-T-0100 | Switch,Level-High-High | Switch |  | LSHH | http://www.toronto.ca/TWONTO#level_switch |  | Digestion Tank 01
70400 | 7657 | FHA-AM-T-0201 | Tank, Aqua Ammonia, RMF Ammonia Storage Room South Tank | FHA-WWW-CHEM | Tank | Tank |  | T | http://www.toronto.ca/TWONTO#chemical_storage_tank |  | Chemical Storage Room
83280 | 31013 | THR-PRM-SP-0002 | Sampler, South Primary Treatment | THR-PRM-STA-2 | Sampler | Sampler |  | SP | http://www.toronto.ca/TWONTO#auto_sampler |  | South Primary Station 2
18255 | 78748 | COL-PLB-HIC-0100 | Humidistat | COL-PLB-AHU-0100 |  | Switch |  | HIC | http://www.toronto.ca/TWONTO#thermostat_or_zone_controller_unit |  | Air Handling Unit
97359 | 6048 | FIS-MCS-LD-0013 | Manual hoist -Chain fall 2 Ton | FIS-MCS | Lifting Device | Lifting Device |  | LD | http://www.toronto.ca/TWONTO#lifting_equipment_hoist |  | Mechanical Services
28494 | 81632 | COL-PWL-LSLL-0104 | Switch, Level Low-Low | COL-PWL | Switch,Level |  |  | LSLL |  |  | Willow Avenue Sewage Pumping Station (Wards Island PS#7)
44111 | 68139 | FCL-ACC-HTR-0254 | Heater, Convection, Electric, (CH-2D), 1kW, Dry Chemical Building Stairwell W | FCL-ACC-P-LL |  |  |  | HTR |  |  | Low Lift Pumping Station HVAC Equipment
126362 | 5770 | THC-ITS-PA-2910 | IDF Panel, Public Address System, Bldg. U | THC-ITS-MDF-1000 | Network,Telecommunication | Communications Equipment |  | PA | http://www.toronto.ca/TWONTO#public_annoucement_speaker |  | Public Address System, Master Distribution , Control System, Admin Bldg,
27576 | 7517 | COL-PSW-SS-0152 | Door entry system | COL-PSW | Security System | Security System | 36091 | SS | http://www.toronto.ca/TWONTO#security_system |  | Swansea Pumping Station
81900 | 24137 | FHA-SES-LDR-0519 | FHA-SES-LD-0052 - 30' Ext Ladder Aluminum( Ammonia Storage Room ) | FHA-SES | Safety | Safety Equipment |  | LDR | http://www.toronto.ca/TWONTO#ladder |  | Safety & Environmental Services
39142 | 11956 | TAB-ACC-DM-6556 | Damper, Motorized, Exhaust Air, FN- 6532,6542, 6552 & 6562, Mech. RM No. 3, Screen Bldg., P Bldg. | TAB-ACC-FN-6532 | Damper/Louver | HVAC |  | DM | http://www.toronto.ca/TWONTO#air_damper |  | Fan, Centrifugal, Exhaust air, Mechanical Room No. 3, Screen Bldg., P Bldg.
137295 | 15603 | THR-PLT-FSL-0111 | Switch, Flow, Low, Flushing Water, Washer Compactor CMP-0110, Headhouse | THR-PLT-CMP-0110 | Switch,Flow-Low | Switch |  | FSL | http://www.toronto.ca/TWONTO#flow_switch |  | Compactor, Bar Screen 0112, Prelimiry Treatment
110378 | 42749 | TAB-DEWATER BLDG | Building Location | TAB-SPC | [6 empty] | Process Control Systems - Services Area
55469 | 20607 | TAB-WA1-SQ-1173 | Chain Sling | TAB-WA1-SQ-1000 | Lifting Device,Sling | Lifting Device |  | SQ | chain_sling |  | WA1 Lifting Devices and Slings
131173 | 93758 | THR-AER-RPU-0014S | Remote Processor Unit, South Aeration, Tank 0500 (172.22.37.167) | THR-AER-T-0510 | RPU | Remote Processor Unit | 39380 | RPU | http://www.toronto.ca/TWONTO#RPU_panel |  | Tank, Secondary Treatment, Aeration - South
121207 | 86973 | THC-ACC-T-0422 | Tank,Expansion,Supply,Building UU,Glycol Heating,Basement,Building U | THC-ACC-BLDG U | Tank | Tank |  | T | expansion_tank |  | New Digesters Building HVAC
120327 | 43254 | THC-ACC-CP-0017 | Control Panel, Server/Equipment Room Cooling, Admin Building Ground Floor | THC-ACC-BLDG K |  | HVAC |  | CP | http://www.toronto.ca/TWONTO#process_control_panel |  | Administration Building, HVAC
65691 | 2560 | FCL-SPC-COM-1203 | Termination Panel, High Lift Switchgear Room | FCL-SPC |  |  |  | COM |  |  | Process Control Systems - Services Area
145607 | 31691 | WTR-PMI-ZS-0030 | Switch, Position,Door Security | WTR-PMI-AUX | Switch,Position | Switch |  | ZS | http://www.toronto.ca/TWONTO#position_switch |  | Auxiliary Equipment (Building Facilities)
42100 | 32745 | TAB-ACC-V-6481 | Valve, 2-Way Modulating, heating Coil,6405, Pump RM, Existing Grit Bldg. | TAB-ACC-HE-6405 | Valve | HVAC |  | V | http://www.toronto.ca/TWONTO#valve |  | Heat Exchanger, Heating Coil box, Pump Room, Grit Bldg., P Bldg.
4103 | 32020 | COL-PCU-LSLL-0201 | Sensor, Switch, Low-Low, Wet Well #2 | COL-PCU-WEL-0200 | Switch,Level-Low-Low | Switch |  | LSLL | http://www.toronto.ca/TWONTO#level_switch |  | Well, Wet Well #2, Cumber PS
125855 | 15305 | THC-INC-BU-1039 | Burner, Hearth 5, Incinerator 1000 | THC-INC-FU-1000? | Burner | Burner |  | BU | http://www.toronto.ca/TWONTO#burner_component_of_asset |  | Furnace, Incinerator 1000
147817 | 43717 | YTF-SS-YAN-1000 | Security System Alarms/Sirens | YTF-SS |  | Security System |  | YAN | http://www.toronto.ca/TWONTO#security_system |  | Security Systems
93266 | 42983 | FHO-GRK-DR-2031S | Door, (FD-S2-31), Fire Rated, S2, Reservoir Entrance | FHO-GRK-FEQ-0001 | Fire Prevention,Door | Door |  | DR | http://www.toronto.ca/TWONTO#fire_rated_door
127047 | 84385 | THC-PLT-CP-0902 | Panel, Control, Pneumatic Valves, Grit Pumping System, Screenings and Grit Conveyance | THC-PLT-P-0940 | Control Panel,Operator | Pneumatic System |  | CP | http://www.toronto.ca/TWONTO#pneumatic_control_system |  | Pump, Grit Slurry, Vortex Grit Pipe Gallery, Grit Removal
147562 | 23518 | YCM-TL-C-0001 | Yard tools - Portable air compressor | FAC-YCM-TOOLS |  | Tool |  | C | http://www.toronto.ca/TWONTO#collection_of_assets |  | Yard tools
83557 | 33159 | FHA-SES-SQ-1110 | FHA-SES-SQ-0110 - Davit Base 4708 | FHA-SES |  | Safety Equipment |  | SQ | davit_base |  | Safety & Environmental Services
59055 | 84544 | THC-ACC-HTR-0320 | Air Heater, Convector, Building M | THC-ACC-HEATERS | H.V.A.C.,Heater,Unit | HVAC |  | HTR | http://www.toronto.ca/TWONTO#heater |  | Air Heaters, Building M
56377 | 87186 | THC-ACC-DM-1052 | Damper,Motorized | THC-PRM-BLDG-HPU0010 |  |  |  | DM |  |  | HPU Building 10
64758 | 71222 | FCL-SES-CYL-0006 | Air Cylinder Carbon Fiber | FCL-SES-SQ-0008 | PPE,SCBA | Tank |  | CYL | gas_cylinder |  | Eyewash Station/Shower, Low Lift PS Building, Alum Delivery Door,Raw Water Pump Room Basement beside Phosphoric acid Skids
93214 | 50700 | FHO-GRK-DR-1058L | Door, (FD-1-58), Fire Rated, Admin Building, L1, Stairway 1 | FHO-GRK-FEQ-0001 | Fire Prevention,Door | Door |  | DR | http://www.toronto.ca/TWONTO#fire_rated_door
61180 | 44599 | THC-ELS-SQ-725046 | Electrical Safety gloves, High Voltage, Class 1, # 725046 | THC-SES-SQ |  | Safety Equipment | 35227 | SQ | http://www.toronto.ca/TWONTO#rubber_insulating_gloves |  | Safety Equipment
10740 | 18211 | FCL-ACC-TT-0321 | Transmitter, Temperature, Admin Building, First Floor, Corridor 103 | FCL-ACC-ADMIN |  |  |  | TT |  |  | Administration Building HVAC Equipment
14730 | 9093 | FCL-SES-LTX-0092-SUS | Exit Light, 92, Gaseous Building, 2nd Floor, Chlorine Storage Room North Door Exit Out | FCL-SUSPENDED |  |  | 46599 | LTX |  |  | Suspended entity
127731 | 12025 | THC-PRM-TIC-1018 | Temperature, Indicate Control, Heat Trace | THC-PRM-BLDG-HPU0010 |  |  |  | TIC |  |  | HPU Building 10
15142 | 14651 | COL-PIR-P-0100 | Pump, Centrifugal | COL-PIR | Pump |  |  | P |  |  | Island Road Sewage Pumping Station
68682 | 84311 | FHO-ACC-FN-0148 | Fan, Exhaust, Admin Building, S2, Loading Bay Door 3 Air Curtain | FHO-ACC SECONDARY | Fan,Axial | HVAC |  | FN | http://www.toronto.ca/TWONTO#blower_or_fan_with_drive |  | Small Air Moving Equipment
43190 | 74526 | TAB-CW-FSH-0081 | Switch,Flow,High,Emerg. Eyewash & Shower, Plant Services | TAB-CW-SQ-0081 | PPE,Eyewash Station | Safety Equipment |  | FSH | http://www.toronto.ca/TWONTO#flow_switch |  | Emerg. Eyewash & Shower, Plant Services
45158 | 62686 | TAB-DIG-LSH-6702 | Switch, Level, High | TAB-DIG-P-6702 | Switch,Level-High | Switch |  | LSH | http://www.toronto.ca/TWONTO#level_switch |  | Pump, Sump, #2, DX8602A, Digester Gas Control Building
110810 | 14993 | TAB-DIG-LSHH-8078A | Switch, Level High-High, Digesters 19-22, Basement, North-West Sump | TAB-DIG-P-8078 |  | Switch |  | LSHH | http://www.toronto.ca/TWONTO#level_switch |  | Pump, Sanitary Sump, 1A, Digestion Tank #19 - 22 Basement
105552 | 62264 | SWM-PDU-LIT-0001 | Transmitter, Level | SWM-PDU-MISC | Transmitter,Level |  |  | LIT |  |  | Miscellaneous Equipment
93285 | 16514 | FHO-GRK-DR-2049S | Door, (FD-S2-49), Fire Rated, Ozone Building, S2, Pipe Gallery 1, Hallway 2, East | FHO-GRK-FEQ-0001 | Fire Prevention,Door | Door |  | DR | http://www.toronto.ca/TWONTO#fire_rated_door
15866 | 76461 | COL-PKG-MISC | Miscellaneous Equipment | COL-PKG | [6 empty] | Kingston Rd Pumping Station
105646 | 76180 | SWM-PIT-SW-0001 | Switch, Main Electrical Disconnect | SWM-PIT-MISC | Switch | Switch |  | SW | http://www.toronto.ca/TWONTO#disconnect_switch |  | Miscellaneous Equipment
34617 | 73143 | MAIN-272 | Main 272 | WTR-LWA | [6 empty] | Work Area 2 Central Mains and Chambers
18472 | 14280 | FHA-SES-LDR-0501 | FHA-SES-LD-0007 - 4' Ladder Fiberglass Orange ( Scrubber) | FHA-SES | Safety | Safety Equipment |  | LDR | http://www.toronto.ca/TWONTO#ladder |  | Safety & Environmental Services
15947 | 98190 | FHA-ELS-PDP-0407B | Power Distribution Panel, Heating, Filter Building East Filter Pipe Gallery | FHA-ELS | Control Panel,Power Distribution Panel | Power Distribution Panel |  | PDP | http://www.toronto.ca/TWONTO#LV_electrical_panel |  | Electrical
146125 | 43609 | WTR-PSA-AMT | Atmospheric Monitoring | WTR-PSA | [6 empty] | St. Albans Pumping Station
18127 | 77519 | FHA-SED-ZSH-0304G | Switch, Limit, Access Hatch Zone 4, Settling Basin T-0301 | FHA-SED-ZSH-0304 |  | Security System |  | ZSH | http://www.toronto.ca/TWONTO#position_switch |  | Switch, Limit, Access Hatch Zone 3
129598 | 43881 | THR-ACC-AC-5100 | Fan Coil Unit, Ductless Split System Indoor Unit, Plant Water Effluent PS | THR-ACC-FPW | H.V.A.C.,Air Conditioner | HVAC |  | AC | http://www.toronto.ca/TWONTO#air_condition |  | Air Conditioning, HVAC, Filtered Plant Water Building
68146 | 46686 | THC-OCS-DP-0110 | Distribution Panel, Water, Humidification System, North of Modular Biofilter Area | THC-OCS-F-0100 | Valve | Power Distribution Panel |  | DP | http://www.toronto.ca/TWONTO#LV_electrical_panel |  | Filter, Modular Biofilter #1, Phase I/IV Odour Control
62025 | 63248 | THC-GRK-VEH-329026 | Vehicle, 2008 Clark C35L Fork Lift (WA1) | THC-GRK-VEHICLES | Forklift,Gas/Propane Dual Fuel | Grounds | 43530 | VEH | http://www.toronto.ca/TWONTO#forklift |  | Vehicles
12309 | 16450 | FCL-FLT-F-0401 | Filter, Carbon Activated, Filter Building, Filter Gallery East | FCL-FLT | Filter | Filter |  | F | media_based_filter |  | Filtration
18082 | 69317 | FHA-SED-ZSH-0102D | Switch, Limit, Access Hatch Zone 2, Settling Basin T-0101 | FHA-SED-ZSH-0102 |  | Security System |  | ZSH | http://www.toronto.ca/TWONTO#position_switch |  | Switch, Limit, Access Hatch Zone 1,
123423 | 65967 | THC-DIG-FX-5300 | Flame Arrestor,Digester Gas,BU-5300,Low Pressure,Building UU | THC-DIG-BU-5300 | Flame Arrester | Safety Equipment |  | FX | http://www.toronto.ca/TWONTO#flame_arrestor |  | Burner,Waste Gas,Building UU
59041 | 50130 | THC-ACC-HTR-0279 | Heater, Perimeter. Admin Building, Ground Floor, Meeting Room 133 | THC-ACC-AHU-0091 |  | HVAC |  | HTR | http://www.toronto.ca/TWONTO#heater |  | Air handling Unit, Ground Floor East Zone(Field Services), Admin Building Roof
70703 | 75488 | THR-DCL-FSL-0701 | Switch, Flow, Low, NaSO3 Dosing P-0700 | THR-DCL-P-0700 | Switch,Flow-Low | Switch |  | FSL | http://www.toronto.ca/TWONTO#flow_switch |  | Pump, SBS Dosing to Outfall
72818 | 6086 | THR-DIS-FSL-1311 | Switch, Flow, Low, Scrubber Recirculating Pump | THR-DIS-SB-1300 | Valve,Butterfly,Act. | Switch |  | FSL | http://www.toronto.ca/TWONTO#flow_switch |  | Scrubber, Caustic Soda SB-1300
24518 | 83852 | COL-PRD-CH-0010 | Force main Chamber 8 | COL-PRD-MISC | Chamber |  | 34034 | CH |  |  | Miscellaneous Equipment
62629 | 45133 | THC-MCS-LD-S | Lifting Devices & Elevators, Building S | THC-MCS-LD | Lifting Device | [5 empty] | Mechanical Services, Lifting Device
4221 | 38113 | COL-PEV-FQ-0001 | Meter, Flow | COL-PEV-MISC | Meter,Flow |  |  | FQ |  |  | Miscellaneous Equipment
29969 | 72155 | FIS-RW-FSL-0601 | Switch, Flow, Low, Sampling Pump P-0601 Discharge, Intake Valve Chamber , Lower Level | FIS-RW-P-0601 | Switch,Flow-Low | Switch |  | FSL | http://www.toronto.ca/TWONTO#flow_switch |  | Pump, Centrifugal, Raw Water Sampling, Intake Valve Chamber, Lower Level
73148 | 26239 | THR-ACC-NR-693 | HVAC Unit & Fan, Main Floor Near Board Room | THR-ACC-ADM | H.V.A.C.,Heater,Unit | HVAC |  | NR | http://www.toronto.ca/TWONTO#heater |  | Air Conditioning, HVAC, Admin Building
140731 | 38382 | TNT-PWA | Plant Water | TNT WORK AREA 9 | [6 empty] | North Toronto Treatment Plant
51690 | 33531 | TAB-GRK-VEH-378255 | Polaris, Ranger, LIMM | TAB-GRK-VEH | Vehicle,Unlicensed | Vehicle |  | VEH | http://www.toronto.ca/TWONTO#golf_cart
130150 | 34108 | THR-ACC-NR-669 | HVAC Unit & Fan, Main Floor Hallway | THR-ACC-ADM | H.V.A.C.,Heater,Unit | HVAC |  | NR | http://www.toronto.ca/TWONTO#heater |  | Air Conditioning, HVAC, Admin Building
67353 | 55958 | FCL-TRW-LSL-0002 | Switch, Level-Low, Tank 0002, Surge Tank Building | FCL-TRW-T-0002 | Switch,Level-Low | Switch |  | LSL | http://www.toronto.ca/TWONTO#level_switch |  | Vessel, Pressure, Surge, Surge Tank Building
144212 | 64421 | WTR-PHL-T-3001 | Tank , Hot Water | WTR-PHL-AUX | Tank,Domestic Hot Water | Tank |  | T | http://www.toronto.ca/TWONTO#tanked_hot_water_heater |  | Auxiliary Equipment (Building Facilities)
54993 | 88560 | TAB-THK-MX-4010 | Hopper Feed, Dry Polymer Feed Preparation | TAB-THK-MX | Chemical Feeder,Powder | Chemical Feeder |  | MX | http://www.toronto.ca/TWONTO#mixer_or_agitator |  | Dry Polymer Feed Preparation System
18571 | 25867 | FHA-SES-SPL-0102 | FHA-SES-SPILL-10 - Spill Response Kit 10- TW Basement West | FHA-SES-SM |  | Safety Equipment |  | SPL | http://www.toronto.ca/TWONTO#spill_kit |  | Spill /Waste Management
8738 | 47691 | DR8011A | Air, Handling Unit, AHU-1, (2.8 L/S), Digester Gas Control Building | TAB-ACC-AHU-GAS | Air Handling Unit | HVAC |  |  | http://www.toronto.ca/TWONTO#air_handler_unit |  | AHUs/Supply Fans Gas Control Bldg.
62498 | 37907 | FHA-FLT-F-3901 | Filter #39, Filter Building, East Filter Gallery South | FHA-FLT | Filter | Filter |  | F | http://www.toronto.ca/TWONTO#filtration_tank |  | Filtration
50545 | 70504 | FCL-DCL-FSL-0004B-SUS | Switch, Flow Low, Discharge, FCL-AFTER SO2 Sample Pump 0002B, Sampling Pumps | FCL-SUSPENDED | Switch,Flow-Low | Switch | 36430 | FSL | http://www.toronto.ca/TWONTO#flow_switch |  | Suspended entity
49976 | 77660 | TAB-PLT-LSH-0771 | Switch, Level High, Grit Classifier CL-0770, Grit Handling Area, P Bldg. | TAB-PLT-CL-0770 | Switch,Level-High | Switch |  | LSH | http://www.toronto.ca/TWONTO#level_switch |  | Classifier, Grit, Grit Handling Area, P Bldg.
125894 | 66496 | THC-GRK-VEH-378264 | Vehicle, 2016 Polaris Ranger (WA1) | THC-GRK-VEHICLES | Vehicle,Unlicensed | Vehicle |  | VEH | http://www.toronto.ca/TWONTO#golf_cart
40357 | 57009 | TAB-ACC-P-6403 | Pump, Heating Pump, Existing Screen Bldg Mechanical Room No.5 | TAB-ACC-HE-6402 | Pump | HVAC |  | P | http://www.toronto.ca/TWONTO#pump_set_-_with_drive |  | Heat Exchanger, Mechanical Room No.5, Old Screen Bldg., P Bldg.
15152 | 78294 | FCL-TRW-FSL-0006 | Switch, Flow, Low, pH Analyzer AIT-0008 Inlet, TW Sampling | FCL-TRW-AIT-0008 | Switch,Flow-Low | Switch |  | FSL | http://www.toronto.ca/TWONTO#flow_switch |  | Analyzer, pH, TRW, High Lift PS Building, District 2 venturi Room, TRW pumping station
40404 | 11356 | TAB-ACC-FSL-4503 | Switch, Flow, Low, Discharge | TAB-ACC-AHU-4503 | Switch,Flow-Low | Switch |  | FSL | http://www.toronto.ca/TWONTO#flow_switch |  | AHU, Digester 1-4, Sludge Heater Room
41252 | 45342 | TAB-ACC-T-3602 | TANK, EXPANSION,POTABLE WATER, FLOW CONTROL, BASEMENT ADMIN BUILDING | TAB-ADM-STRC | Tank | Tank |  | T | expansion_tank |  | Old Admin Building - General
39113 | 72580 | TAB-ACC-DM-6417 | Damper, Motorized, Exhaust Air, FN- 6415, Roof, Existing Grit Bldg. | TAB-ACC-FN-6415 | Damper/Louver | HVAC |  | DM | http://www.toronto.ca/TWONTO#air_damper |  | Fan, Centrifugal, Exhaust Air, Roof, Grit Bldg., P Bldg.
8269 | 72999 | COL-PWR-LIT-0401 | Transmitter, Level | COL-PWR-MISC | Transmitter,Level |  | 35042 | LIT |  |  | Miscellaneous Equipment
9138 | 78369 | COL-YKP-DA-202570 | Davit Centre Base-202570 | COL-YKP-DA | Safety | Safety Equipment |  | DA | davit_base |  | Davit Arm Assembly
85007 | 4863 | WTR-PEL-FAK-0001 | First Aid Kit Station, Ellesmere Pumping Station, Beside the Washroom | WTR-EAST-SES | Safety,First Aid Kit | Safety Equipment |  | FAK | http://www.toronto.ca/TWONTO#first_aid_station_equipment |  | Safety & Lifting Devices
65375 | 1147 | THC-PRM-ZSH-1172 | Switch, Position High, Cylinder Extend, Valve 1172B | THC-PRM-V-1172 | Switch,Position-High | Switch |  | ZSH | http://www.toronto.ca/TWONTO#position_switch |  | Valve, Hydraulic Cylinder, Scum Skimmer, Tank 1100, Primary Clarifier, Phase IV
15980 | 79518 | FHA-AUX-ANL-0019 | Megger | FHA-AUX-LAB | Analyzer,Chlorine | Test Equipment |  | ANL | megger_tester |  | Laboratory and Portable Testing Equipment
107569 | 80357 | TAB-ACC-TE-1433A | Temperature Element, Supply Air Temperature | TAB-ACC-HTR-1433 | Sensor,Temperature | HVAC |  | TE | http://www.toronto.ca/TWONTO#temperature_sensor_element |  | Heater, Hot Water Reheat Coil
51696 | 55725 | TAB-PRS-T-2060 | Tank, Chemical Storage, East Chemical Storage Tanks | TAB-PRS-T-FECL2 | Tank | Tank |  | T | http://www.toronto.ca/TWONTO#chemical_storage_tank |  | Ferrous Chloride Tanks & Valves
68426 | 39505 | THR-ACC-PSH-0240 | Switch, Pressure, High, Filter Gauge Status, Air Handling Unit MUA-558, North Grit South Fan Room | THR-ACC-FN-0240 | Switch,Pressure-High | Switch |  | PSH | http://www.toronto.ca/TWONTO#pressure_switch |  | Fan, Plenum, Supply, Existing Air Handling Unit MAU-558, North Grit Fan Room
94842 | 98796 | FHO-SES-SQ-6013 | Harness-587080 - Spare | FHO-SES-SQ-0006 | PPE,Harness | Safety Equipment |  | SQ | http://www.toronto.ca/TWONTO#fall_arrest_harness |  | Fall Arrest Systems
53777 | 1215 | TAB-SLO-LOADING | Sludge Loading - Bio-Solids | TAB-WORK-AREA-SOL | [6 empty] | TAB Work Area Sol
69835 | 3692 | THR-BG-T-0200 | Tank, Lube Oil, Compressor 0201, Gas Compressor Bldg | THR-BG-C-0201 |  | Tank |  | T | http://www.toronto.ca/TWONTO#chemical_storage_tank |  | Compressor, Centrifugal, Fuel Gas, Compressor Building, Gas Compressor (And Dryer), for COGEN
127721 | 95003 | THC-PRM-T-1100 | Tank, Primary Clarifier | THC-PRM-T | Tank,Water Elevated | Tank |  | T | http://www.toronto.ca/TWONTO#clarifier |  | Tank, Primary Clarifier
66660 | 49532 | THC-STR-PSL-1145 | Switch, Inlet, Pressure-Low, Pump 1140,Secondary Clarifier 1100,RAS Pumping Distribution - Phase 1 | THC-STR-P-1140 | Switch,Pressure-Low | Switch |  | PSL | http://www.toronto.ca/TWONTO#pressure_switch |  | Pump, Dewatering, Tank 1100, Secondary Clarifier, RAS/WAS
64133 | 48281 | FCL-RSP-LSH-0102-SUS | Switch, Level-High, Tank 0101 B Side, Sanitary Sewage System Monitoring | FCL-RSP-T-0101 | Switch,Level-High | Switch | 36674 | LSH | http://www.toronto.ca/TWONTO#level_switch |  | Tank, Sewage Ejector, Admin Building B3 Sewage Ejector Room
30479 | 74428 | FIS-SES-LDR-4508 | Ladder, 16' Aluminum, Extension, Workshop Building, Upper Mezzanine, Electrical Area | FIS-SES | Safety | Tool |  | LDR | http://www.toronto.ca/TWONTO#ladder |  | Safety, Instrumentation & Environmental Services
70907 | 92302 | THR-DGHT-LSHH | Switch,High High Level, Sump Pumps, Digesters/Grit/Headhouse/Thickening | THR-GRK-DRN-WA3 | Switch,Level-High-High | Switch |  |  | http://www.toronto.ca/TWONTO#level_switch |  | Drains, Floor, Gratings,Work Area 3
40875 | 55684 | TAB-ACC-HTR-PRS | Unit Heaters- PRS Room, Tunnels and Ferric gallery | TAB-ACC-HTR | [6 empty] | Heaters- Convection,
124891 | 73829 | THC-ELS-MCC-2402 | MCC, Access Building T19A, Phase IV Secondary | THC-ELS-PS-0001 | Control Panel,MCC | Motor Control Centre |  | MCC | http://www.toronto.ca/TWONTO#LV_electrical_panel |  | Primary Power Equipment
39200 | 53629 | TAB-ACC-F-6512 | Filter, AHU-6510, Mechanical room No. 1, Screen Bldg., P Bldg. | TAB-ACC-AHU-6510 | Filter | HVAC |  | F | http://www.toronto.ca/TWONTO#replaceable_air_filter |  | Air Handling Unit, Mechanical Room no.1, Screen Bldg., P Bldg.
19532 | 17336 | FHO PLC | FHO PLC | FHO-SPC1 | [6 empty] | Process Control Systems - Administrative
129502 | 44027 | THC-TPA-PA-6029 | Speaker, Headworks, Ground Floor, Corridor to Control Room | THC-TPA-PA-6010A | Public Address System | Communications Equipment |  | PA | http://www.toronto.ca/TWONTO#public_annoucement_speaker |  | Paging Panel, Headworks, Electrical Room, Ground Floor
129970 | 89105 | THR-ACC-FSL-0971S | Switch, Flow-Low, Air Curtain 0971, Plant Services, Gallery Ventilation, Zone 3B | THR-ACC-FN-0971S | Switch,Flow-Low | Switch | 39349 | FSL | http://www.toronto.ca/TWONTO#flow_switch |  | Fan, Air Curtain, T17E, Plant Services, Gallery Ventilation, Zone 3B
112269 | 96799 | TAB-DIS-SQ-0007 | SCBA Breathing Apparatus, TE31084, Z Bldg., In Feed Pump Room | TAB-SES-SCBA | PPE,SCBA | Safety Equipment | 34625 | SQ | http://www.toronto.ca/TWONTO#self-contained_breathing_apparatus |  | WA4 Safety Equipment, SCBA
18125 | 79471 | FHA-SED-ZSH-0304D | Switch, Limit, Access Hatch Zone 4, Settling Basin T-0301 | FHA-SED-ZSH-0304 |  | Security System |  | ZSH | http://www.toronto.ca/TWONTO#position_switch |  | Switch, Limit, Access Hatch Zone 3
126479 | 27122 | THC-MCS-LD-I | Lifting Devices, Headhouse, Building I | THC-MCS-LD | Lifting Device | [5 empty] | Mechanical Services, Lifting Device
121137 | 94166 | THC-ACC-PIT-6007 | Pressure, Transmitter , Heating Glycol System, Lower Level 2 Blower Room, Headworks | THC-ACC-HE-6001 | Transmitter,Pressure | HVAC |  | PIT | http://www.toronto.ca/TWONTO#pressure_transmitter |  | Heat Exchanger, Heating Glycol System, Lower Level 2 Blower Room, Headworks
45416 | 14695 | TAB-DIG-PSH-4043 | Switch,Pressure, High | TAB-DIG-P-4043 | Switch,Pressure-High | Switch |  | PSH | http://www.toronto.ca/TWONTO#pressure_switch |  | Pump, Digester Mixing #4A
138800 | 55190 | THR-SES-SQ-8629 | Harness, Full Body PPE Jeffrey Foxton | THR-SES-FAS | Safety | Safety Equipment |  | SQ | http://www.toronto.ca/TWONTO#fall_arrest_harness |  | Fall Arrest Sytem (Harness and Lanyard), Safety Equipment
31229 | 18447 | COL-RBB-CP-0005 | Control Panel, Operator | COL-RBB-MISC | Control Panel |  |  | CP |  |  | Miscellaneous Equipment
12195 | 20028 | COL-PCF-LSHH-0104 | Switch Level, High-High, Wet Well | COL-PCF-WEL-0100 | Switch,Level-High-High | Switch |  | LSHH | http://www.toronto.ca/TWONTO#level_switch |  | Wet Well
66884 | 12335 | THC-GRK-VEH-396523 | Vehicle, 2019 Toro Groundsmaster 3280-D (WA3) | THC-GRK-VEHICLES | Vehicle,Licensed | Vehicle |  | VEH | power_mobile_equipment
112663 | 67709 | TAB-EL1-MCC-6014 | Motor Control Centre 600V - M Bldg | TAB-ELS-M BLDG | Control Panel,MCC | Motor Control Centre |  | MCC | http://www.toronto.ca/TWONTO#LV_electrical_panel |  | M Building Indoor Substation
46750 | 72454 | FCL-ACC-HTR-0775 | Heater, Snow Melting, Gaseous Chemical Building, Stairs to Second Floor | FCL-ACC-CL |  |  |  | HTR |  |  | Gaseous Chemical Building HVAC Equipment
39175 | 99704 | TAB-ACC-F-0803 | Filter , AHU, | TAB-ACC-AHU-0803 | Filter | Filter |  | F | http://www.toronto.ca/TWONTO#replaceable_air_filter |  | Air Handling Unit, Equalizing tank Bldg
23657 | 10094 | COL-POM-T-0001 | Tank, Fuel | COL-POM-MISC | Tank | Tank |  | T | http://www.toronto.ca/TWONTO#fuel_oil_tank |  | Miscellaneous Equipment
129799 | 48591 | THR-ACC-DS-0711 | Switch, Disconnect, Pump 1, Glycol Skid, Compressor Building Main Floor, Glycol System | THR-ACC-DIG |  | Switch |  | DS | http://www.toronto.ca/TWONTO#disconnect_switch |  | Air Conditioning, HVAC, Digesters
90150 | 77800 | YTF-SS-BAT-1000 | Security System Power Supply Batteries | YTF-SS |  | Security System |  | BAT | http://www.toronto.ca/TWONTO#security_system |  | Security Systems
128882 | 58648 | THC-STR-LSHH-0179 | Switch, Level High High, Sump Pump Control, NW Plant | THC-STR-P-0179 | Switch,Level | Switch |  | LSHH | http://www.toronto.ca/TWONTO#level_switch |  | Pump, Centrifugal Submersible, Drainage, NW Plant
106054 | 82787 | TAB-ACC-CT-1418 | Control Panel, Zone Controller | TAB-ACC-VAV-1418 | Control Panel,HVAC | HVAC |  | CT | http://www.toronto.ca/TWONTO#thermostat_or_zone_controller_unit |  | Heater, Hot Water Reheat Coil, Variable air
49743 | 31819 | TAB-PLT-FSL-0381 | Switch, Flow Low, Plant Water, Screen SC-0480, P Bldg. | TAB-PLT-SC-0380 | Switch,Flow-Low | Switch |  | FSL | http://www.toronto.ca/TWONTO#flow_switch |  | Screen, Perforated Plate, Screen Area, P Bldg.
47440 | 91924 | TAB-EL1-MCC-6634 | Motor Control Centre 600V - Galery 9 | TAB-EL1-PDP-6011 | Control Panel,MCC | Motor Control Centre |  | MCC | http://www.toronto.ca/TWONTO#LV_electrical_panel |  | Power Distribution Panel, 600V, PT 1-9 Outdoor Sub.
82732 | 55664 | THR-PLT-RPU-0233 | RPU, Blower BL-2110 Control Panel, North Grit Blower Room | THR-ELS-GRIT | RPU | Remote Processor Unit |  | RPU | http://www.toronto.ca/TWONTO#RPU_panel |  | Electrical System, Grit Bldg., North Prelimanry and Primary Station
139140 | 21853 | THR-THK-PSL-6013A | Switch, Pressure, Low, Centrate Pump-6013 | THR-THK-P-6013 | Switch,Pressure-Low | Switch |  | PSL | http://www.toronto.ca/TWONTO#pressure_switch |  | Centrate Transfer Pump
145811 | 15881 | WTR-PRH-DRN-1100 | Drain, Auto, SCR-1100, Generator Room | WTR-PRH-SCR-1100 |  | Drain |  | DRN | http://www.toronto.ca/TWONTO#drain |  | Selective Catalytic Reduction, Reactor, Generator Room
114907 | 14542 | TAB-PLT-T-1301 | Grit Tank # 13 | TAB-PLT-T-D | Tank | Tank |  | T | http://www.toronto.ca/TWONTO#sedimentation_tank |  | D Building - Grit Tanks & Hoppers 13 - 16
28181 | 10824 | FIS-CCS-T-0101 | Tank, Phosphoric Acid Storage, Workshop Building, Chemical Storage | FIS-CCS | Tank | Tank |  | T | http://www.toronto.ca/TWONTO#chemical_storage_tank |  | Corrosion Control
129744 | 99047 | THR-ACC-DIS | Air Conditioning, HVAC, Chlorine Building | THR-DIS | H.V.A.C.,Air Conditioner | HVAC |  |  | http://www.toronto.ca/TWONTO#collection_of_assets |  | Disinfection
132966 | 33407 | THR-DIG-T-5215 | Tank, Gas Scrubber, Digester Tank 0100 | THR-DIG-SB-1 | Scrubber | Tank |  | T | http://www.toronto.ca/TWONTO#air_scrubber |  | Scrubber Building 1, Digester 1 & 2
73153 | 45288 | THR-ACC-NR-702 | HVAC Unit & Fan, Electrical Shop Office | THR-ACC-ADM | H.V.A.C.,Heater,Unit | HVAC |  | NR | http://www.toronto.ca/TWONTO#heater |  | Air Conditioning, HVAC, Admin Building
9917 | 21677 | ENG | DOS - ENGINEERING | DOS | [6 empty] | DIVISIONAL OPERATIONS SERVICES
4272 | 68092 | COL-PKP-RPU-0001 | Remote Processing Unit, All control and Instrumentation Equipment - RPU | COL-PKP-MISC |  | Remote Processor Unit |  | RPU | http://www.toronto.ca/TWONTO#RPU_panel |  | Miscellaneous Equipment
147149 | 73164 | WTR-RRG-T-0002 | Tank, Water Elevated | WTR-RRG-TRW | Tank,Water Elevated | Tank |  | T | http://www.toronto.ca/TWONTO#elevated_water_tank |  | Treated Water (Transmission)
52977 | 62979 | TAB-RSP-PSL-2603 | Switch, Pressure,Low, WPS to High level RS Pump Seals | TAB-RSP-PM | Switch,Pressure | Switch |  | PSL | http://www.toronto.ca/TWONTO#pressure_switch |  | M Building - Raw Sewage Pumping
27860 | 72539 | COL-PWC-GRF-0001 | Indicator, Ground Fault | COL-PWC | Indicator,Ground Fault |  |  | GRF |  |  | Wirral Court Sewage Pumping Station
105784 | 50672 | SWM-SOS-RPU-0001 | Remote Processing Unit | SWM-SOS |  | Remote Processor Unit |  | RPU | http://www.toronto.ca/TWONTO#RPU_panel |  | Old Sheppard Park Storm Water Tank
76311 | 99666 | FHO-ELS-DP-0825 | Distribution Panel, 600V, Admin Building, S4, Main Electrical Room | FHO-ELS-PS-0001 |  | Power Distribution Panel |  | DP | http://www.toronto.ca/TWONTO#LV_electrical_panel |  | Primary Power Equipment
123665 | 31978 | THC-DIG-T-3413 | Tank,Wet Gas Storage,Gas High Pressure System,Building U | THC-DIG-C-BOOST-3100 | Tank | Tank |  | T | http://www.toronto.ca/TWONTO#pressure_vessel |  | Eliminated Role: Compressors Unit, Gas Booster, Digester 0400-0700
40805 | 37742 | TAB-ACC-TE-1439A | Temperature Element, Supply Air Temperature | TAB-ACC-HTR-1439 | Sensor,Temperature | HVAC |  | TE | http://www.toronto.ca/TWONTO#temperature_sensor_element |  | Heater, Hot Water Reheat Coil
111133 | 80453 | TAB-DIG-T-1600 | Digestion Tank 16 | TAB-DIG-T-13-16 | Tank,Reservoir | Tank |  | T | http://www.toronto.ca/TWONTO#digester_tank |  | Digester Tanks 13-16
20260 | 92468 | FHO-CLA-INJ-0501 | Eductor, Pre-Chlorine, S4, South Pipe Gallery, East Wall | FHO-CLA |  | Injector |  | INJ | http://www.toronto.ca/TWONTO#ejector |  | Pre Chlorination System
85748 | 98361 | WTR-PHL-PPE-0006-SUS | SCBA Facemask - Larry Mercer | WTR-CENTRAL-SES | PPE,SCBA | Safety Equipment | 47427 | PPE | http://www.toronto.ca/TWONTO#self-contained_breathing_apparatus |  | Safety & Lifting Devices
94887 | 37071 | FHO-SES-SQ-7006 | Eyewash & Shower, Station # 6, Chemical Building, S2, South Chemical Storage Room Exit | FHO-SES-SQ-0004 | PPE,Eyewash Station | Safety Equipment |  | SQ | http://www.toronto.ca/TWONTO#emergency_eyewash_and_shower |  | First Aid
120473 | 72521 | THC-ACC-DM-0508 | Damper/Louver,Exhaust,Old Generator Room,Bldg M | THC-ACC-AHU BLDG M | Damper/Louver | HVAC |  | DM | http://www.toronto.ca/TWONTO#air_damper |  | Air Handling Units, Building M
90533 | 8252 | FHO-AUX-CAL-0003 | Calibrator, Loop, Portable, 4-20mA Loop Meter/Generator PIE, Admin Building, S2, Electrical Work Shop | FHO-AUX-CAL-GRP2 | Meter,current | Test Equipment |  | CAL | electrical_meter |  | Meters, Group 2, Admin Building, S2, Electrical Work Shop
63982 | 49171 | FCL-POL-T-4202 | Tank, Polymer Storage Tote No.4, RMF Centrifuge Building, Polymer Totes Area | FCL-WWW-POL |  |  |  | T |  |  | Polymer
125168 | 30716 | THC-ELS-PS-0003-O | Emergency Power Equipment, Diesel & UPS, Building O | THC-ELS-PS-0003 |  |  |  | PS |  |  | Power supply, UPS
130190 | 4634 | THR-ACC-NR-790 | HVAC, Heater Unit & Fan,Chlorine Bldg | THR-ACC-DIS | H.V.A.C.,Heater,Unit | HVAC |  | NR | http://www.toronto.ca/TWONTO#heater |  | Air Conditioning, HVAC, Chlorine Building
145352 | 39587 | WTR-PMI-DR-0001 | Door, Truck Loading, East Pump Room | WTR-PMI-AUX | Door | Door |  | DR | http://www.toronto.ca/TWONTO#door
58818 | 81669 | THC-DEW-T-7590 | Tank,Chemical,Heated Water Treatment for Centrate Analyzer 7590,Solid Treatment | THC-DEW-AIT-7590 |  | Tank |  | T | http://www.toronto.ca/TWONTO#chemical_storage_tank |  | Analyzer,Density,Sample Buffer Tanks 7550&7560(future),DEW Centrate Sampling,Solid Treatment
93503 | 84149 | FHO-MCS-MT-1118 | Personal Tool Kit (EICT) | FHO-MCS-MEQ | Machine Tool | Tool |  | MT | tool_kit |  | Machine Shop & Equipment
137085 | 79603 | THR-PIP-WA4 | Process Piping System, Work Area 4 | THR WORK AREA 4 | [6 empty] | Liquid Handling 2
71755 | 98586 | THR-DIG-SSL-5128A | Switch, Speed-Low, Digester Gas Mixing, Tank 0100, Solids Treatment, Digester Tanks 1-6 | THR-DIG-MX-0100 | Switch,Speed-Low | Switch |  | SSL | http://www.toronto.ca/TWONTO#speed_switch |  | Digester Gas Mixing, Digester Tank 0100
39851 | 93310 | COW | DOS - CONSTRUCTION WEST | DOS | [6 empty] | DIVISIONAL OPERATIONS SERVICES
90991 | 31806 | FHO-CLC-CHL-0101-KQ | Trim Chlorination Train 1 | FHO-OBSOLETE |  |  |  | CHL |  |  | Removed From Service
88872 | 2974 | WTR-RDF-ZS-0006 | Switch, Position,Door Security | WTR-RDF-AUX | Switch,Position | Switch |  | ZS | http://www.toronto.ca/TWONTO#position_switch |  | Auxiliary Equipment (Building Facilities)
75241 | 32730 | THR-FT-T-1100S | Tank, Final Settling, Mixed Liquor, Secondary Treatment, Secondary Clarification - South | THR-FT-T | Tank | Tank | 41000 | T | http://www.toronto.ca/TWONTO#sedimentation_tank |  | Final Sedimentation Tank & Dedicated WAS Pumping
23687 | 45537 | COL-PPU-LTG-0001 | Control Panel, Electrical | COL-PPU-MISC | Control Panel |  |  | LTG |  |  | Miscellaneous Equipment
34701 | 66688 | MAIN-369 | Main 369 | WTR-LWA | [6 empty] | Work Area 2 Central Mains and Chambers
7322 | 44577 | COL-PSL-JIT-0002 | Meter, Power Indicating Transmitter, Main Power | COL-PSL | Meter |  |  | JIT |  |  | Sewells Road Sewage Pumping Station
45433 | 19755 | TAB-DIG-PSL-4160 | Switch,Pressure,Low, Digester Gas, Compressor-C4160 | TAB-DIG-C-4160 | Switch,Pressure | Switch |  | PSL | http://www.toronto.ca/TWONTO#pressure_switch |  | Compressor # 6, Gas(DX2606)
68618 | 64400 | FHO-ACC-F-1102 | Filter, Reactivation Air D-1101, Clarifier Building, S4, Clarifier Gallery | FHO-ACC-D-1101 |  | Filter |  | F | http://www.toronto.ca/TWONTO#replaceable_air_filter |  | Dehumidifier, Clarifier Building, S4, Clarifier Gallery
120860 | 29467 | THC-ACC-HTR-0232 | Heater, Perimeter. Admin Building, Ground Floor, Vestibule 140 | THC-ACC-AHU-0061 |  | HVAC |  | HTR | http://www.toronto.ca/TWONTO#heater |  | Air handling Unit, Ground Floor North Zone(Process Control), Admin Building Roof
11755 | 73709 | FCL-CW-T-0005 | Tank, Hot Water, Non-Pressurised, Gaseous Chemical Building, Basement, Caustic Soda Storage Room | FCL-GRK | Tank,Non-Pressurized | Tank |  | T | http://www.toronto.ca/TWONTO#tanked_hot_water_heater |  | Buildings and Grounds
4437 | 40685 | COL-PGA-CP-0001 | Control Panel, Operator | COL-PGA | Control Panel |  |  | CP |  |  | Greyabbey Sewage Pumping Station
94867 | 27368 | FHO-SES-SQ-6075 | High Voltage Safety Equipment, Insulated Gloves, Class 4, Serial Number 2860, Barry Kelly | FHO-SES-SQ-1000 | PPE,Insulated Glove | Safety Equipment |  | SQ | http://www.toronto.ca/TWONTO#rubber_insulating_gloves |  | High Voltage Insulated Gloves
92647 | 73810 | FHO-FL-FSL-0303 | Switch, Flow, Sample Line to Fluoride Residual Analyzer FL-AIT-0002, S2, Sluice Gate Hall East | FHO RESERVOIR | Switch,Flow-Low | Switch |  | FSL | http://www.toronto.ca/TWONTO#flow_switch |  | Sampling
68498 | 5642 | THR-ACC-T-0901 | Tank, Glycol Heating Skid, New Maintenance Building | THR-ACC-T | Tank | Tank |  | T | http://www.toronto.ca/TWONTO#chemical_storage_tank |  | Air Conditioning, Glycol Heating Packages
70061 | 8084 | THR-CG-T-1109 | Tank, New Engine Oil, Engine Lubrication Oil System-Unit No 1, Engine-Generator & Heat Recovery System | THR-CG-ENG-1101 | Tank | Tank |  | T | http://www.toronto.ca/TWONTO#chemical_storage_tank |  | Engine, Generator 1101, Engine Room, Engine-Generator & Heat Recovery System
50553 | 3305 | FCL-DCL-PSH-0202 | Switch, Pressure-High, Inlet, Evaporator 0201, Sulpher Dioxide System | FCL-DCL | Switch,Pressure-High | Switch |  | PSH | http://www.toronto.ca/TWONTO#pressure_switch |  | Sulphur Dioxide System
118068 | 34621 | TAB-SLO-DR-0384 | Door, Overhead, Exit, Truck Loading Bay, East | TAB-SLO-STRC | Door,Overhead | Door |  | DR | http://www.toronto.ca/TWONTO#roll_up_door
58327 | 58518 | THC-ACC-CU-0053 | Condensing Unit, Equipment Room,Admin Building Roof | THC-ACC-BLDG K |  | HVAC |  | CU | http://www.toronto.ca/TWONTO#AC_condenser_unit |  | Administration Building, HVAC
124862 | 50564 | THC-ELS-MCC-0501 | Motor Control Center | THC-ELS-PS-0001-TUN | Control Panel,MCC | Motor Control Centre |  | MCC | http://www.toronto.ca/TWONTO#LV_electrical_panel |  | Primary Power Equipment, Building Tunels
131000 | 60014 | THR-AER-F-1710 | Filter, Bag, Air Supply, Blower 1711, Secondary Treatment, Aeration Blower System - North | THR-AER-F-HPBB | Filter | Filter |  | F | http://www.toronto.ca/TWONTO#replaceable_air_filter |  | Filter, Supply Air, Blower, High Pressure Blower Bldg.
137512 | 69304 | THR-PLT-RPU-0010 | RPU, Preliminary Treatment, Grit New Electrical Room (172.22.37.142) | THR-PLT-GRITS | RPU | Remote Processor Unit |  | RPU | http://www.toronto.ca/TWONTO#RPU_panel |  | Gate,Sluice,Preliminary Treatment, Grit Building
110477 | 24938 | TAB-DIG-BU-7061 | Burner #1, Waste Gas | TAB-DIG-BU | Burner,Waste Gas | Burner | 46285 | BU | http://www.toronto.ca/TWONTO#waste_gas_burner |  | Waste Gas Burner
13922 | 44072 | FCL-RAW WATER BLDG | Building Location | FCL-SPC2 | [6 empty] | Process Control Systems - Equipment
142484 | 54593 | WTR-282-RPU-0016 | Remote Processing Unit, RPU-0016 Panel, Chamber 282-16, Bayview & John St West | CH 282 16 | RPU | Remote Processor Unit |  | RPU | http://www.toronto.ca/TWONTO#RPU_panel |  | Chamber
34128 | 74434 | COL-YKP-DA-150959 | Davit Upper Arm-150959 | COL-YKP-DA | Safety | Safety Equipment |  | DA | http://www.toronto.ca/TWONTO#fall_arrest_Davit_arm |  | Davit Arm Assembly
62635 | 37275 | FHA-FLT-MX-3601 | FHA-FLT-SW-3601 - Sweeps, Surface Wash, Filter #36 | FHA-FLT-F-3601 | Filter | Filter |  | MX | filter_sweeping_arm |  | Filter #36, Filter Building, East Filter Gallery North
64412 | 47434 | THC-PRM-LSH-0152 | Level Switch High | THC-PRM-P-0152 | Switch,Level | Switch |  | LSH | http://www.toronto.ca/TWONTO#level_switch |  | Pump, Sump, Primary Treatment
65597 | 27899 | THC-PWA-LSH-0001 | Switch, Level, Ultrasonic, Station Flooding, S.E. Pumping Station | THC-PWA-SOUTH |  | Switch |  | LSH | http://www.toronto.ca/TWONTO#level_switch |  | South Pumping Station
122370 | 98662 | THC-CW-STR-6001 | Strainer, Flow Meter FIT-6000 Inlet, City Water, Lower Level 2, Headworks | THC-CW-FIT-6000 | Filter | Plumbing |  | STR | http://www.toronto.ca/TWONTO#strainer |  | Meter, Flow, Magnetic, City Water, Plant Services, Headworks
116658 | 36088 | TAB-PWA-LSLL-5121 | Switch,Level Low Low,Washwater Sump, Plant Water Pumping | TAB-PWA-P-5120 | Switch,Level-Low-Low | Switch |  | LSLL | http://www.toronto.ca/TWONTO#level_switch |  | Pump,Submersible,Washwater Sump, Plant Water Pumping
122216 | 93159 | THC-AI-T-6001 | Tank,Receiving,Compressed Air,Thickening Building | THC-MCS-AI/SA | Vessel,Pressure | Tank |  | T | http://www.toronto.ca/TWONTO#pressure_vessel |  | Instrument/service Air Plant Wide
24752 | 36028 | COL-PSB-LSH-0103 | Switch, Level-High | COL-PSB-MISC | Switch,Level |  |  | LSH |  |  | Miscellaneous Equipment
41046 | 76272 | TAB-ACC-TSL-6302 | HVAC, Temperature Low Switch, AHU-6302, Mechanical Room, Dig 9-12 Control Building. | TAB-ACC-AHU-6302 | Switch,Temperature-Low | HVAC |  | TSL | http://www.toronto.ca/TWONTO#temperature_switch |  | Air Handling Unit, Gas Room Ventilation, Mechanical Room, Dig 9-12 Control Building.
70454 | 77503 | THR-CW-SQ-1P | Portable, (Bottled) Eyewash Station, Engine Room Bstmt. | THR-SQ-PEWS-WA1 | Safety,Eye wash | Safety Equipment | 33002 | SQ | eye_wash_bottle |  | Portable. (Gravity Operated) Eyewash Station, Dig9&10 Bsmnt
130092 | 98342 | THR-ACC-LSL-1301 | Switch, Low Water Cut Off, Boiler 1301, Plant Central Hot Water System, Hot Water Boilers | THR-ACC-BO-1301 | Switch,Level-Low | Switch |  | LSL | http://www.toronto.ca/TWONTO#level_switch |  | Boiler, Low Pressure, Hot Water, Plant Central Hot Water System, Hot Water Boilers (CRN-H9308.5,TSSA UID-65022703, SNo.-5.1103723)
120782 | 72784 | THC-ACC-FN-6140 | Fan, Supply, Truck Loading Bay, 2nd Floor Mech Room #2, Headworks | THC-ACC-AHU-6100 | Fan | HVAC |  | FN | http://www.toronto.ca/TWONTO#blower_or_fan_with_drive |  | Air Handling Unit, Truck Loading Bay, Mech Room #2, Headworks
134962 | 50292 | THR-ELS-MCC-0801 | Control Panel, MCC 0801, S Final Gallery, North Final Area MCC-0801 & 0802 (MCC N3) | THR-ELS-FST | Control Panel,MCC | Motor Control Centre |  | MCC | http://www.toronto.ca/TWONTO#LV_electrical_panel |  | Electrical System, Final Sedimentation Tanks & Galleries
131176 | 46835 | THR-AER-RPU-0021 | Remote Processor Unit, North Aeration, Blower 1711 (172.22.37.169) | THR-ELS-AER | RPU | Remote Processor Unit |  | RPU | http://www.toronto.ca/TWONTO#RPU_panel |  | Electrical System, Aeration and Galleries
25225 | 6365 | COL-PSL-LSHH-0104 | Switch, Level High-High | COL-PSL | Switch,Level |  |  | LSHH |  |  | Sewells Road Sewage Pumping Station
11356 | 76153 | FCL-BW-T-0100B | Tank, Reservoir, Water Back Wash, Wash Water Tank | FCL-BW | Tank,Reservoir | Tank |  | T | http://www.toronto.ca/TWONTO#reservoir_tank |  | Backwash System
61772 | 96078 | FHA-GRK-DR-0501 | Door, Overhead, RMF, RMF, Sludge Bin Loading East Side | FHA-GRK-PRTY-0001 | Door,Overhead | Door |  | DR | http://www.toronto.ca/TWONTO#roll_up_door
138789 | 50267 | THR-SES-SQ-7751 | Harness, Full Body, PPE Danny Vatafu | THR-SES-FAS | Safety | Safety Equipment | 35747 | SQ | http://www.toronto.ca/TWONTO#fall_arrest_harness |  | Fall Arrest Sytem (Harness and Lanyard), Safety Equipment
140920 | 34141 | UE2027C | Rectifier | TAB-STR-ELQ | [6 empty] | Blower Building - Power Distribution & Electrical Equipment
8836 | 94465 | COL-SMC-MCC-0001 | Motor Control Centre | COL-SMC | Control Panel,MCC |  |  | MCC |  |  | Maclean Detention Tank-storm
63975 | 54759 | FCL-POL-MX-4201 | Mixer, Electric, Polymer Tote T-4201, RMF Centrifuge Building, Polymer Totes Area | FCL-POL-T-4201 |  |  |  | MX |  |  | Tank, Polymer Storage Tote No.3, RMF Centrifuge Building, Polymer Totes Area
93434 | 98187 | FHO-LABCHEM | Lab Chemical Inventory | FHO | [6 empty] | F.J. Horgan Water Treatment Plant
109117 | 13937 | TAB-CW-SQ-0037 | Eye Wash Station, Silo Bldg Basement | TAB-SLO-SES | Safety,Eye wash | Safety Equipment | 34473 | SQ | http://www.toronto.ca/TWONTO#emergency_eyewash |  | TABWA4 Health and Safety Equipment
96136 | 3791 | FIS-BW-TSH-0202 | Switch, Temperature, High, Motor Inboard Bearing, Backwash Pump P-0201, Filter Building, Pump Room | FIS-BW-P-0201 |  | Switch |  | TSH | http://www.toronto.ca/TWONTO#temperature_switch |  | Circuit Breaker,4.16 kV,Filter Building,Mezzanine,East,Solid State Starter,FIS-BW-P-0201
10875 | 82430 | FCL-ALM-T-0301 | Tank, Non-Pressurized, Alum Mixing Tank, Liquid Alum System | FCL-ALM | Tank,Non-Pressurized | Tank |  | T | http://www.toronto.ca/TWONTO#chemical_storage_tank |  | Coagulation
53832 | 15823 | TAB-SLO-PSL-0413 | Switch, Pressure, Low, Water to Biofilter Cell | TAB-SLO-BCF-0403 | Switch,Pressure | Switch | 46249 | PSL | http://www.toronto.ca/TWONTO#pressure_switch |  | Filter, Bio-Filter Cell 3, BFC403
137843 | 83585 | THR-PRM-PSL-2241 | Switch, Pressure-Low, Suction, Pump 2241, Sludge Pumping - South | THR-PRM-P-2241 | Switch,Pressure-Low | Switch |  | PSL | http://www.toronto.ca/TWONTO#pressure_switch |  | Pump, Centrifugal, Sludge, South Primary Station 2
117777 | 64146 | TAB-SES-AED | Safety Medical Instruments-AED | TAB-ELS-ESQ | Safety,Defibrillator | Safety Equipment |  |  | http://www.toronto.ca/TWONTO#automatic_external_defibrillator |  | Electrical Safety Equipment
11306 | 89741 | FCL-AUX-TPD-0903 | Trap Primer Device, Electrical, RMF Clarification Facility, Hallway, Thickener No.2 | FCL-ACC-RMF |  |  |  | TPD |  |  | Residue Management HVAC Equipment
74152 | 82620 | THR-AER-F-1101 | Filter, Lube Oil Tank, Blower 1111, Engine Room, Air Blower System | THR-AER-T-1114 | Filter | Filter |  | F | http://www.toronto.ca/TWONTO#replaceable_oil_or_fuel_filter |  | Tank, Reservoir, Auxiliary Oil for Blower 1111, Secondary Treatment, Aeration - Blower System - South
65895 | 21148 | THC-ELS-PS-0001-C | Primary Power Equipment, Building C | THC-ELS-PS-0001 |  | Control Panel,MCC |  | PS | http://www.toronto.ca/TWONTO#collection_of_assets |  | Primary Power Equipment
7265 | 34130 | COL-PSK-LSH-0102 | Switch, Level-High | COL-PSK | Switch,Level |  |  | LSH |  |  | Skydome Sewage Pumping Station
61871 | 20807 | FCL-FL-LSH-0101(S) | Switch, Level-High, Tank 0101, Hydrofluosilicic Acid System | FCL-FL | Switch,Level-High | Switch | 35931 | LSH | http://www.toronto.ca/TWONTO#level_switch |  | Fluoridation
48479 | 3713 | FCL-AM-LSH-0004 | Switch, Level-high, Scrubber, Aqua Ammonia Scrubber System | FCL-AM-SCRUBBER | Switch,Level-Low | Switch |  | LSH | http://www.toronto.ca/TWONTO#level_switch |  | Ammonia Scrubber System
32247 | 18732 | COL-SKW-T-0200 | South storage tank, CSO | COL-SKW-MISC |  | Tank |  | T | http://www.toronto.ca/TWONTO#detention_tank |  | Miscellaneous Equipment
38603 | 68115 | TAB-ACC-AC-1301 | Conditioner, Air,New North Sub station- Battery Room | TAB-ACC-CI | H.V.A.C.,Air Conditioner | HVAC |  | AC | http://www.toronto.ca/TWONTO#air_condition |  | Chiller and Air Coolers
53970 | 55121 | TAB-RSP-RPU-0202 | RPU, Pump #'s MSP-3 & MSP-4 | TAB-RSP-INQ-M | RPU | Remote Processor Unit |  | RPU | http://www.toronto.ca/TWONTO#RPU_panel |  | M Building - Instrumentation Equipment
30469 | 79856 | FIS-SES-LDR-1301 | Ladder, 6' Fiberglass, Chemical Mixing Building | FIS-SES | Safety | Tool |  | LDR | http://www.toronto.ca/TWONTO#ladder |  | Safety, Instrumentation & Environmental Services
29658 | 73894 | FIS-MCS-T-4001 | Tank, Domestic Hot Water, Marine Yard Building, Mechanical/Electrical Room | FIS-MARINE-BUILDING |  | Tank |  | T | http://www.toronto.ca/TWONTO#tanked_hot_water_heater |  | FIS Marine Yard Building
15970 | 8758 | FHA-ELS-TB-0401 | Circuit Breaker, Tie, MCC-0401A & 0401B, RMF, Electrical Room 2 | FHA-ELS-PRIMARY | Switchgear | Motor Control Centre |  | TB | http://www.toronto.ca/TWONTO#breaker |  | Primary Electrical System
34141 | 87918 | COL-YKP-DA-152631 | Davit Base Leg-152631 | COL-YKP-DA | Safety | Safety Equipment |  | DA | davit_base |  | Davit Arm Assembly
127990 | 16111 | THC-PRM-ZSH-0911 | Switch, Position High, Mech Collect, Valve 0909 | THC-PRM-V-0911A |  | Switch |  | ZSH | http://www.toronto.ca/TWONTO#position_switch |  | Valve, Solenoid, Collect, Valve 0909
121224 | 77043 | THC-ACC-T-6850 | Tank, Pot feeder, Glycol, Tunnel T12 | THC-PRS-BLDG |  | Tank |  | T | http://www.toronto.ca/TWONTO#chemical_storage_tank |  | Phosphorous removal system, Building and Storage
133029 | 29440 | THR-DIG-RPU-0022 | Remote Processor Unit, Gas Compressor Bldg. (172.22.39.121) | THR-ELS-GCB | RPU | Remote Processor Unit |  | RPU | http://www.toronto.ca/TWONTO#RPU_panel |  | Electrical System, Digester Gas Compressor Building
65906 | 70168 | THC-ELS-PS-0001-U | Primary Power Equipment, Building U | THC-ELS-PS-0001 |  | Control Panel,MCC |  | PS | http://www.toronto.ca/TWONTO#collection_of_assets |  | Primary Power Equipment
98499 | 82196 | FIS-WWW-CH-0800-SUS | Slow Sand Fiter | FIS-BW | Filter | Filter | 38486 | CH | http://www.toronto.ca/TWONTO#filtration_tank |  | Backwash System
18649 | 86532 | COL-PLB-TSH-0151E | Switch, Temperature-High | COL-PLB-AUX-MECH | Switch | Switch | 34553 | TSH | http://www.toronto.ca/TWONTO#temperature_switch |  | Mechanical Equipment
38259 | 29209 | OTH-DIS | DISTRICT OPERARTIONS | FAC | [6 empty] | DOS - FACILITIES
101636 | 95442 | MAIN-236 | Main 236 | WTR-MT1 | [6 empty] | Work Area 1 EAST Mains and Chambers
64732 | 91146 | FCL-SES-3 | Portable Gas Detectors | FCL-SES |  |  |  | SES |  |  | Safety and Environmental Services
113417 | 93446 | TAB-ELS-PRJ-0004 | PLC Migration Project - Phase 1 / Phase 2 | 52349 |  |  |  | PRJ |  |  | TAB Power Distribution
83030 | 3002 | FHA-SES-SQ-0085 | Tri-pod DBI SALA confined space retrieval tripod | FHA-SES-SQ-6 |  | Safety Equipment |  | SQ | http://www.toronto.ca/TWONTO#fall_arrest_Davit_arm |  | Safety Fall Protection Equipment
108804 | 2612 | TAB-AI FLOATATION | Air Equipment, Floatation Building | TAB-AI | [6 empty] | Local Compressed Air Equipment
107583 | 82456 | TAB-ACC-TE-1447A | Temperature Element, Supply Air Temperature | TAB-ACC-HTR-1447 | Sensor,Temperature | HVAC |  | TE | http://www.toronto.ca/TWONTO#temperature_sensor_element |  | Heater, Hot Water Reheat Coil
25951 | 64343 | COL-PSS-CH-0002 | Chamber, Discharge | COL-PSS | Chamber |  |  | CH |  |  | Scott Sewage Pumping Station
130484 | 22553 | THR-ACC-RPU-0200 | RPU, Plant Services,South,SP RAS Pumping Station Electrical Building | THR-ITS-COM-4101 | RPU | Remote Processor Unit |  | RPU | http://www.toronto.ca/TWONTO#RPU_panel |  | Termination Panel, Plant Services - South
105548 | 51097 | SWM-PDU-G-0002 | Sluice Gate, Intake | SWM-PDU | Valve |  |  | G |  |  | Dunker's Storm
130609 | 49610 | THR-ACC-TSL-3410 | Switch,Alarm,Temperature-Low, Supply Air,,AHU-3410,Plant Water Bldg | THR-ACC-AHU-3410 | Switch,Temperature-Low | Switch |  | TSL | http://www.toronto.ca/TWONTO#temperature_switch |  | Air Handling Unit, Filtered Plant Water Building
34605 | 48293 | MAIN-264 | Main 264 | WTR-MT3 | [6 empty] | Work Area 3 WEST Mains and Chambers
79116 | 64642 | THR-ELS-MCC-0101S | Control Panel, MCC 0101, RAS MCC-0101 & 0102 (MCC S1) | THR-ELS-RSPS | Control Panel,MCC | Motor Control Centre | 39187 | MCC | http://www.toronto.ca/TWONTO#LV_electrical_panel |  | Electrical System, Returns Sludge Pumping Station
39045 | 78410 | COL-YKP-SQ-0001S | Eye Wash Station | YKP-BLD |  | Safety Equipment | 42419 | SQ | http://www.toronto.ca/TWONTO#emergency_eyewash |  | Collections - 435 Kipling Ave. Building envelope
8622 | 89463 | COL-BDC-LSH-0001 | Switch, Level-High | COL-BDC | Switch,Level | Switch |  | LSH | http://www.toronto.ca/TWONTO#level_switch |  | Disco Blower Station
88227 | 93780 | WTR-PSC-HRN-0005 | PPE, Body Harness, S/N 982000132960886 | WTR-EAST-SES | PPE,Harness | Safety Equipment |  | HRN | http://www.toronto.ca/TWONTO#fall_arrest_harness |  | Safety & Lifting Devices
2830 | 79593 | COL-MTI-PSH-2000 | Hydraulic Filter Plugged, Victoria St. Control Chamber #20 | COL-MTI-CH-2000 |  | Filter |  | PSH | http://www.toronto.ca/TWONTO#replaceable_oil_or_fuel_filter |  | Chamber,Victoria St. Control Chamber No.20, MTI
137362 | 23664 | THR-PLT-LD-2132A | Lifting Device, Sparger Arm, Tank 100, Grit Bldg. | THR-PLT-T-0100 | Lifting Device | Hydraulic System | 35252 | LD | http://www.toronto.ca/TWONTO#hydraulic_system |  | Tank, Grit Removal, Grit Tank, North Grit Building
138759 | 29056 | THR-SES-SQ-2565 | Lanyard for Harness, PPE Esmond Lewis | THR-SES-FAS | Safety | Safety Equipment | 35737 | SQ | lifeline |  | Fall Arrest Sytem (Harness and Lanyard), Safety Equipment
144480 | 36432 | WTR-PJS-HE-0003 | Heat Exchanger, DLWC, Enwave | WTR-PJS-ENW |  |  |  | HE |  |  | Enwave Process
26324 | 1281 | FHO-GRK-DR-3008S | Door, (FD-S3-08), Fire Rated, TRW Building, S3, TRW Pump Floor, East | FHO-GRK-FEQ-0001 | Fire Prevention,Door | Door |  | DR | http://www.toronto.ca/TWONTO#fire_rated_door
24586 | 18686 | COL-PRG-LSHH-0105 | Switch, Level High-High | COL-PRG-MISC | Switch,Level | Switch |  | LSHH | http://www.toronto.ca/TWONTO#level_switch |  | Miscellaneous Equipment
57954 | 82421 | THC-AER-T-7240 | Tank, Oil, Blower, Aeration | THC-AER-BL-7200-I-IV | Tank | Tank |  | T | http://www.toronto.ca/TWONTO#chemical_storage_tank |  | Blower, Aeration System
65796 | 99993 | THC-EPG-LPU-2880Y | Lighting Panel,Boiler Building,Electrical Building | THC-EPG-UPS-2880Y |  | Power Distribution Panel |  | LPU | http://www.toronto.ca/TWONTO#LV_electrical_panel |  | Uninterruptible Power Supply,Boiler Building,Electrical Building
39058 | 77893 | COL-YKP-SRL-0024 | Self Retrieval Line - 086518 | COL-W-OBSOLETE |  | Safety Equipment | 38996 | SRL | self_retracting_line |  | Col West Obsolete Entities
136577 | 93985 | THR-GRK-VEH-329053 | Fork Lift, HYSTER, H90FT, Unlicensed, WA3 | THR-GRK-GQ-WA3 | Forklift,Gas/Propane Dual Fuel | Vehicle |  | VEH | http://www.toronto.ca/TWONTO#forklift
143596 | 23722 | WTR-PEL-DR-0005 | Door | WTR-PEL-AUX | Door | Door |  | DR | http://www.toronto.ca/TWONTO#door
107404 | 1745 | TAB-ACC-RPU-0100 | RPU- | TAB-ELS-WA6 | RPU | Remote Processor Unit |  | RPU | http://www.toronto.ca/TWONTO#RPU_panel |  | Panel Boards, MCC, WA6
34719 | 77121 | MAIN-389 | Main 389 | WTR-LWA | [6 empty] | Work Area 2 Central Mains and Chambers
53647 | 38905 | TAB-SES-RING-4008 | Lifebuoy Ring | TAB-SES-RING-4000 | PPE | Safety Equipment |  | RING | http://www.toronto.ca/TWONTO#life_ring |  | Lifebuoy Ring
83278 | 63817 | THR-PRM-SP-0001 | Sampler, North Primary Treatment | THR-PRM-NORTH | Sampler | Sampler |  | SP | http://www.toronto.ca/TWONTO#auto_sampler |  | Primary Treatment, North Primary
136643 | 35784 | THR-MCS-LD-0091 | Chain Hoist, Manual, Engine Room Basement, West Wall, Glycol Skid | THR-LD-WA3 | Lifting Device,Hoist,Manual | Lifting Device |  | LD | http://www.toronto.ca/TWONTO#lifting_equipment_hoist |  | Lifting Devices, Chain Hoist, Come Along & Slings
62233 | 1244 | THC-INC-PSL-1064 | Switch, Pressure-Low, Natural Gas Train, Incinerator 1000 | THC-INC-FU-1000 | Switch,Pressure-Low | Switch | 34752 | PSL | http://www.toronto.ca/TWONTO#pressure_switch |  | Furnace, Incinerator 1000
79492 | 31478 | THR-THK-T-2001 | Tank, WAS Storage, STB | THR-THK-T | Tank | Tank |  | T | http://www.toronto.ca/TWONTO#storage_tank |  | WAS Storage Tanks & Headers
26273 | 19574 | FHO-SES-SCBA-0045 | Cylinder, SCBA, Air Pack, 3000 PSI, Ser #LT29208 | FHO-SES-SQ-0003 | PPE,SCBA | Safety Equipment |  | SCBA | http://www.toronto.ca/TWONTO#compressed_gas_cylinder |  | Breathing Air Tanks
41135 | 55244 | TAB-ACC-PSL-0722 | Switch, Pressure, Low,Pump Suction | TAB-ACC-P-0720 | Switch,Pressure-Low | Switch |  | PSL | http://www.toronto.ca/TWONTO#pressure_switch |  | Pump, Boiler Feed No.2
121195 | 38092 | THC-ACC-T-0003 | Tank, Make-up, Glycol , Building M | THC-ACC-HEAT PUMPS | Tank | Tank |  | T | http://www.toronto.ca/TWONTO#chemical_storage_tank |  | Pumps, Heating System, Building M
26757 | 94585 | FHO-TRW-LSL-0600 | Switch, Level, Low, Pump P-0600 Loss of Prime, Treated Water Building, S3, Pump Room | FHO-TRW-P-1100-KQ | Switch,Level-Low | Switch |  | LSL | http://www.toronto.ca/TWONTO#level_switch |  | TRW Pump Unit 11
131907 | 97465 | THR-CW-SQ-1000 | Eye wash, Saftey , North Tunnel | THR-EWSS-WA2 | Safety,Eye wash | Safety Equipment |  | SQ | http://www.toronto.ca/TWONTO#emergency_eyewash |  | Eyewash and Shower Station, Work Area 2
145949 | 4683 | WTR-PRH-TSL-0004 | Switch, Temperature, Low, TSL-0004, Switchgear Room | WTR-PRH-RPU-0002 | Switch,Temperature-Low | Switch |  | TSL | http://www.toronto.ca/TWONTO#temperature_switch |  | Remote Processing Unit, Control Panel, Switchgear Room
125193 | 76822 | THC-ELS-PS-0001-F | Primary Power Equipment, Building F | THC-ELS-PS-0001 |  | Control Panel,MCC |  | PS | http://www.toronto.ca/TWONTO#collection_of_assets |  | Primary Power Equipment
50950 | 89117 | TAB-PRM-PSL-2702 | Switch Pressure,Low,Suction side of Pump-2701 | TAB-PRM-P-2702 | Switch,Pressure | Switch |  | PSL | http://www.toronto.ca/TWONTO#pressure_switch |  | Pump, Scum
145865 | 49004 | WTR-PRH-LSHH-1020 | Switch, Level, High High, Diesel Fuel Storage Tank | WTR-PRH-AUX | Switch,Level-High-High | Switch |  | LSHH | http://www.toronto.ca/TWONTO#level_switch |  | Auxiliary Equipment (Building Facilities)
27189 | 38403 | DOS-YCM-VEH-41091 | 2010 FORD ESCAPE HYBRID - Vehicle Unit# 41091 | FAC-YCM-VEH | Vehicle,Licensed | Vehicle |  | VEH | http://www.toronto.ca/TWONTO#passenger_vehicle
128188 | 13793 | THC-PWA-POTAB METER | Potable Water Flow Meters | THC-PWA-CITY WATER | [6 empty] | Plant Water City Water
13167 | 45231 | FCL-FLT-CP-1301 | Control Panel, Operator, Filter 1301 Flow/Rate, Filter 1301 | FCL-FLT-F-1301 |  |  |  | CP |  |  | Filter, Carbon Activated, Filter Building, Filter Gallery West
107816 | 42572 | TAB-ACC-TSL-4902 | Temperatue Switch, Low, Indoor Air, Waste Gas Burner Station | TAB-ACC-HTR-4901 | Switch,Temperature-Low | Switch |  | TSL | http://www.toronto.ca/TWONTO#temperature_switch |  | Unit Heater, HVAC, Waste Gas Burner Station
18197 | 32022 | FHA-SES | Safety & Environmental Services | FHA WORK AREA 2 |  | Safety Equipment |  |  | http://www.toronto.ca/TWONTO#collection_of_assets |  | Services
90880 | 70161 | FHO-CLB-PSL-0301 | Switch,Pressure Low,Outlet from Post East Chlorine Train 3 Tanks to Expansion Tank,Chem.Storage Rm. | FHO-CLC-CHL-0201-KQ | Switch,Pressure-Low | Switch |  | PSL | http://www.toronto.ca/TWONTO#pressure_switch |  | Trim ChlorinationTrain 2
132638 | 81777 | THR-DIG-PD-0700 | Tank, Primary Digester-7, Solids Treatment | THR-DIG-T | Tank | Tank |  | PD | http://www.toronto.ca/TWONTO#digester_tank |  | Digester, Tanks
82313 | 40603 | WTR-037-LSH-0001 | Switch, Level, High, Flood Alarm, Chamber 037-01, Gerrard & Kingswood | CH 037 01 | Switch,Level-High | Switch |  | LSH | http://www.toronto.ca/TWONTO#level_switch |  | Chamber
96115 | 83624 | FIS-BW | Backwash System | FIS-FLT | [6 empty] | Filtration
21806 | 41719 | FHO-ELS-MCC-1030 | Motor Control Centre, Emergency Load, Clarifier Building, S2, Main Foyer | FHO-ELS-INQ | Control Panel,MCC | Motor Control Centre |  | MCC | http://www.toronto.ca/TWONTO#LV_electrical_panel |  | Power Management
38750 | 96365 | SWM-PET-CP-0003 | Control Panel, Operator | SWM-PET | Control Panel |  |  | CP |  |  | Eglinton - Bellamy Storm Pumping Station
14064 | 28495 | FCL-RW-V-0006 | Valve, Mud, Raw Water Suction Channel Drain, Low Lift PS Basement | FCL-RW-INTAKE |  |  |  | V |  |  | Intake and Conduit
43846 | 56823 | FCL-ACC-HE-0301 | Heat Exchanger, Gas, AHU-0303, Admin Building | FCL-ACC-AHU-0303 |  |  |  | HE |  |  | Air Handling Unit, Roof Top, Admin Building Top of N/E Stairwell
120757 | 76782 | THC-ACC-FN-2174 | Fan, Exhaust, Access Building T15B, Phase I Primary | THC-ACC-TUNNEL | Air Handling Unit | HVAC |  | FN | http://www.toronto.ca/TWONTO#blower_or_fan_with_drive |  | Plant Tunnels, HVAC
81474 | 48931 | FHA-SES-LD-0090 | 8' Ladder Fiberglass Step ladder with platform Yellow in Chlorine Cylinder room | FHA-SES-LD-1 | Safety | Safety Equipment |  | LD | http://www.toronto.ca/TWONTO#portable_ladder |  | Ladders
13107 | 23875 | COL-PEV-LSHH-0104 | Switch, Level High-High | COL-PEV | Switch,Level |  |  | LSHH |  |  | Ellis Sewage Pumping Station
14750 | 94242 | FCL-SES-SHOW-0001-SUS | Emergency Shower | FCL-SUSPENDED | PPE,Eyewash Station | Safety Equipment | 36707 | SHOW | http://www.toronto.ca/TWONTO#emergency_eyewash_and_shower |  | Suspended entity
89351 | 30002 | WTR-RRG-AUX | Auxiliary Equipment (Building Facilities) | WTR-RRG | [6 empty] | Rouge Tank
58120 | 98839 | THC-AI-T-3083 | Tank, Air Receiver, Compressed Air System, Bldg. G | THC-ACC-BLDG G | Tank,Reservoir | Tank |  | T | http://www.toronto.ca/TWONTO#pressure_vessel |  | Air Treatment Building HVAC
55234 | 6375 | TAB-SLO-STR-2414 | Strainer, Lub Pump suction | TAB-SLO-P-2414 | Strainer | Filter |  | STR | http://www.toronto.ca/TWONTO#strainer |  | Pump, Sludge Transfer Lube #14
118382 | 66133 | TAB-SS-CP-1500 | Istar Panel, Security control panel for east path swipe cards/cameras, D-Building first floor electrical room | TAB-ELS-WA7 | Control Panel,Security | Security System |  | CP | http://www.toronto.ca/TWONTO#security_system |  | Equipment location, TAB-ELS-WA7, Electrical Equipment, Work Area7 ( Panelboards, MCC )
34787 | 30600 | COL-YKP-FAK-0002S | First Aid Kit, Truck #080046 (Ford F550) | COL-YKP-VEH-0002S | Safety,First Aid Kit | Safety Equipment | 41242 | FAK | http://www.toronto.ca/TWONTO#first_aid_kit |  | Vehicle, Truck #080046 (Ford F550)
79165 | 32063 | THR-ELS-MCC-3701 | Motor Control Centre (MCC), Aeration Tanks Electrical Building | THR-ELS-RSPS | Control Panel,MCC | Motor Control Centre |  | MCC | http://www.toronto.ca/TWONTO#LV_electrical_panel |  | Electrical System, Returns Sludge Pumping Station
64170 | 36375 | FCL-RW-FSL-0701 | Switch, Flow Low, Sampling Pump 0701, Sampling Pumps, Low Lift PS Basement | FCL-RW-P-0701 | Switch,Flow-Low | Switch |  | FSL | http://www.toronto.ca/TWONTO#flow_switch |  | Pump, Centrifugal, Sampling Line 1A, Sampling Pumps Offshore, Low Lift PS Basement
86312 | 63364 | WTR-PJS-PSL-0102 | Switch, Pressure-Low, John Street Surge Tank 1 | WTR-PJS-T-0102 | Switch,Pressure-Low | Switch |  | PSL | http://www.toronto.ca/TWONTO#pressure_switch |  | Tank, (Surge), John St #1
57707 | 61720 | FCL-WWW-ENJ-0001-SUS | Ejector, Sewage, Admin Building | FCL-WWW-SAN | Injector | Injector | 36847 | ENJ | http://www.toronto.ca/TWONTO#ejector |  | Sanitary pumping
135554 | 41599 | THR-FT-FSL-3205S | Switch, Flow-Low, WAW, Tank 0900, Secondary Treatment, Scum Pumping | THR-FT-T-0900S | Switch,Flow-Low | Switch | 39488 | FSL | http://www.toronto.ca/TWONTO#flow_switch |  | Tank, Final Settling, Mixed Liquor, Secondary Treatment, Secondary Clarification - South
134347 | 4339 | THR-DR-PH-0513 | Overhead Door, Primary Pumping Station 2 | THR-DR-WA2 | Door,Overhead | Door |  | PH | http://www.toronto.ca/TWONTO#roll_up_door
129264 | 47013 | THC-THK-T-1200 | Tank,Make-up,Polymer Make-up System-1200,Thickening Building | THC-THK-ELS | Chemical Feeder | Tank |  | T | http://www.toronto.ca/TWONTO#chemical_storage_tank |  | TWAS Elecftrical equipment Sludge Thickening
7258 | 42616 | COL-PSK-FN-0003 | Fan, Exhaust | COL-PSK | Fan |  |  | FN |  |  | Skydome Sewage Pumping Station
112734 | 79938 | TAB-EL1-MCC-6631? | Control Panel, MCC,Electrical Room,Grit Build,P Building | TAB-SUSPENDED ENTITY | Control Panel,MCC | Motor Control Centre | 46021 | MCC | http://www.toronto.ca/TWONTO#LV_electrical_panel |  | Suspended entities
120532 | 71186 | THC-ACC-DM-1041 | Damper,Motorized | THC-PRM-BLDG-HPU0010 |  |  |  | DM |  |  | HPU Building 10
106653 | 8233 | TAB-ACC-FSL-3412 | Switch,Flow,Low,Water From Pump | TAB-ACC-P-3412 | Switch,Flow | Switch |  | FSL | http://www.toronto.ca/TWONTO#flow_switch |  | Pump, Circulating, Hot Water,Filter Bldg, S-6 & S-7, P38-2,
47427 | 11364 | TAB-EL1-PSH-1501A | Switch,Pressure,High,EL1-TR-1501,North Substation | TAB-EL1-TR-1501 | Switch,Pressure-High | Switch |  | PSH | http://www.toronto.ca/TWONTO#pressure_switch |  | Transformer,EL1-TR-1501,13.8-4.16KV,3 PH
50200 | 6929 | TAB-PLT-T-1501 | Grit Tank # 15 | TAB-PLT-T-D | Tank | Tank |  | T | http://www.toronto.ca/TWONTO#sedimentation_tank |  | D Building - Grit Tanks & Hoppers 13 - 16
18554 | 29279 | FHA-SES-SCBA-0022 | Cylinder for Air Pack Ser # OJ 168547 | FHA-SES-SCBA-CYLINDER | PPE,SCBA | Safety Equipment |  | SCBA | http://www.toronto.ca/TWONTO#compressed_gas_cylinder |  | Breathing Air Tanks (SCBA cylinders)
63384 | 15360 | FCL-LAB-CHEM-0001 | Lab Chemical Equipment | FCL-LAB |  |  |  | CHEM |  |  | Lab Sampling Equipment
139454 | 96206 | THR-WA2-LD-195-6 | Sling, Wire Rope, Work Area 2 (Sr 263195-6) SIZE; 3/8" X 6', | THR-SES-LD | Lifting Device,Sling | Lifting Device |  | LD | wire-rope_sling |  | Lifting Device, Safety Equipment
32215 | 28909 | COL-SKW-CB-0003 | Circuit Breaker, Gate | COL-SKW-MISC | Circuit Breaker |  |  | CB |  |  | Miscellaneous Equipment
43539 | 76784 | TAB-DEW-FD-3006 | Dry Polymer Hopper #6 Feeder | TAB-DEW-T-3060 | Mixer | Chemical Feeder |  | FD | http://www.toronto.ca/TWONTO#ejector |  | Tank, Polymer Mixing #6
145142 | 33966 | WTR-PLW-PPE-0002B | Gloves, Electrical Protection, 1kv - Rusty Simpson | WTR-PLW-PPE | PPE,Insulated Glove | Safety Equipment |  | PPE | http://www.toronto.ca/TWONTO#rubber_insulating_gloves |  | Personal Protection Equipment - WWA
80088 | 51771 | THR-PLT-DR-2535S | Door, Over-Head, North Grit Loading Bay, West | THR-DR-WA2 | Door,Overhead | Door | 38664 | DR | http://www.toronto.ca/TWONTO#roll_up_door
111068 | 24724 | TAB-DIG-PSL-9301S | Switch,Pressure,Low,PSL300, Digester Gas Train, Boiler #3, Z Building | TAB-SUSPENDED ENTITY | Switch,Pressure | Switch | 47596 | PSL | http://www.toronto.ca/TWONTO#pressure_switch |  | Suspended entities
31434 | 98097 | COL-RBB-LIT-0230A | Transmitter, Level | COL-RBB | Transmitter,Level |  |  | LIT |  |  | Western Beaches Tunnel (Battery Park)-Storm
135877 | 49903 | THR-FT-PSL-2620 | Switch, Pressure-Low, Suction, Pump 2620, Secondary Treatment, RAS Pumping - North | THR-FT-P-2620 | Switch,Pressure-Low | Switch |  | PSL | http://www.toronto.ca/TWONTO#pressure_switch |  | Pump, Centrifugal, Secondary Treatment,Tunnel 23 East, RAS Pumping- North
21341 | 2069 | FHO-ELS-DP-0732 | Distribution Panel, 600V, Admin Building, S4, Main Electrical Room | FHO-ELS-PS-0001 |  | Power Distribution Panel |  | DP | http://www.toronto.ca/TWONTO#LV_electrical_panel |  | Primary Power Equipment
123 | 857 | 50687 | Emerg. Eyewash & Shower Stns, North Substation | TAB-ELS-STRC-N | PPE,Eyewash Station | Safety Equipment |  |  | http://www.toronto.ca/TWONTO#emergency_eyewash_and_shower |  | North Substation, Sump Pump
62438 | 76735 | THC-ITS-PA-3140 | IDF Panel, Public Address System, Old Digesters | THC-ITS-MDF-1000 | Network,Telecommunication | Communications Equipment |  | PA | http://www.toronto.ca/TWONTO#public_annoucement_speaker |  | Public Address System, Master Distribution , Control System, Admin Bldg,
74122 | 64686 | THR-EPS-LSL-0093 | Switch, Level-Low, (Pump, Centrifugal Stop) Pump, Centrifugal 0093, Plant Service, Effluent Pump, Centrifugaling | THR-EPS-P-0093 | Switch,Level-Low | Switch |  | LSL | http://www.toronto.ca/TWONTO#level_switch |  | Pump, Centrifugal, (Sump), Plant Service,Centrifugal truck port, Effluent Pump, Centrifugaling
132459 | 73034 | THR-DIG-FSL-5880 | Switch, Flow-Low, Condensate T-5872 | THR-DIG-T-5871 | Switch,Flow-Low | Switch |  | FSL | http://www.toronto.ca/TWONTO#flow_switch |  | Tank, Condensate and Sediment Accumulator, C-5880, Digester Mixing System
81752 | 74842 | TNT-WA9-SQ-0118 | LANYARD | TNT-WA9-SQ-0010 | PPE | Safety Equipment |  | SQ | lifeline |  | Fall arrest systems
43755 | 79189 | TAB-DEW-MX-0330 | Tank, Hopper Agitator, #3 Schwing Pump | TAB-DEW-T-0330 | Tank | Tank |  | MX | http://www.toronto.ca/TWONTO#mixer_or_agitator |  | Tank, DWS from Centrifuge #3
119988 | 83699 | TAB-WA4-TRG-0001 | WA4 Staff Training | 50588 |  |  |  | TRG |  |  | WA4 common to Work Area
81763 | 10232 | TNT-WA9-UNION | Union Business, WA9, TNT | TNT-GRK-PRTY-1000 | [6 empty] | Building Services
47299 | 39839 | TAB-EL1-MCC-6006 | Motor Control Centre 600V - Blower Bldg | TAB-EL1-TR-5213 | Switchgear,Indoor | Motor Control Centre |  | MCC | http://www.toronto.ca/TWONTO#LV_electrical_panel |  | Transformer,Blower Bldg, 4160/600V, NS-ST2
120066 | 98948 | TAB-WA6-SQ-2387 | Harness | TAB-WA6-SQ | PPE | Safety Equipment |  | SQ | http://www.toronto.ca/TWONTO#fall_arrest_harness |  | WA6 Safety Equipment
138648 | 10164 | THR-SES-PGM-12158S | Personal Gas Meter (Sno. 000412158) | THR-SES-SQ-PGM | Safety | Safety Equipment | 47396 | PGM | http://www.toronto.ca/TWONTO#portable_gas_detector |  | Personal Gas Meter
34430 | 26934 | MAIN-036 | Main 036 | WTR-LWA | [6 empty] | Work Area 2 Central Mains and Chambers
106866 | 4249 | TAB-ACC-HTR-1446 | Heater, Hot Water Reheat Coil | TAB-ACC-1400 | H.V.A.C.,Heater | HVAC |  | HTR | http://www.toronto.ca/TWONTO#heater |  | Heating, Z Bldg -
15217 | 93947 | FCL-TRW-PSH-0001 | Switch, Pressure-High, District 1W, Treated Water Pumping Station | FCL-TRW-2 | Switch,Pressure-High | Switch |  | PSH | http://www.toronto.ca/TWONTO#pressure_switch |  | Treated Water Pumping
10366 | 50241 | FCL-ACC-HTR-0306 | Heater, Baseboard, 208V, 750W, Admin Building, First Floor, Mens Wash Room 120 West Wall | FCL-ACC-ADMIN |  |  |  | HTR |  |  | Administration Building HVAC Equipment
29627 | 15311 | FIS-MCS-LD-0001 | Tripod , Not in Service (Duplicate of FIS-MCS-CRN-0002) | FIS-MCS | Lifting Device | Lifting Device | 35799 | LD | http://www.toronto.ca/TWONTO#fall_arrest_Davit_arm |  | Mechanical Services
142353 | 73336 | WTR-282-TSL-0016 | Switch, Temperature, Low, Chamber 282-16, Bayview & John St West | CH 282 16 | Switch,Temperature-Low | Switch |  | TSL | http://www.toronto.ca/TWONTO#temperature_switch |  | Chamber
93326 | 84267 | FHO-GRK-DR-4002S | Door, (FD-S4-02), Fire Rated, TRW Building, S4, Backwash rate Control Valve Room, North | FHO-GRK-FEQ-0001 | Fire Prevention,Door | Door |  | DR | http://www.toronto.ca/TWONTO#fire_rated_door
81748 | 4825 | TNT-WA9-SQ-0114 | HARNESS | TNT-WA9-SQ-0010 | PPE | Safety Equipment |  | SQ | http://www.toronto.ca/TWONTO#fall_arrest_harness |  | Fall arrest systems
41293 | 2867 | TAB-ACC-T-9005 | Tank, Salt, Feedwater Softener | TAB-HRS-BO-P | Tank | Tank |  | T | http://www.toronto.ca/TWONTO#chemical_storage_tank |  | Steam Boiler Feedwater System, Softeners
31226 | 61367 | COL-RBB-CP-0004 | Control Panel, Operator | COL-RBB | Control Panel |  |  | CP |  |  | Western Beaches Tunnel (Battery Park)-Storm
25269 | 46663 | FHO-SPC-RPU-1230 | RPU, Filter Backwash Summator, Chemical Building, S4, SBS Pump Room, SBS-CP-0801 | FHO-BW |  | Remote Processor Unit |  | RPU | http://www.toronto.ca/TWONTO#RPU_panel |  | Backwash System
8838 | 13312 | COL-SMC-MISC | Miscellaneous Equipment | COL-SMC | [6 empty] | Maclean Detention Tank-storm
5985 | 30394 | COL-PMD-CH-0002 | Chamber, Overflow | COL-PMD | Chamber |  |  | CH |  |  | Midland Pumping Station
26692 | 91196 | COL-PST-LSLL-0101 | Switch, Level Low-Low | COL-PST-MISC | Switch,Level |  |  | LSLL |  |  | Miscellaneous Equipment
18098 | 35255 | FHA-SED-ZSH-0203E | Switch, Limit, Access Hatch Zone 3, Settling Basin T-0201 | FHA-SED-ZSH-0203 |  | Security System |  | ZSH | http://www.toronto.ca/TWONTO#position_switch |  | Switch, Limit, Access Hatch Zone 2
45392 | 43294 | TAB-DIG-RPU-0901 | RPU | TAB-DIG-ELQ-T1-4 | RPU | Remote Processor Unit |  | RPU | http://www.toronto.ca/TWONTO#RPU_panel |  | Digester Tanks 1-4, Electrical Equipment
34684 | 17459 | MAIN-351 | Main 351 | WTR-LWA | [6 empty] | Work Area 2 Central Mains and Chambers
90569 | 54233 | WTR-PEL-BUS-0101 | BUS, Line 1 | WTR-PEL-ELS |  | Motor Control Center |  | BUS | http://www.toronto.ca/TWONTO#LV_electrical_panel |  | Electrical System
9171 | 21070 | COL-YKP-FAK-0014S | First Aid Kit, Truck #080056 (F550) | COL-YKP-VEH-0014S | Safety,First Aid Kit | Safety Equipment | 41245 | FAK | http://www.toronto.ca/TWONTO#first_aid_kit |  | Vehicle, Truck #080056 (F550)
140649 | 69960 | TNT-GRK-VEH-0002 | Cart, Gator | TAB-SUSPENDED ENTITY | Vehicle,Unlicensed | Vehicle | 35276 | VEH | http://www.toronto.ca/TWONTO#golf_cart
61743 | 78002 | THC-FT-T-5300 | Tank,Waste Sludge Wet Well,Secondary Clarifiers 0100 - 0800,Old Plant | THC-FT-T-0100 | Well | Tank |  | T | http://www.toronto.ca/TWONTO#storage_tank |  | Tank, Secondary Clarifier
10039 | 11205 | FCL-ACC-AT-0405 | Analyzer, Humidity, High Lift Electrical Shop | FCL-ACC-FN-0451 |  |  |  | AT |  |  | Fan, Exhaust, High Lift Building, Basement B1, Electrical Shop, East Wall
126372 | 11890 | THC-ITS-PA-3440 | IDF Panel, Public Address System, Head House | THC-ITS-MDF-1000 | Network,Telecommunication | Communications Equipment |  | PA | http://www.toronto.ca/TWONTO#public_annoucement_speaker |  | Public Address System, Master Distribution , Control System, Admin Bldg,
77743 | 63101 | THR-PRM-PSL-3120 | Switch, Pressure-Low, Scum Pump 3120, Scum Pumping - South | THR-PRM-P-3120 | Switch,Flow-Low | Switch |  | PSL | http://www.toronto.ca/TWONTO#pressure_switch |  | Pump, Rotary Lobe, Scum from Tank 3100, Scum Pumping - South
135886 | 89116 | THR-FT-PSL-4063S | Switch, Pressure-Low, WAS Pump 4063 Suction, Secondary Treatment, WAS Pumping | THR-FT-P-4063 | Switch,Pressure-Low | Switch | 39560 | PSL | http://www.toronto.ca/TWONTO#pressure_switch |  | Pump, Centrifugal, WAS, Secondary Treatment, WAS Pumping
55439 | 84682 | TAB-WA1-SQ-1119 | Sling | TAB-WA1-SQ-1000 | Lifting Device,Sling | Lifting Device |  | SQ | http://www.toronto.ca/TWONTO#fall_protection_sling |  | WA1 Lifting Devices and Slings
137298 | 35167 | THR-PLT-FSL-1414 | Switch, Flow, Low, Seal Water, Grit Pump P-1410, Headhouse | THR-PLT-P-1410 | Switch,Flow-Low | Switch |  | FSL | http://www.toronto.ca/TWONTO#flow_switch |  | Pump, Centrifugal (Dry), Grit, Vortex Prime Tank T-1400, Headhouse
140870 | 36699 | TNT-WA9-SQ-0129 | SRL | TNT-WA9-SQ-0010 | PPE | Safety Equipment |  | SQ | self_retracting_line |  | Fall arrest systems
20149 | 39699 | FHO-ACC-TSL-0104 | Switch, Temperature, Low, AHU-0104 Inlet Air, Admin Building, L2, East Wing, Mechanical Room | FHO-ACC-AHU-0104 |  | Switch |  | TSL | http://www.toronto.ca/TWONTO#temperature_switch |  | Air Handling Unit, Admin Building, East Wing, Mechanical Room
42754 | 22507 | TAB-ADMIN | Tab Admin | TAB | [6 empty] | Ashbridges Bay Treatment Plant
74662 | 14284 | THR-BG-F-0301 | Filter, Dryer 0300, Compressor Building, Gas Compressor (And Dryer) | THR-BG-DRY-0300 | Filter | Filter |  | F | http://www.toronto.ca/TWONTO#replaceable_air_filter |  | Dryer, Fuel Gas, Compressor Building, Gas Compressor (And Dryer)
55437 | 33375 | TAB-WA1-SQ-1116 | Sling | TAB-WA1-SQ-1000 | Lifting Device,Sling | Lifting Device |  | SQ | http://www.toronto.ca/TWONTO#fall_protection_sling |  | WA1 Lifting Devices and Slings
88310 | 69425 | WTR-PSC-SQ-2302 | Eye Wash Station | WTR-PSC-AUX | PPE,Eyewash Station | Safety Equipment |  | SQ | http://www.toronto.ca/TWONTO#emergency_eyewash |  | Auxiliary Equipment (Building Facilities)
27837 | 42804 | COL-PVM-TS-0001 | Switch, Transfer | COL-PVM | Switch |  |  | TS |  |  | Valleymede Sewage Pumping Station
51689 | 92824 | TAB-PRS-T-0203 | Tank, Ferrous Chloride #3 | TAB-PRS-T-FECL2 | Tank | Tank |  | T | http://www.toronto.ca/TWONTO#chemical_storage_tank |  | Ferrous Chloride Tanks & Valves
139378 | 44716 | THR-WA1-LD-0018 | Sling, Wire Rope, Work Area 1 (WIRE ROPE SLING SIZE; 3/8" X 6' ) | THR-LD-WIRE-WA1 | Lifting Device,Sling | Lifting Device |  | LD | wire-rope_sling |  | Slings, Wire Rope, Work Area 1
87698 | 67917 | WM2021A | Strainer, Oil Pump, 818A | TAB-SLD-P | Strainer | Filter |  |  | http://www.toronto.ca/TWONTO#strainer |  | Pelletizer Bldg. - Thermal Oil Heating System, Pumps, Strainer & Expanasion Tanks
77728 | 56905 | THR-PRM-PSH-2341 | Switch, Pressure-High, Discharge, Pump 2341,Sludge Pumping - South | THR-PRM-P-2341 | Switch,Pressure-Low | Switch |  | PSH | http://www.toronto.ca/TWONTO#pressure_switch |  | Pump, Centrifugal, Sludge, South Primary Station 3
4623 | 46908 | COL-PHA-V-0012 | Valve | COL-PHA-MISC |  |  |  | V |  |  | Miscellaneous Equipment
117133 | 72550 | TAB-RSP-F-4002 | Filter, Pre Air Filter to Activated Carbon Filter, T Building, Ground Floor | TAB-RSP-FN-4001 | Filter | Filter |  | F | http://www.toronto.ca/TWONTO#replaceable_air_filter |  | T Building - Fan, Exhaust
90831 | 93433 | FHO-CLB-CHL-0201 | Chlorinator, Post Chlorination Train 2 West, Chemical Building, L1, Evaporator Room | FHO-CLB-CHL-0201-KQ | Chemical Feeder,Gas | Chemical Feeder |  | CHL | http://www.toronto.ca/TWONTO#chlorinator_system |  | Post Chlorination Train 2
54910 | 19280 | TAB-STR-ZSH-0210 | Switch, Valve Position Open, Air Supply Valve | TAB-STR-T-0200 | Switch,Position-High | Switch |  | ZSH | http://www.toronto.ca/TWONTO#position_switch |  | Aeration Tank 02
140755 | 8348 | TNT-SES-FEQ | Fire Extinguishers | TNT WORK AREA 9 |  |  | 41264 |  |  |  | North Toronto Treatment Plant
42797 | 11898 | TAB-AER-T-0400 | Aeration Tank 04 | TAB-AER-TANKS |  | Tank |  | T | http://www.toronto.ca/TWONTO#aeration_tank |  | Aeration Tanks
95614 | 96470 | WTR-RMP-RPU-0001S | Remote Processing Unit | WTR-RMP-ELSS | RPU | Remote Processor Unit | 38604 | RPU | http://www.toronto.ca/TWONTO#RPU_panel |  | Electrical System
6335 | 67351 | COL-PMY-CAP-0004 | Capacitor, MCC-0002 | COL-PMY-MISC | Capacitor |  |  | CAP |  |  | Miscellaneous Equipment
13987 | 52904 | FCL-SPC-RPU-2423 | Remote Processor Unit, Sedimentation Tank T-0300 | FCL-ELS-PS-0003 | Controller,PLC | Remote Processor Unit |  | RPU | http://www.toronto.ca/TWONTO#RPU_panel |  | Emergency Power
68410 | 1123 | THR-ACC-PDSL-4004 | Switch, Pressure Differential, Low, Serves THR-ACC-FN-4009,Gallery 20N | THR-ACC-FN-4009 | Switch,Flow-Low | Switch |  | PDSL | http://www.toronto.ca/TWONTO#pressure_switch |  | Fan, Supply, T20N, Vault 1,Gallery T20N
134990 | 88292 | THR-ELS-SQ-0893 | Electrical Rubber Gloves, PPE Issued to Balwinder Singh 5kV | THR-ELS-SQ-ERG | Safety | Safety Equipment |  | SQ | http://www.toronto.ca/TWONTO#rubber_insulating_gloves |  | Electrical Rubber Gloves, Safety Equipment
27420 | 8292 | COL-PSW-LSH-0001 | Switch, Level-High | COL-PSW | Switch,Level | Switch |  | LSH | http://www.toronto.ca/TWONTO#level_switch |  | Swansea Pumping Station
115572 | 85588 | TAB-PRM-PSL-7007 | Switch Pressure,Low,Fan-FN 7007 | TAB-PRM-FN-7007 | Switch,Pressure | Switch |  | PSL | http://www.toronto.ca/TWONTO#pressure_switch |  | Fan, Exhaust (Primary Scum Air Process)
39206 | 9455 | TAB-ACC-F-6561 | Filter, Prefilter, AHU-6560, Mechanical Room No. 3, Screen Bldg., P Bldg. | TAB-ACC-AHU-6560 | Filter | HVAC |  | F | http://www.toronto.ca/TWONTO#replaceable_air_filter |  | Air Handling Unit, Mechanical Room no.3, Screen Bldg., P Bldg.
10985 | 4044 | COL-PBF-WEL-0100 | Wet well | COL-PBF-MISC | Well |  |  | WEL |  |  | Miscellaneous Equipment
32974 | 55768 | KR2214A | Unit Heater, Silo #3, Main Floor, Silo Building | TAB-ACC-HTR | H.V.A.C.,Heater | HVAC |  |  | http://www.toronto.ca/TWONTO#heater |  | Heaters- Convection,
129274 | 18334 | THC-THK-T-5080 | Tank,Buffer,Centrate Sampling,Thickening Centrifuge CF-0600 | THC-THK-CF-0600 | Sampler | Tank |  | T | http://www.toronto.ca/TWONTO#storage_tank |  | Centrifuge,WAS Thickening
19837 | 8361 | COL-PLV-HTR-0001 | Heater | COL-PLV | Heater |  |  | HTR |  |  | Livingston Road Pumping Station
21432 | 84980 | FHO-DEW-LS-0006 | Switch, Level, Sump Pumps P-1401 & P-1501 Control, Surge Building | FHO-DEW | Switch,Level | Switch |  | LS | http://www.toronto.ca/TWONTO#level_switch |  | Dewatering & Drainage
3289 | 73897 | COL-PAB-MISC | Miscellaneous Equipment | COL-PAB | [6 empty] | Ashbridges Bay Pumping Station (Coxwell)
116647 | 20736 | TAB-PWA-LSH-5140 | Switch, Level,High | TAB-PWA-P-5140 | Switch,Level | Switch |  | LSH | http://www.toronto.ca/TWONTO#level_switch |  | Pump, Sump
15187 | 56489 | FCL-TRW-LSL-0100 | Switch, Level, Low, Treated Water Pump P-0100 Loss of Prime, High Lift Building, Pump Room | FCL-TRW-P-0100 | Switch,Level-Low | Switch |  | LSL | http://www.toronto.ca/TWONTO#level_switch |  | Pump, Treated Water
132166 | 897 | THR-DCL-PSH-0501 | Switch, Pressure, High, Discharge P-0500 | THR-DCL-P-0500 | Switch,Pressure-High | Switch |  | PSH | http://www.toronto.ca/TWONTO#pressure_switch |  | Pump, Dechlorination Sample, Dechlorination Simulation Room
146216 | 45933 | WTR-PSA-TSH-0002 | Switch, Temperature-High, Building | WTR-PSA-AUX | Switch,Temperature-High | Switch |  | TSH | http://www.toronto.ca/TWONTO#temperature_switch |  | Auxiliary Equipment (Building Facilities)
125186 | 38130 | THC-ELS-PS-0001-A | Primary Power Equipment, Building A | THC-GRK-ELS-A |  | Control Panel,MCC |  | PS | http://www.toronto.ca/TWONTO#collection_of_assets |  | Building A
55679 | 22578 | TAB-WA4-LD-6242 | Chain Block, 1/2 Ton | TNT-MCS-LD | Lifting Device | Lifting Device |  | LD | http://www.toronto.ca/TWONTO#lifting_equipment_hoist |  | Lifting Devices , cranes/ Portable crane/hoists, come alongs, slings, wire rope, chains
145601 | 9839 | WTR-PMI-ZS-0020 | Switch, Position,Door Security | WTR-PMI-AUX | Switch,Position | Switch |  | ZS | http://www.toronto.ca/TWONTO#position_switch |  | Auxiliary Equipment (Building Facilities)
106705 | 37992 | TAB-ACC-FSL-6323 | Switch, Flow Switch-Low, FN-6307, Roof, Dig 9-12 Control Building. | TAB-ACC-FN-6307 | Switch,Flow-Low | Switch |  | FSL | http://www.toronto.ca/TWONTO#flow_switch |  | Fan, Exhaust, Centrifugal, Sludge Heating Room Exhaust, Roof, Dig 9-12 Control Building.
63794 | 66872 | THC-PLT-SW-5641 | Switch, Motion-Low, Conveyor 5640, East | THC-PLT-CV-5640 | Switch,Motion | Switch |  | SW | http://www.toronto.ca/TWONTO#motion_sensor_element |  | Conveyor, Incline, Classifier 5630, East
130491 | 34975 | THR-ACC-RPU-3600 | Remote Processor Unit, Controller,HVAC,East Workshop | THR-ELS-GCB |  | Remote Processor Unit |  | RPU | http://www.toronto.ca/TWONTO#RPU_panel |  | Electrical System, Digester Gas Compressor Building
26342 | 52270 | COL-YKP-VEH-0032S | Vehicle, Truck #883622 (RAM 1500) | COL-YKP | Vehicle,Licensed | Vehicle | 39588 | VEH | http://www.toronto.ca/TWONTO#pickup_truck
68959 | 63829 | FCL-WWW-LSL-3020 | Switch, Level, Low, Process Drain Pumps P-3021&3022 Sump, RMF Clarification Facility | FCL-WWW-P-3021 |  |  |  | LSL |  |  | Pump Submersible Drainage South, Process Drain Sump
127584 | 18208 | THC-PRM-LSLL-1015 | Switch, Float, Level-Low Low, Oil Tank 1070 | THC-PRM-T-1070 |  |  |  | LSLL |  |  | Oil Tank, Hydraulic Power System for Scum Skimmer System, Primary Clarifier 1000
106391 | 58637 | TAB-ACC-FD-2814 | Feeder, Chemical, Old Dewatering Bsmt | TAB-ACC-P-2814 | Chemical Feeder | Chemical Feeder |  | FD | http://www.toronto.ca/TWONTO#ejector |  | Pump, Circulating,Glycol , Dewatering Space Heating, P7-4
129272 | 32710 | THC-THK-T-5050 | Tank,Buffer,Centrate Sampling,Thickening Centrifuge CF-0300 | THC-THK-CF-0300 | Sampler | Tank |  | T | http://www.toronto.ca/TWONTO#storage_tank |  | Centrifuge,WAS Thickening
6367 | 5434 | COL-PMY-F-0002 | Filter, Compressed Air | COL-PMY | Filter |  |  | F |  |  | Maryport Sewage Pumping Station
71423 | 91127 | THR-DIG-PD-0700 | Tank, Primary Digester-7, Solids Treatment | THR-DIG-T-7-8 | Tank | Tank |  | PD | http://www.toronto.ca/TWONTO#digester_tank |  | Digester, Entities Common to Tanks 7-8
75108 | 81906 | THR-FT-PSH-4720 | Switch, Pressure-High, Pump P-4720 Discharge, Cross Feed Pumping - South | THR-FT-P-4720 | Switch,Pressure-High | Switch |  | PSH | http://www.toronto.ca/TWONTO#pressure_switch |  | Pump, Centrifugal, Sludge Cross Feed, RAS Pumping Station - South
50021 | 52611 | TAB-PLT-MSL-0441 | Switch, Motion Low, Screenings Distribution Conveyor CV-0440, Truck Loading Area, P Bldg. | TAB-PLT-CV-0440 | Switch,Motion | Switch |  | MSL | http://www.toronto.ca/TWONTO#motion_sensor_element |  | Conveyor, Reversing, Screenings Distribution, Truck Loading Area, P Bldg.
8972 | 32539 | COL-YKP-DA-11720 | Davit Base Leg-11720 | COL-YKP-DA | Safety | Safety Equipment |  | DA | davit_base |  | Davit Arm Assembly
121124 | 8180 | THC-ACC-PIT-0015 | Transmitter, Pressure, Glycol Return, Snow Melting System, Admin Building | THC-ACC-P-0014 |  | HVAC |  | PIT | http://www.toronto.ca/TWONTO#pressure_transmitter |  | Pump, Centrifugal, Snow-Melting, Glycol, Admin. Building Basement Mechanical Room B104
112789 | 18038 | TAB-EL1-PDP-6142 | Panel,Power Distribution 600V,PRS Bldg | TAB-EL1-MCC-6126 | Switchgear,Indoor | Power Distribution Panel |  | PDP | http://www.toronto.ca/TWONTO#LV_electrical_panel |  | Motor Control Centre, 600V
73927 | 82390 | THR-ELS-SQ-0023 | High Voltage Tester, Electrical Safety Equipment | THR-ELS-SQ | Safety | Safety Equipment |  | SQ | http://www.toronto.ca/TWONTO#ground_and_test_device |  | Electrical Safety Equipment, Gloves, Hot Stick, HVT & Megger
96613 | 54363 | FIS-ELS-PDP-2102 | Power Distribution Panel,Chemical Building,347 / 600V,250A,3ph,3W | FIS-ELS-PDP-2101 | Control Panel,Power Distribution Panel | Power Distribution Panel |  | PDP | http://www.toronto.ca/TWONTO#LV_electrical_panel |  | Power Distribution Panel,Generator Room,347 / 600V,250A,3ph,3W
7666 | 15365 | COL-PSU-FAK-0001 | First Aid Kit | COL-PSU | Safety,First Aid Kit | Safety Equipment |  | FAK | http://www.toronto.ca/TWONTO#first_aid_kit |  | Sunnyside Pumping Station
78209 | 74529 | THR-PRS-T-0010 | Tank, Ferrous Chloride Storage, Chemical Building | THR-PRS-T | Tank,Non-Pressurized | Tank |  | T | http://www.toronto.ca/TWONTO#chemical_storage_tank |  | Phosphorous Removal System, Storage Tank
106146 | 18703 | TAB-ACC-DM-1457 | Damper, Actuated, Exhaust | TAB-ACC-VAV-1457 | Damper/Louver | HVAC |  | DM | http://www.toronto.ca/TWONTO#air_damper |  | Heater, Hot Water Reheat Coil, Variable air
12459 | 9998 | COL-PCU-LSH-0205 | Switch,Level, High Flood Alarm , Wet Well #2 | COL-PCU-WEL-0200 | Switch,Level-High-High | Switch |  | LSH | http://www.toronto.ca/TWONTO#level_switch |  | Well, Wet Well #2, Cumber PS
49069 | 61146 | TAB-OCS-F-6740 | Biofilter, Odour Control, Biofilter Area, P Bldg,. | TAB-OCS-PBLDG | Filter | Gas Collection |  | F | media_based_filter |  | P Building - Odour control System, Fans
144956 | 73753 | WTR-PKN-GFI-0001 | Ground Fault Circuit Interrupter | WTR-PKN-AUX |  |  |  | GFI |  |  | Auxiliary Equipment (Building Facilities)
2695 | 23336 | COL-BCV-SW-0001 | Switch, Power | COL-BCV-MISC | Switch | Switch |  | SW | http://www.toronto.ca/TWONTO#disconnect_switch |  | Miscellaneous Equipment
145487 | 12218 | WTR-PMI-PSL-0006 | Pressure Switch, Low, Discharge to District 6 | WTR-PMI-TRW |  | Switch |  | PSL | http://www.toronto.ca/TWONTO#pressure_switch |  | Treated Water (Transmission)
111039 | 10188 | TAB-DIG-PSH-4074 | Switch, Pressure, High, | TAB-DIG-P-4074 | Switch,Pressure-High | Switch |  | PSH | http://www.toronto.ca/TWONTO#pressure_switch |  | Pump, Sludge Mixing, Digester # 7B
6345 | 88315 | COL-PMY-CP-0003 | Control Panel, Instrumentation | COL-PMY | Control Panel |  |  | CP |  |  | Maryport Sewage Pumping Station
40354 | 8665 | TAB-ACC-FSL-0060 | Switch, Flow, Low, Air, Exhaust Fan 0060, Grit Bldg. Rooftop | TAB-ACC-FN-0050 | Switch,Flow-Low | Switch |  | FSL | http://www.toronto.ca/TWONTO#flow_switch |  | Fan, Exhaust, Exist. Screen Room Roof
127186 | 11049 | THC-PLT-MSL-0446 | Switch,Motion-Low,Level Bubbler System,Bar screen 0440,Head House | THC-PLT-SC-0240 | Switch,Motion | Switch |  | MSL | http://www.toronto.ca/TWONTO#motion_sensor_element |  | Bar Screen 0240
7517 | 35597 | COL-PSS-LSHH-0002 | Switch, Level-High | COL-PSS-MISC | Switch,Level |  |  | LSHH |  |  | Miscellaneous Equipment
38243 | 44541 | NYCC-ADMIN-BLDG | Building Location | YMH-EUS | [6 empty] | Production & End User Support
19875 | 95345 | FHO-ACC-FS-1703 | Switch, Flow, Air, AHU-1701 Outlet, Filter Building, L1, Filter Gallery, West | FHO-ACC-FN-1701 |  | Switch |  | FS | http://www.toronto.ca/TWONTO#flow_switch |  | Fan, Exhaust, West Filter Area, Filter Building, L1, West End
13816 | 37560 | COL-MTI-RPU-3400 | Remote Processing Unit, Parkside Control Chamber No.34, MTI | COL-MTI-CH-3400 | RPU | Remote Processor Unit |  | RPU | http://www.toronto.ca/TWONTO#RPU_panel |  | Chamber,Parkside St. Control Chamber No.34, MTI
10037 | 60529 | FCL-ACC-AT-0403 | Analyzer, Humidity, Outside, High Lift Electrical Switchyard | FCL-ACC-FN-0403 |  |  |  | AT |  |  | Fan, Tube, Axial, N/E Recirculation System, Beside High Lift Pump floor, HVAC Room
145935 | 42255 | WTR-PRH-T-1020 | Tank, Bulk Fuel Storage, Generator Room | WTR-PRH-LB-0202 |  | Tank |  | T | http://www.toronto.ca/TWONTO#fuel_oil_tank |  | Load Breaker, 4160V, Secondary, Switchgear Electrical Room
57268 | 44240 | THC-ACC-TSH-0413 | Switch,Temperature-High,Exhaust Air,AHU-0411 Shutdown,Roof,Building U | THC-ACC-FN-0413 | Damper/Louver | Switch |  | TSH | http://www.toronto.ca/TWONTO#temperature_switch |  | Fan,Exhaust,AHU-0411,Basement/Sub-Basement,Roof,Building U
12301 | 55250 | COL-PCU-DM-0001 | Damper/Louver, Main Floor | COL-PCU-MISC | Damper/Louver |  | 34990 | DM |  |  | Miscellaneous Equipment
6224 | 10915 | COL-PMM-LSH-0111 | Switch, Level-High | COL-PMM | Switch,Level-High | Switch |  | LSH | http://www.toronto.ca/TWONTO#level_switch |  | Mimico Pumping Station
43872 | 74990 | FCL-ACC-HTR-0038A | Heater, Convection, Electric, 3kW, Gaseous Chemical Building, Ammonia Storage Room N | FCL-ACC-CL |  |  |  | HTR |  |  | Gaseous Chemical Building HVAC Equipment
40110 | 57850 | DA0152A | SUSPENDED ENTITY | TAB-SUSPENDED ENTITY | H.V.A.C.,Air Conditioner | HVAC | 35634 |  | ? |  | Suspended entities
40093 | 11144 | DOS-SES-SCBA-3029 | SCBA 60 minutes escape pack | FAC-YCM-SES | Safety | Safety Equipment |  | SCBA | http://www.toronto.ca/TWONTO#self-contained_breathing_apparatus |  | SAFETY & ENVIRONMENTAL SERVICES
55585 | 19365 | TAB-WA2-SQ-1269 | EE1 - 901 T3 1/2" Steel Cable | TAB-SES-LD | Lifting Device,Sling | Lifting Device |  | SQ | lifting_device_cable |  | WA2 Lifting devices
19844 | 94509 | COL-PLV-LSH-0001 | Switch, Level-High | COL-PLV-MISC | Switch,Level |  |  | LSH |  |  | Miscellaneous Equipment
39185 | 97455 | TAB-ACC-F-2240 | Filter, Final filter | TAB-ACC-AHU-2240 | Filter | Filter |  | F | http://www.toronto.ca/TWONTO#filtration_tank |  | AHU, PRS Building Supply air
140627 | 20511 | TNT-MCS-SQ-1017 | Sling | TNT-MCS-LD | Lifting Device,Sling | Lifting Device |  | SQ | http://www.toronto.ca/TWONTO#fall_protection_sling |  | Lifting Devices , cranes/ Portable crane/hoists, come alongs, slings, wire rope, chains
50203 | 53229 | TAB-PLT-RPU-0324 | RPU Panel, Screen System, Second Floor Electrical Room, P Bldg. | TAB-EL1-LP-6925 | RPU | Remote Processor Unit |  | RPU | http://www.toronto.ca/TWONTO#RPU_panel |  | Lighting Panel,120/208V,Electrical Room,Second Floor,Screen Build,P Building
39805 | 37815 | TAB-ACC-FN | Exhaust Fans | TAB-WORK-AREA-6 | [6 empty] | Work Area 6
23463 | 82161 | COL-PLB-TIC-0100 | Thermostat | COL-PLB-AUX-INST | Switch | HVAC |  | TIC | http://www.toronto.ca/TWONTO#thermostat_or_zone_controller_unit |  | Instrumentation Equipment
102281 | 45742 | MTMH121 | ROSEDALE CREEK STS | TRK-DON | [6 empty] | DON DRAINAGE AREA
38841 | 81711 | TAB-ACC-AHU-6560 | Air Handling Unit, Mechanical Room no.3, Screen Bldg., P Bldg. | TAB-ACC-AHU-PBLDG | Air Handling Unit | HVAC |  | AHU | http://www.toronto.ca/TWONTO#air_handler_unit |  | AHUs/Supply Fans P. Bldg.
119958 | 47881 | TAB-WA4-SQ-3415 | Lanyard - 6 Ft.-8928-Z7/18INBK | TAB-WA4-SQ-0010 |  | Safety Equipment |  | SQ | lifeline |  | WA4 Fall arrest systems
106058 | 16289 | TAB-ACC-AHU-DIG | AHUs/Supply Fans Dig. Bldg. | TAB-ACC-AHU | [6 empty] | Air Handling Unit & Supply Fan
39986 | 54647 | TAB-ACC-HTR-6510 | Heater, Unit, Hot Water, Workshop Lunch/meeting Room, Screen Bldg., P Bldg. | TAB-ACC-HTR-PBLDG | H.V.A.C.,Heater | HVAC |  | HTR | http://www.toronto.ca/TWONTO#heater |  | Unit Heaters- P Bldg
50273 | 43380 | TAB-PLT-STR-9404A | Strainer, Inlet, City Water Supply Line to FIT, Conduit 4 | TAB-RSP-PIP-0004 | Strainer | Filter |  | STR | http://www.toronto.ca/TWONTO#strainer |  | Influent Conduit # 4, Raw Sewage Conduit from Coxwell
30707 | 52088 | FIS-SES-SQ-6116 | Electrical Safety Gloves, High Voltage, Class 0, Group 2, # | FIS-SES | PPE,Insulated Glove | Safety Equipment |  | SQ | http://www.toronto.ca/TWONTO#rubber_insulating_gloves |  | Safety, Instrumentation & Environmental Services
25235 | 67388 | COL-PSL-SS-0001 | Security System | COL-PSL-MISC | Security System |  |  | SS |  |  | Miscellaneous Equipment
134338 | 10934 | THR-DR-DIS-0518 | Overhead Door, Disinfection Building, Truck Door North | THR-DR-WA1 | Door,Overhead | Door |  | DIS | http://www.toronto.ca/TWONTO#roll_up_door
4058 | 49782 | COL-PCU-HTR-0003 | Heater, Pump Floor | COL-PCU-SUSPENDED | Heater |  | 34995 | HTR |  |  | Cumber P.S.suspended entities
121217 | 71790 | THC-ACC-T-3002 | Tank, Expansion, Hot Water, Building E | THC-ACC-BLDG E | Tank | Tank |  | T | expansion_tank |  | Boiler House, HVAC
83032 | 41814 | FHA-SES-SQ-0093 | Level A Chemical Suit XL S/N: 013279715 | FHA-SES-SQ-1123 |  | Safety Equipment |  | SQ | http://www.toronto.ca/TWONTO#chemical_suit |  | FHA-SES-SQ-7 - Chemical Suits
9200 | 80264 | COL-YKP-FAK-0038 | First Aid Kit, Truck #041152 (Escape) | COL-YKP-VEH-0038S | Safety,First Aid Kit | Safety Equipment |  | FAK | http://www.toronto.ca/TWONTO#first_aid_kit |  | Vehicle, Truck #041152 (Escape)
50150 | 89433 | TAB-PLT-SSL-4100 | Switch, Speed, Low, Grit Outloading Conveyor 4100, Conveyor Area | TAB-PLT-CV-4100 | Switch,Speed-Low | Switch |  | SSL | http://www.toronto.ca/TWONTO#speed_switch |  | Conveyor, Shaftless Spiral, Horizontal, Loading Bay
146817 | 60097 | WTR-RDF-ZS-0306 | Switch, Position,Door Security | WTR-RDF-AUX | Switch,Position | Switch |  | ZS | http://www.toronto.ca/TWONTO#position_switch |  | Auxiliary Equipment (Building Facilities)
136656 | 38773 | THR-MCS-DR-0101 | OVERHEAD DOOR, NORTH FACING,NEW MAINTENANCE BUILDING | THR-DR-WA4 | Door,Overhead | Door |  | DR | http://www.toronto.ca/TWONTO#roll_up_door
21691 | 85541 | FHO-DOZ-TSH-4104 | Switch, Temperature, High, Off-Gas Preheater,Ozone Building, L1, Ozone Equipment Room | FHO-DOZ-OFFGAS |  | Switch |  | TSH | http://www.toronto.ca/TWONTO#temperature_switch |  | OFFGAS DESTRUCTION
14177 | 16426 | COL-PGB-LSLL-0101 | Switch, Level Low-Low | COL-PGB | Switch,Level |  |  | LSLL |  |  | Governors Bridge Sewage Pumping Station
24548 | 36658 | COL-PRD-LSHH-0107 | Switch, Level High-High | COL-PRD | Switch,Level |  |  | LSHH |  |  | Redland Pumping Station
9072 | 38557 | COL-YKP-VEH-067026S | Vehicle, Truck #067026 (Dodge Ram 2500) | COL-W-OBSOLETE | Vehicle,Licensed | Vehicle | 46854 | VEH | http://www.toronto.ca/TWONTO#pickup_truck
50978 | 65629 | TAB-PRM-T-2500 | Hopper, Primary Tanks 7-9 Scum | TAB-PRM-T-P | Tank | Tank |  | T | http://www.toronto.ca/TWONTO#storage_tank |  | P Building - Scum, Sludge Hoppers & Primary Tanks 7 - 9
34485 | 78659 | MAIN-136 | Main 136 | WTR-LWA | [6 empty] | Work Area 2 Central Mains and Chambers
144627 | 77975 | WTR-PJS-PSL-0101 | Switch, Pressure-Low, Spadina Surge Tank | WTR-PJS-T-0101 | Switch,Pressure-Low | Switch |  | PSL | http://www.toronto.ca/TWONTO#pressure_switch |  | Tank, (Surge), Spadina Main
12427 | 88379 | COL-PCU-HIC-0100 | HVAC, Switch, Humidistat, Pump Floor, Cumber PS | COL-PCU-AHU-0100 | Switch | Switch |  | HIC | http://www.toronto.ca/TWONTO#thermostat_or_zone_controller_unit |  | HVAC, Air Handling Unit, Dry Well 2nd Floor, Cumber PS
120238 | 52826 | THC-ACC-AC-5201 | Air Conditioning, Split, IT room | THC-ACC-BLDG X | Air Handling Unit | HVAC |  | AC | http://www.toronto.ca/TWONTO#air_condition |  | New Workshop WA2 Building HVAC
126857 | 23026 | THC-OCS-LSL-6200 | Switch, Level, Low, Sump, Biofilter, Headworks Odour Control | THC-OCS-P-6210 | Switch,Level-Low | Switch |  | LSL | http://www.toronto.ca/TWONTO#level_switch |  | Sump Pump, Biofilter, Headworks Odour Control
112809 | 88662 | TAB-EL1-RPU-0327 | Remote Processing Unit 0327,Electrical,P Building Substation | TAB-ELS-P BLDG | RPU | Remote Processor Unit |  | RPU | http://www.toronto.ca/TWONTO#RPU_panel |  | P Building Outdoor Substation
47391 | 59307 | TAB-EL1-MCC-6626B | Motor Control Centre 600V - OPS | TAB-PRM-ELQ-OPS | Control Panel,Electrical | Motor Control Centre | 34605 | MCC | http://www.toronto.ca/TWONTO#LV_electrical_panel |  | Old PS Building - Electrical Equipment
118462 | 32037 | TAB-STR-CLR-1110 | Secondary Clarifier, Final Tank 11 | TAB-STR2 |  | Tank |  | CLR | http://www.toronto.ca/TWONTO#clarifier |  | Secondary Treatment - Clarifiers
138190 | 31522 | THR-PRS-PSH-0340S | Switch, Pressure-High, Ferrous Chloride to South Aeration Tank 0300 Feed Pump Discharge, Chemical Building, Secondary Treatment, Phosphorous Removal | THR-PRS-P-0340S | Switch,Pressure-High | Switch | 39857 | PSH | http://www.toronto.ca/TWONTO#pressure_switch |  | Pump, Diaphragm, Ferrous Chloride to South Aeration Tank 0300, Chemical Building, Secondary Treatment, Phosphorous Removal
18097 | 59625 | FHA-SED-ZSH-0202D | Switch, Limit, Access Hatch Zone 2, Settling Basin T-0201 | FHA-SED-ZSH-0202 |  | Security System |  | ZSH | http://www.toronto.ca/TWONTO#position_switch |  | Switch, Limit, Access Hatch Zone 2
83296 | 72313 | WTR-250-CH-0003C | Chamber,Revenue Meter,Bathurst-Steeles (Magmeter) | WTR-WEST-REV | Chamber |  |  | CH |  |  | Revenue Metering
6010 | 10237 | COL-PMD-LSLL-0101 | Switch, Level Low-Low | COL-PMD | Switch,Level |  |  | LSLL |  |  | Midland Pumping Station
55448 | 32490 | TAB-WA1-SQ-1137 | Sling | TAB-WA1-SQ-1000 | Lifting Device,Sling | Lifting Device |  | SQ | http://www.toronto.ca/TWONTO#fall_protection_sling |  | WA1 Lifting Devices and Slings
52878 | 95563 | TAB-RSP-LSL-1211 | Switch, Level,Low, Oil, Tank-1211 | TAB-RSP-T-1211 | Switch,Level | Switch |  | LSL | http://www.toronto.ca/TWONTO#level_switch |  | Tank, Oil, Raw Sewage Pump #1 Bearing Lubrication System
55054 | 64071 | TAB-THK-PSH-4311 | Switch,Pressure,High,Pump 4311 | TAB-THK-P-4311 | Switch,Pressure | Switch |  | PSH | http://www.toronto.ca/TWONTO#pressure_switch |  | Pump, Mixed Polymer Feed (Standby)
50564 | 53790 | FCL-DCL-SO-0501 | Sulphonator, RMF Dechlorination, Machine Room,Gaseous Chemical Building | FCL-DCL | Analyzer,Sulphur Dioxide | Chemical Feeder |  | SO | http://www.toronto.ca/TWONTO#sulphonation_system |  | Sulphur Dioxide System
6897 | 68773 | COL-PRD-LSH-0001 | Switch, Level-High | COL-PRD | Switch,Level |  |  | LSH |  |  | Redland Pumping Station
32166 | 78871 | COL-RBC-RPU-0001 | Remote Processing Unit | COL-RBC-MISC | RPU |  |  | RPU |  |  | Miscellaneous Equipment
38981 | 37964 | TAB-ACC-CU-6520 | Condensing unit, Outdoor, lower Roof, Screen Bldg., P Bldg. | TAB-ACC-CI | H.V.A.C.,Air Conditioner | HVAC |  | CU | http://www.toronto.ca/TWONTO#AC_condenser_unit |  | Chiller and Air Coolers
89864 | 68911 | YCM-TL-CSA-02 | Yard tools - Chop Saw | FAC-YCM-TOOLS |  | Tool |  | CSA | http://www.toronto.ca/TWONTO#collection_of_assets |  | Yard tools
55684 | 33365 | TAB-WA4-LD-8088 | Chain Block, 1/2 Ton | TAB-WA4-SQ-0010 | Lifting Device | Lifting Device |  | LD | http://www.toronto.ca/TWONTO#lifting_equipment_hoist |  | WA4 Fall arrest systems
38959 | 45191 | SWM-PNQ-LSHH-0104 | Switch, Level High-High | SWM-PIT-MISC | Switch,Level | Switch |  | LSHH | http://www.toronto.ca/TWONTO#level_switch |  | Miscellaneous Equipment
129514 | 3247 | THC-TPA-PA-6051 | Speaker, Headworks, Stair "C", Lower Level 1 | THC-TPA-PA-6010A | Public Address System | Communications Equipment |  | PA | http://www.toronto.ca/TWONTO#public_annoucement_speaker |  | Paging Panel, Headworks, Electrical Room, Ground Floor
147500 | 86647 | WZ2010A | Receiver, Silo Pellet, 707A | TAB-SLD-ROUTING | Vessel,Pressure | Tank |  |  | http://www.toronto.ca/TWONTO#pressure_vessel |  | Pelletizer Bldg. - Material Handling
121201 | 49324 | THC-ACC-T-0041 | Tank,Hot Water, New Phosphorous Removal process, East side | THC-PRS | Tank,Domestic Hot Water | Tank | 46015 | T | http://www.toronto.ca/TWONTO#tanked_hot_water_heater |  | Phosphorus Removal, sub-process
7095 | 96638 | COL-PRX-SW-0001 | Switch, Electrical | COL-PRX | Switch |  |  | SW |  |  | Roxborough Sewage Pumping Station
105555 | 4929 | SWM-PDU-SW-0002 | Switch, Transformer | SWM-PDU | Switch |  |  | SW |  |  | Dunker's Storm
26367 | 53917 | FHO-SES-SQ-6224 | Safety Harness, Serial Number 792410, Balwinder Kanota | FHO-SES-SQ-0006 | PPE,Harness | Safety Equipment |  | SQ | http://www.toronto.ca/TWONTO#fall_arrest_harness |  | Fall Arrest Systems
27216 | 46658 | COL-PSU-LSH-0001 | Switch, Level-High | COL-PSU | Switch,Level |  |  | LSH |  |  | Sunnyside Pumping Station
70207 | 14487 | THR-CRN-WA3 | Cranes, Overhead Lifting Devices,WA3 | THR-MCS-WA3 | [6 empty] | Cranes, Lifting Devices, Machine Tools, Overhead doors, Welding Shops
10416 | 73440 | COL-MTI-T-2300D | Tank/Resevoir, Hydraulic Power Unit, Simcoe Control Chamber No.2300D, MTI | COL-MTI-CH-2300D | Tank | Tank |  | T | http://www.toronto.ca/TWONTO#chemical_storage_tank |  | Chamber,Simcoe Control Chamber No.2300D, MTI
135887 | 51635 | THR-FT-PSL-4064S | Switch, Pressure-Low, WAS Pump 4064 Suction, Secondary Treatment, WAS Pumping | THR-FT-P-4064 | Switch,Pressure-Low | Switch | 39561 | PSL | http://www.toronto.ca/TWONTO#pressure_switch |  | Pump, Centrifugal, WAS, Secondary Treatment, WAS Pumping
130448 | 6708 | THR-ACC-PRS | Heating, Ventilation and Air Conditioning, Ferrous Chloride Building | THR-PRS |  | HVAC |  |  | http://www.toronto.ca/TWONTO#collection_of_assets |  | Phosphorous Removal System
51683 | 49096 | TAB-GRK-VEH-378213SUS | John Deere, Gator 6X4, WA-4 | TAB-SUSPENDED ENTITY | Vehicle,Unlicensed | Vehicle | 47466 | VEH | http://www.toronto.ca/TWONTO#golf_cart
42102 | 74611 | TAB-ACC-V-6484 | Valve, 2-Way Modulating, heating Coil,6404, Roof, Existing Grit Bldg. | TAB-ACC-HE-6404 | Valve | HVAC |  | V | http://www.toronto.ca/TWONTO#valve |  | Heat Exchanger, Heating Coil box, Mechanical Room No.5, Old Screen Bldg., P Bldg.
65302 | 65632 | THC-ELS-MCC-2001 | Control Panel,MCC,Incinerator Area | THC-ELS-PS-0001-M | Control Panel,MCC | Motor Control Centre |  | MCC | http://www.toronto.ca/TWONTO#LV_electrical_panel |  | Primary Power Equipment, Building M
82852 | 66382 | FHA-SES-SQ-0049 | Safety Harnesses Miller full body harness Ser #BCEE95DB | FHA-SES-SQ-6 |  | Safety Equipment |  | SQ | http://www.toronto.ca/TWONTO#fall_arrest_harness |  | Safety Fall Protection Equipment
90020 | 65099 | YTF-CW-T-0003 | Tank, Hot Water Storage, City Water Heaters and Pumps | YTF-CW | Tank | Tank |  | T | http://www.toronto.ca/TWONTO#tanked_hot_water_heater |  | City Water
50934 | 71263 | TAB-PRM-PSH-2501? | Switch Pressure,High, Pump-2501 Discharge | TAB-PRM-P-2501? | Switch,Pressure | Switch | 34233 | PSH | http://www.toronto.ca/TWONTO#pressure_switch |  | Pump, Scum
34556 | 62978 | MAIN-221 | Main 221 | WTR-LWA | [6 empty] | Work Area 2 Central Mains and Chambers
110681 | 8152 | TAB-DIG-FSL-4145 | Switch ,Flow, Low,Chill water Supply to Compressor C-4145 | TAB-DIG-C-4145 | Switch,Flow | Switch |  | FSL | http://www.toronto.ca/TWONTO#flow_switch |  | Compressor # 5, Gas(DX2605)
55915 | 62947 | TAB-WA8-SQ-0001 | Eye Wash & Shower Station in Old Admin Bldg.Bsmt. Sampling Room | TAB-SES-WA8 |  | Safety Equipment | 34478 | SQ | http://www.toronto.ca/TWONTO#emergency_eyewash_and_shower |  | WA 8 Safety Equipment,
3146 | 44898 | COL-MTI-T-3402 | Tank, Nitrogen-Charged Piston Accumulator, Pressurized Hydraulic Fluid Storage, MTI Chamber CH-3400 | COL-MTI-CH-3400 | Tank | Tank |  | T | http://www.toronto.ca/TWONTO#chemical_storage_tank |  | Chamber,Parkside St. Control Chamber No.34, MTI
6809 | 67786 | COL-PQW-LSHH-0104 | Switch, Level High-High | COL-PQW-MISC | Switch,Level | Switch |  | LSHH | http://www.toronto.ca/TWONTO#level_switch |  | Miscellaneous Equipment
98498 | 77449 | FIS-WWW-CH-0700-SUS | Slow Sand Fiter | FIS-SUSPENDED | Filter | Filter | 38485 | CH | http://www.toronto.ca/TWONTO#filtration_tank |  | Obsolete Entities/Processes
131873 | 88853 | THR-CW-BFP-WA3 | City Water, Back Flow Preventer, Work Area 3 | THR-CW | [6 empty] | City Water
12194 | 1379 | COL-PCF-LSHH-0104 | Switch Level, High-High, Wet Well | COL-PCF-MISC | Switch,Level-High-High | Switch |  | LSHH | http://www.toronto.ca/TWONTO#level_switch |  | Miscellaneous Equipment
96651 | 9763 | FIS-ELS-GFI-0010 | Ground Fault Circuit Interrupter, Men Washroom ,Admin. Area, Filter Building | FIS-FILTER-BUILDING |  | Safety Equipment |  | GFI | ? |  | FIS Filter Building
129948 | 20498 | THR-ACC-FSL-0005 | Switch, Flow-Low, P-0203A | THR-ACC-P-0203A | Switch,Flow-Low | Switch |  | FSL | http://www.toronto.ca/TWONTO#flow_switch |  | Pump, Centrifugal, Glycol Heating Supply to AHU-0003
34461 | 24284 | MAIN-112 | Main 112 | WTR-LWA | [6 empty] | Work Area 2 Central Mains and Chambers
107410 | 84312 | TAB-ACC-RPU-1414 | Remote Processing Unit, Bio Solid Loading Bay, Mezzanine | TAB-ELS-WA6 | RPU | Remote Processor Unit |  | RPU | http://www.toronto.ca/TWONTO#RPU_panel |  | Panel Boards, MCC, WA6
78704 | 83579 | THR-SES-PGM-89418 | Personal Gas Meter (Sno.00089417) | THR-SES-SQ-PGM | Safety | Safety Equipment |  | PGM | http://www.toronto.ca/TWONTO#portable_gas_detector |  | Personal Gas Meter
19870 | 29144 | FHO-ACC-FS-1563 | Switch, Flow, Air, FN-1563 Outlet, Ozone Building, L1, Mechancal Room 3 | FHO-ACC-FN-1563 |  | Switch |  | FS | http://www.toronto.ca/TWONTO#flow_switch |  | Fan, Centrifugal Square Inline, Mechanical Room 1 Exhaust, Ozone Building, Mechanical Room 3
67676 | 61823 | FHA-WWW-STR-0101 | Strainer, Filter, Self Cleaning, Irrigation Pumps Inlet, RMF, North/East of Pilot Plant | FHA-WWW-IRRIG | Filter | Filter |  | STR | http://www.toronto.ca/TWONTO#strainer |  | Irrigation
130993 | 25010 | THR-AER-F-1310 | Filter, Bag, Air Suction, Aeration Blower 1311 | THR-AER-BL-1311 | Filter | Filter |  | F | http://www.toronto.ca/TWONTO#replaceable_air_filter |  | Blower, Centrifugal, Secondary Treatment, Aeration Blower System - Engine Room
138688 | 39874 | THR-SES-SPL-2688 | Spill Kit, Oil, Sludge Thickening Building, Centrifuge Room,WA1 | THR-SES-SPL | Safety | Safety Equipment |  | SPL | http://www.toronto.ca/TWONTO#spill_kit |  | Spill Containment Kits, Humber Treatment Plant
122913 | 33496 | THC-DEW-SOLIDS | Solids Treatment, System Dewatering | THC-DEW | [6 empty] | Dewatering Process
4224 | 84528 | COL-PEV-GC-0001 | Grit Chamber | COL-PSK-MISC |  |  | 34396 | GC |  |  | Miscellaneous Equipment
41123 | 15422 | TAB-ACC-PSH-0502 | Switch, Pressure, High, Steam | TAB-ACC-BO-0500 | Switch,Pressure-High | Switch |  | PSH | http://www.toronto.ca/TWONTO#pressure_switch |  | Boiler #20, Volcano
48222 | 63481 | TAB-ELS-SQ-6123 | Electrical - Rubber Insulating Gloves | TAB-ELS-SQ-GLOVE | PPE,Insulated Glove | Safety Equipment |  | SQ | http://www.toronto.ca/TWONTO#rubber_insulating_gloves |  | High Voltage Gloves
128021 | 77183 | THC-PRM-ZSH-1278 | Switch, Position High, Mech Away, Valve 1272 | THC-PRM-V-1272 | Switch,Position-High | Switch |  | ZSH | http://www.toronto.ca/TWONTO#position_switch |  | Valve, Hydraulic Cylinder, Scum Skimmer, Primary Clarifier 1200, NW Plant
20535 | 86228 | COL-PMM-PSL-0121 | Switch, Pressure-Low | COL-PMM-P-0121 | Switch,Pressure-Low | Switch |  | PSL | http://www.toronto.ca/TWONTO#pressure_switch |  | Pump, Centrifugal, Mimico Pump #2
143594 | 6499 | WTR-PEL-DR-0003 | Door | WTR-PEL-AUX | Door | Door |  | DR | http://www.toronto.ca/TWONTO#door
3747 | 80028 | COL-PGA-FN-0102 | Fan,Centrifugal,IntakeWet Well | COL-PGA-MISC | Fan | HVAC |  | FN | http://www.toronto.ca/TWONTO#blower_or_fan_with_drive |  | Miscellaneous Equipment
47392 | 21722 | TAB-EL1-MCC-6626B | Motor Control Centre 600V - OPS | TAB-SUSPENDED ENTITY | Control Panel,Electrical | Motor Control Centre | 34605 | MCC | http://www.toronto.ca/TWONTO#LV_electrical_panel |  | Suspended entities
4613 | 85110 | COL-PHA-GEN-0001 | Generator | COL-PHA-MISC |  |  |  | GEN |  |  | Miscellaneous Equipment
4552 | 36410 | COL-PGB-FEQ-0001S | Fire Prevention, Extinguisher | COL-W-OBSOLETE | Fire Prevention,Extinguisher |  | 40170 | FEQ |  |  | Col West Obsolete Entities
87784 | 32170 | FHO CLARIFIER CORRID | Computer Location | FHO WASTE WATER BLDG | [6 empty] | Building Location
108114 | 38470 | TAB-ACC-V-1447 | Valve, Reheat, Modulating | TAB-ACC-HTR-1447 | Valve | HVAC |  | V | http://www.toronto.ca/TWONTO#valve |  | Heater, Hot Water Reheat Coil
125250 | 27384 | THC-ELS-SQ-8499947 | Electrical Safety gloves, High Voltage, Class 1, # 8499947 | THC-SES-SQ | PPE,Insulated Glove | Safety Equipment |  | SQ | http://www.toronto.ca/TWONTO#rubber_insulating_gloves |  | Safety Equipment
18083 | 843 | FHA-SED-ZSH-0103B | Switch, Limit, Access Hatch Zone 3, Settling Basin T-0101 | FHA-SED-ZSH-0103 |  | Security System |  | ZSH | http://www.toronto.ca/TWONTO#position_switch |  | Switch, Limit, Access Hatch Zone 1,
112945 | 70446 | TAB-EL1-TSH-1503B | Switch,Liquid Temperature,High,EL1-TR-1503,North Substation | TAB-EL1-TR-1503 | Switch,Temperature-High | Switch |  | TSH | http://www.toronto.ca/TWONTO#temperature_switch |  | Transformer,EL1-TR-1503,13.8-4.16KV,3 PH
40382 | 96789 | TAB-ACC-FSL-1520 | Switch, Flow, Low, Air, Exhaust Fan 1520, Loading Bay Rooftop | TAB-ACC-AHU-1500 | Switch,Flow-Low | Switch |  | FSL | http://www.toronto.ca/TWONTO#flow_switch |  | Air Handling Unit, D Bldg Roof
22903 | 85571 | FHO-EPG-T-0001 | Tank, Diesel Storage, Underground, Near Outdoor Substation | FHO-ELS-PS-0003 | Tank,Non-Pressurized | Tank |  | T | http://www.toronto.ca/TWONTO#underground_fuel_oil_tank_temp |  | Emergency Power, Diesel & UPS
106255 | 50375 | TAB-ACC-DM-6523 | Damper, Motorized, Outside Air, FN- 6522, AHU-6520, Mechanical RM No. 2, Screen Bldg., P Bldg. | TAB-ACC-FN-6522 | Damper/Louver | HVAC |  | DM | http://www.toronto.ca/TWONTO#air_damper |  | Fan, Centrifugal, Supply air, AHU-6520, Mechanical Room No. 2, Screen Bldg., P Bldg.
97303 | 88139 | FIS-GRK-0001 | FIS, Building Maintenance | FIS |  |  |  | GRK |  |  | Island Water Treatment Plant
120200 | 48707 | TAB_EL1_13.8KV_LINES | Electrical Power Line,13.8KV,North Substation | TAB_EL1_13.8KV | [6 empty] | Electrical,13.8KV,North Substation
127715 | 11461 | THC-PRM-T-0600 | Tank, Primary Clarifier | THC-PRM-T | Tank | Tank |  | T | http://www.toronto.ca/TWONTO#clarifier |  | Tank, Primary Clarifier
49177 | 49643 | FCL-CL-SCRUBBER | CL & SO2 Scrubber System | FCL-SES | [6 empty] | Safety and Environmental Services
23204 | 49307 | COL-PNT-LSH-0153 | Switch, Level-High | COL-PNT-MISC | Switch,Level-High | Switch |  | LSH | http://www.toronto.ca/TWONTO#level_switch |  | Miscellaneous Equipment
131118 | 68416 | THR-AER-T-0600 | Tank, Secondary Treatment, Aeration - North #06 | THR-AER-T | Tank | Tank |  | T | http://www.toronto.ca/TWONTO#aeration_tank |  | Aeration Tanks
107568 | 5126 | TAB-ACC-TE-1420A | Temperature Element, Supply Air Temperature | TAB-ACC-VAV-1420 | Sensor,Temperature | HVAC |  | TE | http://www.toronto.ca/TWONTO#temperature_sensor_element |  | Heater, Hot Water Reheat Coil, Variable air
18110 | 3596 | FHA-SED-ZSH-0205F | Switch, Limit, Access Hatch Zone 5, Settling Basin T-0201 | FHA-SED-ZSH-0205 |  | Security System |  | ZSH | http://www.toronto.ca/TWONTO#position_switch |  | Switch, Limit, Access Hatch Zone 2
135556 | 94835 | THR-FT-FSL-3236S | Switch, Flow-Low, WAW, Tank 1200, Secondary Treatment, Scum Pumping | THR-FT-T-1200S | Switch,Flow-Low | Switch | 39491 | FSL | http://www.toronto.ca/TWONTO#flow_switch |  | Tank, Final Settling, Mixed Liquor, Secondary Treatment, Secondary Clarification - South
10419 | 75826 | COL-MTI-T-2302D | Tank 2, Nitrogen-Charged Piston Accumulator, Pressurized Hydraulic Fluid Storage, Simcoe Control Chamber No.2300D, MTI | COL-MTI-CH-2300D | Tank | Tank |  | T | http://www.toronto.ca/TWONTO#chemical_storage_tank |  | Chamber,Simcoe Control Chamber No.2300D, MTI
9804 | 27033 | DRN18422 | Drains, Floor, Boiler Rms/Z Bldg | TAB-WA6 |  | Plumbing |  |  | http://www.toronto.ca/TWONTO#drain |  | Common to Projects, Bldg. Services, Z Building
70440 | 79541 | THR-CW-SQ-0101 | Eyewash and Shower Station, LAB, Admin Bldg.(REMOVED) | THR-EWSS-WA2 | Safety,Eye wash | Safety Equipment | 34592 | SQ | http://www.toronto.ca/TWONTO#emergency_eyewash_and_shower |  | Eyewash and Shower Station, Work Area 2
84613 | 10950 | WTR-PDS-FEQ-SUS | Fire Equipment, Dorset Pumping Station | WTR-PDS |  |  | 44941 |  |  |  | Dorset Pumping Station
121717 | 23550 | THC-ACC-V-6013 | Valve, Manual, Circuit Balancing, Hot Water Return, Lower Level 2 Blower Room, Headworks | THC-ACC-HE-6001 | Valve | HVAC |  | V | http://www.toronto.ca/TWONTO#valve |  | Heat Exchanger, Heating Glycol System, Lower Level 2 Blower Room, Headworks
26027 | 84485 | FIS-ACC-AHU-0101 | Air Handling Unit, Raw Water Building, S/W Unit | FIS-HVAC | Air Handling Unit | HVAC |  | AHU | http://www.toronto.ca/TWONTO#air_handler_unit |  | Climate Control
135840 | 54314 | THR-FT-PSH-3020S | Switch, Pressure-High, Discharge, Pump 3020, Secondary Treatment, Scum Pumping | THR-FT-P-3020 | Switch,Pressure-High | Switch | 39544 | PSH | http://www.toronto.ca/TWONTO#pressure_switch |  | Pump, Rotary Lobe, Scum from Tank 3000, Scum Pumping
19515 | 57684 | FHO CHEMICAL ALLEY | Computer Location | FHO-SPC | [6 empty] | Process Control Systems - Services Area
139218 | 3279 | THR-THK-RPU-0005 | Remote Processor Unit, Thickening Polymer Mixing System | THR-THK-RPU | RPU | Remote Processor Unit |  | RPU | http://www.toronto.ca/TWONTO#RPU_panel |  | RPU & UPS, Sludge Thickening Building
127453 | 53581 | THC-PRM-CH-0180 | Scum Pit, Tank 0100, Primary Clarifier | THC-PRM-T-0100 | Tank | Tank |  | CH | http://www.toronto.ca/TWONTO#storage_tank |  | Tank, Primary Clarifier
89045 | 36257 | FHO-SPC-RPU-1321 | RPU, Gaseous Chemicals 1 PLC, Chemical Building, L1, Chemical Workshop | FHO-DIS | Controller,PLC | Remote Processor Unit |  | RPU | http://www.toronto.ca/TWONTO#RPU_panel |  | Disinfection
26252 | 26336 | FHO-SES-SCBA-0012 | Cylinder, SCBA, Air Pack, 2216 PSI, Ser #OJ-385819 | FHO-SES-SQ-0002 | PPE,SCBA | Safety Equipment |  | SCBA | http://www.toronto.ca/TWONTO#compressed_gas_cylinder |  | Emergency Breathing Apparatus
93188 | 58010 | FHO-GRK-DR-1007L | Door, (FD-1-07), Fire Rated, Flocculation Building, L1, East Corridor, Emergency Exit | FHO-GRK-FEQ-0001 | Fire Prevention,Door | Door |  | DR | http://www.toronto.ca/TWONTO#fire_rated_door
91054 | 32958 | FHO-DCL-P-0401B-KQ | Before SO2 Sampling | FHO BEFORE SO2 |  |  |  | P |  |  | Sampling
55519 | 26007 | TAB-WA2-LD-1010 | Westward 3/4T Tag# N.A Come Along | TAB-SES-LD | Lifting Device | Lifting Device |  | LD | winch |  | WA2 Lifting devices
105333 | 64502 | SCC-ADMIN-BLDG | Building Location | YMH-EUS | [6 empty] | Production & End User Support
146776 | 4073 | WTR-RDF-STR-0501 | Strainer, Water Line to Local Sink and Toilet | WTR-RDF-P-0501 | Strainer | Switch |  | STR | http://www.toronto.ca/TWONTO#strainer |  | Pump, Centrifugal, Service Water, South Valve House
17593 | 95867 | FHA-MCS-LD-2001 | Lifting Device, Puller, 3 Ton, Stores | FHA-MCS-LD | Lifting Device,Hoist,Manual | Lifting Device |  | LD | winch |  | Lifting Devices
117781 | 28645 | TAB-SES-AED-0006 | Automated external defibrillators- AED | TAB-SES-AED | Safety,Defibrillator | Safety Equipment |  | AED | http://www.toronto.ca/TWONTO#automatic_external_defibrillator |  | Safety Medical Instruments-AED
9155 | 39701 | COL-YKP-FAK-0002S | First Aid Kit, Truck #080046 (Ford F550) | COL-YKP | Safety,First Aid Kit | Safety Equipment | 41242 | FAK | http://www.toronto.ca/TWONTO#first_aid_kit |  | Kipling Yard
27619 | 46528 | COL-PTD-FEQ-0001S | Fire Prevention, Extinguisher | COL-W-OBSOLETE | Fire Prevention,Extinguisher |  | 40173 | FEQ |  |  | Col West Obsolete Entities
55732 | 21375 | TAB-WA4-SQ-3431 | Fall Limiter - MFL-1-27/8Ft | TAB-WA4-SQ-0010 | PPE,Lanyard | Safety Equipment |  | SQ | http://www.toronto.ca/TWONTO#fall_restricting_system |  | WA4 Fall arrest systems
5931 | 65497 | COL-PLV-CP-0001 | Control Panel | COL-PLV-MISC | Control Panel |  |  | CP |  |  | Miscellaneous Equipment
71760 | 65454 | THR-DIG-SSL-5157A | Digester Gas Mixing, Tank 0200, Solids Treatment, Digester Tanks 1-6 | THR-DIG-MX-0200 | Switch,Speed-Low | Switch |  | SSL | http://www.toronto.ca/TWONTO#speed_switch |  | Digester Gas Mixing, Digester Tank 0200
139030 | 32913 | THR-THK-LSH-2002 | Switch, Level High, WAS Storage Tank | THR-THK-T-2002 | Switch,Level-High | Switch |  | LSH | http://www.toronto.ca/TWONTO#level_switch |  | Tank, WAS Storage, STB
50187 | 32789 | TAB-PLT-T-0321 | Grit Hopper #3 | TAB-PLT-T | Tank | Tank |  | T | http://www.toronto.ca/TWONTO#storage_tank |  | P Building - Grit Tanks 1-12 & Hoppers 1 - 6
29128 | 10800 | COL-PWN-TSH-0001 | Switch, Temperature-High | COL-PWN-MISC | Switch | Switch |  | TSH | http://www.toronto.ca/TWONTO#temperature_switch |  | Miscellaneous Equipment
122424 | 58800 | THC-DCL-SP-0001 | Autosampler, Chlorinated Final Effluent Sample to Simulator, Dechlorination | THC-DCL-SIMULATION | Sampler | Sampler |  | SP | http://www.toronto.ca/TWONTO#auto_sampler |  | Dechlorination Simulation
26417 | 82545 | FHO-GRK-DR-5008S | Door, (FD-S5-08), Fire Rated, Admin Building, S5, Cable Tray Room, Stairway 5 | FHO-GRK-FEQ-0001 | Fire Prevention,Door | Door |  | DR | http://www.toronto.ca/TWONTO#fire_rated_door
140582 | 32983 | TNT-ELS-LP-2104B | 208/120V Lighting Panel | TNT-ELS-TR-6104B | Control Panel,Lighting | Power Distribution Panel |  | LP | http://www.toronto.ca/TWONTO#LV_electrical_panel |  | 600-208/120V Transformer
94992 | 68596 | FHO-SPC-COM-1706 | Termination Panel, Filter 1-8 Building, S2, Filter Pipe Gallery, East Wall | FHO-SPC |  | Communications Equipment |  | COM | termination_panel |  | Process Control Systems - Services Area
78963 | 87141 | THR-SPC-COM-1701 | System Process Control, Termination Panel, Digester 1-6 MCC | THR-SPC-COM-1700 | UPS | System Process Control |  | COM | http://www.toronto.ca/TWONTO#network_panel |  | System Process Control, Digester 1-2, Mezzanine
34655 | 32369 | MAIN-312 | Main 312 | WTR-LWA | [6 empty] | Work Area 2 Central Mains and Chambers
38956 | 65599 | TAB-ACC-CT-1435 | Control Panel, Zone Controller | TAB-ACC-HTR-1435 | Control Panel,HVAC | HVAC |  | CT | http://www.toronto.ca/TWONTO#thermostat_or_zone_controller_unit |  | Heater, Hot Water Reheat Coil
132292 | 41000 | THR-DGHT-LSHH | Switch,High High Level, Sump Pumps, Digesters/Grit/Headhouse/Thickening | THR-FT-DRN | Switch,Level-High-High | Switch |  |  | http://www.toronto.ca/TWONTO#level_switch |  | Final Tank, Drainage, Sump Pumps
48694 | 19234 | FCL-BW | Backwash System | FCL-FLT | [6 empty] | Filtration
57890 | 97705 | THC-AER-M-7270 | Motor, Blower, Aeration | THC-AER-BL-7200-I-IV | Motor,AC,Induction |  |  | M |  |  | Blower, Aeration System
8864 | 74050 | COL-WEST-PS | West Pumping Stations | COL-WEST | [6 empty] | West
30052 | 10037 | COL-PWR-LSH-0302 | Switch, Level-High | COL-PWR-SUSPENDED | Switch,Level |  | 35091 | LSH |  |  | West Rouge P.S.suspended entities
9807 | 57064 | DRN18472 | Drains, Floor, Digestion Tanks 13-16 | TAB-DIG-STRC-T13-16 | Drain | Drain |  |  | http://www.toronto.ca/TWONTO#drain |  | Digester Tanks 13-16, Drains, Electrical Service(110/220V), Lighting, Plumbing
105744 | 90509 | SWM-PNQ-LS-0102 | Switch, Level | SWM-PNQ | Switch,Level | Switch |  | LS | http://www.toronto.ca/TWONTO#level_switch |  | North Queen Storm Pumping Station
107109 | 65892 | TAB-ACC-HTR-6503 | Heater, Unit, Hot Water, maintenance Workshop, Screen Bldg., P Bldg. | TAB-ACC-HTR-PBLDG | H.V.A.C.,Heater | HVAC |  | HTR | http://www.toronto.ca/TWONTO#heater |  | Unit Heaters- P Bldg
140639 | 74733 | TNT-MCS-SQ-1042 | Sling | TNT-MCS-LD | Lifting Device,Sling | Lifting Device |  | SQ | http://www.toronto.ca/TWONTO#fall_protection_sling |  | Lifting Devices , cranes/ Portable crane/hoists, come alongs, slings, wire rope, chains
10651 | 62258 | FCL-ACC-HTR-0757 | Heater, Snow Melting, Gaseous Chemical Building, Service Area Second Floor | FCL-ACC-CL |  |  |  | HTR |  |  | Gaseous Chemical Building HVAC Equipment
106248 | 48547 | TAB-ACC-DM-6513 | Damper, Motorized, Supply Air, AHU-6510, Vestibule 1, Screen Bldg., P Bldg. | TAB-ACC-AHU-6510 | Damper/Louver | HVAC |  | DM | http://www.toronto.ca/TWONTO#air_damper |  | Air Handling Unit, Mechanical Room no.1, Screen Bldg., P Bldg.
18138 | 77027 | FHA-SED-ZSH-0403B | Switch, Limit, Access Hatch Zone 3, Settling Basin T-0401 | FHA-SED-ZSH-0403 |  | Security System |  | ZSH | http://www.toronto.ca/TWONTO#position_switch |  | Switch, Limit, Access Hatch Zone 4
93329 | 27041 | FHO-GRK-DR-4013S | Door, (FD-S4-13), Fire Rated, Chemical Building, S4, Emergency Diesel Room, West | FHO-GRK-FEQ-0001 | Fire Prevention,Door | Door |  | DR | http://www.toronto.ca/TWONTO#fire_rated_door
112691 | 6186 | TAB-EL1-MCC-6322 | Motor Control Centre 600V - Blower Bldg | TAB-STR-ELQ | Switchgear,Indoor | Motor Control Centre |  | MCC | http://www.toronto.ca/TWONTO#LV_electrical_panel |  | Blower Building - Power Distribution & Electrical Equipment
62527 | 87836 | THC-MCS-LD-0000000017 | LIFTING SUPPORT STRUCTURE - MONORAIL (insp Liftsafe) | THC-MCS-LD | Lifting Device | Lifting Device |  | LD | lifting_device_support |  | Mechanical Services, Lifting Device
3537 | 53611 | COL-PBR-LIT-0101 | Transmitter, Level | COL-PBR | Transmitter,Level |  |  | LIT |  |  | Berry Road Sewage Pumping Station
19826 | 81448 | COL-PLV-CP-0002 | Control Panel | COL-PLV | Control Panel |  |  | CP |  |  | Livingston Road Pumping Station
120722 | 49775 | THC-ACC-FN-0444 | Fan,Exhaust,AHU-0440,Drip Trap Room,Building UU | THC-ACC-AHU-0440 | Fan | HVAC |  | FN | http://www.toronto.ca/TWONTO#blower_or_fan_with_drive |  | Air Handling Unit,Drip Trap Room,Building UU
66081 | 21579 | THC-SES-FEQ-SD39 | 1 1/2 Folding NFE Polyflex Hoses | THC-SES-FEQ-0001 | [6 empty] | Portable Fire Extinguisher, location forklift THC-GRK-VEH-329026
92938 | 36315 | FHO-FLT-F-1101 | Filter Bed # 11 | FHO-FLT | Tank,Reservoir | Tank |  | F | http://www.toronto.ca/TWONTO#filtration_tank |  | Filtration
128972 | 22485 | THC-STR-T-0043 | Tank, Sodium Hypochlorite, Disinfection (Emergency) | THC-DIS | Tank,Non-Pressurized | Tank |  | T | http://www.toronto.ca/TWONTO#chemical_storage_tank |  | Disinfection (Chlorination) Process
79000 | 19244 | THR-GRK-VEH-378297 | 2017 POLARIS BRUTUS (SR# 4XAB4PD19J8575572) WA2 | THR-GRK-GQ-WA2 |  | Vehicle |  | VEH | http://www.toronto.ca/TWONTO#golf_cart
9196 | 88722 | COL-YKP-FAK-0034 | First Aid Kit, Truck #041121 (Escape Hybrid) | COL-YKP-VEH-0034S | Safety,First Aid Kit | Safety Equipment |  | FAK | http://www.toronto.ca/TWONTO#first_aid_kit |  | Vehicle, Truck #041121 (Escape Hybrid)
144454 | 75230 | WTR-PJS-BUS-0101 | Electrical Bus | WTR-PJS-ELS | Control Panel,MCC | Motor Control Center |  | BUS | http://www.toronto.ca/TWONTO#LV_electrical_panel |  | Electrical System
26121 | 54263 | FHO-GRK-DR-0402 | Delivery Gate, Between Clarifier and Standby Power Building | FHO-GRK-PRTY-0001 |  | Door |  | DR | http://www.toronto.ca/TWONTO#door
73942 | 67813 | THR-ELS-SQ-0404 | Electrical Rubber Gloves, PPE Spare 5KV | THR-ELS-SQ-ERG | Safety | Safety Equipment |  | SQ | http://www.toronto.ca/TWONTO#rubber_insulating_gloves |  | Electrical Rubber Gloves, Safety Equipment
73307 | 46924 | THR-ACC-NX-741 | Filter Unit, Grit Building, Crane HH555 | THR-ACC-GRIT | Filter | Filter |  | NX | http://www.toronto.ca/TWONTO#replaceable_oil_or_fuel_filter |  | Heating, Ventilation and Air Conditioning, Grit Building
77639 | 77162 | THR-DIS-CP-9030 | Panel, Control Panel, Pump 9030, Disinfection Building Main Floor south side | THR-DIS-CP-0830 | Control Panel | Power Distribution Panel |  | CP | http://www.toronto.ca/TWONTO#process_control_panel |  | Panel, Control Panel, Pump 0830, Disinfection Building Main Floor south side
139475 | 35138 | THR-WA2-LD-87-27 | Sling, Nylon, Work Area 2 (Sr 1387787-27) SIZE; 1" X 3', | THR-LD-NYLN-WA2 | Lifting Device,Sling | Lifting Device |  | LD | synthetic_web_sling |  | Slings, Nylon, Work Area 2
50321 | 62797 | TAB-PLT-UPS-0330 | UPS for RPU | TAB-PLT-RPU-0330 | UPS | Remote Processor Unit |  | UPS | http://www.toronto.ca/TWONTO#UPS |  | RPU Panel, Washer Compactor System, Second Floor Electrical Room, P Bldg.
40857 | 7851 | OH2006A | Door,Overhead, Polymer Building | TAB-MCS-DR | Door,Overhead | Door |  |  | http://www.toronto.ca/TWONTO#roll_up_door
124992 | 97851 | THC-ELS-LTX-BLDG O | Exit Lights, Bldg. O | THC-GRK-ELS-O | Building Service,Lighting - Room | Safety Equipment | 41957 |  | http://www.toronto.ca/TWONTO#collection_of_assets |  | Building O
79421 | 12294 | THR-THK-P-CF | Centrifuge Feed Pumps | THR-THK | [6 empty] | Sludge Thickening
33637 | 8449 | COL-YKP-DA-0019(S) | Davit Arm-16070 | COL-W-OBSOLETE |  | Safety Equipment | 39124 | DA | http://www.toronto.ca/TWONTO#fall_arrest_Davit_arm |  | Col West Obsolete Entities
60856 | 19496 | THC-AI-F-7002 | Filter,Instrument Air,Incinerator Building,2nd floor | THC-AI-PIP-0001 | Filter | Filter |  | F | http://www.toronto.ca/TWONTO#replaceable_air_filter |  | Piping, Compressed Air Facility Wide
123467 | 72129 | THC-DIG-LSH-5290 | Switch,Level-High,Lower Basement Sump,CP-5290,Building U | THC-GRK-SUMP PUMP | Switch,Level | Switch |  | LSH | http://www.toronto.ca/TWONTO#level_switch |  | Sump Pumps,
126006 | 99889 | THC-GRK-VEH-396094 | Lawnmower Riding | THC-GRK-VEHICLES | Groundskeeping,Lawnmower,Ride on | Grounds | 34012 | VEH | http://www.toronto.ca/TWONTO#golf_cart |  | Vehicles
125514 | 72458 | THC-FEQ-FSP-0001 | Fire Hose cabinets, Admin. Bldg K | THC-FEQ-FSP | Fire Prevention,Hose | Safety Equipment | 43225 | FSP | ? |  | Sprinkler System
105737 | 58658 | SWM-PNQ-FA-0001S | Fire Alarm System | SWM-PNQ-MISC | Building Service,Fire Alarm |  | 42938 | FA |  |  | Miscellaneous Equipment
73537 | 65719 | THR-ACC-PRM | Heating, Ventilation and Air Conditioning, Primaries | THR-PRM |  | HVAC |  |  | http://www.toronto.ca/TWONTO#collection_of_assets |  | Primary Treatment
45492 | 70005 | TAB-DIG-T-1200 | Tank, Digester tank, Digester 12 | TAB-DIG-T-09-12 | Tank | Tank |  | T | http://www.toronto.ca/TWONTO#digester_tank |  | Digester Tanks 9-12
91445 | 98360 | WTR-REG-DR-0001 | Door | WTR-REG-AUX | Door | Door |  | DR | http://www.toronto.ca/TWONTO#door
59046 | 82836 | THC-ACC-HTR-0298 | Heater, Perimeter. Admin Building, Ground Floor, First Aid Room 144 | THC-ACC-AHU-0061 |  | HVAC |  | HTR | http://www.toronto.ca/TWONTO#heater |  | Air handling Unit, Ground Floor North Zone(Process Control), Admin Building Roof
4093 | 65524 | COL-PCU-LSL-0103 | Switch, Level-Low | COL-PCU-SUSPENDED | Switch |  | 34974 | LSL |  |  | Cumber P.S.suspended entities
26286 | 49042 | FHO-GRK-DR-2040S | Door, (FD-S2-40), Fire Rated, Ozone Building, S2, DOZ 2 Vestibule, North | FHO-GRK-FEQ-0001 | Fire Prevention,Door | Door |  | DR | http://www.toronto.ca/TWONTO#fire_rated_door
139464 | 47915 | THR-WA2-LD-52-12 | Sling, Nylon, Work Area 2 (Sr 1480052-12) SIZE; 2" X 6', | THR-LD-NYLN-WA2 | Lifting Device,Sling | Lifting Device |  | LD | synthetic_web_sling |  | Slings, Nylon, Work Area 2
34395 | 25770 | COL-YKP-DA-1734511AA(S) | Davit Base Leg-1734511AA | COL-YKP-DA-0009S | Safety | Safety Equipment | 45520 | DA | davit_base |  | Davit Arm Assembly with Upper Arm-1734511
65495 | 29664 | FCL-SH-19 | Safety Harness Full Body | FCL-SES-SQ-0102 | PPE | Safety Equipment |  | SH | http://www.toronto.ca/TWONTO#fall_arrest_harness |  | Safety Harnesses, High Lift Building, Store Room
146904 | 37052 | WTR-RKL-T-0001 | Tank, Domestic Hot Water | WTR-RKL-AUX | Tank | Tank |  | T | http://www.toronto.ca/TWONTO#tanked_hot_water_heater |  | Auxiliary Equipment (Building Facilities)
108629 | 83308 | TAB-ACC-V-6530 | Valve, Actuated, Fire Protection System, Mechanical Room No. 1, Screen Bldg., P Bldg. | TAB-ACC-P-6511 | Valve | HVAC |  | V | http://www.toronto.ca/TWONTO#valve |  | Pump, Fire pump, Mechanical Room No. 1, Screen Bldg., P Bldg.
87641 | 18887 | WTR-PRH-LSL-1020 | Switch, Level Low, Diesel Fuel Storage Tank | WTR-PRH-AUX | Switch,Level-Low | Switch |  | LSL | http://www.toronto.ca/TWONTO#level_switch |  | Auxiliary Equipment (Building Facilities)
120539 | 77898 | THC-ACC-DM-6310 | Damper, Isol., Mixed O/A and O/A, Solar Wall Air Duct, 2nd Floor Mech Room #1, Headworks | THC-ACC-AHU-6300 | Damper/Louver | HVAC |  | DM | http://www.toronto.ca/TWONTO#air_damper |  | Air Handling Unit, Screen Room/Conveyor Areas, 2nd Floor Mech Room #1, Headworks
63408 | 58891 | FCL-MCS-LD-0008 | Chain Block 3 Ton | FCL-MCS-LD | Lifting Device | Lifting Device |  | LD | http://www.toronto.ca/TWONTO#lifting_equipment_hoist |  | Lifting Devices
112282 | 89829 | TAB-DIS-SS-25 | Chlorine Process - Pumps, Chlorine Residual, Circulating, Spray, Return | TAB-DIS-CHL |  |  |  | SS |  |  | Chlorination Process
4269 | 14698 | COL-PEV-WEL-0500 | Wet well | COL-PEV |  |  |  | WEL |  |  | Ellis Sewage Pumping Station
83029 | 58316 | FHA-SES-SQ-0085 | Tri-pod DBI SALA confined space retrieval tripod | FHA-SES |  | Safety Equipment |  | SQ | http://www.toronto.ca/TWONTO#fall_arrest_Davit_arm |  | Safety & Environmental Services
43753 | 48695 | TAB-DEW-MEQ-3005 | Dry Polymer Feeder #5 Eductor | TAB-DEW-FD-3005 | Conveyor | Chemical Feeder |  | MEQ | http://www.toronto.ca/TWONTO#ejector |  | Dry Polymer Hopper #5 Feeder
55318 | 3978 | FCL-ELS-LB-0202-SUS | Switch, Main, Line 1, TR-0301, Switchgear Room | FCL-SUSPENDED | Switch | Switch | 36531 | LB | http://www.toronto.ca/TWONTO#disconnect_switch |  | Suspended entity
82160 | 24855 | FHA-SES-SPL-0301 | FHA-SES-SPILL-5 - Spill Response Kit 5- Alum Room | FHA-SES-SM |  | Safety Equipment |  | SPL | http://www.toronto.ca/TWONTO#spill_kit |  | Spill /Waste Management
76679 | 21288 | FHO-ELS-LP-0723 | Lighting Panel, 600/347V, Flocculation Building, L1, North Wall | FHO-ELS-LTG-2000 |  | Power Distribution Panel |  | LP | http://www.toronto.ca/TWONTO#LV_electrical_panel |  | Lighting, Facility Interior : Plant wide, interior lighting
19956 | 70490 | COL-PLV-WEL-0100 | Wet well, West | COL-PLV | Well |  |  | WEL |  |  | Livingston Road Pumping Station
39140 | 42316 | TAB-ACC-DM-6549 | Damper, Motorized, Supply Air, AHU-6530,6540, 6550 & 6560, Mech. RM No. 3, Screen Bldg., P Bldg. | TAB-ACC-AHU-6530 | Damper/Louver | HVAC |  | DM | http://www.toronto.ca/TWONTO#air_damper |  | Air Handling Unit, Mechanical Room no.3, Screen Bldg., P Bldg.
6644 | 30434 | COL-PNT-PSL-0121 | Switch, Pressure-Low | COL-PNT-P-0121 | Switch,Pressure-Low | Switch |  | PSL | http://www.toronto.ca/TWONTO#pressure_switch |  | Pump, Centrifugal, Pump 2
61165 | 9096 | THC-ELS-SQ-494768 | Electrical Safety gloves, High Voltage, Class 1, #494768 | THC-SUSPENDED |  | Safety Equipment | 35224 | SQ | http://www.toronto.ca/TWONTO#rubber_insulating_gloves |  | Suspended entity
118051 | 5676 | TAB-SES-SQ-6300 | Switch, Flow switch, dry contact, Basement, Digester 9-12 Control Building. | TAB-DIG-STRC-T9-12 | Switch,Flow | Switch |  | SQ | http://www.toronto.ca/TWONTO#flow_switch |  | Digester Tanks 9-12 - Structure, Drains, Electrical Service(110/220V), Lighting, Plumbing, Grounds
147709 | 57607 | YTF-ACC-LSH-0201 | Switch, Level-High, Generator Fuel Containment Tank, Miscellaneous Devices | YTF-ACC | Switch,Level-High | Switch |  | LSH | http://www.toronto.ca/TWONTO#level_switch |  | HVAC Equipment
25022 | 24276 | COL-PSI-LSLL-0103 | Switch, Level Low-Low | COL-PSI | Switch,Level |  |  | LSLL |  |  | Sixth Street Sewage Pumping Station (Wards Island PS#11)
147109 | 29851 | WTR-RMI-ZS-0049 | Instrument, Door Position Switch, Water Transmission | WTR-RMI-AUX |  | Switch |  | ZS | http://www.toronto.ca/TWONTO#position_switch |  | Auxiliary Equipment (Building Facilities)
6433 | 10333 | COL-PMY-TR-0003 | Transformer, Lighting | COL-PMY | Transformer |  |  | TR |  |  | Maryport Sewage Pumping Station
68948 | 70171 | FCL-WWW-LIT-5530 | Transmitter, Level, Centrifuge-Process Drain Sump, Centrifuge Building | FCL-WWW-P-5531 |  |  |  | LIT |  |  | Pump Submersible Centrifuge Process Drain
101502 | 76645 | MAIN-013 | Main 013 | WTR-LWA | [6 empty] | Work Area 2 Central Mains and Chambers
18171 | 31100 | FHA-SED-ZSH-0504E | Switch, Limit, Access Hatch Zone 4, Settling Basin T-0501 | FHA-SED-ZSH-0504 |  | Security System |  | ZSH | http://www.toronto.ca/TWONTO#position_switch |  | Switch, Limit, Access Hatch Zone 5
118828 | 91736 | TAB-STR-SP-3334 | Sampler, South Final Effluent Conduit-FES-1 (PK2408D) | TAB-WA8-INQ | Sampler | Sampler |  | SP | http://www.toronto.ca/TWONTO#auto_sampler |  | Instrument Equipment
40019 | 48259 | DIS-DECOM | Building Location | DIS-EUS | [6 empty] | Production & End User Support
129269 | 90839 | THC-THK-T-5030 | Tank,Buffer,Centrate Sampling,Thickening Centrifuge CF-0100 | THC-THK-AIT-5090 | Analyzer,Suspended Solid | Tank |  | T | http://www.toronto.ca/TWONTO#storage_tank |  | Analyzer,Suspended Solids,Centrate Sampling,Thickening Build.
52740 | 60438 | TAB-RSP-ELQ | T Building - Electrical Equipment | TAB-RSP-T | [6 empty] | T Building
89219 | 27166 | WTR-RLW-ZS-0001 | Switch, Position,Door Security | WTR-RLW-AUX | Switch,Position | Switch |  | ZS | http://www.toronto.ca/TWONTO#position_switch |  | Auxiliary Equipment (Building Facilities)
6344 | 87638 | COL-PMY-CP-0002 | Control Panel, Fire Alarm | COL-PMY-MISC | Control Panel |  |  | CP |  |  | Miscellaneous Equipment
71196 | 50755 | THR-DIG-FSL-2368 | Flow Switch, Pump Seal Water | THR-DIG-P-2368 | Transmitter,Pressure | Switch |  | FSL | http://www.toronto.ca/TWONTO#flow_switch |  | Pump, Centrifugal, Sludge Recirculation, Tank 1000
125802 | 68507 | THC-GRK-DR-0316 | Door, Overhead, Building M | THC-GRK-DR-M | Door,Overhead | Door |  | DR | http://www.toronto.ca/TWONTO#roll_up_door
127718 | 87338 | THC-PRM-T-0970 | Oil Tank, Hydraulic Power System for Scum Skimmer System, Primary Clarifier 0900 | THC-PRM-T-0900 | Tank,Reservoir | Tank |  | T | http://www.toronto.ca/TWONTO#chemical_storage_tank |  | Tank, Primary Clarifier
145722 | 46177 | WTR-PPD-MCC-0101 | Motor Control Center | WTR-PPD-TR-0301 | Control Panel,MCC | Motor Control Center |  | MCC | http://www.toronto.ca/TWONTO#LV_electrical_panel |  | Transformer, Power, Secondary
136762 | 55543 | THR-MCS-MT-0534 | Centre Lathe | THR-MT-WA3 |  | Tool |  | MT | http://www.toronto.ca/TWONTO#lathe |  | Machine Tools
8184 | 61162 | COL-PWR-AUX-INST | Instrumentation Equipment | COL-PWR-AUX | [6 empty] | Auxiliary Equipment
56882 | 87952 | TAB-THK-RPU-0412A | PLC10 | TAB-THK-RPU | SCADA | Remote Processor Unit |  | RPU | http://www.toronto.ca/TWONTO#RPU_panel |  | RPU Location
62646 | 47231 | THC-MCS-MT-0005 | Personal Tool Kit, Gao, Frank (Fengchang) | THC-MCS-MEQ-0005 |  | Tool | 35550 | MT | tool_kit |  | Mechanical Equipment, Building M
138893 | 23203 | THR-SQ-PEWS-WA2 | Portable, (Bottled) Eye Wash Station, Work Area 2 | THR-SES-WA2 | Safety,Eye wash | Safety Equipment |  |  | eye_wash_bottle |  | Safety & Environmental Services, WA2
107405 | 87217 | TAB-ACC-PSL-7331 | Switch, Digester Gas Pressure Low,Boiler 0030, Plant Wide Heating System | TAB-ACC-DIG-0030 | Switch,Pressure-Low | Switch |  | PSL | http://www.toronto.ca/TWONTO#pressure_switch |  | Digester Gas Train, Boiler #3, Z Building
112166 | 49483 | TAB-DIS-CHL-4 | Chlorination Train #4 | TAB-DIS-CHL |  |  |  | CHL |  |  | Chlorination Process
105527 | 71290 | SWM-PIT-RPU-0001 | Remote Processing Unit | SWM-PIT-MISC | RPU | Remote Processor Unit |  | RPU | http://www.toronto.ca/TWONTO#RPU_panel |  | Miscellaneous Equipment
145599 | 58568 | WTR-PMI-ZS-0014 | Switch, Position,Door Security | WTR-PMI-AUX | Switch,Position | Switch |  | ZS | http://www.toronto.ca/TWONTO#position_switch |  | Auxiliary Equipment (Building Facilities)
26324 | 89257 | FHO-SES-SQ-6014 | Harness-E00401006034CBCA -Spare | FHO-SES-SQ-0006 | PPE,Harness | Safety Equipment |  | SQ | http://www.toronto.ca/TWONTO#fall_arrest_harness |  | Fall Arrest Systems
62715 | 58834 | THC-NGS-PSL-3072 | Switch, Pressure Low, Pilot Natural Gas, Hot Water Boiler BO-3071 | THC-SUSPENDED |  | Switch | 33799 | PSL | http://www.toronto.ca/TWONTO#pressure_switch |  | Suspended entity
20770 | 51430 | FHO-AUX-CAL-GRP2 | Meters, Group 2, Admin Building, S2, Electrical Work Shop | FHO-AUX | Meter | Test Equipment |  |  | electrical_meter |  | Lab/Portable Testing Instruments
135853 | 4855 | THR-FT-PSH-3630 | Switch, Pressure-High, Discharge, Pump 3630, Secondary Treatment, Scum Pumping - North | THR-FT-P-3630 | Switch,Pressure-High | Switch |  | PSH | http://www.toronto.ca/TWONTO#pressure_switch |  | Pump, Rotary Vane, Scum Tank 3600, System 9, Scum Pumping
81850 | 41473 | FHA-SES-LDR-0305 | FHA-SES-LD-0047 - 40' Ext Ladder Aluminuum( Welding Shop ) | FHA-SES | Safety | Safety Equipment |  | LDR | http://www.toronto.ca/TWONTO#ladder |  | Safety & Environmental Services
85745 | 60664 | WTR-PHL-PPE-0003-SUS | SCBA Facemask - Andrzej Rutkowski | WTR-SUSPENDED | PPE,SCBA | Safety Equipment | 47424 | PPE | http://www.toronto.ca/TWONTO#self-contained_breathing_apparatus |  | Suspended Obsolete entity for storage purpose
105937 | 81722 | TAB-ACC-AHU-2821 | AHU, North of Old Dewatering Bldg | TAB-ACC-AHU-DEW | Air Handling Unit | HVAC |  | AHU | http://www.toronto.ca/TWONTO#air_handler_unit |  | AHUs/Supply Fans Dewater. Bldg.
135299 | 25962 | THR-FPW-F-0400 | Filter, Cell 4, Plant Water Building, Plant Services, Plant Water Pump, Centrifugaling System (Filter Bed, Cell 4) | THR-FPW-F | Filter | Filter |  | F | http://www.toronto.ca/TWONTO#filtration_tank |  | Filtered Plant Water, Filter Beds
12324 | 33252 | COL-PCU-FIT-5003 | Transmitter, Flow | COL-PCU-MISC | Transmitter |  | 34938 | FIT |  |  | Miscellaneous Equipment
41083 | 50547 | TAB-ACC-PDSH-6104 | Switch,Pressure Differential, High, Filter | TAB-ACC-AHU-6104 | Switch,Pressure-High | Switch |  | PDSH | http://www.toronto.ca/TWONTO#pressure_switch |  | AHU, Digester 5-8 Pump Room
120588 | 52054 | THC-ACC-F-0732 | Filter,Supply Air,AHU-0730,Thickening Building Polymer Room | THC-ACC-AHU-0730 | Filter | HVAC |  | F | http://www.toronto.ca/TWONTO#replaceable_air_filter |  | Air handling Unit,Polymer Room,Thickening Building
117195 | 82879 | TAB-RSP-FSL-1211C | Flow Switch, Low, Lubrication Oil Skid #1, Raw Sewage Pump #1 | TAB-RSP-P-1210 |  | Switch |  | FSL | http://www.toronto.ca/TWONTO#flow_switch |  | Pump,Raw Sewage Transfer #1
6646 | 24860 | COL-PNT-PSL-0122 | Switch, Pressure-Low | COL-PNT-MISC | Switch,Pressure-Low | Switch |  | PSL | http://www.toronto.ca/TWONTO#pressure_switch |  | Miscellaneous Equipment
112742 | 47202 | TAB-EL1-MCC-6654 | Motor Control Centre | TAB-EL1-MCC-6624 |  | Motor Control Centre |  | MCC | http://www.toronto.ca/TWONTO#LV_electrical_panel |  | Motor Control Centre
118711 | 95030 | TAB-STR-LSH-5100 | Switch, Level High, Ground Water Pumping Station | TAB-STR-P-5101 | Switch,Level-High | Switch |  | LSH | http://www.toronto.ca/TWONTO#level_switch |  | Pump, Centrifugal, Ground Water Pumping Station
116184 | 74859 | TAB-PRS-PSH-0303 | Switch,Pressure,High,Pump 0303 | TAB-PRS-P-0303 | Switch,Pressure | Switch |  | PSH | http://www.toronto.ca/TWONTO#pressure_switch |  | Pump, Transfer, Chemical Gallery (Stand By)
16958 | 23524 | FHA-FEQ-DT-0009 | Firesystem Sprinkler drain trap, RMF South east corner room E | FHA-SES-FEQ-1 | Drain | Drain |  | DT | http://www.toronto.ca/TWONTO#drain |  | Fire Sprinkler System
146908 | 80228 | WTR-RKL-TSL-0001 | Switch, Temperature-Low, Building | WTR-RKL-AUX | Switch,Temperature-Low | Switch |  | TSL | http://www.toronto.ca/TWONTO#temperature_switch |  | Auxiliary Equipment (Building Facilities)
117988 | 70161 | TAB-SES-LTX-2285 | Exit Sign, Battery Unit, 2 LED heads, PRS Bldg | TAB-STR-SQ | Lighting,Exit | Safety Equipment | 41288 | LTX | http://www.toronto.ca/TWONTO#lighting_unit |  | WA2 Safety Equipment,lifting devices, ladders, Eye Wash station, First Aid Kits, Lock out stations
105639 | 87936 | SWM-PIT-LSH-0101 | Switch, Level-High | SWM-PIT | Switch,Level | Switch |  | LSH | http://www.toronto.ca/TWONTO#level_switch |  | Islington Storm Pumping Station
78299 | 91691 | THR-SES-AM-0002 | Atmosphere Monitoring, Wind Direction, Chlorine Building | THR-SES-WA3 | Atmosphere Monitoring Device,Stationary | Safety Equipment |  | AM | ? |  | Safety & Environmental Services
88368 | 30708 | WTR-PSC-ZS-0003 | Switch, Position,Door Security | WTR-PSC-AUX | Switch,Position | Switch |  | ZS | http://www.toronto.ca/TWONTO#position_switch |  | Auxiliary Equipment (Building Facilities)
9531 | 90398 | DOS-YCM-VEH-322065 | 2011 CASE 580SN - Vehicle Unit# 322065 | FAC-YCM-VEH | Vehicle,Licensed | Vehicle |  | VEH | power_mobile_equipment | backhoe
71698 | 71585 | THR-DIG-PSL-5842 | Switch, Pressure-Low, Lube Oil, C-5840, Gas Mixing System | THR-DIG-T-5840 | Switch,Pressure-Low | Switch |  | PSL | http://www.toronto.ca/TWONTO#pressure_switch |  | Tank, Reservoir, Auxiliary Oil, Gas Compressor 5840, Digester Mixing System
101527 | 805 | MAIN-097 | Main 097 | WTR-MT1 | [6 empty] | Work Area 1 EAST Mains and Chambers
52917 | 76762 | TAB-RSP-PIP | Raw Sewage, Influent Conduits # 1-5 | TAB-RSP | [6 empty] | Raw Sewage Pumping
77594 | 47083 | THR-PRM-DRV-2121 | Drive, Variable Frequency P-2121, South Primary Station 3, T-12 basement | THR-PRM-P-2121 | Switch,Pressure-Low | Switch |  | DRV | http://www.toronto.ca/TWONTO#VFD |  | Pump, Centrifugal, Sludge, Primary Station 1
4967 | 17266 | COL-PMM-FN-0100 | Fan, Exhaust | COL-PMM-MISC | Fan | HVAC |  | FN | http://www.toronto.ca/TWONTO#blower_or_fan_with_drive |  | Miscellaneous Equipment
94880 | 22839 | FHO-SES-SQ-6254 | Lanyard, Serial Number 2221778, Murray Kerr | FHO-SES-SQ-0009 | PPE,Lanyard | Safety Equipment |  | SQ | lifeline |  | Fall Lanyards
121729 | 48071 | THC-ACC-V-6044 | Valve, Ball, Manual, Hot Water, P-6002, Lower Level 2 Blower Room, Headworks | THC-ACC-P-6002 | Valve,Ball | HVAC |  | V | http://www.toronto.ca/TWONTO#valve |  | Pump, Hot Water System, Lower Level 2 Blower Room, Headworks
8894 | 13549 | COL-YKP-DA-0002(S) | Davit Arm-16073 | COL-YKP-DA | Safety | Safety Equipment | 39109 | DA | http://www.toronto.ca/TWONTO#fall_arrest_Davit_arm |  | Davit Arm Assembly
21869 | 44640 | COL-PMY-JIT-0003 | Meter, Voltage | COL-PMY | Meter |  |  | JIT |  |  | Maryport Sewage Pumping Station
138180 | 50403 | THR-PRS-PDIT-9002 | Transmitter,Pressure,, Differential,Unloading Strainer,Temp. Chemical Building | THR-PRS-F-0005S | Switch,Pressure | Switch |  | PDIT | http://www.toronto.ca/TWONTO#pressure_transmitter |  | Filter, Fine Bag, Ferrous Chloride Storage Tanks Outlet, Chemical Building, Secondary Treatment, Phosphorous Removal
94941 | 11302 | FHO-SM-SQ-0003 | Emergency Kit, Chlorine, Chemical Building, S2, Gaseous Chemical Storage Entrance | FHO-SES-SQ-0001 | Safety,Emergency Kit | Safety Equipment |  | SQ | emergency_kit |  | Safety Equipment
109786 | 18 | TAB-DEW-SSL-6004 | Speed Switch-low, Conveyor DEW-CV-6004, DEW Level 2 | TAB-DEW-CV-6004 |  | Switch |  | SSL | http://www.toronto.ca/TWONTO#speed_switch |  | Transfer Conveyor, Dewatered Solids from DEW-CF-0121&0921 to Main Conv DEW-CV-6010&6012, DEW Level 2
25055 | 714 | COL-PSK-LSH-0102 | Switch, Level-High | COL-PSK-MISC | Switch,Level |  |  | LSH |  |  | Miscellaneous Equipment
38815 | 43543 | SWM-PIT-LSHH-0104 | Switch, Level High-High | SWM-PIT | Switch,Level | Switch |  | LSHH | http://www.toronto.ca/TWONTO#level_switch |  | Islington Storm Pumping Station
113776 | 47791 | TAB-MCS-MEQ-0103 | Grease Gun,Hydraulic, High Pressure | TAB-AUX |  | Hydraulic System |  | MEQ | grease_gun |  | Gas Services, Natural Gas, Digester Gas
70950 | 67503 | FHA-AUX-ANL-0017 | Druck Pressure calibrator SER # 6102256101 | FHA-AUX-LAB | Analyzer,Chlorine | Test Equipment |  | ANL | pressure_calibrator |  | Laboratory and Portable Testing Equipment
4194 | 32030 | COL-PDG-CP-0001 | Control Panel, Operator | COL-PDG | Control Panel |  |  | CP |  |  | Douglas Drive Syphon
34490 | 9370 | MAIN-142 | Main 142 | WTR-MT3 | [6 empty] | Work Area 3 WEST Mains and Chambers
137845 | 32361 | THR-PRM-PSL-3130 | Switch, Pressure Low, Scum Pump 3130, Scum Pumping - South | THR-PRM-P-3130 | Switch,Flow-Low | Switch |  | PSL | http://www.toronto.ca/TWONTO#pressure_switch |  | Pump, Rotary Lobe, Scum from Tank 3100, Scum Pumping - South
96912 | 21297 | FIS-FEQ-ASH-4501 | Sensor, CO, CO monitoring, Marine Yard South Entrance | FIS-FEQ-CP-4001-SUS |  | Safety Equipment |  | ASH | http://www.toronto.ca/TWONTO#fixed_gas_detector |  | Panel, Control, Fire Alarm, Vestibule
105800 | 73094 | SWM-PWD-LSH-0106 | Switch, Level High-High | SWM-PWD-MISC | Switch,Level |  |  | LSH |  |  | Miscellaneous Equipment
26388 | 8105 | FHO-SES-SQ-8001 | Eye Wash Bottle, Station #1, Admin Building, S2, Training Room Enterance Door | FHO-GRK | PPE,Eyewash Station | Safety Equipment |  | SQ | eye_wash_bottle |  | Buildings & Grounds
80484 | 22753 | THR-FT-RPU-0036 | Remote Processor Unit, Final Tank 20 | THR-ELS-FST | RPU | Remote Processor Unit |  | RPU | http://www.toronto.ca/TWONTO#RPU_panel |  | Electrical System, Final Sedimentation Tanks & Galleries
128148 | 4938 | THC-PWA-BFP | Backflow Preventers | THC-PWA-POTAB METER | Valve,Backflow Preventer,Reduced Pressure | [5 empty] | Potable Water Flow Meters
101706 | 30403 | MAIN-328 | Main 328 | WTR-LWA | [6 empty] | Work Area 2 Central Mains and Chambers
55706 | 2747 | TAB-WA4-SQ-1223 | Sling, Nylon, Sling Tech EE2-902-T3, 12 Ft. (S/N 59374-15) | TAB-WA4-SQ-0010 |  | Lifting Device |  | SQ | synthetic_web_sling |  | WA4 Fall arrest systems
108611 | 66140 | TAB-ACC-V-6407 | Valve, Actuated, Fire Protection System, Pump Room, Grit Bldg., P Bldg. | TAB-ACC-P-6414 | Valve | HVAC |  | V | http://www.toronto.ca/TWONTO#valve |  | Pump, jockey Pump, Pump Room, Grit Bldg., P Bldg.
119928 | 39193 | TAB-WA4-SQ-1203 | Sling, Nylon, Sling Tech (S/N VCO-151412-14) 2 Ft. | TAB-WA4-SQ-0010 |  | Lifting Device |  | SQ | synthetic_web_sling |  | WA4 Fall arrest systems
28681 | 41153 | FIS-ELS-CBL-5451 | Cable,HV,4.16 kV,Raw Water Building Upper Level,FIS-ELS-BUS-0400,Feeder,FIS-RW-P-0501 | {FIS-ELS-CBL} |  |  |  | CBL |  |  | Asset Group,ELS Lines,13.8 kV / 4.16 kV
79932 | 79706 | THR-WA2-LD-56-22 | Sling, Nylon, Work Area 2 (Sr 1480056-22) SIZE; 1" X 6', | THR-LD-NYLN-WA2 | Lifting Device,Sling | Lifting Device |  | LD | synthetic_web_sling |  | Slings, Nylon, Work Area 2
81333 | 73821 | THR-ITS-COM-4211 | Multinet Device, Aeration Building | THR-ITS-COM-4201 | Network,Local Area Networks | Network |  | COM | http://www.toronto.ca/TWONTO#network_panel |  | Termination Panel, Aeration - South
34137 | 31061 | COL-YKP-DA-151012 | Davit Base Leg-151012 | COL-YKP-DA-0004S | Safety | Safety Equipment |  | DA | davit_base |  | Davit Arm Assembly with Upper Arm-1734509
66521 | 94256 | THC-STR-LSH-0179 | Switch, Level, High, Pump Start, NW Plant, Aeration Gallery | THC-STR-P-0179 |  | Switch |  | LSH | http://www.toronto.ca/TWONTO#level_switch |  | Pump, Centrifugal Submersible, Drainage, NW Plant
94828 | 72698 | FHO-SES-SQ-0009 | Fall Lanyards | FHO-SES | PPE,Lanyard | Safety Equipment | 34722 | SQ | http://www.toronto.ca/TWONTO#collection_of_assets |  | Safety & Environmental Services
76208 | 72191 | THR-MCS-LD-9852 | Mono Rail Push Trolley, Work Area 2 | THR-LD-WA2 | Lifting Device,Hoist,Manual | Lifting Device |  | LD | lifting_device_support |  | Lifting Devices, Chain Hoist, Come Along & Slings
18635 | 78365 | COL-PLB-SW-0154 | Switch, Transfer | COL-PLB | Switch | Switch |  | SW | http://www.toronto.ca/TWONTO#transfer_switch |  | Long Branch Pumping Station
127224 | 92792 | THC-PLT-PSH-0343 | Switch,Pressure-High,Level Bubbler System,Bar screen 0340,Head House | THC-PLT-SC-0340 | Switch,Pressure-High | Switch |  | PSH | http://www.toronto.ca/TWONTO#pressure_switch |  | Bar Screen 0340
91399 | 95702 | FHO-DOZ-TPD-1503 | Trap Prime Device, Ozone Building, S2, Raw Water Process Room, S/W Corner | FHO-DOZ |  | Plumbing |  | TPD | http://www.toronto.ca/TWONTO#trap_priming_device |  | Ozonation System
145871 | 18467 | WTR-PRH-LSLL-1200 | Switch, Level Low Low, Fuel Day Tank | WTR-PRH-AUX | Switch,Level-Low-Low | Switch |  | LSLL | http://www.toronto.ca/TWONTO#level_switch |  | Auxiliary Equipment (Building Facilities)
78772 | 46496 | THR-SES-SCBA-0521S | SCBA Spare Cylinder (Sr No. OJ140964) | THR-SES-SCBA | Safety | Safety Equipment | 40973 | SCBA | http://www.toronto.ca/TWONTO#compressed_gas_cylinder |  | Self Contained Breathing Apparatus
63757 | 51405 | THC-PLT-PSL-6109 | Switch,Pressure-Low,Outlet from Pumps 6140 & 6150 (post-filter) to Bar Screens,Hydr. Sys,Headhouse | THC-PLT-T-6100 | Switch,Pressure-Low | Switch |  | PSL | http://www.toronto.ca/TWONTO#pressure_switch |  | Reservoir, Oil, Hydraulic Pack 1, Bar Screens
144833 | 69417 | WTR-PKL-LSH-0002 | Switch,Level-High,Chamber Flood Alarm | WTR-PKL-TRW | Switch,Level-High | Switch |  | LSH | http://www.toronto.ca/TWONTO#level_switch |  | Treated Water (Transmission)
120862 | 93649 | THC-ACC-HTR-0234 | Heater, Perimeter. Admin Building, Ground Floor, Office 112 | THC-ACC-AHU-0071 |  | HVAC |  | HTR | http://www.toronto.ca/TWONTO#heater |  | Air handling Unit, Ground Floor West Zone(Administration), Admin Building Roof
21808 | 1373 | FHO-ELS-MCC-1220 | Motor Control Centre, MCC-1201B), Ozone Building MCC Room | FHO-ELS-PS-0001 | Control Panel,MCC | Motor Control Centre |  | MCC | http://www.toronto.ca/TWONTO#LV_electrical_panel |  | Primary Power Equipment
30704 | 94063 | FIS-SES-SQ-6107 | Electrical Safety Gloves, High Voltage, Class 0, Group 1, # 1849 | FIS-SES | PPE,Insulated Glove | Safety Equipment |  | SQ | http://www.toronto.ca/TWONTO#rubber_insulating_gloves |  | Safety, Instrumentation & Environmental Services
74590 | 93299 | THR-AI-RPU-0100 | Remote Processor Unit, Instrument Air - South | THR-SPC-COM-5202 | RPU | Remote Processor Unit |  | RPU | http://www.toronto.ca/TWONTO#RPU_panel |  | Termination Panel, Instrument Air - South
29521 | 53913 | FIS-GRK-GROUNDS MTC | Grounds | FIS-DRN-53798 |  | Grounds |  |  | space |  | Drains
80370 | 67030 | FHA-SED-ZSH-0602A | Switch, Limit, Access Hatch Zone 2, Settling Basin T-0601 | FHA-SED-ZSH-0602 |  | Security System |  | ZSH | http://www.toronto.ca/TWONTO#position_switch |  | Switch, Limit, Access Hatch Zone 6
6372 | 3741 | COL-PMY-FA-0005S | Fire Alarm System, Shaft 8B | COL-PMY-MISC | Building Service,Fire Alarm |  | 42923 | FA |  |  | Miscellaneous Equipment
59036 | 55222 | THC-ACC-HTR-0268 | Heater, Perimeter. Admin Building | THC-ACC-BLDG K |  | HVAC |  | HTR | http://www.toronto.ca/TWONTO#heater |  | Administration Building, HVAC
7389 | 95988 | COL-PSM-LSH-0103 | Switch, Level-High | COL-PSM | Switch,Level |  |  | LSH |  |  | Simcoe St Sewage Pumping Station
87078 | 98001 | WTR-PMI-LSHH-0802 | Switch, Level-High, Sump Pump, South Lower Level Gallery, | WTR-PMI-AUX | Switch,Level-High | Switch |  | LSHH | http://www.toronto.ca/TWONTO#level_switch |  | Auxiliary Equipment (Building Facilities)
107537 | 95914 | TAB-ACC-T-6218 | Tank, Condensate, from T-6214 | TAB-ACC-T-6214 | Tank | Tank |  | T | http://www.toronto.ca/TWONTO#condensate_trap |  | Tank, Condensate, from Heaters
6426 | 32206 | COL-PMY-PIT-0002 | Transmitter, Pressure | COL-PMY-MISC | Transmitter |  |  | PIT |  |  | Miscellaneous Equipment
85023 | 40806 | THR-THK-RPU-0013 | Remote Processor Unit, STB Control Room (172.22.39.153) | THR-ELS-STB | RPU | Remote Processor Unit |  | RPU | http://www.toronto.ca/TWONTO#RPU_panel |  | Electrical System, Sludge Thickening Building
67783 | 8075 | THR-ACC-FSL-0848 | Switch, Flow-Low, Exhaust Fan 0848, T21, Plant Services, Gallery Ventilation, Zone 3A | THR-ACC-FN-0848 | Switch,Flow-Low | Switch |  | FSL | http://www.toronto.ca/TWONTO#flow_switch |  | Fan, Exhaust, T21, Access House, Gallery Ventilation, Zone 3A
46609 | 33250 | TAB-DIS-CHL-1117 | Chlorinator #7 | TAB-DIS-CHL-7 |  | Chemical Feeder |  | CHL | http://www.toronto.ca/TWONTO#chlorinator_system |  | Chlorination Train #7
134030 | 61777 | THR-DIS-T-0200S | Tank, Expansion, Washroom, Disinfection Building Main Floor | THR-S-E | Tank | Tank | 46691 | T | expansion_tank |  | SUSPENDED ENTITY
63680 | 38805 | THC-PLT-LSL-1500 | Switch, Level, Low, Sump, Storage Room | THC-PLT-P-1510 | Switch,Level-Low | Switch |  | LSL | http://www.toronto.ca/TWONTO#level_switch |  | Pump, Sump, Storage Room
24330 | 16661 | FHO-MCS-LD-0232 | Loading Dolly # 232 | FHO-MCS-LD | Lifting Device,Hoist,Manual | Rigging Equipment |  | LD | manual_handling_device |  | Lifting Devices & Elevators
55749 | 41401 | TAB-WA4-SQ-A4/1 | Lanyard 6' - Jeff Shen | TAB-WA4-SQ-0010 | PPE,Harness | Safety Equipment |  |  | lifeline |  | WA4 Fall arrest systems
106491 | 5516 | TAB-ACC-FN-4465A | Fan, Exhaust, Auxiliary Systems Building, Main Floor, Outside, East Side | TAB-ACC-FN-AUX | Fan | HVAC |  | FN | http://www.toronto.ca/TWONTO#blower_or_fan_with_drive |  | Exhaust Fans , Aux. Bldg
5211 | 11874 | COL-PLB-AUX-INST | Instrumentation Equipment | COL-PLB-AUX | [6 empty] | Auxiliary Equipment
101691 | 12726 | MAIN-311 | Main 311 | WTR-MT1 | [6 empty] | Work Area 1 EAST Mains and Chambers
86338 | 46002 | WTR-PJS-T-2100 | Tank,on-Pressurized,Level 73 Heat Exchanger Room North Wall East,DLCW Surge Tank Air Pressure Supply Receiver Tank | WTR-PJS-ENW |  | Tank |  | T | http://www.toronto.ca/TWONTO#pressure_vessel |  | Enwave Process
134477 | 47618 | THR-ELS-ACB | Electrical System, Air Compressor Building | THR-ELS | [6 empty] | Electrical Power System
81658 | 41558 | TNT-SES-RING-1014 | Lifebuoy Ring | TNT-SES-RING | PPE | Safety Equipment |  | RING | http://www.toronto.ca/TWONTO#life_ring |  | Lifebuoy Ring
120477 | 21428 | THC-ACC-DM-0591 | Damper,Actuated,2nd Floor Air Conditioner Room,Biosolids Building,Solid Treatment | THC-ACC-FN-0591 |  | HVAC |  | DM | http://www.toronto.ca/TWONTO#air_damper |  | Fan,Centrifugal,2nd Floor Air Conditioner Room,Biosolids Building East
4104 | 67249 | COL-PCU-LTG-0001S | Lighting, Emergency, Ground Floor | COL-W-OBSOLETE | Lighting,Emergency | Safety Equipment | 42941 | LTG | http://www.toronto.ca/TWONTO#lighting_unit |  | Col West Obsolete Entities
38730 | 98831 | SWM-PDU-TR-0001 | Transformer, Power | SWM-PDU-MISC | Transformer |  |  | TR |  |  | Miscellaneous Equipment
59490 | 32595 | THC-ACC-T-6008 | Heater, Instantaneous, Domestic Water, Ground Floor Shaft, Headworks | THC-PLT-BLDG-0001 | Tank,Domestic Hot Water | HVAC |  | T | http://www.toronto.ca/TWONTO#heater |  | New Head House, preliminary process
140580 | 30849 | TNT-ELS-LP-2101A | 208/120V Lighting Panel | TNT-ELS-TR-6101A | Control Panel,Lighting | Power Distribution Panel |  | LP | http://www.toronto.ca/TWONTO#LV_electrical_panel |  | 600-208/120V Transformer
97397 | 3360 | FIS-PCL-FSL-0201-SUS | Switch, Flow-Low, PACL To Mixer 0201, Raw Water Pumping Station | FIS-PCL | Sensor,Level | Switch | 38273 | FSL | http://www.toronto.ca/TWONTO#flow_switch |  | PACL System
6744 | 66158 | COL-PPU-DM-0004 | Damper/Louver, Generator Room | COL-PPU | Damper/Louver |  |  | DM |  |  | Port Union Road Sewage Pumping Station
146822 | 5599 | WTR-REB | East Woodbridge Tank | WTR-WEST-TNK |  | Tank | 35846 |  | http://www.toronto.ca/TWONTO#collection_of_assets |  | Work Area 3 WEST Tanks
12397 | 68623 | FCL-ELS-LP-004GA | Lighting Panel, 600V, 3PH, Supply From MCC-004G, Surge Building | FCL-ELS-6 |  |  |  | LP |  |  | Interior Lighting
78993 | 78456 | THR-SQ-DEF-0001S | Defibrillator, AED | THR-SQ-FAK-WA2 | Safety | Safety Equipment | 40073 | DEF | http://www.toronto.ca/TWONTO#automatic_external_defibrillator |  | First Aid Kit, Work Area 2
87972 | 16345 | WTR-PSA-ACC | Air Conditioning, Heating and Ventilation | WTR-PSA | [6 empty] | St. Albans Pumping Station
59192 | 69364 | THC-ACC-HTR-0910 | Heater, AHU-0910 Duct, Dechlorination Building | THC-ACC-AHU-0910 |  | HVAC |  | HTR | http://www.toronto.ca/TWONTO#heater |  | Air Handling Unit, Dechlorination Building
51699 | 98501 | TAB-PRS-T-2120 | Tank, Chemical Storage, West Chemical Storage Tanks | TAB-PRS-T-FECL2 | Tank | Tank |  | T | http://www.toronto.ca/TWONTO#chemical_storage_tank |  | Ferrous Chloride Tanks & Valves
132430 | 68503 | THR-DIG-FSL-2215 | Flow Switch, Pump Seal Water | THR-DIG-T-7-8 | Transmitter,Pressure | Switch |  | FSL | http://www.toronto.ca/TWONTO#flow_switch |  | Digester, Entities Common to Tanks 7-8
34382 | 12124 | COL-YKP-DA-1726954S | Davit Mast-1726954 | COL-W-OBSOLETE | Safety | Safety Equipment | 45994 | DA | davit_base |  | Col West Obsolete Entities
106229 | 93304 | TAB-ACC-DM-6452 | Damper, Motorized, Outside Air, FN- 6452,AHU-6450, Ground, East Operating Gallery | TAB-ACC-AHU-6450 | Damper/Louver | HVAC |  | DM | http://www.toronto.ca/TWONTO#air_damper |  | Air Handling Unit, Primary Tank Operating Gallery, Ground, East Side
143602 | 41813 | WTR-PEL-LSL-0700 | Switch, Level-Low, Pump 0700 | WTR-PEL-P-0700 | Switch,Level-Low | Switch |  | LSL | http://www.toronto.ca/TWONTO#level_switch |  | Pump, Centrifugal, Water
66341 | 57321 | THC-SES-MEQ-5902 | Anchor,Fall Arrest,Disinfection Building,Roof | THC-MCS-LD-G |  | Safety Equipment |  | MEQ | fall_arrest_anchor |  | Lifting Devices, Chemical storage, Building G
9597 | 67096 | DOS-MCS-LD-9504137-14-01 | Lifting Device, Fall Arrest Support System, TRI POD, 350LBS, 42X42X60" | FAC-YCM-SES | Lifting Device,Sling | Safety Equipment |  | LD | http://www.toronto.ca/TWONTO#fall_arrest_Davit_arm |  | SAFETY & ENVIRONMENTAL SERVICES
50231 | 49357 | TAB-PLT-SP-0201 | Sampler, Grit Tank T-0200 Discharge, Old Screen Area, Grit Bldg., P Bldg. | TAB-SUSPENDED ENTITY | Sampler | Sampler | 46072 | SP | http://www.toronto.ca/TWONTO#auto_sampler |  | Suspended entities
106258 | 98277 | TAB-ACC-DM-6527 | Damper, Motorized, Exhaust Air, Mechanical RM No. 2, Screen Bldg., P Bldg. | TAB-ACC-AHU-6520 | Damper/Louver | HVAC |  | DM | http://www.toronto.ca/TWONTO#air_damper |  | Air Handling Unit, Mechanical Room no.2, Screen Bldg., P Bldg.
136471 | 93631 | THR-GRK-FP-0002S | Flag and Pole | THR-GRK-GQ-WA2 |  | Grounds | 46849 | FP | ? |  | Building & Grounds Equipment, Work Area 2
48097 | 41220 | TAB-ELS-D BLDG | D Building Outdoor Substation | TAB-ELS-NORTH | Switchgear,Outdoor | [5 empty] | North Substation
120576 | 51576 | THC-ACC-F-0302 | Filter,Self Cleaning,Ground Floor,Incineration Building M | THC-ACC-FN-0329 | Filter | Filter |  | F | http://www.toronto.ca/TWONTO#replaceable_air_filter |  | Air Handling Unit, Building M
127083 | 71017 | THC-PLT-SP-0001 | Autosampler Unit, Raw Sewage, Influent Channel | THC-PLT-GRIT TANKS | Sampler | Sampler |  | SP | http://www.toronto.ca/TWONTO#auto_sampler |  | Grid Tanks
120836 | 16970 | THC-ACC-HS-0106 | Hand Switch Fan,Centrifugal,Supply,Pressurization System,Access Building No.3,Phase 4 | THC-ACC-FN-0106 | Air Handling Unit | Switch |  | HS | hand_switch |  | Fan,Centrifugal,Supply,Pressurization System,Access Building No.3,Phase 4
109717 | 57360 | TAB-DEW-POLYMER | Dewatering Polymer System | TAB-WORK-AREA-3 | [6 empty] | Work Area 3
68441 | 45856 | THR-ACC-PSL-0901 | Switch, Pressure-Low, Digeter Gas Train for Boiler 0900, North Grit Boilers | THR-ACC-BO-0900 | Switch,Pressure-Low | Switch |  | PSL | http://www.toronto.ca/TWONTO#pressure_switch |  | Boiler, Low Pressure, North Grit Boilers, Plant Services, Natural Gas Overview (CRN-B9917.5,TSSA UID-65022712, SNo.-5.867337,S-87072)
121354 | 53648 | THC-ACC-TT-0089 | Transmitter, Temperature, South hallway, Admin bldg. Building K | THC-ACC-BLDG K | H.V.A.C.,Air Conditioner | HVAC |  | TT | http://www.toronto.ca/TWONTO#temperature_transmitter |  | Administration Building, HVAC
5027 | 91341 | COL-PKG-WEL-0200 | Wet well | COL-PKG-MISC | Well |  |  | WEL |  |  | Miscellaneous Equipment
114678 | 79838 | TAB-PLT-LSH-0341 | Switch,Level, High,Inlet Channel, Screen 0341 | TAB-PLT-SC-0341 | Switch,Level | Switch |  | LSH | http://www.toronto.ca/TWONTO#level_switch |  | Bar Screen #3
87294 | 31573 | WTR-PMI-ZS-0016 | Switch, Position,Door Security | WTR-PMI-AUX | Switch,Position | Switch |  | ZS | http://www.toronto.ca/TWONTO#position_switch |  | Auxiliary Equipment (Building Facilities)
119219 | 50596 | TAB-STR-ZSL-0210 | Switch, Valve Position Closed, Air Supply Valve | TAB-STR-T-0200 | Switch,Position-Low | Switch |  | ZSL | http://www.toronto.ca/TWONTO#position_switch |  | Aeration Tank 02
10289 | 11281 | FCL-ACC-HE-0408 | Heat Exchanger, Cooling Coil, FN-0410 Exhaust, High Lift Switchgear Room Ventilation, Elec.Equipment Rm | FCL-ACC-FN-0410 |  |  |  | HE |  |  | Destiny Air Handling unit- High Lift Corridor S/E
76228 | 12908 | FHO-ELS-DP-0612 | Distribution Panel, (DP-0601A1), 600V, MCC-0610 Panel Board, Filter1-8 Building, S2, Electrical Room | FHO-ELS-MCC-0610 |  | Power Distribution Panel |  | DP | http://www.toronto.ca/TWONTO#LV_electrical_panel |  | Motor Control Centre, Filter Building 1-8., S2, Electrical Room
46923 | 27615 | FCL-ACC-OIT-0501 | OIT, Filter Building BAS RPU-0501 Panel, Filter Building, Piping Gallery East | FCL-ACC-RPU-0501 |  |  |  | OIT |  |  | RPU Panel, Filter Building BAS, Filter Building Piping Gallery East
146890 | 37220 | WTR-RKL-ELS | Electrical System | WTR-RKL | [6 empty] | Keele Reservoir
18701 | 16382 | FHA-SES-SQ-0414 | FHA-SES-SHOW-0006 - Emergency Shower | FHA-SES-SQ-0008 | PPE,Eyewash Station | Safety Equipment |  | SQ | http://www.toronto.ca/TWONTO#emergency_eyewash_and_shower |  | Eyewash Stations & Showers
13654 | 41313 | FCL-MCS-7 | Vehicles | FCL-MCS |  |  |  | MCS |  |  | Mechanical Services
27158 | 38577 | DOS-YCM-TRL-VEH270009 | 2008 Homemade Modular - Vehicle Trailer Unit# 270009 | FAC-YCM-VEH | Vehicle,Licensed | Vehicle |  |  | trailer
26395 | 63445 | FHO-SES-SQ-8017 | Eye Wash Bottle, Station # 17, Chemical Building, L1, Operator Lab, | FHO-SES-SQ-0004 | PPE,Eyewash Station | Safety Equipment |  | SQ | eye_wash_bottle |  | First Aid
42110 | 62448 | TAB-ACC-V-6529 | Valve, Actuated, Fire Protection System, Mechanical Room No. 1, Screen Bldg., P Bldg. | TAB-ACC-P-6511 | Valve | HVAC |  | V | http://www.toronto.ca/TWONTO#valve |  | Pump, Fire pump, Mechanical Room No. 1, Screen Bldg., P Bldg.
7904 | 26591 | COL-PTS | Third Street Sewage Pumping Station (Wards Island PS#12) | COL-W-OBSOLETE |  | Safety Equipment |  |  | http://www.toronto.ca/TWONTO#space |  | Col West Obsolete Entities
48759 | 56334 | FCL-BW-LSL-0301 | Switch, Level, Low, Backwash Pump P-0201 Loss of Prime, High Lift Building, Pump Room | FCL-BW-P-0301 | Switch,Level-Low | Switch |  | LSL | http://www.toronto.ca/TWONTO#level_switch |  | Pump, Centrifugal, Water Back Wash,
10809 | 67082 | FCL-CLA-F-0101 | Filter, Chlorine Gas, Discharge, CLA Evaporator 0101, Chlorination System | FCL-CLA-CHL-0101 | Filter | Filter |  | F | http://www.toronto.ca/TWONTO#replaceable_air_filter |  | Chlorinator, Chlorine Gas, Chlorination System
143253 | 27463 | WTR-PEG-FAK-0001 | First Aid Kit Station, Eglinton Pumping Station, Electrical Room | WTR-EAST-SES |  | Safety Equipment | 42089 | FAK | http://www.toronto.ca/TWONTO#first_aid_station_equipment |  | Safety & Lifting Devices
146083 | 75699 | WTR-PRV-TRW | Treated Water (Transmission) | WTR-PRV | [6 empty] | Richview Pumping Station
138867 | 7114 | THR-SQ-LP-0005 | Life Preserver, Ring Type, Primary Tank 9 | THR-SQ-LP-PRM | Safety | Safety Equipment |  | LP | http://www.toronto.ca/TWONTO#life_ring |  | Life Preserver, Ring Type Floating Device, Primary Tanks
124969 | 70975 | THC-ELS-PDP-4001 | Power Distribution Panel, Electrical Room, Headworks | THC-ELS-TR-4001 | Control Panel,Power Distribution Panel | Power Distribution Panel |  | PDP | http://www.toronto.ca/TWONTO#LV_electrical_panel |  | Transformer, Power, Feeder 1, Headworks
64638 | 38055 | FCL-SED-FSL-0001B | Switch, Flow Low, Discharge, Sampling Pump 0001B, Sampling Pumps | FCL-SED-P-0001B | Switch,Flow-Low | Switch |  | FSL | http://www.toronto.ca/TWONTO#flow_switch |  | Pump, Centrifugal, Settled Water Sampling , Filter Building Drainage Pumping Station
135959 | 22693 | THR-FT-T-3700 | Tank, Non-Pressurized, Scum, System 8, Scum Pumping | THR-FT-T-SCUM | Tank,Non-Pressurized | Tank |  | T | http://www.toronto.ca/TWONTO#storage_tank |  | Final Tank, Scum Tanks
26343 | 27504 | FHO-SES-SQ-6055 | High Voltage Safety Equipment, Insulated Gloves, Class 0, Serial Number 0779, Tony Pu | FHO-SES-SQ-1000 | PPE,Insulated Glove | Safety Equipment |  | SQ | http://www.toronto.ca/TWONTO#rubber_insulating_gloves |  | High Voltage Insulated Gloves
131603 | 22133 | THR-CG-CI-0150 | Chiller, Glycol, Gas Coolant System, High Press Gas Cond Sys Train 1, Gas Compressor Building | THR-BG-CU-0103 |  |  |  | CI |  |  | Condensor, Fuel Gas, High Press Gas Conditioning System Train 1, Gas Comp Bldg
24661 | 18855 | COL-PRX-FA-0001S | Fire Alarm System, | COL-PRX-MISC | Building Service,Fire Alarm |  | 42927 | FA |  |  | Miscellaneous Equipment
106246 | 28862 | TAB-ACC-DM-6511 | Damper, Motorized, Outside Air, AHU-6510, Mechanical RM No. 1, Screen Bldg., P Bldg. | TAB-ACC-AHU-6510 | Damper/Louver | HVAC |  | DM | http://www.toronto.ca/TWONTO#air_damper |  | Air Handling Unit, Mechanical Room no.1, Screen Bldg., P Bldg.
47444 | 73281 | TAB-EL1-MCC-6641A | Motor Control Centre ,Digesters 9-12 | TAB-DIG-ELQ-T9-12 | Control Panel,MCC | Motor Control Centre |  | MCC | http://www.toronto.ca/TWONTO#LV_electrical_panel |  | Digester Tanks 9-12, Electrical Equipment
140210 | 40159 | TNT-DCL-PSH-0401 | Switch, Pressure, High | TNT-DCL-P-0400 | Switch,Pressure-High | Switch |  | PSH | http://www.toronto.ca/TWONTO#pressure_switch |  | Pump, Metering
117993 | 71830 | TAB-SES-LTX-2288 | Exit Sign, Battery Unit, 2 LED heads, PRS Bldg | TAB-SUSPENDED ENTITY | Lighting,Exit | Safety Equipment | 41291 | LTX | http://www.toronto.ca/TWONTO#lighting_unit |  | Suspended entities
23078 | 25766 | FHO-FEQ-FSH-0003 | Switch, Flow-High, Fire System, Admin Building, S5, Cable Tray Room, East | FHO-SES-FEQ-1000 |  | Switch |  | FSH | http://www.toronto.ca/TWONTO#flow_switch |  | Fire Equipment, Built In
63262 | 56217 | THC-OCS-SP | Odour Control System, THC-virtual entity, used to maintain, design PM Tasks, add EL, copy activity lists | THCSLDOPS | [6 empty] | THC Solids Operations
18675 | 23147 | FHA-SES-SQ-0068 | DBI SALA 6’ shock absorber lanyard Ser E00401007EDD9367 | FHA-SES-SQ-6 |  | Safety Equipment |  | SQ | lifeline |  | Safety Fall Protection Equipment
4084 | 63175 | COL-PCU-LSH-5004 | Switch, Level-High | COL-PCU-MISC | Switch,Level |  | 34970 | LSH |  |  | Miscellaneous Equipment
38664 | 7386 | TAB-ACC-AC-3030 | Air Conditioner, D Bldg, New Electrical Room | TAB-ACC-CI | H.V.A.C.,Air Conditioner | HVAC |  | AC | http://www.toronto.ca/TWONTO#air_condition |  | Chiller and Air Coolers
76322 | 51536 | FHO-ELS-DP-1211 | Distribution Panel, (DP-1201A1), 600V, 3PH, Ozone Building, L1, Ozone Equipment Room | FHO-ELS-PS-0001 |  | Power Distribution Panel |  | DP | http://www.toronto.ca/TWONTO#LV_electrical_panel |  | Primary Power Equipment
55463 | 52796 | TAB-WA1-SQ-1164 | Sling | TAB-WA1-SQ-1000 | Lifting Device,Sling | Lifting Device |  | SQ | http://www.toronto.ca/TWONTO#fall_protection_sling |  | WA1 Lifting Devices and Slings
87696 | 90315 | WM2017A | Cannister, Pneumatic Conveyor Carbon, 828B | TAB-SLD-ROUTING | Filter | Filter |  |  | http://www.toronto.ca/TWONTO#discrete_unit_of_treatment_filter |  | Pelletizer Bldg. - Material Handling
66867 | 98235 | THC-GRK-VEH-378158 | Vehicle, Personal Carrier, Kubota (WA3 elect) | THC-GRK-VEHICLES | Vehicle,Unlicensed | Vehicle | 40162 | VEH | http://www.toronto.ca/TWONTO#golf_cart
50546 | 96405 | FCL-DCL-INJ-0420 | Eductor, RMF Dechlorination, RMF Facility | FCL-DCL-SO-0401 |  |  |  | INJ |  |  | Sulphonator, RMF Dechlorination, Machine Room,Gaseous Chemical Building
143877 | 86190 | WTR-PEL-ZS-0008 | Switch, Position,Door Security | WTR-PEL-AUX | Switch,Position | Switch |  | ZS | http://www.toronto.ca/TWONTO#position_switch |  | Auxilliary Equipment (Building Facilities)
55762 | 3984 | TAB-WA5-SQ-0014 | Sling, 2 foot, Safety Equipment, Dig. 13 - 16 | TAB-SQ-LD |  | Safety Equipment |  | SQ | http://www.toronto.ca/TWONTO#fall_protection_sling |  | WA8 Safety Equipment Lifting Devices
70777 | 40910 | THR-DCL-T-0003S | Tank, Containment, Sodium Bisulphite | THR-DCL-T | Tank | Tank | 40867 | T | http://www.toronto.ca/TWONTO#chemical_storage_tank |  | Tank, Containment and Storage, Sodium Bisulphite
94862 | 33540 | FHO-SES-SQ-6064 | High Voltage Safety Equipment, Insulated Gloves, Class 0, Serial Number 1765, Murray Kerr | FHO-SES-SQ-1000 | PPE,Insulated Glove | Safety Equipment |  | SQ | http://www.toronto.ca/TWONTO#rubber_insulating_gloves |  | High Voltage Insulated Gloves
76689 | 47704 | FHO-ELS-LP-1012 | Lighting Panel, 120/208V, 3PH, RW Building, S7, Electrical Room | FHO-ELS-LTG-2000 |  | Power Distribution Panel |  | LP | http://www.toronto.ca/TWONTO#LV_electrical_panel |  | Lighting, Facility Interior : Plant wide, interior lighting
93478 | 86020 | FHO-MCS-LD-0301 | Lifting Device, Scissor Lift, Hefty Herman Model 2034 HT- Sr # 8100491 | FHO-MCS-MEQ | Lifting Device,Scissor Lift | Lifting Device |  | LD | http://www.toronto.ca/TWONTO#man_lift |  | Machine Shop & Equipment
122254 | 40746 | THC-AUX-CP-0010 | Control Panel, Sump pumps THC-AUX-P-0011 and 0012 | THC-AUX-LIQUIDS |  |  |  | CP |  |  | Auxiliary Systems, Plant Liquids side
78962 | 61296 | THR-SPC-COM-1700 | System Process Control, Digester 1-2, Mezzanine | THR-ELS-DIG | UPS | System Process Control |  | COM | http://www.toronto.ca/TWONTO#network_panel |  | Electrical System, Digester Tanks
40493 | 41951 | TAB-ACC-RPU-1402 | RPU-GE1402 | TAB-ELS-WA6 | RPU | Remote Processor Unit |  | RPU | http://www.toronto.ca/TWONTO#RPU_panel |  | Panel Boards, MCC, WA6
6795 | 77321 | COL-PSW-TIC-0100 | Thermostat | COL-PSW-AHU-0100 | Controller,Temperature | HVAC |  | TIC | http://www.toronto.ca/TWONTO#thermostat_or_zone_controller_unit |  | Air Handling Unit
136705 | 23443 | THR-MCS-LD-1713 | Come Along,1/2T, Work Area 1 | THR-LD-WA1 | Lifting Device,Hoist,Manual | Lifting Device |  | LD | winch |  | Lifting Devices, Chain Hoist, Come Along & Slings
108936 | 45521 | TAB-CAP-PRJ-0004 | Bio- Solids Upgrades | TAB-WORK-AREA-3 |  |  |  | PRJ |  |  | Work Area 3
13846 | 89314 | COL-PGA-RPU-0001 | Remote Processing Unit | COL-PGA-MISC | RPU |  |  | RPU |  |  | Miscellaneous Equipment
29653 | 19649 | FIS-MCS-SA | Service Air | FIS-MCS | [6 empty] | Mechanical Services
2803 | 81072 | COL-MTI-OIT-2300B | Operator Interface Terminal,Simcoe Control Chamber No.23B, MTI | COL-MTI | Control Panel,Operator | Remote Processor Unit |  | OIT | http://www.toronto.ca/TWONTO#operator_interface_terminal |  | Mid-Toronto Interceptor
51661 | 70999 | TAB-PRS-PSL-3020 | Switch, Pressure-Low, Chemical Dosing Pump, Secondary Dosing | TAB-PRS-P-3020 | Switch,Pressure-Low | Switch |  | PSL | http://www.toronto.ca/TWONTO#pressure_switch |  | Pump, Chemical Dosing, Secondary Dosing
26297 | 38837 | FHO-SES-SCBA-MAY | SCBA Cylinder Group 5 | FHO-SES-SQ-0002 | PPE,SCBA | Safety Equipment |  |  | http://www.toronto.ca/TWONTO#compressed_gas_cylinder |  | Emergency Breathing Apparatus
110750 | 91964 | TAB-DIG-HEADER | TAB- Digester Gas Supply Line, Headers | TAB-AUX | [6 empty] | Gas Services, Natural Gas, Digester Gas
65439 | 76933 | THC-ELS-PDP-4044 | Control Panel,Power Distribution Panel, Ferrous Chloride Building | THC-PRS-BLDG |  | Power Distribution Panel |  | PDP | http://www.toronto.ca/TWONTO#LV_electrical_panel |  | Phosphorous removal system, Building and Storage
111069 | 83681 | TAB-DIG-PSL-9701 | Switch, Pressure,Low, Digester Gas Train, | TAB-DIG-BLR19 | Switch,Pressure | Switch |  | PSL | http://www.toronto.ca/TWONTO#pressure_switch |  | Digester Gas Train,#19 Volcano Steam Boiler
78803 | 73843 | FHA-RMF BLDG | Building Location | FHA-SPC2 | [6 empty] | Process Control Systems - Equipment
25232 | 93293 | COL-PSL-RPU-0001 | Control Panel, Electrical | COL-PSL | Control Panel |  |  | RPU |  |  | Sewells Road Sewage Pumping Station
111036 | 93971 | TAB-DIG-PSH-4054 | Switch, Pressure, High, | TAB-DIG-P-4054 | Switch,Pressure-High | Switch |  | PSH | http://www.toronto.ca/TWONTO#pressure_switch |  | Pump, Sludge Mixing, Digester # 5B
58741 | 47019 | THC-ACC-FIT-6341 | Transmitter, Flow, Outlet, Supply Fan FN-6340, East Roof, Headworks | THC-ACC-FN-6340 | Meter,Flow,Mass | HVAC |  | FIT | http://www.toronto.ca/TWONTO#flow_transmitter |  | Fan, Exhaust, Screen/Conveyor Areas, Roof, Headworks
9599 | 74597 | DOS-MCS-LD-B313491 | Lifting Device, Puller/Lever Hoist, STEEL BODY, 1/2 TON, 1/4 | FAC-YCM-SES | Lifting Device,Sling | Safety Equipment |  |  | http://www.toronto.ca/TWONTO#lifting_equipment_hoist |  | SAFETY & ENVIRONMENTAL SERVICES
17023 | 70521 | FHA-FLT | Filtration | FHA WORK AREA 1 | [6 empty] | Process
48150 | 58951 | FCL-ALM-FSL-0101 | Magmeter, Flow, Low, Alum, Flocculation & Sedimentation Tank 0101, Flocculation & Sedimentation Tanks | FCL-FLO-T-0101 | Switch,Flow-Low | Switch | 35564 | FSL | http://www.toronto.ca/TWONTO#flow_switch |  | Tank, Flocculation
65789 | 86952 | THC-SES-DEF-0001 | Defibrillation Unit, Building M | THC-SES-SQ | Safety,Defibrillator | Safety Equipment |  | DEF | http://www.toronto.ca/TWONTO#automatic_external_defibrillator |  | Safety Equipment
42660 | 12666 | FCL SERVER ROOM | Communication Switch | FCL-ADM BLDG | [6 empty] | Building Location
104660 | 91341 | MTMH520 | LONGBRANCH STS | TRK-DON | [6 empty] | DON DRAINAGE AREA
43935 | 65524 | FCL-ACC-HTR-0115 | Heater, (CH-11) Convention, Electric, 750W, Low Lift Building, Pump Room West Wall | FCL-ACC-P-LL |  |  |  | HTR |  |  | Low Lift Pumping Station HVAC Equipment
106233 | 14691 | TAB-ACC-DM-6463 | Damper, Motorized, Outside Air, FN- 6461, AHU-6460, Ground, Existing west operating gallery | TAB-ACC-FN-6461 | Damper/Louver | HVAC |  | DM | http://www.toronto.ca/TWONTO#air_damper |  | Fan, Centrifugal, Supply Air, AHU-6460, Primary Tank Operating Gallery, Ground, West Side
26080 | 68479 | FIS-ACC-DM-4009 | Damper, Variable Air Volume Box, Training Room | FIS-ACC-CP-4000 |  | HVAC |  | DM | http://www.toronto.ca/TWONTO#air_damper |  | Panel, Control, Building Automation System, Mechanical/Electrical Room
18497 | 42291 | FHA-SES-LDR-0523 | FHA-SES-LD-0059 - 10' Single Ladder Fiberglass Orange ( Filter #22 ) | FHA-SES-LD-1 | Safety | Safety Equipment |  | LDR | http://www.toronto.ca/TWONTO#ladder |  | Ladders
98286 | 20510 | FIS-TRW-MCC-0500-SUS | Motor Control Centre | FIS-SUSPENDED | Switchgear,Indoor | Motor Control Centre | 38438 | MCC | http://www.toronto.ca/TWONTO#LV_electrical_panel |  | Obsolete Entities/Processes
8578 | 65746 | COL-RBB-SWG-0003 | Switchgear, Indoor | COL-RBB | Switchgear |  |  | SWG |  |  | Western Beaches Tunnel (Battery Park)-Storm
119903 | 97841 | TAB-WA3-SQ-TPT3 | Tripod, Rescue | TAB-DEW-SQ-0010 | PPE | Safety Equipment |  |  | http://www.toronto.ca/TWONTO#fall_arrest_Davit_arm |  | WA3 Fall arrest systems portable cranes/hoists, come alongs, slings, wire rope, chains, electrical equipment etc.,
85746 | 20901 | WTR-PHL-PPE-0004-SUS | SCBA Facemask - Paul Sokolovas | WTR-SUSPENDED | PPE,SCBA | Safety Equipment | 47425 | PPE | http://www.toronto.ca/TWONTO#self-contained_breathing_apparatus |  | Suspended Obsolete entity for storage purpose
129831 | 83651 | THR-ACC-EV-3601 | Evaporator,1,Cooling,Electrical Room,East Workshop | THR-ACC-PRM | H.V.A.C.,Air Conditioner | HVAC |  | EV | http://www.toronto.ca/TWONTO#AC_evaporator_unit |  | Heating, Ventilation and Air Conditioning, Primaries
65373 | 43961 | THC-ELS-NETWORK | Network, Plant Wide | THC-GRK-ELS | Battery | Network |  |  | http://www.toronto.ca/TWONTO#collection_of_assets |  | Electrical Services, Maintenance- virtual entity
144478 | 31292 | WTR-PJS-HE-0002 | Heat Exchanger, DLWC, Enwave | WTR-PJS-ENW |  |  |  | HE |  |  | Enwave Process
120470 | 88730 | THC-ACC-DM-0443 | Damper/Louver,FN-0443 Suction,Building UU | THC-ACC-FN-0443 | Damper/Louver | HVAC |  | DM | http://www.toronto.ca/TWONTO#air_damper |  | Fan,Exhaust,AHU-0440,Drip Trap Room,Building UU
88205 | 37722 | WTR-PSC-FAR-0005S | Winch, Fall Arrest, S/N 093309, Truck # 080081 | WTR-EAST-SES | PPE | Safety Equipment | 38587 | FAR | winch |  | Safety & Lifting Devices
80179 | 5762 | TNT-ACC-FSL-5201 | Switch,Flow,Low, Boiler #5200 | TNT-ACC-BO-5200 | Switch,Flow | Switch |  | FSL | http://www.toronto.ca/TWONTO#flow_switch |  | Boiler, Hot Water
29551 | 26122 | FIS-SPC-RPU-1521 | Remote Processing Unit, Switchgear, Workshop and Office Building, Machine Shop | FIS-TRW |  | Remote Processor Unit |  | RPU | http://www.toronto.ca/TWONTO#RPU_panel |  | Treated Water Production
68377 | 29878 | FHO-ACC-CU-0301 | Condensing Unit, Chlorine Machine Room A/C System, Chemical Bldg., L2, Between Penthouses | FHO-ACC-AC-0501 | H.V.A.C.,Chiller | HVAC |  | CU | http://www.toronto.ca/TWONTO#AC_condenser_unit |  | Air Conditioner, Admin Building, L1, Control Room North West Office, Ceiling
125903 | 14408 | THC-INC-AI-2000 | Instrument Air System, Incinerator 2000 | THC-INC-FU-2000 |  | Air Instrument |  | AI | http://www.toronto.ca/TWONTO#pneumatic_control_system
136730 | 26248 | THR-MCS-LD-7300 | Chain Hoist, Manual,1/2 T, STB, Work Area 1 | THR-LD-WA1 | Lifting Device | Lifting Device |  | LD | http://www.toronto.ca/TWONTO#lifting_equipment_hoist |  | Lifting Devices, Chain Hoist, Come Along & Slings
116648 | 64813 | TAB-PWA-LSH-5141 | Switch, Level,High | TAB-PWA-P-5141 | Switch,Level | Switch |  | LSH | http://www.toronto.ca/TWONTO#level_switch |  | Pump, Sump
9999 | 97629 | FCL ADMIN | Administration | FCL | [6 empty] | R L Clark Water Treatment Plant
27180 | 4019 | DOS-YCM-VEH-322057 | 2008 CASE 430 - Vehicle Unit# 322057 | FAC-YCM-VEH | Vehicle,Licensed | Vehicle |  | VEH | power_mobile_equipment
16997 | 56362 | FHA-FL-T-0201 | Tank, Hydrofluosilicic Acid,, RMF Fluoride Storage Room South Tank | FHA-FL | Tank | Tank |  | T | http://www.toronto.ca/TWONTO#chemical_storage_tank |  | Fluoridation
86934 | 24358 | WTR-PMI-AUX | Auxiliary Equipment (Building Facilities) | WTR-PMI | [6 empty] | Milliken Pumping Station
29295 | 25153 | FIS-FLT-COMP | Composite Sampling | FIS-SAMP |  | System Process Control |  |  | activity |  | Sampling Systems
40339 | 71550 | TAB-ACC-FN-HRS | Exhaust Fans , Heat Recovery Bldg | TAB-ACC-FN | [6 empty] | Exhaust Fans
64944 | 41148 | THC-PRM-TSH-1180 | Switch, Temperature, High, Exhaust Fan Motor | THC-ACC-FN-1180 |  | Switch |  | TSH | http://www.toronto.ca/TWONTO#temperature_switch |  | Fan, Exhaust, PC11 HPU Building
55763 | 78891 | TAB-WA5-SQ-0015 | Sling, 4 foot, Safety Equipment, Dig. 13 - 16 | TAB-SQ-LD |  | Safety Equipment |  | SQ | http://www.toronto.ca/TWONTO#fall_protection_sling |  | WA8 Safety Equipment Lifting Devices
107502 | 41277 | TAB-ACC-T-1222 | Tank, Make Up, Glycol Make Up Line | TAB-ACC-P-1222 | Tank,Non-Pressurized | Tank |  | T | http://www.toronto.ca/TWONTO#chemical_storage_tank |  | Pump, Glycol Circulating,Make Up Line
32219 | 3632 | COL-SKW-CH-0004 | Manhole, Sanitary Intercepting Server Monitoring | COL-SKW-MISC | Chamber |  |  | CH |  |  | Miscellaneous Equipment
101467 | 50279 | LD50896 | Come Along, Kito, 2 t, Tag # 6, WA2 | TAB-SES-LD | Lifting Device | Safety Equipment |  |  | winch |  | WA2 Lifting devices
29193 | 73077 | FIS-FEQ-HS-4002-SUS | Switch, Manual Pull Station, Fire Alarm, Vestibule | FIS-SUSPENDED |  | Safety Equipment | 46952 | HS | ? |  | Obsolete Entities/Processes
43442 | 45306 | TAB-DEW SUMP | Dewatering Bldg - Sump Pumps | TAB-WORK-AREA-SOL | [6 empty] | TAB Work Area Sol
2962 | 89898 | COL-MTI-HPU-2901 | Hydraulic Power Unit, Roxton St. Control Chamber #29 | COL-MTI-CH-2900 | Actuator,Hydraulic | Hydraulic System |  | HPU | http://www.toronto.ca/TWONTO#hydraulic_power_pack |  | Chamber,Roxton St. Control Chamber No.29, MTI
9611 | 36982 | DOS-SES-SCBA-2901 | SCBA 60 minutes escape pack | FAC-YCM-SES | Safety | Safety Equipment |  | SCBA | http://www.toronto.ca/TWONTO#self-contained_breathing_apparatus |  | SAFETY & ENVIRONMENTAL SERVICES
136735 | 96545 | THR-MCS-LD-8102 | Come Along, Work Area 2 | THR-S-E | Lifting Device,Chain | Lifting Device | 34740 | LD | winch |  | SUSPENDED ENTITY
121988 | 4537 | THC-AER-PDSH-7222 | Switch,Pressure Differential-High,Filter 7220,Blow 7200,Phase I & IV Blower Building | THC-AER-BL-7200 | Switch,Pressure | Switch |  | PDSH | http://www.toronto.ca/TWONTO#pressure_switch |  | Blower, Aeration
40503 | 97227 | TAB-ACC-RPU-1418 | RPU-GE1418 | TAB-ELS-WA6 | RPU | Remote Processor Unit |  | RPU | http://www.toronto.ca/TWONTO#RPU_panel |  | Panel Boards, MCC, WA6
92511 | 87007 | WTR-PKL-MCC-0201 | Motor Control Center, Bus 0201 | WTR-PKL-TR-0401 | Control Panel | Motor Control Center |  | MCC | http://www.toronto.ca/TWONTO#LV_electrical_panel |  | Transformer,Power,TR 0401,Secondary Line 2
43536 | 83111 | TAB-DEW-FD-3001 | Dry Polymer Hopper #1 Feeder | TAB-DEW-T-3010 | Mixer | Chemical Feeder |  | FD | http://www.toronto.ca/TWONTO#ejector |  | Tank, Polymer Mixing #1
145044 | 69005 | WTR-PKN-DR-0002 | Door | WTR-PKN-AUX | Door,Access | Door |  | DR | http://www.toronto.ca/TWONTO#door
45502 | 31491 | TAB-DIG-T-7501 | Condansate Trap, Digester Gas, Waste Gas Burner BU-7500 | TAB-DIG-BU-7500 | Tank | Tank |  | T | http://www.toronto.ca/TWONTO#condensate_trap |  | Waste Gas Burner, Waste Gas Burner Station
24257 | 19407 | FHO-GRK-INQ | Master Clock & Auxilliary Systems | FHO-GRK | [6 empty] | Buildings & Grounds
109396 | 50808 | TAB-DEW-DRV-0052 | Drive, VFD, Polymer Pump # 8 | TAB-DEW-P-3380 |  |  |  | DRV |  |  | Pump, Polymer Solution Feed #8
18587 | 35317 | FHA-SES-SQ-0038 | Safety Harnesses DBI SALA full body harness Ser E0040100226BDEA8 | FHA-SES-SQ-6 |  | Safety Equipment |  | SQ | http://www.toronto.ca/TWONTO#fall_arrest_harness |  | Safety Fall Protection Equipment
40375 | 98714 | TAB-ACC-FSL-1000 | Switch, Flow, Low, Air, Supply Fan 1000, Old Primary Treatment Bldg. | TAB-ACC-FN-1000 | Switch,Flow-Low | Switch |  | FSL | http://www.toronto.ca/TWONTO#flow_switch |  | Fan, Supply, Ex. D--Bldg. Ex. Air Heating Room
47371 | 24809 | TAB-EL1-MCC-6548 | Motor Control Centre ,Z- Bldg | TAB-EL1-MCC | Control Panel,MCC | Motor Control Centre |  | MCC | http://www.toronto.ca/TWONTO#LV_electrical_panel |  | Motor Control Center- North Substation
11858 | 47196 | FCL-ELS-MCC-1001A-SUS | Control Panel, MCC, Raw Water Low Lift Pumping Station, Electrical Switchgear Room | FCL-ELS-PS-0001 | Control Panel,MCC | Motor Control Center | 36550 | MCC | http://www.toronto.ca/TWONTO#LV_electrical_panel |  | Uninterruptible Power Supply,High Lift Bldg - Switchgear Room,LP-0001
27156 | 59796 | DOS-YCM-TRL-VEH270008 | 2008 Homemade Modular - Vehicle Trailer Unit# 270008 | FAC-YCM-VEH | Vehicle,Licensed | Vehicle |  |  | trailer
120894 | 41210 | THC-ACC-HTR-0314U | Air Heater, Building M | THC-ACC-HEATERS | H.V.A.C.,Heater,Unit | HVAC |  | HTR | http://www.toronto.ca/TWONTO#heater |  | Air Heaters, Building M
140595 | 92434 | TNT-ELS-MCC-1602 | MCC,Filter Bldg | TAB-SUSPENDED ENTITY | Control Panel,MCC | Motor Control Centre |  | MCC | http://www.toronto.ca/TWONTO#LV_electrical_panel |  | Suspended entities
76474 | 43261 | THR-DIG-RPU-0004 | Remote Processor Unit, Digester, Tank 0800 (172.22.39.129) | THR-DIG-T-7-8 | RPU | Remote Processor Unit |  | RPU | http://www.toronto.ca/TWONTO#RPU_panel |  | Digester, Entities Common to Tanks 7-8
98695 | 85496 | FIS_HVAC | Asset Group, HVAC | FIS_FSA | [6 empty] | Asset Group, Facility Support
72621 | 85125 | THR-ACC-DM-0270 | Damper, Turbo Blower Room, North Grit | THR-ACC-GRIT | Damper/Louver | HVAC |  | DM | http://www.toronto.ca/TWONTO#air_damper |  | Heating, Ventilation and Air Conditioning, Grit Building
136920 | 47282 | THR-OCS-FLS-2225 | Flow Switch Low, FN-2220, Biofilter, North Odour Control, North plant | THR-OCS-FN-2220 |  | Switch |  | FLS | http://www.toronto.ca/TWONTO#flow_switch |  | Fan, Centrifugal, Odourous Air, North Biofilter
26036 | 43831 | FIS-ACC-AHU-5000-SUS | Air Handling Unit, Ammonia Building Supply, Ammonia Storage Building Roof | FIS-HVAC | Air Handling Unit | HVAC | 38554 | AHU | http://www.toronto.ca/TWONTO#air_handler_unit |  | Climate Control
6338 | 84774 | COL-PMY-CB-0002 | Breaker, Emergency Power Supply | COL-PMY | Circuit Breaker |  |  | CB |  |  | Maryport Sewage Pumping Station
114060 | 96504 | TAB-OCS-PBLDG | P Building - Odour control System, Fans | TAB-PLT-P | Odour Control | [5 empty] | P Building - Preliminary Treatment
106074 | 31345 | TAB-ACC-CT-1499 | Control Panel, Zone Controller | TAB-ACC-HTR-1499 | Control Panel,HVAC | HVAC |  | CT | http://www.toronto.ca/TWONTO#thermostat_or_zone_controller_unit |  | Heater, Hot Water Reheat Coil
55982 | 69408 | FCL-SPC-RPU-1821 | RPU Panel, Screens, Raw Water Pumping | FCL-ELS-PS-0001 | Control Panel | Remote Processor Unit |  | RPU | http://www.toronto.ca/TWONTO#RPU_panel |  | Uninterruptible Power Supply,High Lift Bldg - Switchgear Room,LP-0001
78706 | 36855 | FHA-LAB-CHEM-0001 | Operator Lab Chemicals | FHA-AUX-LAB | Analyzer,Chlorine |  |  | CHEM |  |  | Laboratory and Portable Testing Equipment
33656 | 38897 | COL-YKP-DA-106783 | Davit Base Leg-106783 | COL-YKP-DA | Safety | Safety Equipment |  | DA | davit_base |  | Davit Arm Assembly
62629 | 21590 | FHA-FLT-MX-1701 | FHA-FLT-SW-1701 - Sweeps, Surface Wash, Filter #17 | FHA-FLT-F-1701 | Filter | Filter |  | MX | filter_sweeping_arm |  | Filter #17, Filter Building, West Filter Gallery South
21644 | 29908 | FHO-DOZ-T-0100 | Tank, Liquid Oxigen, LOX Storage Area | FHO-LOX | Tank | Tank |  | T | http://www.toronto.ca/TWONTO#chemical_storage_tank |  | Liquid Oxygen System
18717 | 18665 | FHA-SES-SQ-0605 | FHA-SQ-LP-0017 - Life Preserver | FHA-SES-LP |  | Safety Equipment |  | SQ | http://www.toronto.ca/TWONTO#personal_floatation_device |  | Life Preservers
10146 | 19304 | COL-MTI-HPU-0101 | Hydraulic Power Unit, Manifold Assembly, Hiawatha Control Chamber #1 | COL-MTI-CH-0100 |  | Hydraulic System |  | HPU | http://www.toronto.ca/TWONTO#hydraulic_power_pack |  | Chamber,Hiawatha Control Chamber No.1, MTI
83035 | 87114 | FHA-SES-SQ-0096 | Level A Chemical Suit SM/MD S/N: 18813 | FHA-SES-SQ-1123 |  | Safety Equipment |  | SQ | http://www.toronto.ca/TWONTO#chemical_suit |  | FHA-SES-SQ-7 - Chemical Suits
147586 | 68773 | YMH-21ST-OFFICE | Computer Location | YMH-ADMIN-BLDG | [6 empty] | Building Location
24667 | 54911 | COL-PRX-FN-0001 | Fan, Centrifugal | COL-PRX-MISC | Fan |  |  | FN |  |  | Miscellaneous Equipment
138743 | 16636 | THR-SES-SQ-1972 | Lanyard for Harness, PPE, Jan Susla | THR-SES-SQ-2199 | Safety | Safety Equipment | 35736 | SQ | lifeline |  | Harness, Full Body, PPE, Jan Susla
90891 | 88444 | FHO-CLB-T-0401 | Tank, Expansion, Post Chlorination Train 4, Chlorination System, S2 Chlorine Storage Room | FHO-DCL-SO-0101-KQ | Vessel,Pressure | Tank |  | T | expansion_tank |  | Dechlorination Train 1
43956 | 11716 | FCL-ACC-HTR-0215 | Heater, (CH-11) Convention, Electric, 750W, Dry Chemical Building Lobby, North | FCL-ACC-P-LL |  |  |  | HTR |  |  | Low Lift Pumping Station HVAC Equipment
32248 | 32912 | COL-SKW-TR-0001 | Transformer, Lighting | COL-SKW | Transformer |  |  | TR |  |  | Kew Beach Detention Tank (Kenilworth)-storm
94861 | 40462 | FHO-SES-SQ-6063 | High Voltage Safety Equipment, Insulated Gloves, Class 0, Serial Number 1160, Craig Clayton | FHO-SES-SQ-1000 | PPE,Insulated Glove | Safety Equipment |  | SQ | http://www.toronto.ca/TWONTO#rubber_insulating_gloves |  | High Voltage Insulated Gloves
146825 | 70621 | WTR-REB-TRW | Treated Water (Transmission) | WTR-REB |  |  | 35841 |  |  |  | East Woodbridge Tank
27162 | 2663 | FHO-WWW-LSL-0202 | Switch, Level-Low, Clarifier 2, S4, Basement | FHO-WWW-T-0202 |  | Switch |  | LSL | http://www.toronto.ca/TWONTO#level_switch |  | Tank, Clarifier 0202, Waste Water System, Clarifier Building, East
101750 | 40532 | MAIN-373 | Main 373 | WTR-LWA | [6 empty] | Work Area 2 Central Mains and Chambers
4213 | 56426 | COL-PEV-DM-0001 | Damper/Louver, Manual | COL-PEV | Damper/Louver |  |  | DM |  |  | Ellis Sewage Pumping Station
66998 | 25697 | THC-THK-PSL-1101 | Switch, Pressure Low, Air Flow for Mixing Tank-1100,Polymer Make-up System-1100 | THC-THK-T-1100 | Mixer,Propeller | Switch |  | PSL | http://www.toronto.ca/TWONTO#pressure_switch |  | Tank,Make-up,Polymer Make-up System-1100,Thickening Building
19165 | 32024 | FHO-ACC-F-1531 | Filter, Air Inlet, AHU-1531, Ozone Building, L1, Mechanical Room 1 | FHO-ACC-AHU-1531 |  | Filter |  | F | http://www.toronto.ca/TWONTO#replaceable_air_filter |  | Air Handling Unit, Filter 9-13 Operating Gallery Ventilation, Ozone Building, L1, Mechanical Room 1
109818 | 79617 | TAB-DEW-TSH-0321B | Switch, Temperature, High, Lub Oil Return from Bearing, Drive end | TAB-DEW-CF-0321 | Switch,Temperature | Switch |  | TSH | http://www.toronto.ca/TWONTO#temperature_switch |  | Centrifuge # 3
109395 | 12665 | TAB-DEW-DRV-0051 | Drive, VFD, Polymer Pump # 7 | TAB-DEW-P-3370 |  |  |  | DRV |  |  | Pump, Polymer Solution Feed #7
24879 | 81228 | COL-PSD-LSH-0103 | Switch, Level-High | COL-PSD-MISC | Switch,Level |  |  | LSH |  |  | Miscellaneous Equipment
121017 | 76092 | THC-ACC-P-0011 | Pump, Centrifugal, Hydronic Heating, Hot Water, Admin. Building Basement Mechanical Room B104 | THC-ACC-BLDG K |  | HVAC |  | P | http://www.toronto.ca/TWONTO#pump_set_-_with_drive |  | Administration Building, HVAC
111033 | 33831 | TAB-DIG-PSH-4033 | Switch,Pressure, High | TAB-DIG-P-4033 | Switch,Pressure-High | Switch |  | PSH | http://www.toronto.ca/TWONTO#pressure_switch |  | Pump, Digester Mixing #3A
58057 | 31436 | THC-ACC-AC-5801 | Air Conditioning ,Plant Stores,Office | THC-ACC-BLDG B |  | HVAC |  | AC | http://www.toronto.ca/TWONTO#air_condition |  | Mechanical Shop (Chlorine) Building HVAC
78700 | 97291 | THR-SES-PGM-75174 | Personal Gas Meter | THR-SES-SQ-PGM | Safety | Safety Equipment | 40086 | PGM | http://www.toronto.ca/TWONTO#portable_gas_detector |  | Personal Gas Meter
26290 | 16623 | FHO-SES-SCBA-HARNESS3 | SCBA Harness # 3 | FHO-SES-SQ-0002 | PPE,SCBA | Safety Equipment |  |  | http://www.toronto.ca/TWONTO#fall_arrest_harness |  | Emergency Breathing Apparatus
127127 | 19880 | THC-PLT-HD-0521 | Drive, Hydraulic, for Conveyor, Grit Tank 0500 | THC-PLT-CV-0520 |  | Drive mechanism |  | HD | http://www.toronto.ca/TWONTO#hydraulic_power_pack |  | Conveyor, Grit Tank 0500
40376 | 82667 | TAB-ACC-FSL-1015 | Switch,Flow,Low,Water to Pump | TAB-ACC-P-1015 | Switch,Flow | Switch |  | FSL | http://www.toronto.ca/TWONTO#flow_switch |  | Pump, , Hot Water Circulating, P24-5, Pri Tank 10-12 & Grit Tank 13-16 Process and Space Heating
54946 | 1360 | TAB-SLO-AHU-0201B | AHU- Silo Bldg (Make up air unit) - WX4501A and WX4502A | TAB-ACC-AHU | Air Handling Unit | HVAC |  | AHU | http://www.toronto.ca/TWONTO#air_handler_unit |  | Air Handling Unit & Supply Fan
33638 | 81556 | COL-YKP-DA-0019(S) | Davit Arm-16070 | YKP-BLD |  | Safety Equipment | 39124 | DA | http://www.toronto.ca/TWONTO#fall_arrest_Davit_arm |  | Collections - 435 Kipling Ave. Building envelope
88883 | 55803 | WTR-RDF-ZS-0404 | Switch, Position,Door Security | WTR-RDF-AUX | Switch,Position | Switch |  | ZS | http://www.toronto.ca/TWONTO#position_switch |  | Auxiliary Equipment (Building Facilities)
119823 | 85046 | TAB-WA2-SQ-2021 | Spill Response Kit, Aggressive Fluid | TAB-STR-SQ | Spill Kit | Safety Equipment | 34523 | SQ | http://www.toronto.ca/TWONTO#spill_kit |  | WA2 Safety Equipment,lifting devices, ladders, Eye Wash station, First Aid Kits, Lock out stations
90722 | 92142 | FHO-CLA-CHL-0101-KQ | Pre Chlorination Train 1 | FHO-OBSOLETE |  |  |  | CHL |  |  | Removed From Service
48729 | 49623 | TAB-NGS-PSL-0202 | Switch,Pressure,Low, PSL200-2, Manual Reset, Natural Gas Pilot Train, Boiler #2, Z Building | TAB-ACC-NGS-0020B | Switch,Pressure | Switch |  | PSL | http://www.toronto.ca/TWONTO#pressure_switch |  | Natural Gas Train, Pilot,Boiler #2, Z Building
39137 | 68794 | TAB-ACC-DM-6534 | Damper, Motorized, Exhaust Air, FN- 6532, Mechanical RM No. 3, Screen Bldg., P Bldg. | TAB-ACC-FN-6532 | Damper/Louver | HVAC |  | DM | http://www.toronto.ca/TWONTO#air_damper |  | Fan, Centrifugal, Exhaust air, Mechanical Room No. 3, Screen Bldg., P Bldg.
104791 | 65923 | NON-DOS-STM-WC | NO DOS entity related work area for SWM Management / Watercourse | SWM-NON-DOS |  | Drain |  |  | http://www.toronto.ca/TWONTO#collection_of_assets |  | Non DOS Entity related work area for spill treatment and maintenance chambers
74341 | 41106 | THR-AER-RPU-0004 | Remote Processor Unit, SCADA,Engine Room East BL-1411 (172.22.37.129) | THR-SPC | RPU | Remote Processor Unit |  | RPU | http://www.toronto.ca/TWONTO#RPU_panel |  | Process Control Systems - Services Area
41076 | 73052 | TAB-ACC-PDS-9402 | Switch,Pressure, Supply Fan, Mechnical Room, Above MCC, T Building | TAB-ACC-FN-9402 | Switch,Pressure | Switch |  | PDS | http://www.toronto.ca/TWONTO#pressure_switch |  | Fan, Supply, Mechanical Room,Above MCC,T Building
52953 | 65456 | TAB-PLT-G-4901 | Gate, Knife Gate, Pneumatic, Screenings Outloading Conveyor 4900, Conveyor Area | TAB-PLT-CV-4900 | Valve,Knife Gate | Gate |  | G | http://www.toronto.ca/TWONTO#valve
138923 | 76042 | THR-SPC-RPU-0003A | Remote Processor Unit, SCADA, Gallery Ventilation | THR-ACC-AHU | RPU | Remote Processor Unit |  | RPU | http://www.toronto.ca/TWONTO#RPU_panel |  | Air Conditioning, Air Handling Unit, Gallery Ventilation
27 | 68379 | 32017 | TAB External Telephone System | 52349 |  | Communications Equipment |  |  | telephone_system |  | TAB Power Distribution
140599 | 31377 | TNT-ELS-MCC-6104 | Control Centre, Motor, Electrical Sub-Station | TNT-ELS-PDP-6002 | Control Panel,MCC | Motor Control Center |  | MCC | http://www.toronto.ca/TWONTO#LV_electrical_panel |  | 600V Power Distribution Panel
42971 | 27457 | TAB-CAP-PRJ-0020 | Temporary Disinfection Project | TAB-DIS |  |  |  | PRJ |  |  | Disinfection
130159 | 18353 | THR-ACC-NR-685 | HVAC Unit & Fan, Main Floor Office | THR-ACC-ADM | H.V.A.C.,Heater,Unit | HVAC |  | NR | http://www.toronto.ca/TWONTO#heater |  | Air Conditioning, HVAC, Admin Building
62711 | 13771 | THC-NGS-PSL-3052 | Switch, Pressure Low, Pilot Natural Gas, Hot Water Boiler BO-3051 | THC-ACC-BO-3051 |  | Switch | 33797 | PSL | http://www.toronto.ca/TWONTO#pressure_switch |  | Boiler, Hot Water, Boiler Building
119817 | 7040 | TAB-WA2-SQ-1265 | EE1 - 802 D1/2" Steel Cable | TAB-SES-LD | Lifting Device,Sling | Lifting Device |  | SQ | lifting_device_cable |  | WA2 Lifting devices
140258 | 75907 | TNT-DIG-PD-0800 | Digester, Primary, Vessel | TNT-DIG-PD | Vessel,Pressure | Tank |  | PD | http://www.toronto.ca/TWONTO#digester_tank |  | Primary Digester Tanks,Drainage Tanks
71766 | 94187 | THR-DIG-SSL-5181A | Digester Gas Mixing, Tank 0200, Solids Treatment, Digester Tanks 1-6 | THR-DIG-MX-0200 | Switch,Speed-Low | Switch |  | SSL | http://www.toronto.ca/TWONTO#speed_switch |  | Digester Gas Mixing, Digester Tank 0200
96505 | 93109 | FIS-DEW-LSH-0006 | Switch, Level, High, Maintenance Hole No.5 Tank T-0004, Metering Building, Maintenance Hole No.5 | FIS-DEW | Sensor,Level | Switch |  | LSH | http://www.toronto.ca/TWONTO#level_switch |  | Dewatering & Drainage
136544 | 85700 | THR-GRK-PRTY-WA3 | WA3 Property, Humber T. P. for DOS Work Orders | THR-OCS-NEW | [6 empty] | Odour Control, Biofilter
26691 | 15169 | COL-PST-LSLL-0101 | Switch, Level Low-Low | COL-PST | Switch,Level |  |  | LSLL |  |  | Strachan Pumping Station
40336 | 76641 | TAB-ACC-FN-BL | Exhaust Fans Blower Bldg. | TAB-ACC-AHU | [6 empty] | Air Handling Unit & Supply Fan
78986 | 79591 | THR-GRK-VEH-0555 | Fork Lift, Clark, ZP-555, Unlicensed, Work Area 4 (SUSPENDED) | THR-GRK-GQ-WA4 | Vehicle,Unlicensed | Vehicle | 35623 | VEH | http://www.toronto.ca/TWONTO#forklift
30063 | 15622 | COL-PWR-LSL-0102 | Switch,Level, Low, Wet Well #1 | COL-PWR-AUX-INST | Switch,Level-Low | Switch |  | LSL | http://www.toronto.ca/TWONTO#level_switch |  | Instrumentation Equipment
26410 | 97566 | FHO-GRK-DR-4021S | Door, (FD-S4-21), Fire Rated, Standby Power Building, S4, Stairway 8 | FHO-GRK-FEQ-0001 | Fire Prevention,Door | Door |  | DR | http://www.toronto.ca/TWONTO#fire_rated_door
124893 | 37801 | THC-ELS-MCC-2501 | Motor Control Center, Building O | THC-ELS-PS-0001 | Control Panel,MCC | Motor Control Centre |  | MCC | http://www.toronto.ca/TWONTO#LV_electrical_panel |  | Primary Power Equipment
59030 | 24185 | THC-ACC-HTR-0257 | Heater, Perimeter. Admin Building | THC-ACC-BLDG K |  | HVAC |  | HTR | http://www.toronto.ca/TWONTO#heater |  | Administration Building, HVAC
138882 | 31477 | THR-SQ-LP-0027 | Life Preserver, Ring Type, Final Tank 4 | THR-SQ-LP-FT | Safety | Safety Equipment |  | LP | http://www.toronto.ca/TWONTO#life_ring |  | Life Preserver, Ring Type Floating Device, Final Tanks
55544 | 99381 | TAB-WA2-SQ-1102 | Lanyard.6", Randish | TAB-WA2-SQ-0001 | PPE,Harness | Safety Equipment |  | SQ | lifeline |  | Fall Arrest System , Tripod and SRL
66779 | 86333 | THC-GRK-DR-M | Doors, Building M | THC-GRK-ELS-M |  | Door |  |  | http://www.toronto.ca/TWONTO#door
31480 | 46253 | COL-PSW-FN-0002 | Fan, Exhaust, Wet Well | COL-PSW | Fan | HVAC |  | FN | http://www.toronto.ca/TWONTO#blower_or_fan_with_drive |  | Swansea Pumping Station
43199 | 7873 | TAB-CW-FSH-0631 | Switch,Flow, High,Eye wash & Shower Station, Plant water Bldg Upper Chemical Room | TAB-CW-SQ-0631 | Switch,Flow-High | Safety Equipment |  | FSH | http://www.toronto.ca/TWONTO#flow_switch |  | Eye wash & Shower Station, Plant water Bldg Upper Chemical Room
57102 | 81848 | THC-ACC-T-0001 | Tank, Expansion, Glycol, Building M | THC-ACC-HEAT PUMPS | Tank | Tank |  | T | expansion_tank |  | Pumps, Heating System, Building M
27017 | 91770 | FIS-CLB-F-0201-SUS | Filter, Gaseous Discharge Header from Post Chlorination Evaporator Train 2 | FIS-CLB-CHL-0201 | Filter | Filter | 38173 | F | http://www.toronto.ca/TWONTO#replaceable_air_filter |  | Chlorinator, Post Chlorination Train 2, Gaseous Chemical Building, Machine Room
13842 | 71094 | COL-PGA-LSLL-0101 | Level,Switch,Low-Low,WEL-0100 | COL-PGA-MISC | Switch,Level-Low-Low | Switch |  | LSLL | http://www.toronto.ca/TWONTO#level_switch |  | Miscellaneous Equipment
30946 | 10062 | FIS-FEQ-DR-0054 | Door, Fire, Chlorine & SO2 Building | FIS-GRK-STRC-0001 |  | Door |  | DR | http://www.toronto.ca/TWONTO#fire_rated_door
28321 | 81089 | FIS-CLB-CHL-0201 | Chlorinator, Post Chlorination Train 2, Gaseous Chemical Building, Machine Room | FIS-CLB | Chemical Feeder,Gas | Chemical Feeder |  | CHL | http://www.toronto.ca/TWONTO#chlorinator_system |  | Post-Chlorination
8564 | 71008 | COL-RBB-PS-0001 | Power Supply, DC | COL-RBB-MISC | Uninterruptible Power Supply |  |  | PS |  |  | Miscellaneous Equipment
106109 | 7322 | TAB-ACC-COM-3910 | Communication Unit, Bio-Solid Loading Bay, Mezzanine | TAB-ACC-INQ | SCADA | Communications Equipment |  | COM | http://www.toronto.ca/TWONTO#network_panel |  | Plant HVAC Equipment - Instrument Equipment
12759 | 75785 | FCL-PAC-F-0301 | Filter, Intake, Air Blower BL-0301, Dry Chemical Building Basement | FCL-PAC-FN-0301 | Filter | Filter |  | F | http://www.toronto.ca/TWONTO#replaceable_air_filter |  | Dust Control, Storage Tank Dust Collector DCU-0301, Dry Chemical Building Basement
4588 | 68959 | COL-PGR-LSH-0103 | Switch, Level | COL-PGR-MISC | Switch,Level |  |  | LSH |  |  | Miscellaneous Equipment
44147 | 68737 | FCL-ACC-HTR-0366 | Heater, Re-Heat Unit, 208V, 3PH, Admin Building, Second Floor, Office 204, Ceiling Centre | FCL-ACC-ADMIN |  |  |  | HTR |  |  | Administration Building HVAC Equipment
41539 | 17950 | TAB-ACC-TSL-4504 | Switch, Temperature, Low, Freeze | TAB-ACC-AHU-4504 | Switch,Temperature-Low | Switch |  | TSL | http://www.toronto.ca/TWONTO#temperature_switch |  | AHU, Digester 1-4, Pump Room
59420 | 65818 | THC-ACC-PSH-6301 | Switch, Pressure, High, Discharge, Supply Fan FN-6320, 2nd Floor Mech Room #1, Headworks | THC-ACC-AHU-6300 | Switch,Pressure-High | HVAC |  | PSH | http://www.toronto.ca/TWONTO#pressure_switch |  | Air Handling Unit, Screen Room/Conveyor Areas, 2nd Floor Mech Room #1, Headworks
131391 | 35094 | THR-BG-LSL-0201 | Switch, Level, Low, Tank 0200, Lube Oil, Comp 0201, High Pressure Gas System, Gas Compressor Bldg | THR-BG-C-0201 |  | Switch |  | LSL | http://www.toronto.ca/TWONTO#level_switch |  | Compressor, Centrifugal, Fuel Gas, Compressor Building, Gas Compressor (And Dryer), for COGEN
65832 | 68889 | FCL-SPC-COM-2001 | Termination Panel, High Lift Building, Corridor outside Electrical Shop | FCL-SPC |  |  |  | COM |  |  | Process Control Systems - Services Area
144928 | 2141 | WTR-PKN-AMT | Atmospheric Monitoring | WTR-PKN | [6 empty] | Kennedy Pumping Station
78927 | 17650 | THR-SES-SQ-8630 | Lanyard for Harness,PPE Jeffrey Foxton | THR-SES-SQ-9134 | Safety | Safety Equipment |  | SQ | lifeline |  | Lanyard for Harness 6 ft., PPE Stan Chatzinikolau
10086 | 40820 | FCL-ACC-F-0203 | Filter, Fan FN-0201 Air Inlet, Dry Chemical Building | FCL-ACC-FN-0201 |  |  |  | F |  |  | Fan, Vane, Axial, Lunch Room/Locker Room/Washroom/Lobby Ventilation System, Dry Chemical Building
101595 | 17722 | MAIN-184 | Main 184 | WTR-MT1 | [6 empty] | Work Area 1 EAST Mains and Chambers
47403 | 246 | FCL-ACC-TT-0414 | Transmitter, Temperature, Outdoor, High Lift Switchgear Room Ventilation, Electrical Switchyard | FCL-ACC-P-HL |  |  |  | TT |  |  | High Lift Pumping Station HVAC Equipment
83881 | 14013 | FHA-TRW-P-1500-KQ | Treated Water Pumping Unit #15 | FHA-SUSPENDED |  |  | 33373 | P |  |  | Suspended Obsolete entity for storage purpose
19169 | 4228 | FHO-ACC-F-1641 | Filter, Air Inlet, FN-1641, Standby Power Building, S4, Hallway, North | FHO-ACC-FN-1641 |  | Filter |  | F | http://www.toronto.ca/TWONTO#replaceable_air_filter |  | Fan, Centrifugal Square Inline, Hallway Supply, Standby Power Building, S4, Hallway, North
4042 | 77104 | COL-PCU-FSL-5133 | Flow switch, Low | COL-PCU-MISC | Switch,Flow-Low |  | 34962 | FSL |  |  | Miscellaneous Equipment
24596 | 89254 | COL-PRR-CP-0001 | Control Panel, Operator | COL-PRR | Control Panel |  |  | CP |  |  | Riverside Sewage Pumping Station
130208 | 16438 | THR-ACC-NU-558 | Make Up Air w/ Electric Heater, Grit Building, Stores Ceiling | THR-ACC-GRIT | H.V.A.C. | HVAC |  | NU | http://www.toronto.ca/TWONTO#heater |  | Heating, Ventilation and Air Conditioning, Grit Building
14494 | 93028 | FCL-SES-FA-0008 | DBI SALA | FCL-SES-SQ-0007 |  | Safety Equipment |  | FA | ? |  | Eyewash Station, Admin Building, Operators Lab,Eye wash station - main change room
61786 | 36724 | FHA-GRK-VEH-0301 | Vehicle, Genie Person Lifting, Plant | FHA-MCS-VEH | Groundskeeping | Vehicle |  | VEH | power_mobile_equipment
120856 | 56277 | THC-ACC-HTR-0226 | Heater, Perimeter. Admin Building | THC-ACC-BLDG K |  | HVAC |  | HTR | http://www.toronto.ca/TWONTO#heater |  | Administration Building, HVAC
107332 | 42209 | TAB-ACC-PDS-9402 | Switch,Pressure, Supply Fan, Mechnical Room, Above MCC, T Building | TAB-ACC-FN-9401 | Switch,Pressure | Switch |  | PDS | http://www.toronto.ca/TWONTO#pressure_switch |  | Fan, Supply, Mechanical Room,Above MCC,T Building
40055 | 55994 | TAB-ACC-HTR-6557 | Heater, Unit, Hot Water, screen area, Screen Bldg., P Bldg. | TAB-ACC-HTR-PBLDG | H.V.A.C.,Heater | HVAC |  | HTR | http://www.toronto.ca/TWONTO#heater |  | Unit Heaters- P Bldg
62912 | 42887 | THC-OCS-BLDG-0001 | Headhouse Odour Control System | THC-PLT-BLDG-0001 |  |  |  | BLDG |  |  | New Head House, preliminary process
71677 | 50184 | THR-DIG-PSL-2513 | Switch, Pressure-Low, Inlet Pump 2513, Digester Tank 0200 | THR-DIG-P-2513 | Switch,Pressure-Low | Switch |  | PSL | http://www.toronto.ca/TWONTO#pressure_switch |  | Pump, Centrifugal, Sludge Transfer, Tank 0200
39972 | 38950 | TAB-ACC-HTR-6401 | Heater, Electric, Electrical Room, Old Screen Bldg., P Bldg. | TAB-ACC-HTR-PBLDG | H.V.A.C.,Heater | HVAC |  | HTR | http://www.toronto.ca/TWONTO#heater |  | Unit Heaters- P Bldg
73131 | 69899 | THR-ACC-NR-640 | HVAC Unit & Fan, West Maintenance Shop | THR-ACC-ADM | H.V.A.C.,Heater,Unit | HVAC |  | NR | http://www.toronto.ca/TWONTO#heater |  | Air Conditioning, HVAC, Admin Building
34427 | 87172 | MAIN-029A | Main 029A | WTR-LWA | [6 empty] | Work Area 2 Central Mains and Chambers
130600 | 87781 | THR-ACC-TSH-0130 | Switch, Temperature, High, Discharge Air, Air Handling Unit AHU-0130, Headhouse Roof | THR-ACC-AHU-0130 | Switch,Temperature-High | Switch |  | TSH | http://www.toronto.ca/TWONTO#temperature_switch |  | Air Handling Unit, Headhouse Screen Area Air Supply, Headhouse Roof
45175 | 89158 | TAB-DIG-LSL-4200 | Switch,Level,Low,Lube Oil, G.Compr. C4200 | TAB-DIG-C-4200 | Switch,Level | Switch |  | LSL | http://www.toronto.ca/TWONTO#level_switch |  | Compressor #4, Gas (DX5004A) Digester Tank 20 & 22,
107172 | 19926 | TAB-ACC-LSL-8212 | Switch,Level,Low,Glycol Make Up Line tank | TAB-ACC-HE-8210 | Switch,Level | Switch |  | LSL | http://www.toronto.ca/TWONTO#level_switch |  | Heat Exchanger,M Bldg Space Heating,
106076 | 42421 | TAB-ACC-CU-0402 | Condensing Unit, Bio-Solid Bay, Workshop Roof | TAB-ACC-CI | Air Handling Unit | Condensing Unit |  | CU | http://www.toronto.ca/TWONTO#AC_condenser_unit |  | Chiller and Air Coolers
9825 | 91030 | DU8107A | Reservoir, Heat Exchanger, Cleaning System, Digester Gas Control Building | TAB-DIG-P-CW | Container | Tank |  |  | http://www.toronto.ca/TWONTO#storage_tank |  | Digester Gas Control Building - Cooling Water System
87782 | 54534 | FHO CHLORINE FEEDER | Computer Location | FHO MAIN BLDG | [6 empty] | Building Location
62627 | 64501 | FHA-FLT-MX-1501 | FHA-FLT-SW-1501 - Sweeps, Surface Wash, Filter #15 | FHA-FLT-F-1501 | Filter | Filter |  | MX | filter_sweeping_arm |  | Filter #15, Filter Building, West Filter Gallery South
71790 | 317 | THR-DIG-T-5631 | Tank, Condensate and Sediment Accumulator, C-5640, Digester Mixing System | THR-DIG-C-5640 | Tank | Tank |  | T | http://www.toronto.ca/TWONTO#condensate_trap |  | Compressor, Gas, Mixing System, Digester Tank#7
41077 | 99387 | TAB-ACC-PDSH-1421 | Switch, Filter Differential Pressure, Air Handling Unit,Boiler Room and Basement | TAB-ACC-F-1421 | Switch,Pressure-High | Switch |  | PDSH | http://www.toronto.ca/TWONTO#pressure_switch |  | Filter, AHU-1420, Air filter
137419 | 16034 | THR-PLT-LSL-1112 | Switch, Level-Low, Grit Classifier 1112, Preliminary Treatment, Grit Removal - Vortex - South Plant (Head house) | THR-PLT-CL-1112 | Switch,Level-Low | Switch |  | LSL | http://www.toronto.ca/TWONTO#level_switch |  | Classifier, Cyclone 1102, Preliminary Treatment, Grit Removal - Vortex
69213 | 11354 | FCL-WWW-V-3040 | Valve, Check, Discharge, Sludge Pump P-3040, RMF Clarification Facility,Sludge Sump Service Platform | FCL-WWW-P-3040 |  |  |  | V |  |  | Pump Submersible Standby, Pump Room
13162 | 73852 | FCL-FLT-CP-0801 | Control Panel, Operator, Filter 0801 Flow/Rate, Filter 0801 | FCL-FLT-F-0801 |  |  |  | CP |  |  | Filter, Carbon Activated, Filter Building, Filter Gallery East
140198 | 10105 | TNT-CSO-SP-0100 | Sampler, Diversion Chamber A | TNT-CSO | Sampler | Sampler |  | SP | http://www.toronto.ca/TWONTO#auto_sampler |  | Combined Sewer Overflow and storage system
76227 | 89616 | FHO-ELS-DP-0513 | Distribution Panel, (DP-0501A3), 600V, MCC-0510 Panel Board, Filter1-8 Building, S2, Electrical Room | FHO-ELS-MCC-0510 |  | Power Distribution Panel |  | DP | http://www.toronto.ca/TWONTO#LV_electrical_panel |  | Motor Control Centre, Filter Building 1-8., S2, Electrical Room
138738 | 24655 | THR-SES-SQ-1896 | Harness, Full Body,PPE Paquito Espiritu | THR-SES-FAS | Safety | Safety Equipment |  | SQ | http://www.toronto.ca/TWONTO#fall_arrest_harness |  | Fall Arrest Sytem (Harness and Lanyard), Safety Equipment
4790 | 98805 | COL-PHP-ALR-0002 | Control Panel, Operator | COL-PHP-MISC | Control Panel |  |  | ALR |  |  | Miscellaneous Equipment
25253 | 8006 | FHO-RW-FSL-0004 | Switch, Flow, Supply Header to Raw Water Particle Counter Analyzer S10, Raw Water Intake Well, South | FHO RAW H2O | Switch,Flow-Low | Switch |  | FSL | http://www.toronto.ca/TWONTO#flow_switch |  | Raw water Sampling
19157 | 87164 | FHO-ACC-F-0702 | Filter, Reactivation Air Inlet, High Lift P.S. HVAC Dehumidifier D-0701, S4, Pipe Gallery | FHO-ACC-D-0701 |  | Filter |  | F | http://www.toronto.ca/TWONTO#replaceable_air_filter |  | Dehumidifier, High Lift Pumping Station HVAC, S4, Pipe Gallery
30185 | 53400 | COL-PWR-T-0003 | Tank, Domestic Hot Water, Mid Floor VFD Room, West Rouge PS | COL-PWR-MISC | Tank,Domestic Hot Water | Tank |  | T | http://www.toronto.ca/TWONTO#tanked_hot_water_heater |  | Miscellaneous Equipment
86380 | 54217 | TNT-CSO-RPU-1401 | RPU Lab | TNT-ELS | RPU | Remote Processor Unit |  | RPU | http://www.toronto.ca/TWONTO#RPU_panel |  | Instrument / Electrical
28330 | 82758 | FIS-CLB-INJ-0101 | Eductor, Post-Chlorine, Filter Complex, Basement Floor, Filter Gallery | FIS-CLB-CHL-0101 |  | Chemical Feeder |  | INJ | http://www.toronto.ca/TWONTO#ejector |  | Chlorinator, Post Chlorination Train 1, Gaseous Chemical Building, Machine Room
49210 | 54543 | FCL-CLA-PSL-0101 | Switch, Pressure Low, Chlorine Gas, CLA Weigh Scale 0101, Chlorination System | FCL-CLA-CHL-0101 | Switch,Pressure-Low | Switch |  | PSL | http://www.toronto.ca/TWONTO#pressure_switch |  | Chlorinator, Chlorine Gas, Chlorination System
125878 | 44671 | THC-GRK-VEH-076005 | Vehicle, Ford F350 Pick-Up | THC-GRK-VEHICLES | Vehicle,Licensed | Vehicle | 40158 | VEH | http://www.toronto.ca/TWONTO#pickup_truck
55822 | 44982 | TAB-WA6-SQ-5335 | Harness | TAB-WA6-SQ | PPE | Safety Equipment |  | SQ | http://www.toronto.ca/TWONTO#fall_arrest_harness |  | WA6 Safety Equipment
38321 | 25985 | PLQ18406 | Plumbing, General, Truck Loading Facility | TAB-SLO-STRC-TLF |  | Plumbing |  |  | plumbing |  | Truck Loading Facility - Drains, Electrical Service(110/220V), Lighting, Plumbing
61422 | 49226 | THC-FEQ-CP-0662 | Control Panel, Pre-Action System, Second Floor, Biosolids Building East | THC-FEQ-BLDG M | Control Panel,Fire | Safety Equipment | 45856 | CP | http://www.toronto.ca/TWONTO#process_control_panel |  | Fire fighting protection equipment, incinerator building
21878 | 46422 | COL-PMY-LTG-0001S | Lighting, Emergency Lighting | COL-W-OBSOLETE | Lighting |  | 42948 | LTG |  |  | Col West Obsolete Entities
76832 | 8111 | FHA-FILTER BLDG | Building Location | FHA-SPC | [6 empty] | Process Control Systems - Services Area
75986 | 19984 | THR-JHSC-ADM | Admin Bldg., Engine Room, and Sorrounding Area | THR-JHSC-WA3 |  | Safety Equipment |  |  | http://www.toronto.ca/TWONTO#space |  | Joint Health & Safety Committee WA3
43214 | 8445 | TAB-CW-SQ-0010S | Eye Wash Station- No.401 Blower Bldg South east wall next to Stores | TAB-STR-SQ | Safety,Eye wash | Safety Equipment | 46696 | SQ | http://www.toronto.ca/TWONTO#emergency_eyewash |  | WA2 Safety Equipment,lifting devices, ladders, Eye Wash station, First Aid Kits, Lock out stations
75970 | 92252 | THR-ITM | Integrated Technology Management | THR | [6 empty] | Humber Treatment Plant
101667 | 28270 | MAIN-278 | Main 278 | WTR-LWA | [6 empty] | Work Area 2 Central Mains and Chambers
123516 | 93992 | THC-DIG-RPU-1401A | Remote Processing Unit, , Digester Building, Basement | THC-ELS-RPU-1401 |  | Remote Processor Unit |  | RPU | http://www.toronto.ca/TWONTO#RPU_panel |  | Remote Processing Unit, Transmitter,Remote I/O,Digester,MCC Room Main Control Panel
65236 | 64181 | THC-ELS-MCC-1103E | Motor Control Center, Emergency, Building I | THC-ELS-PS-0001-I | Control Panel,MCC | Motor Control Centre |  | MCC | http://www.toronto.ca/TWONTO#LV_electrical_panel |  | Primary Power Equipment, Building I
52813 | 36221 | TAB-RSP-FSL-1220 | Flow Switch, Low,Coolingl Water, Motor Brg.,Raw Sewage Pump #2 | TAB-RSP-P-1220 | Switch,Flow | Switch |  | FSL | http://www.toronto.ca/TWONTO#flow_switch |  | Pump,Raw Sewage Transfer #2
13981 | 44022 | FCL-SPC-RPU-1825 | RPU Panel, Switchgear, Raw Water Pumping | FCL_ELS_MISCELLANEOUS | Control Panel | Remote Processor Unit |  | RPU | http://www.toronto.ca/TWONTO#RPU_panel |  | FCL_ELS_MISCELLANEOUS
138888 | 17389 | THR-SQ-LP-0037 | Life Preserver, Ring Type, Primary Tank 3 | THR-SQ-LP-PRM | Safety | Safety Equipment |  | LP | http://www.toronto.ca/TWONTO#life_ring |  | Life Preserver, Ring Type Floating Device, Primary Tanks
104797 | 53940 | NX2331A | Condenser, for Air Conditioner NX2329 | NX2329A | H.V.A.C.,Air Conditioner | HVAC | 34380 |  | http://www.toronto.ca/TWONTO#AC_condenser_unit |  | Air Handling Unit A/c, Aux., 2nd Flr, Electric RmW.
50318 | 54923 | TAB-PLT-UPS-0323 | RPU Panel, Screen System, Second Floor Electrical Room, P Bldg. | TAB-PLT-RPU-0323 | RPU | Remote Processor Unit |  | UPS | http://www.toronto.ca/TWONTO#RPU_panel |  | RPU Panel, Screen System, Second Floor Electrical Room, P Bldg.
71859 | 59403 | FHA-CLA-PSH-0202 | Switch, Pressure, High, Discharge Evaporator CLA-EV-0201, Chemical Storage Room, Filter Building | FHA-CLA-EV-0201 | Switch,Pressure | Switch |  | PSH | http://www.toronto.ca/TWONTO#pressure_switch |  | Evaporator, Chlorine, Filtration Bldg., Chlorine Storage Room
125850 | 90485 | THC-INC-BU-1034 | Burner, Hearth 3, Incinerator 1000 | THC-INC-FU-1000 | Burner | Burner |  | BU | http://www.toronto.ca/TWONTO#burner_component_of_asset |  | Furnace, Incinerator 1000
58592 | 89792 | THC-ACC-DM-6182 | Damper, Outlet, Exhaust Fan FN-6180, Ground Floor Storage Room, Headworks | THC-ACC-FN-6180 | Damper/Louver | HVAC |  | DM | http://www.toronto.ca/TWONTO#air_damper |  | Fan, Exhaust, Ground Floor, Storage Room, Headworks
75186 | 61943 | THR-FT-PSL-4539 | Switch, Pressure-Low, Pump P-4503 Suction, Scum Pumping - South | THR-FT-P-4503 | Switch,Pressure-High | Switch |  | PSL | http://www.toronto.ca/TWONTO#pressure_switch |  | Pump, Self-Prime Centrifugal, Drain, RAS Pumping Station - South
31896 | 41707 | COL-RBB-SWG-0002 | Switchgear, Indoor | COL-RBB | Switchgear |  |  | SWG |  |  | Western Beaches Tunnel (Battery Park)-Storm
62420 | 37760 | THC-ITS | Information Technology Systems, Plant wide | THCLIQOPS | [6 empty] | THC Liquids Operations
23655 | 42668 | COL-POM-SW-0001 | Switch, Main Power | COL-POM-MISC | Switch | Switch |  | SW | http://www.toronto.ca/TWONTO#disconnect_switch |  | Miscellaneous Equipment
116215 | 8417 | TAB-PRS-SQ-0007 | Emerg. Eyewash and Shower Stations, Ferric Gallery-3rd Set of Ferrous Pumps from South End | TAB-STR-SQ | PPE,Eyewash Station | Safety Equipment |  | SQ | http://www.toronto.ca/TWONTO#emergency_eyewash_and_shower |  | WA2 Safety Equipment,lifting devices, ladders, Eye Wash station, First Aid Kits, Lock out stations
38913 | 80450 | SWM-PMG-SW-0001 | Switch, Main Power | SWM-PMG | Switch | Switch |  | SW | http://www.toronto.ca/TWONTO#disconnect_switch |  | Martin Grove Storm Pumping Station
104415 | 36436 | MTMH362 | ELM CTS | TRK-HMR | [6 empty] | HUMBER DRAINAGE AREA
143155 | 98011 | WTR-PDS-FEQ-SUS | Fire Equipment, Dorset Pumping Station | WTR-SUSPENDED |  |  | 44941 |  |  |  | Suspended Obsolete entity for storage purpose
43208 | 19866 | TAB-CW-SQ-0001S | Eye Wash and Shower Station,Chlorine Bldg. | TAB-SUSPENDED ENTITY |  | Safety Equipment | 46685 | SQ | http://www.toronto.ca/TWONTO#emergency_eyewash_and_shower |  | Suspended entities
96635 | 69535 | FIS-ELS-DS-0616 | Switch, Disconnect,600V, Polymer Skids Feed, Polymer Storage Room | FIS-ELS-TR-0616 | Switch | Switch |  | DS | http://www.toronto.ca/TWONTO#disconnect_switch |  | Transformer, 15kVA,600/120/208V, RMF Polymer Storage & Feeder Building, Polymer Storage Room
128875 | 26267 | THC-STR-LSH-0186 | Switch, Level, High, Pump Start, NW Plant | THC-STR-P-0186 |  | Switch |  | LSH | http://www.toronto.ca/TWONTO#level_switch |  | Pump, Centrifugal Submersible, Drainage, NW Plant
89288 | 7404 | WTR-RMI-T-0200 | Tank, Reservoir (North-East Basin) | WTR-RMI-TRW | Tank,Reservoir | Tank |  | T | http://www.toronto.ca/TWONTO#reservoir_tank |  | Treated Water (Transmission)
48362 | 20959 | TAB-ELS-WA8 | Electrical Equipment, Work Area 8, ( Panel Boards, MCC ) | TAB-WA8 |  | Motor Control Center |  |  | http://www.toronto.ca/TWONTO#collection_of_assets |  | Common to WA8 Bldg. Services
70451 | 8988 | THR-CW-SQ-16P | Portable, (Bottled) Eyewash Station, Blower Building West Wall | THR-S-E | Safety,Eye wash | Safety Equipment | 33497 | SQ | eye_wash_bottle |  | SUSPENDED ENTITY
134036 | 39718 | THR-DIS-T-3000 | Tank, Sodium Hypochlorite Storage, Disinfection Building | THR-DIS-T-PP | Tank | Tank |  | T | http://www.toronto.ca/TWONTO#chemical_storage_tank |  | Disinfection, Tank, Palace Pier
116226 | 85723 | TAB-PRS-T-2001 | Tank, Ferrous Chloride Storage, Grit Bldg, P Bldg | TAB-PRM-POL | Tank,Reservoir | Tank |  | T | http://www.toronto.ca/TWONTO#chemical_storage_tank |  | P Building - Polymer system
80035 | 66184 | THR-WA3-LD-0096S | Sling, Wire Rope, Work Area 3 | THR-LD-WIRE-WA3 | Lifting Device,Sling | Lifting Device | 40278 | LD | wire-rope_sling |  | Slings, Wire Rope, Work Area 3
24489 | 32090 | COL-PMD-MCC-0001 | Motor Control Center | COL-PMD-MISC |  | Motor Control Centre |  | MCC | http://www.toronto.ca/TWONTO#LV_electrical_panel |  | Miscellaneous Equipment
81419 | 44747 | TNT-MCS-LD-0015 | Trolley | TNT-MCS-LD | Lifting Device | Lifting Device |  | LD | lifting_device_support |  | Lifting Devices , cranes/ Portable crane/hoists, come alongs, slings, wire rope, chains
129547 | 62196 | THR | Humber Treatment Plant | WWT | [6 empty] | Wastewater Treatment
79453 | 44090 | THR-THK-PSH-5060 | Switch, Pressure High, TWAS Transfer P-5060 | THR-THK-P-5060 | Switch,Pressure-High | Switch |  | PSH | http://www.toronto.ca/TWONTO#pressure_switch |  | TWAS Transfer Pump
26256 | 98296 | FHO-SES-SCBA-0016 | Cylinder, SCBA, Air Pack, 2216 PSI, Ser #6232-S8303 | FHO-SES-SQ-0003 | PPE,SCBA | Safety Equipment |  | SCBA | http://www.toronto.ca/TWONTO#compressed_gas_cylinder |  | Breathing Air Tanks
113435 | 11923 | TAB-ELS-SQ-2004 | PPE Cabinet with PPE- Silo Bldg 1st Flr | TAB-ELS-ESQ | PPE | Safety Equipment |  | SQ | ppe_cabinet |  | Electrical Safety Equipment
113458 | 27888 | TAB-ELS-SQ-6011 | Binder, MSDS | TAB-ELS-ESQ | Safety,MSDS Binder | Safety Equipment | 35184 | SQ | emergency_kit |  | Electrical Safety Equipment
12331 | 4100 | COL-PCU-FIT-5138 | Transmitter, Flow | COL-PCU-SUSPENDED | Transmitter |  | 34952 | FIT |  |  | Cumber P.S.suspended entities
66328 | 57266 | THC-SES-MEQ-1002 | Anchor,Fall Arrest,HPU0010 Building,Roof | THC-PRM-BLDG-HPU1000 | PPE | Safety Equipment |  | MEQ | fall_arrest_anchor |  | Phase IV, Tank 10, HPU Building
126860 | 56335 | THC-OCS-LSLL-6200 | Switch, Level, Low Low, Sump, Biofilter, Headworks Odour Control | THC-OCS-P-6210 | Switch,Level-Low-Low | Switch |  | LSLL | http://www.toronto.ca/TWONTO#level_switch |  | Sump Pump, Biofilter, Headworks Odour Control
10461 | 59864 | FCL-ACC-HTR-0438 | Heater, (BH-2T), Baseboard, Electric, High Lift Basement B2, North/West Corridor, Near stair | FCL-ACC-P-HL |  |  |  | HTR |  |  | High Lift Pumping Station HVAC Equipment
43871 | 24182 | FCL-ACC-HTR-0037A | Heater, Convection, Electric, 3kW, Gaseous Chemical Building, Ammonia Storage Room W | FCL-ACC-CL |  |  |  | HTR |  |  | Gaseous Chemical Building HVAC Equipment
81879 | 4072 | FHA-SES-LDR-0416 | FHA-SES-LD-0013 - 6' Ladder Fiberglass (Basin Decant Pump Area) | FHA-SES | Safety | Safety Equipment |  | LDR | http://www.toronto.ca/TWONTO#ladder |  | Safety & Environmental Services
129248 | 22759 | THC-THK-PSL-5820 | Switch, Pressure-Low, Pump P-5820, Thickening | THC-THK-P-5820 |  | Switch |  | PSL | http://www.toronto.ca/TWONTO#pressure_switch |  | Pump,Rotary Lobe,TWAS Tank T-5800
9533 | 70011 | DIS-YFW | Building Location | DIS-EUS | [6 empty] | Production & End User Support
130458 | 19270 | THR-ACC-T-0520S | Tank, Hot Water, Return Sludge Pumping Station, Basement | THR-FT-HWT | Tank | Tank | 46682 | T | http://www.toronto.ca/TWONTO#tanked_hot_water_heater |  | Final Tank, Plant Hot Water Tanks
61128 | 63875 | THC-ELS-RPU | RPU- Electrical Services, Maintenance- virtual entity | THC-GRK-ELS | [6 empty] | Electrical Services, Maintenance- virtual entity
62659 | 10966 | THC-MCS-MT-0023 | Arc Welding Machine, Building A | THC-MCS-MEQ | Welding Equipment,Welding Machine | Tool |  | MT | welder |  | Machine Shop and Equipment
14255 | 80268 | FCL-SA-PIT-0101 | Transmitter, Pressure, Service Air to Low Lift, High Lift Building, Loading Area ,50-SA Line | FCL-SA-T-0001 |  |  |  | PIT |  |  | Vessel, Pressure, Service Air, Sanitary Sewage System Monitoring
31882 | 66057 | COL-RBB-SP-0215 | Sampler, Influent Flow | COL-RBB-MISC | Sampler |  |  | SP |  |  | Miscellaneous Equipment
137788 | 40176 | THR-PRM-LSHH-4520 | Switch, Level High High, Pump 4520, T-12, Flood Monitoring System | THR-PRM-P-4520 | Switch,Level-High-High | Switch |  | LSHH | http://www.toronto.ca/TWONTO#level_switch |  | Pump, Sump, Primary Sludge, Gallery T12, Flood Monitoring System
106068 | 52792 | TAB-ACC-CT-1464 | Control Panel, Zone Controller | TAB-ACC-HTR-1464 | Control Panel,HVAC | HVAC |  | CT | http://www.toronto.ca/TWONTO#thermostat_or_zone_controller_unit |  | Heater unit, Z Bldg
9057 | 88068 | COL-YKP-DA-16072S | Davit Upper Arm-16072 | COL-W-OBSOLETE | Safety | Safety Equipment | 45516 | DA | http://www.toronto.ca/TWONTO#fall_arrest_Davit_arm |  | Col West Obsolete Entities
18558 | 15631 | FHA-SES-SCBA-0028 | Cylinder for Air Pack Ser # OJ 262832 | FHA-SES-SCBA-CYLINDER | PPE,SCBA | Safety Equipment |  | SCBA | http://www.toronto.ca/TWONTO#compressed_gas_cylinder |  | Breathing Air Tanks (SCBA cylinders)
55789 | 61328 | TAB-WA6-LD-1003 | PALLET JACK TRUCK | TAB-WA6-LD-1000 | Lifting Device,Electric Pallet Truck | Lifting Device |  | LD | lift_truck |  | WA6 portable cranes/hoists, come alongs, slings, wire rope, chains, etc.,
89671 | 19251 | WTR-RWL-AMT | Atmospheric Monitoring | WTR-RWL | [6 empty] | Whitlam Tank
3591 | 58343 | COL-PBY-WEL-0100 | Wet Well | COL-PBY-MISC | Well |  |  | WEL |  |  | Miscellaneous Equipment
55378 | 28470 | TAB-WA1-SQ-0001 | WA1 Fall Arrest System | TAB-WA1-SQ | PPE | Safety Equipment |  | SQ | http://www.toronto.ca/TWONTO#collection_of_assets |  | Safety Equipment & Supplies Common to WA1
139399 | 77601 | THR-WA1-LD-29-22 | Sling, Nylon, Work Area 1 (NYLON BELT SLING SIZE; 1" X 3', CAPACITY 3200 LBS,SN 1453329-22) A | THR-LD-NYLN-WA1 | Lifting Device,Sling | Lifting Device |  | LD | synthetic_web_sling |  | Slings, Nylon, Work Area 1
23281 | 29499 | FHO-FL-FSL-0101 | Switch, Flow, Fluoride Inlet to Reservoir, S2 South Mixing Gallery, South Wall | FHO-FL | Switch,Flow-Low | Switch |  | FSL | http://www.toronto.ca/TWONTO#flow_switch |  | Fluoridation
38708 | 21426 | SWM-PDU-CH-0002 | Chamber, Ualtra sonic Level Meter | SWM-PDU-MISC | Chamber |  |  | CH |  |  | Miscellaneous Equipment
79091 | 23571 | THR-SUSPENDED ENTITY | Suspended Entities | THR |  |  | 42879 |  |  |  | Humber Treatment Plant
49693 | 99625 | TAB-PLT-F-5500 | Filter,Inlet, Grit Tank Air Blowers | TAB-PLT-BL | Filter | Filter |  | F | http://www.toronto.ca/TWONTO#replaceable_air_filter |  | Blowers, Grit Tank Air, D Building
39005 | 4654 | SWM-PWD-ENG-0200 | Engine, Diesel | SWM-PWD | Engine |  |  | ENG |  |  | Warden Storm
125208 | 44282 | THC-ELS-SQ-2865130 | Electrical Safety gloves, High Voltage, Class 1, # 2865130 | THC-SES-SQ |  | Safety Equipment | 36225 | SQ | http://www.toronto.ca/TWONTO#rubber_insulating_gloves |  | Safety Equipment
130396 | 17764 | THR-ACC-PSH-0220 | Switch, Pressure, High, Filter Gauge Status, Air Handling Unit AHU-0220, North Grit Loading Bay Roof | THR-ACC-AHU-0200 | Switch,Pressure-High | Switch |  | PSH | http://www.toronto.ca/TWONTO#pressure_switch |  | Air Handling Unit, Air Supply, North Grit Fan Room
8022 | 22783 | COL-PWC-DM-0001 | Damper/Louver, Electrical Room | COL-PWC-MISC | Damper/Louver |  |  | DM |  |  | Miscellaneous Equipment
90570 | 25826 | WTR-PEL-BUS-0101 | BUS, Line 1 | WTR-PEL-TR-0101 |  | Motor Control Center |  | BUS | http://www.toronto.ca/TWONTO#MV_electrical_cabinet |  | Transformer, Power, Line 1, 27.6 kV/4.16 kV
7342 | 50589 | COL-PSL-T-0002 | Tank, Domestic Hot Water | COL-PSL-MISC | Tank |  |  | T |  |  | Miscellaneous Equipment
113494 | 78508 | TAB-ELS-SQ-6175 | Electrical - Rubber Insulating Gloves Class 1 | TAB-ELS-SQ-GLOVE | PPE,Insulated Glove | Safety Equipment |  | SQ | http://www.toronto.ca/TWONTO#rubber_insulating_gloves |  | High Voltage Gloves
107141 | 31858 | TAB-ACC-INQ | Plant HVAC Equipment - Instrument Equipment | TAB-ACC | [6 empty] | Plant HVAC Equipment
112644 | 36734 | TAB-EL1-LP-6928 | Lighting Panel,Small Loads,120/208V,Penthouse,Second Floor,Screen Build,P Building | TAB-EL1-MCC-6962 | Control Panel,Lighting | Power Distribution Panel |  | LP | http://www.toronto.ca/TWONTO#LV_electrical_panel |  | MCC,Mechanical Room,Ground Floor,Screen Build,P Building
125181 | 86994 | THC-ELS-SQ-1341313 | Spares, Electrical Safety gloves, High Voltage, Class 0, # 1341313 | THC-SUSPENDED |  | Safety Equipment | 35223 | SQ | http://www.toronto.ca/TWONTO#rubber_insulating_gloves |  | Suspended entity
78930 | 51337 | THR-SES-SQ-8645 | Harness, Full Body PPE Darrel Reed | THR-SES-FAS | Safety | Safety Equipment | 36285 | SQ | http://www.toronto.ca/TWONTO#fall_arrest_harness |  | Fall Arrest Sytem (Harness and Lanyard), Safety Equipment
6966 | 65082 | COL-PWC-RPU-0001 | Remote process unit | COL-PWC-MISC |  | Remote Processor Unit |  | RPU | http://www.toronto.ca/TWONTO#RPU_panel |  | Miscellaneous Equipment
86533 | 72884 | WTR-PKL-LSL-0300 | Switch,Level-Low,Priming Status Switch,Pump 0300 | WTR-PKL-P-0300 | Switch,Level-Low | Switch |  | LSL | http://www.toronto.ca/TWONTO#level_switch |  | Pump, Centrifugal, District 5
119716 | 51835 | TAB-WA1-SQ-1905 | Body Harness- Alex Bodgan | TAB-WA1-SQ-0001 | PPE,Harness | Safety Equipment |  | SQ | http://www.toronto.ca/TWONTO#fall_arrest_harness |  | WA1 Fall Arrest System
20000 | 25918 | COL-PMD-LSHH-0204 | Switch, Level High-High | COL-PMD | Switch,Level |  |  | LSHH |  |  | Midland Pumping Station
29849 | 36610 | FIS-WWW-CH-0100 | Slow Sand Fiter | FIS-BW | Filter | Filter |  | CH | http://www.toronto.ca/TWONTO#filtration_tank |  | Backwash System
42098 | 68757 | TAB-ACC-V-6431 | Valve, 2-Way Modulating, PreHeater Coil,AHU-6420, Roof, Existing Grit Bldg. | TAB-ACC-AHU-6420 | Valve | HVAC |  | V | http://www.toronto.ca/TWONTO#valve |  | Air Handling Unit, Roof, Grit Bldg., P Bldg.
32183 | 94734 | COL-RBG-FN-0001 | Fan, Exhaust | COL-RBG-MISC | Fan |  |  | FN |  |  | Miscellaneous Equipment
8542 | 5670 | COL-RBB-LIT-0202A | Transmitter, Level | COL-RBB | Transmitter,Level |  |  | LIT |  |  | Western Beaches Tunnel (Battery Park)-Storm
86862 | 36511 | WTR-PLW-PPE-0006A | Gloves, Electrical Protection, 40kv - Vasco de Souza | WTR-PLW-PPE | PPE,Insulated Glove | Safety Equipment |  | PPE | http://www.toronto.ca/TWONTO#rubber_insulating_gloves |  | Personal Protection Equipment - WWA
26802 | 30874 | FHO-TRW-P-0800-KQ | TRW Pump Unit 8 | FHO-OBSOLETE |  |  |  | P |  |  | Removed From Service
136741 | 62549 | THR-MCS-LD-8660 | Gantry, Portable, 2200LB/1000 KG, Grit Tank Basement, Work Area 2 | THR-LD-WA2 | Lifting Device,Hoist | Lifting Device |  | LD | lifting_device_support |  | Lifting Devices, Chain Hoist, Come Along & Slings
105928 | 92222 | TAB-ACC-AHU-1905 | AHU, Server Room, Blower Bldg | TAB-ACC-AHU | Air Handling Unit | HVAC |  | AHU | http://www.toronto.ca/TWONTO#air_handler_unit |  | Air Handling Unit & Supply Fan
130673 | 96556 | THR-ACC-TSL-4801 | Switch, Temperature, HTR-4801, NE Wall, Electrical Room, West Substation | THR-ACC-HTR-4801 | Switch,Temperature-Low | HVAC |  | TSL | http://www.toronto.ca/TWONTO#temperature_switch |  | Heater, Unit, Electric, NE Wall, Electrical Room, West Substation
101617 | 69696 | MAIN-209 | Main 209 | WTR-LWA | [6 empty] | Work Area 2 Central Mains and Chambers
28673 | 10860 | FIS-ELS-CBL-1521 | Cable,HV,13.8 kV,Outdoor Substation,FIS-ELS-LB-0201,Primary,FIS-ELS-TR-0201 | {FIS-ELS-CBL} |  |  |  | CBL |  |  | Asset Group,ELS Lines,13.8 kV / 4.16 kV
11839 | 27537 | FCL-ELS-MCC-0200 | Control Panel,MCC,High Lift Bldg - Switchgear Room,600V | FCL-ELS-PS-0001 | Control Panel,MCC | Motor Control Centre |  | MCC | http://www.toronto.ca/TWONTO#LV_electrical_panel |  | Uninterruptible Power Supply,High Lift Bldg - Switchgear Room,LP-0001
146415 | 45053 | WTR-PSC-TPD-0001 | Tripod, Fall Arrest, S/N E004010070E29FA3 | WTR-EAST-SES | PPE | Safety Equipment |  | TPD | http://www.toronto.ca/TWONTO#fall_arrest_Davit_arm |  | Safety & Lifting Devices
45424 | 30768 | TAB-DIG-PSH-9301S | Switch,Pressure,High, PSH300, Digester Gas Train, Boiler #3, Z Building | TAB-ACC-DIG-0030 | Switch,Pressure | Switch | 47595 | PSH | http://www.toronto.ca/TWONTO#pressure_switch |  | Digester Gas Train, Boiler #3, Z Building
65071 | 21383 | THC-ELS-LP-1224 | Lighting Panel, Supply From TR-1224, Admin. Building Basement, Mechanical Room | THC-ELS-PDP-1222 |  | Power Distribution Panel |  | LP | http://www.toronto.ca/TWONTO#LV_electrical_panel |  | Power Distribution Panel, Supply From MCC-1202, Admin. Building Basement, Mechanical Room
146735 | 33900 | WTR-RDF-LSH-0002 | Switch, Level-High, Sump Pumps | WTR-RDF-AUX | Switch,Level-High | Switch |  | LSH | http://www.toronto.ca/TWONTO#level_switch |  | Auxiliary Equipment (Building Facilities)
145365 | 27685 | WTR-PMI-LSL-0500 | Switch, Level-Low, Pump 0500, | WTR-PMI-P-0500 | Switch,Level-Low | Switch |  | LSL | http://www.toronto.ca/TWONTO#level_switch |  | Pump, Centrifugal, District 5,East Pump Room
113035 | 32025 | TAB-EL2-MCC-6222 | Motor Control Center- Heat Recovery | TAB-EL2-MCC | Control Panel,MCC | Motor Control Centre |  | MCC | http://www.toronto.ca/TWONTO#LV_electrical_panel |  | Motor Control Center- South Substation
15727 | 93609 | FHA-ELS-DP-0503A | Power Distribution Panel,West Filter Influent/Drain Gates Power Supp, Overall Filter Pipe Gallery S/W | FHA-ELS-PDP-0500A | Control Panel,Power Distribution Panel | Power Distribution Panel |  | DP | http://www.toronto.ca/TWONTO#LV_electrical_panel |  | Power Distribution Panel, 600V, 800A, 3 PH, Filter Building, Pipe Gallery Adjacent to Scrubber
44063 | 80313 | TAB-DEW-T-0130 | Tank, DWS from Centrifuge #1 | TAB-DEW-P-0131 | Tank | Tank | 46216 | T | http://www.toronto.ca/TWONTO#storage_tank |  | Pump,DW Sludge
28682 | 37768 | FIS-ELS-CBL-5611 | Cable,HV,4.16 kV,Filter Building,Mezzanine,FIS-ELS-BUS-0600,Feeder,FIS-BW-P-0101 | {FIS-ELS-CBL} |  |  |  | CBL |  |  | Asset Group,ELS Lines,13.8 kV / 4.16 kV
68525 | 16467 | FCL-TRW-V-0818A | Valve, Ball, Isolation, Inlet, FSL-0003, Treated Water Sampling System | FCL-TRW-FSL-0003 |  |  |  | V |  |  | Switch, Flow, Low, Sample from District 2 to Analyser AIT-0003, High Lift District 2 Venturi Room
72313 | 79520 | THR-ACC-AC-4703 | Fan Coil Unit, Ductless Split System Indoor Unit, Switchgear Bldg South | THR-ACC-WA4 | H.V.A.C.,Air Conditioner | HVAC |  | AC | http://www.toronto.ca/TWONTO#air_condition |  | Air Conditioning, AHU, HVAC,Work Area4
12367 | 96901 | FCL-ELS-LB-0101-SUS | Switch, Isolation, Transformer FCL-ELS-TR-0101, Switchgear Room | FCL-SUSPENDED | Switch | Switch | 36529 | LB | http://www.toronto.ca/TWONTO#disconnect_switch |  | Suspended entity
12315 | 13556 | FCL-FLT-F-1101 | Filter, Carbon Activated, Filter Building, Filter Gallery West | FCL-FLT | Filter | Filter |  | F | media_based_filter |  | Filtration
59630 | 26902 | THC-ACC-TIT-6309 | Transmitter, Temperature, Mixed O/A & O/A From Solar Wall, 2nd Fl. Mech Room #1, Headworks | THC-ACC-AHU-6300 | Switch,Temperature-High | HVAC |  | TIT | http://www.toronto.ca/TWONTO#temperature_transmitter |  | Air Handling Unit, Screen Room/Conveyor Areas, 2nd Floor Mech Room #1, Headworks
90151 | 67199 | YTF-SS-RC-1000 | Security Video Recorders | YTF-SS |  | Security System |  | RC | http://www.toronto.ca/TWONTO#security_system |  | Security Systems
13660 | 56327 | FCL-MCS-BLDG-SURG | RL Clark Surge Building | FCL-GRK | [6 empty] | Buildings and Grounds
58412 | 38939 | THC-ACC-DM-0079 | VAV Box, Admin Building, Ground Floor, Office Room 114 | THC-ACC-AHU-0071 |  | HVAC |  | DM | http://www.toronto.ca/TWONTO#air_damper |  | Air handling Unit, Ground Floor West Zone(Administration), Admin Building Roof
79930 | 94246 | THR-WA2-LD-52-37 | Sling, Nylon, Work Area 2 (Sr 1480052-37) SIZE; 2" X 6', | THR-LD-NYLN-WA2 | Lifting Device,Sling | Lifting Device |  | LD | synthetic_web_sling |  | Slings, Nylon, Work Area 2
33261 | 8472 | COL-SPC1 | Process Control Systems - Administrative | COL-SPC | [6 empty] | Process Control Systems - Services Area
52963 | 55623 | TAB-RSP-PS-2206D | Power Supply, Hydraulic,Valve | TAB-RSP-V-2206D |  | Hydraulic System |  | PS | http://www.toronto.ca/TWONTO#hydraulic_power_pack |  | Valve, Check, Raw Sewage Pump P-2206
28455 | 9349 | COL-PWC-TS-0001 | Switch, Transfer | COL-PWC-MISC | Switch |  |  | TS |  |  | Miscellaneous Equipment
58218 | 21825 | THC-ACC-CT-0010 | Controller, HVAC, BACnet Interface, Admin Building, Ground Floor | THC-ACC-BLDG K |  | HVAC |  | CT | http://www.toronto.ca/TWONTO#thermostat_or_zone_controller_unit |  | Administration Building, HVAC
120400 | 82953 | THC-ACC-DM-0069 | Damper, Motorized, Air Supply, Admin Building, Ground Floor, Electrical Room 139 | THC-ACC-BLDG K |  | HVAC |  | DM | http://www.toronto.ca/TWONTO#air_damper |  | Administration Building, HVAC
16050 | 12839 | FHA-BW-TSH-0503 | Switch, Temperature High, Backwash Pump P-0501 Bearing, Low Lift PS | FHA-BW-M-0501 | Switch,Temperature-High | Switch |  | TSH | http://www.toronto.ca/TWONTO#temperature_switch |  | Motor, Wash Water to Filter Bldg.
106243 | 1346 | TAB-ACC-DM-6487 | Damper, Motorized, Outside Air, FN- 6482, Mechanical RM No. 5, Existing Grit Bldg. | TAB-ACC-FN-6482 | Damper/Louver | HVAC |  | DM | http://www.toronto.ca/TWONTO#air_damper |  | Fan, Centrifugal, Supply Air, Mech Room No. 5, Old Screen Bldg., P Bldg.
127579 | 77636 | THC-PRM-LSL-0102 | Switch,Level-Low,Sump,Sump Pump 0102,Old Plant Primary West T31 | THC-PRM-P-0102 | Switch,Level | Switch |  | LSL | http://www.toronto.ca/TWONTO#level_switch |  | Pump, Sump, Primary Treatment
75102 | 16048 | THR-FT-PSH-4401 | Switch, Pressure-High, Pump P-4401 Discharge, RAS Pumping - South | THR-FT-P-4401 | Switch,Pressure-High | Switch |  | PSH | http://www.toronto.ca/TWONTO#pressure_switch |  | Pump, Centrifugal, RAS, RAS Pumping Station - South
24296 | 74290 | FHO-MCS-CRN-0701 | Chain Fall, 5 Ton, Surge Building | FHO-MCS-LD | Crane,Overhead | Lifting Device |  | CRN | http://www.toronto.ca/TWONTO#lifting_equipment_hoist |  | Lifting Devices & Elevators
115595 | 31144 | TAB-PRM-T-0440 | Tank, Coagulant, CEPT Coagulant Dosing System, Grit Bldg., P Bldg. | TAB-PRM-POL | Tank,Reservoir | Tank |  | T | http://www.toronto.ca/TWONTO#coagulation_tank |  | P Building - Polymer system
85276 | 60994 | FHA-WWW-HS-2420 | Switch, Emergency Rope Switch, CV-2420, RMF,Centrifuge Room | FHA-WWW-CV-2420 | Switch | Switch |  | HS | hand_switch |  | Conveyor, Cross Over, RMF, Centrifuge Service Platform
50009 | 92587 | TAB-PLT-MEQ-0123 | Grit Hopper 1 Hood Opening Mechanism | TAB-PLT-T-0121 | Actuator,Pneumatic,Cylinder | Pneumatic System |  | MEQ | http://www.toronto.ca/TWONTO#damper_actuator |  | Grit Hopper #1
74529 | 98354 | THR-FT-FSL-3326 | Switch, Flow-Low, WHF, Pump 3320, Secondary Treatment, Scum Pumping - North | THR-FT-P-3320 | Switch,Flow-Low | Switch |  | FSL | http://www.toronto.ca/TWONTO#flow_switch |  | Pump, Rotary Vane, Scum Tank 3300, System 4, Scum Pumping
120404 | 10570 | THC-ACC-DM-0074 | VAV Box, Admin Building, Ground Floor, Office Room 111 | THC-ACC-AHU-0071 |  | HVAC |  | DM | http://www.toronto.ca/TWONTO#air_damper |  | Air handling Unit, Ground Floor West Zone(Administration), Admin Building Roof
78909 | 84050 | THR-SES-SQ-7178S | Lanyard for Harness | THR-SES-FAS | Safety | Safety Equipment | 38780 | SQ | lifeline |  | Fall Arrest Sytem (Harness and Lanyard), Safety Equipment
126852 | 98291 | THC-OCS-LSHH-0400 | Switch, Level High, Humidification Chamber #2, Phase I/IV Odour Control | THC-OCS-HU-0400 | Switch,Level-High-High | Switch |  | LSHH | http://www.toronto.ca/TWONTO#level_switch |  | Integrated Humidification Chamber #2, Humidification Chamber #2, Phase I/IV Odour Control
71269 | 41365 | FHA-CCS-T-0101 | Tank, Phosphoric Acid Storage Tank T-0101, RMF Phosphoric Acid Storage Room | FHA-CCS | Tank | Tank |  | T | http://www.toronto.ca/TWONTO#chemical_storage_tank |  | Corrosion Control
98254 | 23526 | FIS-SES-SQ-6102 | Electrical Safety Gloves, High Voltage, Class 1, Group 1, # 531 | FIS-SES | PPE,Insulated Glove | Safety Equipment |  | SQ | http://www.toronto.ca/TWONTO#rubber_insulating_gloves |  | Safety, Instrumentation & Environmental Services
41058 | 51235 | TAB-ACC-PDS-1851A | Switch,Pressure ,Filter, AHU1851 | TAB-ACC-AHU-1851 | Switch,Pressure | Switch |  | PDS | http://www.toronto.ca/TWONTO#pressure_switch |  | AHU, Blower Bldg
119752 | 29809 | TAB-WA1-SQ-8060 | Lock out Tag out and Log book Station | TAB-WA1-SQ | PPE | Safety Equipment |  | SQ | emergency_kit |  | Safety Equipment & Supplies Common to WA1
94131 | 32182 | FHO-SA-C-0101-KQ | Air Compressor 1 | FHO-MCS-SA/AI |  |  |  | C |  |  | Instrument Air & Service Air
96289 | 36702 | FIS-ELS-PDP-0502 | Power Distribution Panel,Pipe Gallery,347 / 600V,225A,3ph,3W | {FIS-ELS-PDP} | Control Panel,Power Distribution Panel | Power Distribution Panel |  | PDP | http://www.toronto.ca/TWONTO#LV_electrical_panel |  | Asset Group, Power Distribution Cabinets,600 V,Island WTP
86040 | 18162 | FHA-WWW-SBS | SBS System | FHA-WWW | [6 empty] | Residue Management / Waste Water System
45472 | 39748 | TAB-DIG-SQ-0501 | Eye Wash Station, # 7 Digester 13-16 Bsmt | TAB-DIG-SQ-T13-16 | PPE,Eyewash Station | Safety Equipment |  | SQ | http://www.toronto.ca/TWONTO#emergency_eyewash |  | Digester Tanks 13-16, Safety Equipments
65167 | 53130 | THC-PRM-V-1272 | Valve, Hydraulic Cylinder, Scum Skimmer, Primary Clarifier 1200, NW Plant | THC-PRM-T-1200 | Actuator,Hydraulic,Cylinder | Hydraulic System |  | V | http://www.toronto.ca/TWONTO#hydraulic_power_pack |  | Tank, Primary Clarifier
147619 | 99404 | YTF-ACC-AHU-4101 | Air Handling Unit, RN150, HVAC Exhaust Fans and AHU's | YTF-ACC | Air Handling Unit | HVAC |  | AHU | http://www.toronto.ca/TWONTO#air_handler_unit |  | HVAC Equipment
94873 | 43104 | FHO-SES-SQ-6206 | Safety Harness, Serial Number 112484, Spare | FHO-SES-SQ-0006 | PPE,Harness | Safety Equipment |  | SQ | http://www.toronto.ca/TWONTO#fall_arrest_harness |  | Fall Arrest Systems
119907 | 37355 | TAB-WA4-ELS | WA4 Electric Equipments | TAB-WORK-AREA-SOL | [6 empty] | TAB Work Area Sol
139502 | 84286 | THR-WA3-LD-0035 | Sling, Wire Rope,5T, LIFTALLWork Area 3(SNo.1363240-14) (1/2" X 6') | THR-LD-WIRE-WA3 | Lifting Device,Sling | Lifting Device |  | LD | wire-rope_sling |  | Slings, Wire Rope, Work Area 3
13962 | 53625 | FCL-RW-CP-0602 | Control Panel, Raw Water Screen SC-0601 Inlet & Outlet Gates, Low Lift PS Screen Room S/E | FCL-RW-SC-0601 |  |  |  | CP |  |  | Screen, Bar, Raw Water, Intake and Screen Room
28909 | 48603 | FIS-ELS-PS-0001 | Primary Power System | FIS-ELS |  | Switch |  | PS | http://www.toronto.ca/TWONTO#collection_of_assets |  | System, Electrical Distribution System
127436 | 79236 | THC-PLT-ZSH-0347 | Switch, Torque, Rake, Bar screen 0340, Head House | THC-PLT-SC-0340 | Switch,Torque | Switch |  | ZSH | http://www.toronto.ca/TWONTO#position_switch |  | Bar Screen 0340
129556 | 3510 | THR WORK AREA 2 | Liquid Handling | THR | [6 empty] | Humber Treatment Plant
30748 | 61729 | FIS-SM-T-0301 | Tank, Reservoir, East Caustic Solution, Caustic Soda System | FIS-SM-SB | Tank,Reservoir | Tank | 32804 | T | http://www.toronto.ca/TWONTO#chemical_storage_tank |  | Scrubber
104326 | 38526 | MTMH335 | EMERY STS | TRK-HMR | [6 empty] | HUMBER DRAINAGE AREA
8549 | 65064 | COL-RBB-LP-0002 | Control Panel, Lighting | COL-RBB-MISC | Control Panel |  |  | LP |  |  | Miscellaneous Equipment
5945 | 81585 | COL-PLV-GEN-0001 | Generator | COL-PLV-MISC | Generator |  |  | GEN |  |  | Miscellaneous Equipment
58989 | 92300 | THC-ACC-HTR-0018 | Heater, Hot Water Heating Coil, Men's Locker Room B117, Admin. Building Basement | THC-ACC-BLDG K |  | HVAC |  | HTR | http://www.toronto.ca/TWONTO#heater |  | Administration Building, HVAC
58254 | 9490 | THC-CW-SQ-0115 | Personal Wash Unit, Sterile Solution Unit, Building M, Incinerator Bldg, Outside Dry Polymer Room | THC-SES-SQ-EYE | PPE,Eyewash Station | Safety Equipment |  | SQ | eye_wash_bottle |  | Eyewash Stations THC (Virtual entity #)
52950 | 77568 | TAB-PLT-G-4301 | Gate, Knife Gate, Pneumatic, Grit Outloading Conveyor 4300, Conveyor Area | TAB-PLT-CV-4300 | Valve,Knife Gate | Gate |  | G | http://www.toronto.ca/TWONTO#valve
129549 | 62104 | THR EUS SERVER ROOM | Communication Switch | THR-ADMIN-BLDG | [6 empty] | Building Location
19858 | 11130 | COL-PLV-RPU-0001 | Control Panel | COL-PLV | Control Panel |  |  | RPU |  |  | Livingston Road Pumping Station
119897 | 14211 | TAB-WA3-SQ-8304 | Lock out Tag out and Log book Station | TAB-DEW-SAFETY | PPE | Safety Equipment |  | SQ | emergency_kit |  | Safety Equipment
47392 | 35495 | FCL-ACC-TT-0333 | Transmitter, Temperature, Admin Building, Second Floor, Office Room 200 | FCL-ACC-ADMIN |  |  |  | TT |  |  | Administration Building HVAC Equipment
76482 | 67733 | THR-DIG-RPU-0015-SUSPEND | Remote Processor Unit, Digester 172.22.39.133 THRPSN07 | THR-ELS-GCB | RPU | Remote Processor Unit | 41320 | RPU | http://www.toronto.ca/TWONTO#RPU_panel |  | Electrical System, Digester Gas Compressor Building
52941 | 31247 | TAB-PLT-G-4002 | Gate, Knife Gate, Pneumatic, Grit Outloading Conveyor 4000, Conveyor Area | TAB-PLT-CV-4000 | Valve,Knife Gate | Gate |  | G | http://www.toronto.ca/TWONTO#valve
18116 | 71665 | FHA-SED-ZSH-0302C | Switch, Limit, Access Hatch Zone 2, Settling Basin T-0301 | FHA-SED-ZSH-0302 |  | Security System |  | ZSH | http://www.toronto.ca/TWONTO#position_switch |  | Switch, Limit, Access Hatch Zone 3
19973 | 50163 | COL-PMD-DM-0002 | Damper/Louver, Supply Air | COL-PMD-MISC | Damper/Louver |  |  | DM |  |  | Miscellaneous Equipment
21857 | 4128 | COL-PMY-FSL-0005 | Switch, Flow-Low | COL-PMY-MISC | Switch |  |  | FSL |  |  | Miscellaneous Equipment
58558 | 20754 | THC-DEW-CF | Sludge Dewatering, Centrifuge CF-1100/1200/1300/1400/1500 | THC-DEW-SOLIDS | [6 empty] | Solids Treatment, System Dewatering
55488 | 10296 | TAB-PRS-VEH-1020SUS | Rail Car, Chemical Storage | TAB-SUSPENDED ENTITY | Storage,Removable Storage | Vehicle | 47516 | VEH | storage_container
113413 | 62511 | TAB-ELS-PA-0001 | Public Address System , Plant wide | 52349 | Public Address System | Communications Equipment |  | PA | http://www.toronto.ca/TWONTO#public_annoucement_speaker |  | TAB Power Distribution
59273 | 77759 | THC-DIG-DT-0001 | Isolation Facility, enclosure and Drip Trap, HP Dry Digested Gas (Hazardous Area ) | THC-DIG-PIP-0003 |  | Drain |  | DT | http://www.toronto.ca/TWONTO#condensate_trap |  | Piping, HP Dry Digester Gas to Hot Water Boilers, Plant wide
145929 | 35172 | WTR-PRH-SW-0101 | Switch, Load Break, Incoming Line 1 (Primary) | WTR-PRH-TR-0101 | Load Break Switch | Switch |  | SW | http://www.toronto.ca/TWONTO#load_break_disconnect_switch |  | Transformer, Power, Line 1, 13.2 kV/4.16 kV
55724 | 23428 | TAB-STR-F-4011S | Filter,Air | TAB-STR-BL-4011 | Filter | Filter |  | F | http://www.toronto.ca/TWONTO#replaceable_air_filter |  | Blower #4011
139166 | 95558 | THR-THK-T-5004 | Tank, TWAS Holding | THR-THK-P-TWAS | Tank | Tank |  | T | http://www.toronto.ca/TWONTO#storage_tank |  | TWAS Transfer Pumps & Holding Tanks
58326 | 48405 | THC-ACC-CU-0051 | Condensing Unit, Equipment Room,Admin Building Roof | THC-ACC-BLDG K | Air Handling Unit | HVAC |  | CU | http://www.toronto.ca/TWONTO#AC_condenser_unit |  | Administration Building, HVAC
29979 | 56589 | FIS-RW-LSL-0001-SUS | Switch, Level-Low, Deep Well Submersible Sampling Pump 0001, Intake & Intake Valve Chamber | FIS-SUSPENDED | Switch,Level-Low | Switch | 38344 | LSL | http://www.toronto.ca/TWONTO#level_switch |  | Obsolete Entities/Processes
136693 | 45778 | THR-MCS-LD-1349 | Chain Hoist, Manual, Work Area 4 | THR-CRN-WA3 | Lifting Device,Hoist,Manual | Lifting Device |  | LD | http://www.toronto.ca/TWONTO#lifting_equipment_hoist |  | Cranes, Overhead Lifting Devices,WA3
112247 | 53644 | TAB-DIS-PSL-0001 | Switch, Pressure,Low, Chlorine From North Tank Car | TAB-DIS-CHL-ROUTE | Switch,Pressure | Switch |  | PSL | http://www.toronto.ca/TWONTO#pressure_switch |  | Chlorination & Filtered Effluent Routeing
15143 | 93001 | COL-PIR-RPU-0001 | Control Panel, Electrical | COL-PIR | Control Panel |  |  | RPU |  |  | Island Road Sewage Pumping Station
30380 | 84547 | FIS-SES-FAK-0008 | First Aid Kit, Fire Blanket, Woolen, Store | FIS-SES-FAK | Safety | Safety Equipment |  | FAK | http://www.toronto.ca/TWONTO#first_aid_kit |  | First Aid Kits
10484 | 14288 | COL-MTI-TSH-3400 | Switch, Temperature, High, Oil, Hydraulic System, MTI Chamber CH-3400 | COL-MTI-CH-3400 | Switch,Temperature | Switch |  | TSH | http://www.toronto.ca/TWONTO#temperature_switch |  | Chamber,Parkside St. Control Chamber No.34, MTI
71197 | 14933 | THR-DIG-FSL-3115 | Flow Switch, Pump Seal Water | THR-DIG-T | Transmitter,Pressure | Switch |  | FSL | http://www.toronto.ca/TWONTO#flow_switch |  | Digester, Tanks
66099 | 27045 | THC-SES-GAS-E | Gas Detectors and Monitors, Building E | THC-SES-GAS | [6 empty] | Gas Detectors and Monitors
21127 | 33577 | FHO-CLB-PSH-0202 | Switch,Pressure High,Post Chlorine W.Train 2 Vent from Evaporator to Emerg.Vent Header,Chem.Supp.Rm. | FHO-CLB-CHL-0201-KQ | Switch,Pressure-High | Switch |  | PSH | http://www.toronto.ca/TWONTO#pressure_switch |  | Post Chlorination Train 2
268 | 18562 | 329008SUS | Forklift, Propane, Hyster H65XM, WA-3 | TAB-SUSPENDED ENTITY | Forklift,Propane | Vehicle | 46839 |  | http://www.toronto.ca/TWONTO#forklift
62424 | 41905 | THC-ITS-PA-0002 | PBX Phone System, Weridom 1, Control System, Incineration Bldg, | THC-ITS | Network,Telecommunication | Communications Equipment |  | PA | telephone_system |  | Information Technology Systems, Plant wide
62597 | 79869 | FCL-FLT-LSL-0007-SUS | Switch, Level-Low, Filter 0701, Filter No.0701 | FCL-FLT-F-0701 | Switch,Level-Low | Switch | 36615 | LSL | http://www.toronto.ca/TWONTO#level_switch |  | Filter, Carbon Activated, Filter Building, Filter Gallery West
48577 | 40953 | TAB-INC-LSHH-8047 | Switch, Level High-High, Incinerator Bldg, Basement, East Elevator Sump, Pelletizer Entrance | TAB-SLO-P-8047 |  | Switch |  | LSHH | http://www.toronto.ca/TWONTO#level_switch |  | Pump, Elevator Sump
52232 | 75915 | TAB-PWA-PSH-2701 | Switch, Pressure, High | TAB-DIS-NAOCL | Switch,Pressure-High | Switch |  | PSH | http://www.toronto.ca/TWONTO#pressure_switch |  | Disinfection - Sodium Hypochlorite
118219 | 68670 | TAB-SLO-PSL-0232 | Switch, Pressure,Low, Air | TAB-SLO-CV-0230 | Switch,Pressure | Switch |  | PSL | http://www.toronto.ca/TWONTO#pressure_switch |  | Feeder, Screw, Polymer
106260 | 44027 | TAB-ACC-DM-6533 | Damper, Motorized, Exhaust Air, FN- 6532, Mechanical RM No. 3, Screen Bldg., P Bldg. | TAB-ACC-FN-6532 | Damper/Louver | HVAC |  | DM | http://www.toronto.ca/TWONTO#air_damper |  | Fan, Centrifugal, Exhaust air, Mechanical Room No. 3, Screen Bldg., P Bldg.
34477 | 22126 | MAIN-130 | Main 130 | WTR-LWA | [6 empty] | Work Area 2 Central Mains and Chambers
46600 | 91282 | TAB-DIS-CHL | Chlorination Process | TAB-SUSPENDED ENTITY | [6 empty] | Suspended entities
119347 | 86843 | TAB-THK-PSH-4307 | Switch,Pressure,High,Pump 4307 | TAB-THK-P-4307 | Switch,Pressure | Switch |  | PSH | http://www.toronto.ca/TWONTO#pressure_switch |  | Pump, Mixed Polymer Feed
112212 | 90465 | TAB-DIS-NAOCL | Disinfection - Sodium Hypochlorite | TAB-DIS |  | Chemical Feeder |  |  | http://www.toronto.ca/TWONTO#collection_of_assets |  | Disinfection
112272 | 5187 | TAB-DIS-SQ-0008 | SCBA Breathing Apparatus, TE318050, M Bldg., Grd.Flr. Near Lunch Room | TAB-SUSPENDED ENTITY | PPE,SCBA | Safety Equipment | 34626 | SQ | http://www.toronto.ca/TWONTO#self-contained_breathing_apparatus |  | Suspended entities
132165 | 61903 | THR-DCL-PSH-0401 | Switch, Pressure, High, Discharge P-0400 | THR-DCL-P-0400 | Switch,Pressure-High | Switch |  | PSH | http://www.toronto.ca/TWONTO#pressure_switch |  | Pump, Dechlorination Sample, Dechlorination Simulation Room
25001 | 75996 | FHO-POL-T-0201 | Tank, Polymer Storage, S4 Chemical Building, Polymer Storage Area | FHO-POL | Tank,Reservoir | Tank |  | T | http://www.toronto.ca/TWONTO#chemical_storage_tank |  | Polymer System
118037 | 3389 | TAB-SES-SQ-0090 | Emergency Eyewash/Shower,Waste Gas Burner Station | TAB-DIG-BU | Safety,Eye wash | Safety Equipment |  | SQ | http://www.toronto.ca/TWONTO#emergency_eyewash_and_shower |  | Waste Gas Burner
21124 | 42044 | FHO-CLB-PSH-0201 | Switch, Pressure, Post ChlorinationTrain 2 Evaporator Inlet, Chemical Bldg, Main Floor, Machine Rm | FHO-CLB-CHL-0201-KQ | Switch,Pressure-High | Switch |  | PSH | http://www.toronto.ca/TWONTO#pressure_switch |  | Post Chlorination Train 2
61157 | 52234 | THC-ELS-SQ-2640040 | Electrical Safety gloves, High Voltage, Class 1, # 2640040 | THC-SES-SQ | PPE,Insulated Glove | Safety Equipment | 41089 | SQ | http://www.toronto.ca/TWONTO#rubber_insulating_gloves |  | Safety Equipment
24461 | 58148 | FHO-OZONE-BLDG | Building Location | FHO-EUS | [6 empty] | Production & End User Support
120194 | 29602 | THC - A01 - S157 | Door, Final # F4 Access House | THC-GRK-DR-TUNNEL |  | Door |  |  | http://www.toronto.ca/TWONTO#door
18674 | 15139 | FHA-SES-SQ-0068 | DBI SALA 6’ shock absorber lanyard Ser E00401007EDD9367 | FHA-SES |  | Safety Equipment |  | SQ | lifeline |  | Safety & Environmental Services
140650 | 77837 | TNT-GRK-VEH-0003SUS | Fork Lift, Hyster 65, WA-9 | TAB-SUSPENDED ENTITY | Vehicle,Unlicensed | Vehicle | 47502 | VEH | http://www.toronto.ca/TWONTO#forklift
94609 | 755 | WTR-PSC-MCC-0202 | Motor Control Center, EM1 | WTR-PSC-ELS | Control Panel,MCC | Motor Control Center |  | MCC | http://www.toronto.ca/TWONTO#LV_electrical_panel |  | Electrical System
61094 | 56196 | THC-ELS-PDP-1101B | Distribution Panel, Building S | THC-ELS-PS-0001-S | Control Panel,Electrical |  |  | PDP |  |  | Primary Power Equipment, Building S
40836 | 69026 | TAB-ACC-TE-1490B | Temperature Element, Space Temperature | TAB-ACC-HTR-1490 | Sensor,Temperature | HVAC |  | TE | http://www.toronto.ca/TWONTO#temperature_sensor_element |  | Heater, Electric Reheat Coil
2665 | 86455 | COL-120-TS-0701 | Transfer Switch, Coxwell Control Chambers No. 7&8, MTI | COL-MTI | Switch | Switch |  | TS | http://www.toronto.ca/TWONTO#transfer_switch |  | Mid-Toronto Interceptor
120326 | 56634 | THC-ACC-CP-0016 | Control Panel, Glycol Feed System, Admin Building | THC-ACC-BLDG K |  | HVAC |  | CP | http://www.toronto.ca/TWONTO#process_control_panel |  | Administration Building, HVAC
82321 | 81813 | WTR-041-G-0401 | Bulkhead | CH 041 04 |  |  | 37092 | G |  |  | Chamber
139433 | 89253 | THR-WA2-LD-0022S | Sling, Chain, Work Area 2 (SUSPENDED) | THR-LD-WIRE-WA2 | Lifting Device,Sling | Lifting Device |  | LD | chain_sling |  | Slings, Wire Rope, Work Area 2
31437 | 7178 | COL-RBB-LIT-0230B | Transmitter, Level | COL-RBB-MISC | Transmitter,Level |  |  | LIT |  |  | Miscellaneous Equipment
55739 | 15675 | TAB-WA4-SQ-6946 | Harness - Ramesh Yadav | TAB-WA6-SQ | PPE | Safety Equipment |  | SQ | http://www.toronto.ca/TWONTO#fall_arrest_harness |  | WA6 Safety Equipment
112275 | 42092 | TAB-DIS-SQ-0010 | SCBA Breathing Apparatus,TF195005, T Bldg., Grd. Flr. Opp. Elevator | TAB-SES-SCBA | PPE,SCBA | Safety Equipment | 34628 | SQ | http://www.toronto.ca/TWONTO#self-contained_breathing_apparatus |  | WA4 Safety Equipment, SCBA
66681 | 48331 | THC-STR-T-8030 | Tank, Hypochlorite Storage, Odour Control, Old Plant | THC-ODOUR-OLD PLANT |  | Tank | 33424 | T | http://www.toronto.ca/TWONTO#chemical_storage_tank |  | Odour Control
8690 | 64679 | COL-RBC-JIT-0001 | Meter, Power Indicating Transmitter | COL-RBC-MISC | Meter |  |  | JIT |  |  | Miscellaneous Equipment
117386 | 77309 | TAB-RSP-TSH-1210I | Switch, Temperature, High, RSPump-1210 | TAB-RSP-P-1210 | Switch,Temperature | Switch |  | TSH | http://www.toronto.ca/TWONTO#temperature_switch |  | Pump,Raw Sewage Transfer #1
2750 | 80191 | COL-CCC-LSL-0001 | Switch, Level Low | COL-CCC-MISC | Switch,Level | Switch |  | LSL | http://www.toronto.ca/TWONTO#level_switch |  | Miscellaneous Equipment
129596 | 41461 | THR-ACC-AC-4709 | Fan Coil Unit, Ductless Split System Indoor Unit, Electrical Bldg Elec Rm | THR-ACC-WA4 | H.V.A.C.,Air Conditioner | HVAC |  | AC | http://www.toronto.ca/TWONTO#air_condition |  | Air Conditioning, AHU, HVAC,Work Area4
4073 | 72777 | COL-PCU-LSH-0003 | Switch, Level-High, Flood, Pump Level, Cumber PS | COL-PCU-AUX-INST | Switch,Level | Switch |  | LSH | http://www.toronto.ca/TWONTO#level_switch |  | Instrumentation Equipment
94024 | 1968 | FHO-RW-P-2301-KQ | RW Pump Unit 23 | FHO-RAW |  |  |  | P |  |  | Raw Water Production
53788 | 34987 | TAB-SLO-LSL-8086 | Switch,Level, Low, Sump, Pump-8086 | TAB-SLO-P-8086 | Switch,Level | Switch |  | LSL | http://www.toronto.ca/TWONTO#level_switch |  | Pump, Elevator Sump
44065 | 61552 | TAB-DEW-T-0430 | Tank, DWS from Centrifuge #4 | TAB-DEW-P-0431 | Tank | Tank |  | T | http://www.toronto.ca/TWONTO#storage_tank |  | Pump, Baby Schwing #4, Sludge Cake Transfer, Dewater. Bldg, 2/F SE Middle
69414 | 31635 | THR-AER-T-0210 | Tank, Secondary Treatment, Aeration - South | THR-AER-T | Tank | Tank |  | T | http://www.toronto.ca/TWONTO#aeration_tank |  | Aeration Tanks
11859 | 10236 | FCL-ELS-MCC-1001B-SUS | Control Panel, MCC, Raw Water Low Lift Pumping Station, Electrical Switchgear Room | FCL-ELS-PS-0001 | Control Panel,MCC | Motor Control Center | 36551 | MCC | http://www.toronto.ca/TWONTO#LV_electrical_panel |  | Uninterruptible Power Supply,High Lift Bldg - Switchgear Room,LP-0001
51249 | 86746 | TAB-PRM-RPU-0411 | RPU, Remote Processor Unit | TAB-PLT-INQ-D | RPU | Remote Processor Unit |  | RPU | http://www.toronto.ca/TWONTO#RPU_panel |  | D Building - Instrumentation Equipment
64153 | 50850 | FCL-RW-CP-0202 | Control Panel, Raw Water Screen SC-0201 Inlet & Outlet Gates, Low Lift PS Screen Room S/W | FCL-RW-SC-0201 |  |  |  | CP |  |  | Screen, Bar, Raw Water , Intake and Screen Room
130023 | 21750 | THR-ACC-HH | Heating, Ventilation and Air Conditioning, Head House | THR-PRM |  | HVAC |  |  | http://www.toronto.ca/TWONTO#collection_of_assets |  | Primary Treatment
43436 | 8949 | TAB-DES-LS-8042 | Switch, Level, Sump Pit | TAB-DEW-P-8042 | Switch,Level | Switch |  | LS | http://www.toronto.ca/TWONTO#level_switch |  | Pump, Sump, Elevator Pit
107815 | 12169 | TAB-ACC-TSL-4503 | Switch, Temperature, Low, Freeze | TAB-ACC-AHU-4503 | Switch,Temperature-Low | Switch |  | TSL | http://www.toronto.ca/TWONTO#temperature_switch |  | AHU, Digester 1-4, Sludge Heater Room
4909 | 40024 | COL-PKG-LP-0001 | Control Panel, Lighting | COL-PKG-MISC | Control Panel |  |  | LP |  |  | Miscellaneous Equipment
106723 | 76902 | TAB-ACC-HE-1437 | Heat Exchanger, Hot Water Reheat Coil | TAB-ACC-HTR-1437 | Heat Exchanger | HVAC |  | HE | http://www.toronto.ca/TWONTO#heat_exchanger |  | Heater, Hot Water Reheat Coil
90918 | 13067 | WTR-PEL-MCC-0103 | Motor Control Center, MCC-103, Generator Building, Electrical Room | WTR-PEL-BUS-0103 | Control Panel,MCC | Motor Control Centre |  | MCC | http://www.toronto.ca/TWONTO#LV_electrical_panel |  | BUS 1, Electrical Power Line, Electrical Bus, MCC 0103, 600V, Generator Building, Electrical Room
43437 | 46029 | TAB-DEW CENTRIFUGES | Centrifuge Systems | TAB-WORK-AREA-SOL | [6 empty] | TAB Work Area Sol
50686 | 69593 | TAB-PRM- FSL-2100 | Switch ,Flow, Low, Seal Water to P-2100 | TAB-PRM-P-2100 | Switch,Flow | Switch |  |  | http://www.toronto.ca/TWONTO#flow_switch |  | Pump, Scum, PST 1 & 2
134984 | 33968 | THR-ELS-MCC-3401 | Control Panel, MCC 3401, Digesters, Tanks 0700 & 0800 | THR-ELS-LTG-EMS | Control Panel,MCC | Motor Control Centre |  | MCC | http://www.toronto.ca/TWONTO#LV_electrical_panel |  | Lighting System, Security , East Maintenance Building
15105 | 66259 | FHA-BW-F-1100 | Filter, Air Intake, Filter Building,Blower, BL-1100 | FHA-BW | Filter | Filter |  | F | http://www.toronto.ca/TWONTO#replaceable_air_filter |  | Backwash System
39119 | 79830 | TAB-ACC-DM-6432 | Damper, Motorized, Supply Air, AHU-6430, Roof, Existing Grit Bldg. | TAB-ACC-AHU-6430 | Damper/Louver | HVAC |  | DM | http://www.toronto.ca/TWONTO#air_damper |  | Air Handling Unit, Roof, Grit Bldg., P Bldg.
60330 | 72938 | THC-ACC-V-6089 | Valve, Butterfly, Manual, Glycol Supply, Lower Level 2 Blower Room, Headworks | THC-ACC-HE-6001 | Valve,Butterfly | HVAC |  | V | http://www.toronto.ca/TWONTO#valve |  | Heat Exchanger, Heating Glycol System, Lower Level 2 Blower Room, Headworks
79059 | 87657 | THR-SQ-LP-0033 | Life Preserver, Ring Type, Primary Tank 3 | THR-SQ-LP-PRM | Safety | Safety Equipment |  | LP | http://www.toronto.ca/TWONTO#life_ring |  | Life Preserver, Ring Type Floating Device, Primary Tanks
37296 | 30874 | NX2173 | Fan, Supply -Z Bldg, Boiler room, Mezzanine Flr. | TAB-SUSPENDED ENTITY | Fan | HVAC | 36125 |  | http://www.toronto.ca/TWONTO#blower_or_fan_with_drive |  | Suspended entities
71369 | 65768 | THC-SPC-COM-3008 | Termination Panel, Network, Mechanical Room 2 | THC-SPC-COM-3002 | SCADA | Network |  | COM | http://www.toronto.ca/TWONTO#network_panel |  | Access Closet, Network, Electrical Room, Headworks
65064 | 69729 | THC-PRM-V-1033 | Valve, Pressure Relief, Oil Tank 1010 | THC-PRM-P-1030 |  |  |  | V |  |  | Pump, Vane, Oil Tank 1010
87195 | 34872 | WTR-PMI-SQ-0001 | Eye Wash, Portable | WTR-PMI-AUX | PPE,Eyewash Station | Safety Equipment |  | SQ | eye_wash_bottle |  | Auxiliary Equipment (Building Facilities)
25543 | 35876 | FHO-SBS | Ozone Quenching | FHO-DOZ | [6 empty] | Ozonation System
117144 | 199 | TAB-PWH | Primary Heating Loop | TAB-WORK-AREA-6 | [6 empty] | Work Area 6
25439 | 11209 | COL-PSM-DM-0002 | Damper/Louver, Fan 0002 | COL-PSM | Damper/Louver |  |  | DM |  |  | Simcoe St Sewage Pumping Station
147163 | 4698 | WTR-RRH-AMT | Atmospheric Monitoring | WTR-RRH | [6 empty] | Rosehill Reservoir
138630 | 2602 | THR-SES-LD-0678 | Davit Arm 48" Reach | THR-SES-LD | Safety | Safety Equipment |  | LD | http://www.toronto.ca/TWONTO#fall_arrest_Davit_arm |  | Lifting Device, Safety Equipment
140578 | 16575 | TNT-GRK-PRTY-1000 | Building Services | TNT-GRK |  |  |  | PRTY |  |  | Groundskeeping, Building services, Safety Equipment
139563 | 1685 | THR-WA4-LD-0027 | Sling, Nylon, Work Area 4 ( 2" X 6') | THR-LD-NYLN-WA4 | Lifting Device,Sling | Lifting Device |  | LD | synthetic_web_sling |  | Slings, Nylon, Work Area 4
21682 | 59024 | FHO-DOZ-TPD-1501 | Trap Prime Device, S5 East Filter Water Channel, West Wall | FHO-DOZ |  | Plumbing |  | TPD | http://www.toronto.ca/TWONTO#trap_priming_device |  | Ozonation System
7306 | 85873 | COL-PSL-DM-0001 | Damper/Louver, Generator Room | COL-PSL-MISC | Damper/Louver |  |  | DM |  |  | Miscellaneous Equipment
6737 | 82433 | COL-PPU-CP-0001 | Control Panel, Operator | COL-PPU-MISC | Control Panel |  |  | CP |  |  | Miscellaneous Equipment
7373 | 22682 | COL-PSM-FIT-0001 | Transmitter, Flow | COL-PSM-MISC | Transmitter |  |  | FIT |  |  | Miscellaneous Equipment
8727 | 65142 | COL-RBG-RPU-0001 | Remote Processing Unit | COL-RBG-MISC | RPU |  |  | RPU |  |  | Miscellaneous Equipment
52812 | 21915 | TAB-RSP-FSL-1211 | Flow Switch, Low, LOR Heat Exchanger.,Raw Sewage Pump #1 | TAB-RSP-P-1210 | Switch,Flow | Switch |  | FSL | http://www.toronto.ca/TWONTO#flow_switch |  | Pump,Raw Sewage Transfer #1
76232 | 64047 | THR-MCS-MT-0679 | Welding Machine / Plasma Cutter | THR-MT-WA3 |  | Tool |  | MT | welder |  | Machine Tools
61347 | 46620 | THC-ELS-WR-0603 | 600 Volt, 30 Amp Receptacle, Building A | THC-MCS-MEQ | Machine Tool,Milling Machine | Tool |  | WR | http://www.toronto.ca/TWONTO#welding_receptacle |  | Machine Shop and Equipment
101640 | 18269 | MAIN-243 | Main 243 | WTR-LWA | [6 empty] | Work Area 2 Central Mains and Chambers
119782 | 35019 | TAB-WA2-SQ-1150 | TYPE 1 Retractible Fall Arest, PeterDrozdowski, Peter | TAB-WA2-SQ-0001 | PPE,Harness | Safety Equipment |  | SQ | self_retracting_line |  | Fall Arrest System , Tripod and SRL
10457 | 71980 | FCL-ACC-HTR-0434 | Heater, (BH-1), Baseboard, Electric, High Lift Building, Gallery North, Near Gaseous Corridor | FCL-ACC-P-HL |  |  |  | HTR |  |  | High Lift Pumping Station HVAC Equipment
134029 | 81740 | THR-DIS-T-0200S | Tank, Expansion, Washroom, Disinfection Building Main Floor | THR-DIS | Tank | Tank | 46691 | T | expansion_tank |  | Disinfection
14878 | 98976 | FCL-SPC-COM-1603 | Termination Panel, Filter Building, Pipe Gallery, South, Ceiling | FCL-SPC |  |  |  | COM |  |  | Process Control Systems - Services Area
47987 | 49163 | TAB-EL3-MCC-6126S | Motor Control Centre, Plant Water Bldg | TAB-SUSPENDED ENTITY | Control Panel,MCC | Motor Control Centre | 47660 | MCC | http://www.toronto.ca/TWONTO#LV_electrical_panel |  | Suspended entities
34552 | 65496 | MAIN-217 | Main 217 | WTR-LWA | [6 empty] | Work Area 2 Central Mains and Chambers
130191 | 30007 | THR-ACC-NR-792 | HVAC, Heater Unit & Fan (Removed from Service) | THR-ACC-DIS | H.V.A.C.,Heater,Unit | HVAC | 35146 | NR | http://www.toronto.ca/TWONTO#heater |  | Air Conditioning, HVAC, Chlorine Building
131683 | 36792 | THR-CG-T-1106 | Tank, High Pressure Air Storage, Engine Air Starting System | THR-CG-C | Tank | Tank | 34871 | T | http://www.toronto.ca/TWONTO#pressure_vessel |  | Co-Generation, Air Compressors
307 | 43113 | 378251A | Forklift, Attachments, Vacuum, WA-7 | TAB-GRK-VEH-378251 | Forklift | Tool |  |  | machine_attachments |  | Vehicle, Utility, Multi-Attachment, Propane, BobCat 5600, WA-7
7089 | 24260 | COL-PRX-LSHH-0107 | Switch, Level High-High | COL-PRX-MISC | Switch,Level |  |  | LSHH |  |  | Miscellaneous Equipment
110803 | 28157 | TAB-DIG-LSHH-0824 | Switch,Level, High,High, Digester # 8 | TAB-DIG-T-0800 | Switch,Level-High-High | Switch |  | LSHH | http://www.toronto.ca/TWONTO#level_switch |  | Digestion Tank 08
7448 | 87751 | COL-PSP-LP-0001 | Control Panel, Electrical | COL-PSP | Control Panel |  |  | LP |  |  | Southport Sewage Pumping Station
3055 | 53152 | COL-MTI-T-2302B | Tank-2, Nitrogen-Charged Piston Accumulator, Pressurized Hydraulic Fluid Storage,Simcoe Control Chamber No.23B, MTI | COL-MTI-CH-2300B | Tank,Reservoir | Tank |  | T | http://www.toronto.ca/TWONTO#chemical_storage_tank |  | Chamber,Simcoe Control Chamber No.23B, MTI
76069 | 35403 | THR-MCS-LD-0094 | Chain Hoist, VERMETTE | THR-LD-WA3 | Lifting Device,Hoist,Manual | Lifting Device |  | LD | http://www.toronto.ca/TWONTO#lifting_equipment_hoist |  | Lifting Devices, Chain Hoist, Come Along & Slings
138748 | 36998 | THR-SES-SQ-20P | Portable, (Bottled) Eyewash Station, Final Tank 17, Basement | THR-SQ-PEWS-WA2 | Safety,Eye wash | Safety Equipment |  | SQ | eye_wash_bottle |  | Portable, (Bottled) Eye Wash Station, Work Area 2
113527 | 50978 | TAB-GRK-VEH-378214SUS | John Deere, Gator 6X4, WA-2 | TAB-SUSPENDED ENTITY | Vehicle,Unlicensed | Vehicle | 47501 | VEH | http://www.toronto.ca/TWONTO#golf_cart
61940 | 22030 | THC-DEW-RPU-2101 | Remote Processing Unit, control room | THC-DEW | Controller,PLC | Remote Processor Unit |  | RPU | http://www.toronto.ca/TWONTO#RPU_panel |  | Dewatering Process
82133 | 11933 | FHA-SES-SCBA-0010 | Self Contained Breathing Apparatus ACAB091370 | FHA-SES-SQ-2 | PPE,SCBA | Safety Equipment |  | SCBA | http://www.toronto.ca/TWONTO#self-contained_breathing_apparatus |  | Emergency Breathing Apparatus SCBA
34658 | 86119 | MAIN-314 | Main 314 | WTR-MT1 | [6 empty] | Work Area 1 EAST Mains and Chambers
77068 | 37809 | THR-PLT-SQ-0112 | Fall Protection Post for Bar screen 0112 | THR-PLT-SC-0112 | Safety,Eye wash | Safety Equipment |  | SQ | http://www.toronto.ca/TWONTO#fall_restricting_system |  | Bar Screen, Preliminary Treatment
113475 | 44728 | TAB-ELS-SQ-6130 | Electrical - Rubber Insulating Gloves | TAB-ELS-SQ-GLOVE | PPE,Insulated Glove | Safety Equipment |  | SQ | http://www.toronto.ca/TWONTO#rubber_insulating_gloves |  | High Voltage Gloves
65388 | 11723 | THC-ELS-PDP-1222 | Power Distribution Panel, Supply From MCC-1202, Admin. Building Basement, Mechanical Room | THC-ELS-MCC-1202 |  | Power Distribution Panel |  | PDP | http://www.toronto.ca/TWONTO#LV_electrical_panel |  | Control Panel,MCC,Admin
55674 | 54636 | TAB-WA4-IR-RTE | WA4 IR route | TAB-WA4-ELS | [6 empty] | WA4 Electric Equipments
20497 | 5280 | COL-PMM-LSH-0110 | Switch, Level-High | COL-PMM-MISC | Switch,Level-High | Switch |  | LSH | http://www.toronto.ca/TWONTO#level_switch |  | Miscellaneous Equipment
79908 | 71829 | THR-WA2-LD-0037 | Sling, Nylon, Work Area 2 | THR-LD-NYLN-WA2 | Lifting Device,Sling | Lifting Device |  | LD | synthetic_web_sling |  | Slings, Nylon, Work Area 2
19293 | 32103 | FHA-WWW-T-0702 | Tank, SBS Storage, RMF, SBS Storage Room | FHA-WWW-P-0712 | Tank | Tank |  | T | http://www.toronto.ca/TWONTO#chemical_storage_tank |  | Pump, SBS Feed, RMF, SBS Storage Room
64765 | 73722 | FCL-SES-CYL-0015 | Air Cylinder Carbon Fiber | FCL-SES | PPE,SCBA | Tank |  | CYL | gas_cylinder |  | Safety and Environmental Services
91077 | 26099 | FHO-DCL-SO-0301 | Sulphonator, Dechlorination Train 3, Chemical Building, Main Floor, Machine Room | FHO-DCL-SO-0301-KQ | Chemical Feeder,Gas | Chemical Feeder |  | SO | http://www.toronto.ca/TWONTO#sulphonation_system |  | Dechlorination Train 3
109136 | 27928 | TAB-CW-SQ-0612S | Eye Wash & Shower Station, Old Admin Bldg. 2nd Flr. Out side Lab | TAB-SLO-SES | Safety,Eye wash | Safety Equipment | 46690 | SQ | http://www.toronto.ca/TWONTO#emergency_eyewash_and_shower |  | TABWA4 Health and Safety Equipment
89625 | 5097 | WTR-RST-T-0200 | Tank, Reservoir, (West Basin) | WTR-RST-TRW | Tank,Reservoir | Tank |  | T | http://www.toronto.ca/TWONTO#reservoir_tank |  | Treated Water (Transmission)
73349 | 81572 | FHO-DOZ-F-0001 | Filter, Paticulate, GOX Pretreatment, Ozone Building, L1, Ozone Equipment Room | FHO-GOX | Filter | Filter |  | F | http://www.toronto.ca/TWONTO#replaceable_air_filter |  | Gaseous Oxygen Pretreatment
120472 | 42694 | THC-ACC-DM-0507 | Damper/Louver,Bypass,Old Generator Room,Bldg M | THC-ACC-AHU BLDG M | Damper/Louver | HVAC |  | DM | http://www.toronto.ca/TWONTO#air_damper |  | Air Handling Units, Building M
101656 | 17508 | MAIN-261 | Main 261 | WTR-LWA | [6 empty] | Work Area 2 Central Mains and Chambers
3456 | 16962 | COL-PBG-LSLL-0101 | Switch, Level Low-Low | COL-PBG-MISC | Switch,Level | Switch |  | LSLL | http://www.toronto.ca/TWONTO#level_switch |  | Miscellaneous Equipment
69966 | 83165 | THR-BLOWER-BLDG | Building Location | THR-EUS | [6 empty] | Production & End User Support
94908 | 23539 | FHO-SES-SQ-CIT18A | High Voltage Insulated Ground Cables CIT18A | FHO-SES-SQ-0001 | PPE,Insulated Mat | Safety Equipment |  |  | ? |  | Safety Equipment
24722 | 68963 | COL-PRX-LSHH-0106 | Switch, Level High-High | COL-PRX-MISC | Switch,Level |  |  | LSHH |  |  | Miscellaneous Equipment
64268 | 11201 | FCL-RW-V-0011A | Valve, Gate, Raw Water Pumping Station West Foundation Drain, Raw Water Screen No.1 Pit | FCL-RW-SC-0101 |  |  |  | V |  |  | Screen, Bar, Raw Water, Intake and Screen Room
127012 | 95838 | THC-PLT-G-0120 | Gate, Sluice, Motorized, Pedestal Actuator, Perforate Screen, Influent channel, Raw Sewage Screening | THC-PLT-BLDG-0001 | Gate,Sluice | Gate |  | G | http://www.toronto.ca/TWONTO#channel_gate
39109 | 40179 | TAB-ACC-DM-6411 | Damper, Motorized, Outside Air, AHU-6410, Roof, Existing Grit Bldg. | TAB-ACC-AHU-6410 | Damper/Louver | HVAC |  | DM | http://www.toronto.ca/TWONTO#air_damper |  | Air Handling Unit, Roof, Grit Bldg., P Bldg.
120780 | 7254 | THC-ACC-FN-5920 | Fan,Centrifugal,Supply ,AHU-5910,Disinfection Bldg | THC-ACC-AHU-5900 |  | HVAC |  | FN | http://www.toronto.ca/TWONTO#blower_or_fan_with_drive |  | Air Handling Unit,Disinfection Bldg
127165 | 66474 | THC-PLT-LSHH-5104 | Level Switch High High,Sump, pump pit THC-PLT-P-5110 and 5120 | THC-PRM-P-0102 | Switch,Level | Switch |  | LSHH | http://www.toronto.ca/TWONTO#level_switch |  | Pump, Sump, Primary Treatment
11985 | 68737 | FCL-DEW-V-0011 | Valve, Gate, Drain, Treated Water Suction Channel, Treated Water Process Dewatering Pit | FCL-DEW-T-0201 |  |  |  | V |  |  | Tank, Treated Water Process Dewatering Pit
73135 | 69875 | THR-ACC-NR-656 | HVAC Unit & Fan, Ground Floor, Machine Shop SE Ceiling | THR-ACC-ADM | H.V.A.C.,Heater,Unit | HVAC |  | NR | http://www.toronto.ca/TWONTO#heater |  | Air Conditioning, HVAC, Admin Building
47447 | 72837 | TAB-EL1-MCC-6664 | MCC, Plant Services, North Substation, Digesters 1-4 MCC 6664 600V | TAB-DIG-ELQ-T1-4 | Control Panel,MCC | Motor Control Centre |  | MCC | http://www.toronto.ca/TWONTO#LV_electrical_panel |  | Digester Tanks 1-4, Electrical Equipment
57286 | 65077 | THC-ACC-TSL-0411 | Switch,Temperature-Low,Supply Air,HTR-4030,AHU-0411 Shutdown,Roof,Building U | THC-ACC-FN-0411 | Damper/Louver | Switch |  | TSL | http://www.toronto.ca/TWONTO#temperature_switch |  | Fan,Supply,AHU-0411,Basement/Sub-Basement,AHU-0411,Building U
7063 | 11678 | COL-PRR-TR-0001 | Transformer, Lighting | COL-PRR | Transformer |  |  | TR |  |  | Riverside Sewage Pumping Station
94909 | 50485 | FHO-SES-SQ-CIT18C | High Voltage Insulated Ground Cables CIT18C | FHO-SES-SQ-0001 | PPE,Insulated Mat | Safety Equipment |  |  | ? |  | Safety Equipment
93265 | 32359 | WTR-PMI-MCC-0601 | Motor Control Center, Water Transmission | WTR-PMI-ELS |  | Motor Control Center |  | MCC | http://www.toronto.ca/TWONTO#LV_electrical_panel |  | Electrical System
15131 | 48533 | COL-PBR-MCC-0001 | Motor Control Centre | COL-PBR-MISC |  | Motor Control Centre |  | MCC | http://www.toronto.ca/TWONTO#LV_electrical_panel |  | Miscellaneous Equipment
66448 | 7313 | THC-STR-CH-8082 | Tank, Contact Chamber, Odour Control, Old Plant | THC-ODOUR-OLD PLANT | Tank | Tank |  | CH | http://www.toronto.ca/TWONTO#chemical_contact_tank |  | Odour Control
97313 | 19150 | FIS-GRK-LWN-0101 | Lawn & Exterior Grounds Maintenance | FIS-GRK-0002 | Groundskeeping | Grounds |  | LWN | activity |  | Grounds Maintenance
34613 | 85761 | MAIN-269 | Main 269 | WTR-LWA | [6 empty] | Work Area 2 Central Mains and Chambers
122817 | 58415 | THC-DEW-OIT-2305 | Operator Interface Terminal,Dewatering,Cake Pump-6710 RPU,3rd Floor,Biosolids Building West | THC-DEW-RPU-2205 | Control Panel,Operator | Communications Equipment |  | OIT | http://www.toronto.ca/TWONTO#operator_interface_terminal |  | Remote Processing Unit,Dewatering,Cake Pump-6710 RPU,Ground Floor,Biosolids Building West (TEMP)
140633 | 11134 | TNT-MCS-SQ-1031 | Sling | TNT-MCS-LD | Lifting Device,Sling | Lifting Device |  | SQ | http://www.toronto.ca/TWONTO#fall_protection_sling |  | Lifting Devices , cranes/ Portable crane/hoists, come alongs, slings, wire rope, chains
7433 | 2886 | COL-PSP-FEQ-0001S | Fire Prevention, Extinguisher | COL-PSP-MISC | Fire Prevention,Extinguisher |  | 42716 | FEQ |  |  | Miscellaneous Equipment
143714 | 76557 | WTR-PEL-PSU-1100 | Power Supply, 125VDC, Generator 1100, Generator Building, Electrical Room | WTR-PEL-GEN-1100 |  | Power Supply Unit |  | PSU | power_supply |  | Generator, Electrical, Generator Building, Generator Room
9324 | 23239 | COL-YKP-SRL-007043 | Self Retrieval Line -007043 | YKP-BLD | Safety | Safety Equipment |  | SRL | self_retracting_line |  | Collections - 435 Kipling Ave. Building envelope
6883 | 2338 | COL-PRD-CP-0002 | Control Panel, Electrical | COL-PRD-MISC | Control Panel |  |  | CP |  |  | Miscellaneous Equipment
120394 | 77618 | THC-ACC-DM-0056 | Damper, Motorized, Exhaust FN-0056, Admin Building, Ground Floor, Lunch Room 150 | THC-ACC-BLDG K |  | HVAC |  | DM | http://www.toronto.ca/TWONTO#air_damper |  | Administration Building, HVAC
119804 | 3887 | TAB-WA2-SQ-1244 | EF2 - 901 T4 Nylon Sling | TAB-SES-LD | Lifting Device,Sling | Lifting Device |  | SQ | synthetic_web_sling |  | WA2 Lifting devices
74236 | 64515 | THR-FPW-PSH-0010 | Switch,Pressurel-High, Pump, Centrifugal 0010, Gallery T21, Flushing Water Piping Detail | THR-FPW-P-0010S | Switch,Pressure-High | Switch |  | PSH | http://www.toronto.ca/TWONTO#pressure_switch |  | Pump, Centrifugal, Flushing Water, Gallery T21
15135 | 88707 | COL-PIR-LSH-0104 | Switch, Level-High | COL-PIR-MISC | Switch,Level |  |  | LSH |  |  | Miscellaneous Equipment
72294 | 24014 | THR-ACC-AC-0620 | Air Conditioning Unit LENNOX | THR-HVAC-HPBB | H.V.A.C.,Air Conditioner | HVAC |  | AC | http://www.toronto.ca/TWONTO#air_condition |  | Heating, Ventilation and Air Conditioning, High Pressure Blower Building
65753 | 98623 | THC-SES | Safety & Environmental Services | THC | Building Service | Safety Equipment |  |  | http://www.toronto.ca/TWONTO#collection_of_assets |  | Highland Creek Treatment Plant
101725 | 16609 | MAIN-346 | Main 346 | WTR-LWA | [6 empty] | Work Area 2 Central Mains and Chambers
81326 | 30995 | THR-ITS-COM-3501 | Termination Panel, Control Room, West Substation | THR-ITS-COM-3500 | Network,Local Area Networks | Network |  | COM | http://www.toronto.ca/TWONTO#network_panel |  | Telecom Enclosure, Access Closet, Electrical Room, West Substation
27622 | 34290 | COL-PTD-FN-0002 | Fan, Centrifugal | COL-PTD | Fan |  |  | FN |  |  | Todmorden Sewage Pumping Station
9038 | 64597 | COL-YKP-VEH-0008S | Vehicle, Truck #080048 (F550) | COL-W-OBSOLETE | Vehicle,Licensed | Vehicle | 39331 | VEH | http://www.toronto.ca/TWONTO#pickup_truck
12461 | 7585 | COL-PCU-LSH-5005 | Switch, Level-High | COL-PCU-MISC | Switch,Level |  | 34971 | LSH |  |  | Miscellaneous Equipment
119942 | 74660 | TAB-WA4-SQ-1225 | Sling, Nylon,Sling Teck EE2-902 T3, 16 Ft. (S/N 59374-19) | TAB-WA4-SQ-0010 |  | Lifting Device |  | SQ | synthetic_web_sling |  | WA4 Fall arrest systems
120906 | 28787 | THC-ACC-HTR-0332 | Air Heater, Building M | THC-ACC-HEATERS | H.V.A.C.,Heater,Unit | HVAC |  | HTR | http://www.toronto.ca/TWONTO#heater |  | Air Heaters, Building M
135300 | 3784 | THR-FPW-T-0006S | Tank, Plant Water System, Plant Water Building | THR-S-E | Tank | Tank | 47404 | T | http://www.toronto.ca/TWONTO#storage_tank |  | SUSPENDED ENTITY
57927 | 25052 | THC-AER-PSL-7356 | Switch,Pressure-Low,Oil Pumps 7350 & 7360 to Blower Header,Blow 7300,Phase I & IV Blower Building | THC-AER-BL-7300-I-IV | Switch,Pressure | Switch |  | PSL | http://www.toronto.ca/TWONTO#pressure_switch |  | Blower, Aeration System
44092 | 40461 | TAB-DEW-TSH-0921B | Switch, Temperature, High, Lub Oil Return from Bearing, Drive end | TAB-DEW-CF-0921 | Switch,Temperature | Switch |  | TSH | http://www.toronto.ca/TWONTO#temperature_switch |  | Centrifuge # 9
113280 | 39133 | TAB-EL3-MCC-6227 | Motor Control Centre, Digester 13-16 bldg | TAB-EL3-MCC | Control Panel,MCC | Motor Control Centre |  | MCC | http://www.toronto.ca/TWONTO#LV_electrical_panel |  | Motor Control Center- South Substation
12429 | 8664 | FCL-FLT-SW-0801-SUS | Sweeps, Surface Wash, Filter #8 | FCL-SUSPENDED | Filter | Filter | 36638 | SW | filter_sweeping_arm |  | Suspended entity
21 | 89840 | 20663 | TAB WA2 Internal telephones & Public address system | TAB-WA8 |  | Communications Equipment |  |  | http://www.toronto.ca/TWONTO#public_annoucement_speaker |  | Common to WA8 Bldg. Services
61723 | 23010 | THC-FT-T-0300 | Tank, Secondary Clarifier | THC-FT-T-OLD PLANT |  | Tank |  | T | http://www.toronto.ca/TWONTO#clarifier |  | Tank, Secondary Clarifier
120269 | 8549 | THC-ACC-AHU-0556 | Air Handling Unit,Basement,Decant Area | THC-SUSPENDED | Air Handling Unit | HVAC | 33153 | AHU | http://www.toronto.ca/TWONTO#air_handler_unit |  | Suspended entity
55810 | 26953 | TAB-WA6-SQ-0192 | Type1 | TAB-WA6-SQ-0001 | PPE | Safety Equipment |  | SQ | self_retracting_line |  | Fall Arrest System
43819 | 47964 | FCL-ACC-FN-405,6,7 | Pump Stn. Vent. (FN-0405,6,7) FN-23, 26-1,26-2 | FCL-ACC |  |  |  | FN |  |  | Climate Control (HVAC)
125812 | 68390 | THC-GRK-DR-I | Doors, Building I | THC-GRK-ELS-I |  | Door |  |  | http://www.toronto.ca/TWONTO#door
6750 | 7127 | COL-PPU-HTR-0001 | Heater, Generator Room | COL-PPU-MISC | Heater |  |  | HTR |  |  | Miscellaneous Equipment
10755 | 76977 | FCL-ACC-TT-0420 | Transmitter, Temperature, HU-0401 Air Intake, High Lift Heating & Ventilation Room | FCL-ACC-AHU-0401 |  |  |  | TT |  |  | Air Handling Unit, High Lift PS Control Room,Electrical Shop,Basement Office Air Supply,Control Room
6819 | 39467 | COL-PQW-OIT-0001 | Operator Interface Terminal | COL-PQW | Computer Equipment,Monitor |  |  | OIT |  |  | Queensway Sewage Pumping Station
6886 | 62182 | COL-PRD-FEQ-0001S | Fire Prevention, Extinguisher | COL-PRD | Fire Prevention,Extinguisher |  | 42713 | FEQ |  |  | Redland Pumping Station
125815 | 599 | THC-GRK-DR-L | Doors, Building L | THC-GRK-ELS-M |  | Door |  |  | http://www.toronto.ca/TWONTO#door
78723 | 3297 | FHA-MCS-LD | Lifting Devices | FHA-MCS | [6 empty] | Mechanical
66526 | 73749 | THC-STR-LSHH-0187 | Level Switch High,Sump,T19 Phase 4 Final Area | THC-STR-P-0187 | Switch,Level | Switch |  | LSHH | http://www.toronto.ca/TWONTO#level_switch |  | Pump, Sump, Tunnel T19 Phase IV Secondary
118780 | 10658 | TAB-STR-PDP-0754 | Power Distribution Panel,600 V | TAB-AER-ELQ | Control Panel,Power Distribution Panel | Power Distribution Panel |  | PDP | http://www.toronto.ca/TWONTO#LV_electrical_panel |  | Aeration - Electrical Equipment
74666 | 80567 | FHA-DCL-SO-0101-KQ | Sulphonator Location | FHA-DCL |  |  | 33350 | SO |  |  | De-Chorination
45417 | 69639 | TAB-DIG-PSH-4063 | Switch, Pressure, High, | TAB-DIG-P-4063 | Switch,Pressure-High | Switch |  | PSH | http://www.toronto.ca/TWONTO#pressure_switch |  | Pump, Sludge Mixing, Digester # 6A
43443 | 85468 | FCL-ACC-RPU-0601 | RPU Panel, Filter Building BAS, Filter Building Piping Gallery West | FCL-GRK | Control Panel | Remote Processor Unit |  | RPU | http://www.toronto.ca/TWONTO#RPU_panel |  | Buildings and Grounds
42954 | 20594 | TAB-BL-SQ-9103 | First Aid Kit-Blower Bldg. Main Flr.Central maintenance shop | TAB-STR-SQ | Safety,First Aid Kit | Safety Equipment |  | SQ | http://www.toronto.ca/TWONTO#first_aid_kit |  | WA2 Safety Equipment,lifting devices, ladders, Eye Wash station, First Aid Kits, Lock out stations
122360 | 17325 | THC-CW-SQ-0113 | Emergency Shower & Eyewash, Building G, Air Treatment Building | THC-SES-SQ-EYE | PPE,Eyewash Station | Safety Equipment | 33152 | SQ | http://www.toronto.ca/TWONTO#emergency_eyewash_and_shower |  | Eyewash Stations THC (Virtual entity #)
119743 | 50044 | TAB-WA1-SQ-5872 | Rescue Tripad | TAB-WA1-SQ-0001 | Safety,Emergency Kit | Safety Equipment |  | SQ | http://www.toronto.ca/TWONTO#fall_arrest_Davit_arm |  | WA1 Fall Arrest System
45444 | 50806 | TAB-DIG-PSL-9601 | Switch,Pressure,Low, PSL300-6, Digester Gas Train, Boiler #6, Z Building | TAB-ACC-DIG-0060 | Switch,Pressure | Switch |  | PSL | http://www.toronto.ca/TWONTO#pressure_switch |  | Digester Gas Train, Boiler #6, Z Building
121106 | 59801 | THC-ACC-PDIT-6006 | Transmitter, Pressure Differential, Sec Loop, HE-6002, Lower Level 2 Blower Room, Headworks | THC-ACC-HE-6002 | Transmitter,Pressure | HVAC |  | PDIT | http://www.toronto.ca/TWONTO#pressure_transmitter |  | Heat Exchanger, Heating Glycol System, Lower Level 2 Blower Room, Headworks
119815 | 50577 | TAB-WA2-SQ-1263 | EE1 - 801D T3 1/2" Steel Cable | TAB-SES-LD | Lifting Device,Sling | Lifting Device |  | SQ | lifting_device_cable |  | WA2 Lifting devices
6640 | 95844 | COL-PNT-PSL-0120 | Switch, Pressure-Low | COL-PNT | Switch,Pressure-Low | Switch |  | PSL | http://www.toronto.ca/TWONTO#pressure_switch |  | New Toronto Pumping Station
120777 | 26829 | THC-ACC-FN-5836 | Fan,Propeller,Circulating,Plant Stores | THC-ACC-BLDG B |  | HVAC |  | FN | http://www.toronto.ca/TWONTO#blower_or_fan_with_drive |  | Mechanical Shop (Chlorine) Building HVAC
126482 | 16436 | THC-MCS-LD-L-10097 | DIE CART/PUMP CART (insp Liftsafe) | THC-MCS-LD | Lifting Device | Lifting Device |  | L | lift_truck |  | Mechanical Services, Lifting Device
40366 | 537 | TAB-ACC-FSL-0140 | Switch, Flow, Low, Air, Supply Fan 0140, Vestibule 112B, Exist. Screen Room | TAB-ACC-FN-0140 | Switch,Flow-Low | Switch |  | FSL | http://www.toronto.ca/TWONTO#flow_switch |  | Fan, Supply, Vestibule Pressurization, Vestibule 112B
135204 | 22364 | THR-EWSS-WA1 | Eyewash and Shower Station, Work Area 1 | THR-JHSC-WA1 | Safety,Eye wash | Safety Equipment |  |  | http://www.toronto.ca/TWONTO#collection_of_assets |  | Joint Health & Safety Committee WA1
48151 | 49 | FCL-ALM-FSL-0101(S) | Switch, Flow, Low, Alum, Flocculation & Sedimentation Tank 0101, Flocculation & Sedimentation Tanks | FCL-FLO-T-0101 | Switch,Flow-Low | Switch | 35206 | FSL | http://www.toronto.ca/TWONTO#flow_switch |  | Tank, Flocculation
10418 | 8359 | COL-MTI-T-2301D | Tank, Nitrogen-Charged Piston Accumulator, Pressurized Hydraulic Fluid Storage, Simcoe Control Chamber No.2300D, MTI | COL-MTI-CH-2300D | Tank | Tank |  | T | http://www.toronto.ca/TWONTO#chemical_storage_tank |  | Chamber,Simcoe Control Chamber No.2300D, MTI
105866 | 63209 | TAB-ACC-AC-2820 | Conditioner,Air , Control Room, Dewatering Bldg 5th Floor | TAB-ACC-CI | H.V.A.C.,Air Conditioner | HVAC |  | AC | http://www.toronto.ca/TWONTO#air_condition |  | Chiller and Air Coolers
40422 | 53748 | TAB-ACC-FSL-6106 | Switch, Flow, Low, Exhausht | TAB-ACC-FN-6106 | Switch,Flow-Low | Switch |  | FSL | http://www.toronto.ca/TWONTO#flow_switch |  | Fan, Exhaust, Digester 5-8 Drip Trap room
95534 | 46198 | FHO-WWW-BL-0701-KQ | WW Blower 7 | FHO-OBSOLETE |  |  |  | BL |  |  | Removed From Service
109404 | 9668 | TAB-DEW-EQUALIZATION | Equalization Tank System | TAB-WORK-AREA-3 | [6 empty] | Work Area 3
76227 | 59141 | THR-MCS-MT-0545 | Bandsaw, Horizontal | THR-MT-WA4 |  | Tool |  | MT | http://www.toronto.ca/TWONTO#band_saw |  | Machine Tools
26451 | 95399 | FHO-SPC-COM-0600 | Communication, SCADA Server Closet, Admin Building, L1, Server Room | FHO-SPC |  | Communications Equipment |  | COM | http://www.toronto.ca/TWONTO#network_panel |  | Process Control Systems - Services Area
42790 | 94276 | TAB-AER-OZ-ELQ | Electrical Equipment Location, Aeration West Quad House | TAB-AER-SB | Control Panel,MCC | [5 empty] | Aeration Odour Control
70742 | 76219 | THC-STR-T-0100 | Aeration Tank, Old Plant (door) | THC-GRK-DR-A |  | Door |  | T | http://www.toronto.ca/TWONTO#door
4254 | 87220 | COL-PEV-SW-0003 | Switch, Transformer | COL-PEV | Switch |  |  | SW |  |  | Ellis Sewage Pumping Station
105171 | 19935 | PA50285 | Paging/Intercom System, Pelletizer Bldg | TAB-SLD-STRC |  | Communications Equipment |  |  | http://www.toronto.ca/TWONTO#public_annoucement_speaker |  | Pelletizer Bldg - Building Services, Drains, Electrical Service(110/220V), Lighting, Plumbing
11756 | 88485 | FCL-CW-T-0008 | Tank, Hot Water, Non-Pressurised, RMF Clarification Facility, Janitor Closet | FCL-GRK | Tank,Non-Pressurized | Tank |  | T | http://www.toronto.ca/TWONTO#tanked_hot_water_heater |  | Buildings and Grounds
8734 | 84242 | COL-SKW-CB-0001 | Circuit Breaker, Main | COL-SKW | Circuit Breaker |  |  | CB |  |  | Kew Beach Detention Tank (Kenilworth)-storm
62523 | 32462 | THC-MCS-LD-0000000007 | CHAIN FALL (insp Liftsafe) | THC-MCS-LD | Lifting Device | Lifting Device |  | LD | http://www.toronto.ca/TWONTO#lifting_equipment_hoist |  | Mechanical Services, Lifting Device
119669 | 15451 | TAB-WA1-SQ-1096 | Sling | TAB-WA1-SQ-1000 | Lifting Device,Sling | Lifting Device |  | SQ | http://www.toronto.ca/TWONTO#fall_protection_sling |  | WA1 Lifting Devices and Slings
131446 | 60843 | THR-BG-TSH-0203 | Switch, Temperature, High, Compressor 0201 Cooling Water, Gas Compressor Bldg | THR-BG-C-0201 |  | Switch |  | TSH | http://www.toronto.ca/TWONTO#temperature_switch |  | Compressor, Centrifugal, Fuel Gas, Compressor Building, Gas Compressor (And Dryer), for COGEN
107499 | 64626 | TAB-ACC-T-1020 | Tank, Expansion, Glycol | TAB-ACC-HE-1021 | Tank | Tank |  | T | expansion_tank |  | Heat Exchanger, Hot Water/Glycol Heating System, Old Screen Room
125736 | 33255 | THC-FT-PSH-5826 | Switch, Pressure High, Scum Control, SE Plant, SE Plant Blowers Part 1 and Train #8 | THC-FT-P-5820 | Switch,Pressure-High | Switch |  | PSH | http://www.toronto.ca/TWONTO#pressure_switch |  | Pump, Scum Transfer, Rotary Lobe, Secondary , SE Plant, SE Plant Blowers Part 1 and Train #8
136678 | 45207 | THR-MCS-LD-0628 | Come Along, Work Area 2 | THR-LD-WA2 | Lifting Device,Chain | Lifting Device | 35380 | LD | winch |  | Lifting Devices, Chain Hoist, Come Along & Slings
39076 | 73760 | COL-YKP-SRL-092094 | Self Retrieval Line -092094 | YKP-BLD | Safety | Safety Equipment |  | SRL | self_retracting_line |  | Collections - 435 Kipling Ave. Building envelope
122934 | 62415 | THC-DEW-T-7570 | Tank,Chemical,Heated Water Treatment for Centrate Analyzer 7570,Solid Treatment | THC-DEW-AIT-7570 |  | Tank |  | T | http://www.toronto.ca/TWONTO#chemical_storage_tank |  | Analyzer,Density,Sample Buffer Tanks 7510&7520,DEW Centrate Sampling,Solid Treatment
78772 | 52750 | THR-ELS-DP-3502 | Distribution Panel 3502, SP RAS PS, Electrical Building/Existing Ozone Building | THR-ELS-RSPS |  | Power Distribution Panel |  | DP | http://www.toronto.ca/TWONTO#LV_electrical_panel |  | Electrical System, Returns Sludge Pumping Station
71350 | 65584 | THR-DIG-LSL-5641 | Switch, Level-Low, Lube Oil, C-5640, Gas Mixing System | THR-DIG-T-5641 | Switch,Level-Low | Switch |  | LSL | http://www.toronto.ca/TWONTO#level_switch |  | Tank, Reservoir, Auxiliary Oil, Gas Compressor 5640, Digester Mixing System
58119 | 87176 | THC-AI-T-1083 | Tank,Air Receiver,Compressed Air System, Bldg. M | THC-MCS-AI/SA | Tank,Reservoir | Tank |  | T | http://www.toronto.ca/TWONTO#pressure_vessel |  | Instrument/service Air Plant Wide
129991 | 71066 | THR-ACC-FT | Air Conditioning, Fans, Exhaust, Final Tanks & Galleries | THR-ACC-HVAC | H.V.A.C.,Air Conditioner | HVAC |  |  | http://www.toronto.ca/TWONTO#collection_of_assets |  | Air Conditioning, Heating, Ventilation & Air Conditioning
128822 | 25125 | THC-SPC-WA1 | System Process Control | THCSLDMNT | [6 empty] | THC Solids Maintenance
40415 | 24217 | TAB-ACC-FSL-5212 | Switch,Flow,Low,Water From Pump | TAB-ACC-P-5212 | Switch,Flow | Switch |  | FSL | http://www.toronto.ca/TWONTO#flow_switch |  | Pump, Circulating,Hot Water Dig 13-16 Space Heating,P13-2,
52080 | 24188 | TAB-PWA-F | Plant Water - Filters and Strainers | TAB-PWA | [6 empty] | Plant Water
135889 | 40399 | THR-FT-PSL-4402 | Switch, Pressure-Low, Pump P-4402 Suction, RAS Pumping - South | THR-FT-P-4402 | Switch,Pressure-Low | Switch |  | PSL | http://www.toronto.ca/TWONTO#pressure_switch |  | Pump, Centrifugal, RAS, RAS Pumping Station - South
46643 | 40187 | TAB-DIS-INQ | Disinfection - Instrument Equipment | TAB-DIS | [6 empty] | Disinfection
106314 | 85930 | TAB-ACC-F-3604 | FILTER, UV, AIR QUALITY CONTROL,SECOND FLOOR ADMIN BUILDING | TAB-ACC-3600 | Filter | Filter |  | F | uv_air_filter |  | Heating, Space ,Old Admin Bldg,Prm 1-6, Lab Spc Heating,(Item #5)
94029 | 64470 | FHO-RW-P-2701-KQ | RW Pump Unit 27 | FHO-RAW |  |  |  | P |  |  | Raw Water Production
83031 | 20912 | FHA-SES-SQ-0086 | Tri-pod DBI SALA confined space retrieval tripod | FHA-SES |  | Safety Equipment |  | SQ | http://www.toronto.ca/TWONTO#fall_arrest_Davit_arm |  | Safety & Environmental Services
98018 | 20777 | FIS-SES-LDR-5002 | Ladder, 4' Fiberglass, Fluoride & Ammonia Building, Ammonia Room | FIS-SES | Safety | Tool |  | LDR | http://www.toronto.ca/TWONTO#ladder |  | Safety, Instrumentation & Environmental Services
65060 | 85195 | THC-PRM-V-1013B | Valve, Solenoid, Return, Valve 1013 | THC-PRM-V-1013 |  |  |  | V |  |  | Valve, Hydraulic Cylinder, Bottom Scraper, Primary Clarifier 1000, SW Plant
45406 | 58824 | TAB-DIG-RPU-1024 | RPU, DIG Gas Control Bldg. | TAB-GAS-ELS | RPU | Remote Processor Unit |  | RPU | http://www.toronto.ca/TWONTO#RPU_panel |  | Digester Control Building - Electrical System
62484 | 79658 | FHA-FLT-F-1301 | Filter #13, Filter Building, West Filter Gallery South | FHA-FLT | Filter | Filter |  | F | http://www.toronto.ca/TWONTO#filtration_tank |  | Filtration
72918 | 3727 | THR-DIS-SQ-1001 | Chlorine Emergency "B" Kit, Chlorine Cylinders Bank Area | THR-DIS-WSC | Weigh Scale,Platform | Safety Equipment |  | SQ | emergency_kit |  | Disinfection, Weigh Scale, Chlorine Cylinders
55276 | 90526 | TAB-THK-V-DIST | Distribution Chamber Valves (Splitter Box) | TAB-THK | [6 empty] | Floatation
64780 | 37763 | FCL-SES-FA-0003 | DBI Sala | FCL-SES-SQ-0007 |  | Safety Equipment |  | FA | ? |  | Eyewash Station, Admin Building, Operators Lab,Eye wash station - main change room
58219 | 29601 | THC-ACC-CT-0011 | Controller, AHU-0011, Admin Building, Roof | THC-ACC-AHU-0011 |  | HVAC |  | CT | http://www.toronto.ca/TWONTO#thermostat_or_zone_controller_unit |  | Air handling Unit, Basement North Zone Locker Area, Admin Building Roof
12482 | 81619 | COL-PCU-LTG-0002S | Lighting, Emergency, Electrical Room | COL-W-OBSOLETE | Lighting,Emergency | Safety Equipment | 42942 | LTG | http://www.toronto.ca/TWONTO#lighting_unit |  | Col West Obsolete Entities
93462 | 4400 | FHO-MCS-LD-0118-SU | Manual Chain Hoist | FHO-MCS-LD | Lifting Device,Hoist,Manual | Rigging Equipment |  | LD | http://www.toronto.ca/TWONTO#lifting_equipment_hoist |  | Lifting Devices & Elevators
16048 | 39534 | FHA-BW-T-0201 | Tank T-0201, Wash Water, North Filtration Bldg. | FHA-BW | Tank | Tank |  | T | http://www.toronto.ca/TWONTO#storage_tank |  | Backwash System
82149 | 73825 | FHA-SES-SCBA-0043 | Cylinder for Air Pack Ser # OJ 377378 | FHA-SES-SCBA-CYLINDER | PPE,SCBA | Safety Equipment |  | SCBA | http://www.toronto.ca/TWONTO#compressed_gas_cylinder |  | Breathing Air Tanks (SCBA cylinders)
6804 | 45797 | COL-PQW-LSH-0105 | Switch, Level-High | COL-PQW-MISC | Switch,Level | Switch |  | LSH | http://www.toronto.ca/TWONTO#level_switch |  | Miscellaneous Equipment
117275 | 86579 | TAB-RSP-LSHH-8057 | Switch, Level-High-High, Dry Well Sump, M-Building | TAB-RSP-P-8057 |  | Switch |  | LSHH | http://www.toronto.ca/TWONTO#level_switch |  | Pump, Centrifugal, Dry Well Sump, M-Building
7922 | 69880 | COL-PTS-LSLL-0104 | Switch, Level Low-Low | COL-PTS(S) | Switch,Level |  |  | LSLL |  |  | Third Street Sewage Pumping Station (Wards Island PS#12)
15086 | 65977 | COL-PHP-FN-0002 | Fan, Centrifugal | COL-PHP | Fan |  |  | FN |  |  | High Park Sewage Pumping Station
27160 | 16320 | DOS-YCM-TRL-VEH270012 | 2019 ALANTRA LEASING 22X10 - Vehicle Trailer Unit# 270012 | FAC-YCM-VEH | Vehicle,Licensed | Vehicle |  |  | trailer
8916 | 4981 | COL-YKP-DA-0011(S) | Davit Arm-163195 | YKP-BLD |  | Safety Equipment | 39116 | DA | http://www.toronto.ca/TWONTO#fall_arrest_Davit_arm |  | Collections - 435 Kipling Ave. Building envelope
114903 | 56183 | TAB-PLT-T-1001 | Tank, Grit | TAB-PLT-T | Tank | Tank | 35824 | T | http://www.toronto.ca/TWONTO#sedimentation_tank |  | P Building - Grit Tanks 1-12 & Hoppers 1 - 6
125205 | 50341 | THC-ELS-SQ-2640205 | Electrical Safety gloves, High Voltage, Class 1, # 2640205 | THC-SES-SQ | PPE,Insulated Glove | Safety Equipment | 41090 | SQ | http://www.toronto.ca/TWONTO#rubber_insulating_gloves |  | Safety Equipment
46623 | 43958 | TAB-DIS-EV-1801 | Evaporator #8 | TAB-DIS-CHL-8 | Evaporator | Evaporator |  | EV | http://www.toronto.ca/TWONTO#chlorinator_system |  | Chlorination Train #8
146950 | 5628 | WTR-RLL-TRW | Treated Water (Transmission) | WTR-RLL | [6 empty] | Leslie Tank
14794 | 52483 | FHA-ACC-FIT-0400 | FHA-ACC-FIT-0100 - Transmitter, Flow Indicating, For Dehumidifier FHA-ACC-D-0402 | FHA-MCS-ACC | H.V.A.C.,Air Conditioner | HVAC |  | FIT | http://www.toronto.ca/TWONTO#flow_transmitter |  | HVAC
93259 | 13229 | FHO-GRK-DR-2025S | Door, (FD-S2-25), Fire Rated, West Filter Building, S2, MCC Room, West | FHO-GRK-FEQ-0001 | Fire Prevention,Door | Door |  | DR | http://www.toronto.ca/TWONTO#fire_rated_door
121076 | 70464 | THC-ACC-P-6003 | Pump, Heating Glycol System, Lower Level 2 Blower Room, Headworks | THC-ACC-AHU-6100 | Pump | HVAC |  | P | http://www.toronto.ca/TWONTO#pump_set_-_with_drive |  | Air Handling Unit, Truck Loading Bay, Mech Room #2, Headworks
86270 | 90005 | WTR-PJS-MS-0002 | Motion Sensor | WTR-PJS-AUX | Transmitter,Flow | Security System |  | MS | http://www.toronto.ca/TWONTO#security_motion_sensor |  | Auxiliary Equipment (Building Facilities)
140941 | 89337 | UF2001 | Transformer | TAB-ELS-TR | [6 empty] | Transformers near Plant Water Tower
17609 | 61218 | FHA-MCS-MT-1301 | Machine Tool, Hydraulic Valve Operator, Gas Trailer Mounted, RMF, Welding Shop/Storage | FHA-MCS-MEQ | Vehicle,Unlicensed | Tool |  | MT | valve_operator |  | Machine Shop & Equipment
82725 | 66507 | THR-PLT-RPU-0011 | RPU, Preliminary Treatment, Grit New Electrical Room | THR-ELS-GRIT | RPU | Remote Processor Unit |  | RPU | http://www.toronto.ca/TWONTO#RPU_panel |  | Electrical System, Grit Bldg., North Prelimanry and Primary Station
146329 | 47266 | WTR-PSC-FS-0502 | Switch, Flow, Vacuum Water | WTR-PSC-C-0001 | Switch,Pressure | Switch |  | FS | http://www.toronto.ca/TWONTO#flow_switch |  | Vacuum, Pump System, Vacuum Pump
92640 | 88955 | FIS-ACC-DM-3002 | Damper, Actuated, Exhaust Fan FN-3001, Polymer Storage & Feeder Building, RMF Polymer Storage & Feeder Building, Polymer Storage Room, S/E Corner | FIS-ACC-FN-3001 | Damper/Louver | HVAC |  | DM | http://www.toronto.ca/TWONTO#air_damper |  | Fan, Exhaust, Polymer Storage & Feeder Building, RMF Polymer Storage & Feeder Building, Polymer Storage Room, N/W Corner,S/E Corner
10975 | 72186 | COL-PBF-P-0100A | Pump, Centrifugal | COL-PBF | Pump |  |  | P |  |  | Bluffers Park Sewage Pumping Station
34696 | 91168 | MAIN-364 | Main 364 | WTR-MT1 | [6 empty] | Work Area 1 EAST Mains and Chambers
8995 | 10044 | COL-YKP-DA-153465 | Davit Upper Arm-153465 | COL-YKP-DA-0017S | Safety | Safety Equipment |  | DA | http://www.toronto.ca/TWONTO#fall_arrest_Davit_arm |  | Davit Arm Assembly with Upper Arm-153465
21892 | 52530 | COL-PMY-RPU-0001 | Remote Processing Unit, Shaft 8A | COL-PMY | RPU |  |  | RPU |  |  | Maryport Sewage Pumping Station
12428 | 77079 | FCL-FLT-SW-0701 | Sweeps, Surface Wash, Filter #7 | FCL-FLT-F-0701 | Filter | Filter |  | SW | filter_sweeping_arm |  | Filter, Carbon Activated, Filter Building, Filter Gallery West
41074 | 50370 | QQ7001A | Gate, Turnstiles, Guard House, Parking Lot | QQ7001 | Door | Door |  |  | http://www.toronto.ca/TWONTO#door
78920 | 59885 | THR-SES-SQ-8059S | Harness, Full Body, PPE Dhirenkumar Parmar (FAILED TEST)) | THR-SES-FAS | Safety | Safety Equipment | 35029 | SQ | http://www.toronto.ca/TWONTO#fall_arrest_harness |  | Fall Arrest Sytem (Harness and Lanyard), Safety Equipment
19958 | 53610 | COL-PLV-WEL-0200 | Wet well, East | COL-PLV-MISC | Well |  |  | WEL |  |  | Miscellaneous Equipment
40419 | 55664 | TAB-ACC-FSL-6011 | Switch,Flow,Low,Water From Pump | TAB-ACC-P-6011 | Switch,Flow | Switch |  | FSL | http://www.toronto.ca/TWONTO#flow_switch |  | Pump, Circulating,Hot Water, Dig 13-16 Sludge Heating,P14-1,
73139 | 76094 | THR-ACC-NR-667 | HVAC Unit & Fan, Admin Lunch Room | THR-ACC-ADM | H.V.A.C.,Heater,Unit | HVAC |  | NR | http://www.toronto.ca/TWONTO#heater |  | Air Conditioning, HVAC, Admin Building
65814 | 4795 | FCL-SPC-COM-1501 | Termination Panel, Filter Building, Rotunda | FCL-SPC |  |  |  | COM |  |  | Process Control Systems - Services Area
119794 | 60874 | TAB-WA2-SQ-1224 | EE2 - 902 T3 Nylon Sling | TAB-SES-LD | Lifting Device,Sling | Lifting Device |  | SQ | synthetic_web_sling |  | WA2 Lifting devices
26305 | 47030 | FHO-SES-SQ-0003 | Breathing Air Tanks | FHO-SES-SQ-0001 |  | Safety Equipment |  | SQ | http://www.toronto.ca/TWONTO#collection_of_assets |  | Safety Equipment
114785 | 18066 | TAB-PLT-PSH-0121 | Switch, Pressure High, Grit Pump P-0121 Discharge, Grit Bldg., P Bldg. | TAB-PLT-P-0121 | Switch,Pressure-High | Switch |  | PSH | http://www.toronto.ca/TWONTO#pressure_switch |  | Pump, Centrifugal, Submersible, Grit Tank, T-0100, Grit Bldg., P Bldg.
23695 | 92965 | COL-PPU-SW-0001 | Switch, Main Electrical Disconnect | COL-PPU-MISC | Switch |  |  | SW |  |  | Miscellaneous Equipment
26471 | 87081 | FHO-MCS-DR-1501 | Overhead Door, 206E, Ozone Building | FHO-GRK-PRTY-0001 |  | Door |  | DR | http://www.toronto.ca/TWONTO#roll_up_door
145947 | 63109 | WTR-PRH-TSH-0001 | Switch, Temperature-High, Building Alarm | WTR-PRH-AUX | Switch,Temperature-High | Switch |  | TSH | http://www.toronto.ca/TWONTO#temperature_switch |  | Auxiliary Equipment (Building Facilities)
75087 | 68372 | THR-FT-PSH-2522 | Switch, Pressure-Low, Pump P-2522 Discharge, FT 16/17 RAS Pumps | THR-FT-P-2522 | Switch,Pressure-High | Switch |  | PSH | http://www.toronto.ca/TWONTO#pressure_switch |  | Pump, Centrifugal, Tank 1600 & 1700, RAS Pumping,Tunnel 23, South
24335 | 38968 | FHO-MCS-LD-0401 | Fork Lift, Electric Model 2 FB CA20 | FHO-MCS | Forklift,Electric | Lifting Device |  | LD | http://www.toronto.ca/TWONTO#forklift |  | Mechanical Services
43879 | 10649 | FCL-ACC-HTR-0048 | Heater, Convection, Electric, 3kW, Gaseous Chemical Building | FCL-ACC-CL |  |  |  | HTR |  |  | Gaseous Chemical Building HVAC Equipment
131402 | 63570 | THR-AI-RPU-0100 | Remote Processor Unit, Instrument Air - South | THR-SPC | RPU | Remote Processor Unit |  | RPU | http://www.toronto.ca/TWONTO#RPU_panel |  | Process Control Systems - Services Area
143429 | 29930 | WTR-PEL-CW | City Water System | WTR-PEL | [6 empty] | Ellesmere Pumping Station
25277 | 37785 | FHO-SPC-RPU-1921 | RPU Panel, Chemical Dispersion, Ozone Building, L1, Ozone Equipment Room, West Wall | FHO-WWW | Controller,PLC | Remote Processor Unit |  | RPU | http://www.toronto.ca/TWONTO#RPU_panel |  | Residue Management / Waste Water System
31354 | 42084 | IU2019A | Receiver, Air, Z- Bldg. Main Floor, # 3 HWB | TAB-AI-S-10 | Vessel,Pressure | Tank |  |  | http://www.toronto.ca/TWONTO#pressure_vessel |  | Z Building Air Equipment
62681 | 69605 | THC-MCS-T-BLDG A | Domestic Hot Water Tank, Building A | THC-PWA-HWT | [6 empty] | Domestic Hot Water Tanks
30180 | 87984 | COL-PWR-T-0001 | Tank, Diesel Fuel, Tank #1, West Rouge PS | COL-PWR-MISC | Tank | Tank |  | T | http://www.toronto.ca/TWONTO#fuel_oil_tank |  | Miscellaneous Equipment
101407 | 10073 | KU2604A | Pressure Vessel, Hot Water Return | TAB-ACC-PWPS | Vessel,Pressure | Tank |  |  | http://www.toronto.ca/TWONTO#pressure_vessel |  | HVAC, Plant Water Pumping Station
119369 | 67564 | TAB-THK-T-PYS | Mixed Polymer Solution Day Tanks | TAB-THK-POL |  | Tank |  |  | http://www.toronto.ca/TWONTO#collection_of_assets |  | Polymer System
29023 | 88345 | FIS-FEQ-DM-4003 | Damper, Fire, Locker Room Exhaust Air Duct, Marine Yard Building, Mechanical/Electrical Room | FIS-ACC-FN-4003 |  | Safety Equipment |  | DM | http://www.toronto.ca/TWONTO#air_damper |  | Fan, Celing mounted, Marine Yard Building, Mechanical/Electrical Room
12993 | 3576 | FCL-FL-T-0201 | Tank, Non-Pressurized, Hydrofluosilicic Acid System | FCL-FL | Tank,Non-Pressurized | Tank |  | T | http://www.toronto.ca/TWONTO#chemical_storage_tank |  | Fluoridation
137483 | 72481 | THR-PLT-T-1800 | Tank, Grit Vortex Prime, Headhouse | THR-PLT-T-HH | Tank | Tank |  | T | http://www.toronto.ca/TWONTO#vortex_classifier |  | Tanks, Grit Vortex Prime, Headhouse
117274 | 2475 | TAB-RSP-LSHH-8056 | Switch, Level High-High, 'T' Bldg, Level B4, East Sump | TAB-RSP-P-8056 |  | Switch |  | LSHH | http://www.toronto.ca/TWONTO#level_switch |  | Pump, Sump, T Bldg, Level B4, East Sump
139438 | 7748 | THR-WA2-LD-0030 | Sling, Wire Rope, Work Area 2 | THR-LD-WIRE-WA2 | Lifting Device,Sling | Lifting Device |  | LD | wire-rope_sling |  | Slings, Wire Rope, Work Area 2
85638 | 37607 | TNT-ACC-CU-2004B | Air Conditioner, outdoor condensor | TNT-ACC-AC | H.V.A.C.,Chiller | HVAC |  | CU | http://www.toronto.ca/TWONTO#AC_condenser_unit |  | HVAC- Air conditioner and cooling units
8562 | 71575 | COL-RBB-PDP-0001 | Control Panel, Power Dist. | COL-RBB-MISC | Control Panel |  |  | PDP |  |  | Miscellaneous Equipment
18146 | 81667 | FHA-SED-ZSH-0404C | Switch, Limit, Access Hatch Zone 4, Settling Basin T-0401 | FHA-SED-ZSH-0404 |  | Security System |  | ZSH | http://www.toronto.ca/TWONTO#position_switch |  | Switch, Limit, Access Hatch Zone 4
124995 | 29829 | THC-ELS-RPU-1605 | Remote Processing Unit, ADMIN BLDG MCC ROOM | THC-THK-ELS |  | Remote Processor Unit |  | RPU | http://www.toronto.ca/TWONTO#RPU_panel |  | TWAS Elecftrical equipment Sludge Thickening
18113 | 87454 | FHA-SED-ZSH-0301D | Switch, Limit, Access Hatch Zone 1, Settling Basin T-0301 | FHA-SED-ZSH-0301 |  | Security System |  | ZSH | http://www.toronto.ca/TWONTO#position_switch |  | Switch, Limit, Access Hatch Zone 3
96296 | 39751 | FIS-ELS-PDP-0611 | Power Distribution Panel,Mixer Building Main Floor,600V,225A,3ph,3W | {FIS-ELS-PDP} | Control Panel,Power Distribution Panel | Power Distribution Panel |  | PDP | http://www.toronto.ca/TWONTO#LV_electrical_panel |  | Asset Group, Power Distribution Cabinets,600 V,Island WTP
74537 | 15117 | THR-FT-FSL-3536 | Switch, Flow-Low, WHF, Suction, Pump 3530, Secondary Treatment, Scum Pumping | THR-FT-P-3530 | Switch,Flow-Low | Switch |  | FSL | http://www.toronto.ca/TWONTO#flow_switch |  | Pump, Rotary Vane, Scum Tank 3500, System 7, Scum Pumping
134033 | 32299 | THR-DIS-T-1360 | Tank, Overflow, Caustic Soda | THR-DIS-SB | Tank | Tank |  | T | http://www.toronto.ca/TWONTO#chemical_storage_tank |  | Scrubbers, Caustic Soda Recirculation Pumps
34761 | 8324 | MS0125A | Mill, Boring, BFT-80 | TAB-MCS-MT | Machine Tool,Milling Machine | Tool |  |  | http://www.toronto.ca/TWONTO#milling_machine |  | Machine Shop Mechanical Equipment
9451 | 33069 | COM-26654 | Access Closet | TAB-SPC-COM | SCADA | Communications Equipment |  |  | http://www.toronto.ca/TWONTO#network_panel |  | Communications Equipment Location
78623 | 79001 | FHO-ELS-MCC-1210 | Motor Control Centre, (MCC-1201A), Ozone Building MCC Room | FHO-ELS-PS-0001 | Control Panel,MCC | Motor Control Centre |  | MCC | http://www.toronto.ca/TWONTO#LV_electrical_panel |  | Primary Power Equipment
120887 | 71879 | THC-ACC-HTR-0302 | Air Heater, Convector, Building M | THC-ACC-HEATERS | H.V.A.C.,Heater,Unit | HVAC |  | HTR | http://www.toronto.ca/TWONTO#heater |  | Air Heaters, Building M
68999 | 29158 | THC-PLT-RPU-3005 | RPU, Perforate Screen SC-0350 Control Panel, Headworks, Raw Sewage Screening | THC-PLT-SC-0350 | Controller,PLC | Remote Processor Unit |  | RPU | http://www.toronto.ca/TWONTO#RPU_panel |  | Screen, Perforated Plate, Screen Room, Raw Sewage Screening
58096 | 30270 | THC-AER-VSH-6026 | Switch,Vibration,Blower 6020,Old Plant Blower Building | THC-AER-BL-6020SUSP | Switch,Vibration | Switch |  | VSH | http://www.toronto.ca/TWONTO#vibration_sensor_element |  | Blower, Aeration
39260 | 79307 | COL-YKP-SRL-126711 | Self Retrieval Line -126711 | YKP-BLD | Safety | Safety Equipment |  | SRL | self_retracting_line |  | Collections - 435 Kipling Ave. Building envelope
128181 | 96180 | THC-PWA-PDSH-0901 | Switch, Pressure Differential, High, Local Indication, Strainer STR-0900, N.E. Pumping Station | THC-PWA-STR-0900 |  | Switch |  | PDSH | http://www.toronto.ca/TWONTO#pressure_switch |  | Strainer, N.E. Pumping Station
10330 | 24377 | FCL-ACC-HTR-0212 | Heater, Unit, Electric, 3kW, Low Lift PS Building Gallery N/E | FCL-ACC-P-LL |  |  |  | HTR |  |  | Low Lift Pumping Station HVAC Equipment
21737 | 26348 | COL-PMY-DM-0001 | Damper, Gas | COL-PMY-MISC | Damper/Louver |  |  | DM |  |  | Miscellaneous Equipment
85227 | 89508 | WTR-PEL-TSH-0001 | Switch, Temperature-High, Building Alarm | WTR-PEL-AUX | Switch,Temperature-High | Switch |  | TSH | http://www.toronto.ca/TWONTO#temperature_switch |  | Auxilliary Equipment (Building Facilities)
107308 | 4063 | TAB-ACC-PDS-1244C | Switch,Pressure ,Supply Air, AHU1244 | TAB-ACC-AHU-1244 | Switch,Pressure | Switch |  | PDS | http://www.toronto.ca/TWONTO#pressure_switch |  | Air Handing unit,Flotation Bldg
74352 | 16251 | THR-AER-RPU-0100 | Remote Processor Unit, SCADA,GE RX3i 172.22.37.236 THRPSN04 Aeration Tank Electrical Building | THR-ITS-COM-4201 | RPU | Remote Processor Unit |  | RPU | http://www.toronto.ca/TWONTO#RPU_panel |  | Termination Panel, Aeration - South
143725 | 67776 | WTR-PEL-T-1020 | Tank, Non-Pressurized, Diesel Fuel Storage, Generator Building, Bulk Fuel Storage Room | WTR-PEL-AUX | Tank,Non-Pressurized | Tank |  | T | http://www.toronto.ca/TWONTO#fuel_oil_tank |  | Auxilliary Equipment (Building Facilities)
7098 | 39080 | COL-PRX-TR-0001 | Transformer, Lighting | COL-PRX-MISC | Transformer |  |  | TR |  |  | Miscellaneous Equipment
9553 | 31461 | DOS-YCM-VEH-61154 | 2011 DODGE RAM 2500 - Vehicle Unit# 61154 | FAC-YCM-VEH | Vehicle,Licensed | Vehicle |  | VEH | http://www.toronto.ca/TWONTO#pickup_truck
125252 | 65526 | THC-FEQ-DM-0014 | Fire Damper, Admin Building, Basement, North West | THC-FEQ-BLDG K |  | HVAC | 43299 | DM | http://www.toronto.ca/TWONTO#air_damper |  | Fire fighting protection equipment, Admin Building
15182 | 68696 | FCL-TRW-LSH-0003 | Switch, Level-High, Building, Treated Water Pumping Station | FCL-TRW | Switch,Level-High | Switch |  | LSH | http://www.toronto.ca/TWONTO#level_switch |  | Treated Water
50877 | 67084 | TAB-PRM-OPS | Old PS - Primary Treatment | TAB-PRM | [6 empty] | Primary Treatment
138661 | 87476 | THR-SES-SCBA-0501 | SCBA 30 Minutes Pack | THR-SCBA-WA1 | Safety | Safety Equipment |  | SCBA | http://www.toronto.ca/TWONTO#self-contained_breathing_apparatus |  | Self Contained Breathing Apparatus
25432 | 24398 | COL-PSM-CB-0001 | Circuit Breaker, Main Incoming | COL-PSM | Circuit Breaker |  |  | CB |  |  | Simcoe St Sewage Pumping Station
140811 | 1432 | TNT-STR-FSL-1101 | Switsh,Flow,Low, C.W to Gland | TNT-STR-P-1101 | Switch,Flow | Switch |  | FSL | http://www.toronto.ca/TWONTO#flow_switch |  | Pump, Return Sludge # 1
70066 | 55518 | THR-CG-T-1263 | Tank, Oil Sump, Lube Oil System, Engine-Gen 1201 | THR-CG-ENG-1201 |  | Tank |  | T | http://www.toronto.ca/TWONTO#chemical_storage_tank |  | Engine, Generator NT1788901, Engine Room, Engine-Generator & Heat Recovery System
9518 | 27972 | DOS-YCM-TRL-VEH270014 | 2019 ALANTRA LEASING 22X10 - Vehicle Trailer Unit# 270014 | FAC-YCM-VEH | Vehicle,Licensed | Vehicle |  |  | trailer
61183 | 70355 | THC-ELS-SQ-8088280 | Electrical Safety rubber gloves, High Voltage, Class 4, # 8088280 | THC-SES-SQ |  | Safety Equipment | 40749 | SQ | http://www.toronto.ca/TWONTO#rubber_insulating_gloves |  | Safety Equipment
61424 | 30474 | THC-FEQ-CP-6202 | Control Panel, Remote Fire Alarm Annunciator Panel, Headworks, Ground Floor, Outside of Screen Room | THC-FEQ-CP-6201 | Control Panel,Fire | Safety Equipment | 43411 | CP | http://www.toronto.ca/TWONTO#annunciator_panel |  | Control Panel, Main Fire Alarm CP, Headworks, Ground Floor, Electrical Room W
106073 | 65283 | TAB-ACC-CT-1491 | Control Panel, Zone Controller | TAB-ACC-HTR-1491 | Control Panel,HVAC | HVAC |  | CT | http://www.toronto.ca/TWONTO#thermostat_or_zone_controller_unit |  | Heater, Electric Reheat Coil
124883 | 81639 | THC-ELS-MCC-2102E | Motor Control Center, Building E | THC-ELS-PS-0001-E | Control Panel,MCC | Motor Control Centre |  | MCC | http://www.toronto.ca/TWONTO#LV_electrical_panel |  | Primary Power Equipment, Building E
25471 | 29791 | COL-PSM-LSL-0102 | Switch, Level-Low | COL-PSM-MISC | Switch,Level |  |  | LSL |  |  | Miscellaneous Equipment
31142 | 76899 | FIS>BLD>WS>MEZ | FIS Facility, Workshop Building, Mezzanine | FIS-ELS | [6 empty] | System, Electrical Distribution System
15605 | 2918 | FHA FILTER GALLERY | Computer Location | FHA-FILTER BLDG | [6 empty] | Building Location
55600 | 21870 | TAB-WA2-SQ-4357 | Body Harness- Jagjit | TAB-WA2-SQ-0001 | PPE,Harness | Safety Equipment |  | SQ | http://www.toronto.ca/TWONTO#fall_arrest_harness |  | Fall Arrest System , Tripod and SRL
47959 | 76835 | TAB-EL3-LSHH-8077A | Switch, Level High-High, Seawall Tunnel, Digester 19-22 Entrance | TAB-EL3-P-8077 |  | Switch |  | LSHH | http://www.toronto.ca/TWONTO#level_switch |  | Pump, Sump, #7, DX8607A, Tunnel
64128 | 14657 | FCL-ROUTINE | FCL-Routine
41267 | 11790 | TAB-ACC-T-5883 | Tank, Expansion,Glycol, Penthouse, Bio-Solid | TAB-ACC-P-5884 | Tank,Non-Pressurized | Tank |  | T | expansion_tank |  | Pump, Glycol Make Up
81873 | 50002 | FHA-SES-LDR-0411 | FHA-SES-LD-0022 - 8' Ladder Fiberglass ( RMF ) | FHA-SES-LD-1 | Safety | Safety Equipment |  | LDR | http://www.toronto.ca/TWONTO#ladder |  | Ladders
79366 | 55174 | THR-THK-LSHH-0553 | Level Switch, High, High, Sump Pump Well STB Basement, NW Corner | THR-THK-CP-1101 | Switch,Level-High-High | Switch |  | LSHH | http://www.toronto.ca/TWONTO#level_switch |  | Control Panel, Sump Pump 0553, STB Basement, NW Corner
101555 | 25390 | MAIN-128 | Main 128 | WTR-MT3 | [6 empty] | Work Area 3 WEST Mains and Chambers
17561 | 74510 | FHA-GRK-PRTY-0002 | Grounds Maintenance | FHA-GRK |  |  |  | PRTY |  |  | Building & Grounds
133994 | 80414 | THR-DIS-PSL-0151 | Switch, Pressure-Low, Water to Chlorine Injector 0154, Chlorination Building, Disinfection, Chlorination System | THR-DIS-CHL-1251 | Switch,Pressure-Low | Switch | 34849 | PSL | http://www.toronto.ca/TWONTO#pressure_switch |  | Chlorinator, Chlorination Building, Disinfection, Chlorination System
105918 | 52176 | TAB-ACC-AHU-1847 | AHU, Blower Bldg | TAB-ACC-AHU | Air Handling Unit | HVAC |  | AHU | http://www.toronto.ca/TWONTO#air_handler_unit |  | Air Handling Unit & Supply Fan
51624 | 82932 | TAB-GRK-VEH-323088 | Tractor, Case, Front-End Loader | TAB-GRK-VEH1 | Vehicle,Licensed | Vehicle |  | VEH | http://www.toronto.ca/TWONTO#golf_cart
64735 | 65449 | FCL-SES-8 | Respirator Fit Testing | FCL-SES |  |  |  | SES |  |  | Safety and Environmental Services
3557 | 31726 | COL-PBR-SW-0002 | Switch, Groud Fault Indicator | COL-PBR | Switch |  |  | SW |  |  | Berry Road Sewage Pumping Station
131899 | 44731 | THR-CW-SQ-0103 | Eyewash and Shower Station, Ferrous Chloride Pump Room | THR-EWSS-WA4 | Safety,Eye wash | Safety Equipment |  | SQ | http://www.toronto.ca/TWONTO#emergency_eyewash_and_shower |  | Eyewash and Shower Station, Work Area 4
139481 | 26309 | THR-WA2-LD-96-11 | Sling, Nylon, Work Area 2 (Sr 1469396-11) SIZE; 2" X 8', | THR-LD-NYLN-WA2 | Lifting Device,Sling | Lifting Device |  | LD | synthetic_web_sling |  | Slings, Nylon, Work Area 2
19529 | 89980 | FHO FILTER GALLERY | Computer Location | FHO MAIN BLDG | [6 empty] | Building Location
44586 | 89363 | FCL-AI-F-0001 | Filter, Instrument Air, Compressor C-0101 Discharge, High Lift Building, Compressor Room | FCL-TRW-C-0101 | Filter | Filter |  | F | http://www.toronto.ca/TWONTO#replaceable_air_filter |  | Compressor, Service Air Monitoring - High Lift
51894 | 49506 | FCL-FLT-SW-0401-SUS | Sweeps, Surface Wash, Filter #4 | FCL-SUSPENDED | Filter | Filter | 36635 | SW | filter_sweeping_arm |  | Suspended entity
90538 | 94715 | FHO-AUX-METR-0005 | Meter, Temperature, Portable, WIKA CTH 6300, Admin Building, S2, Electrical Work Shop | FHO-AUX-CAL-GRP1 | Meter,Temperature | Test Equipment |  | METR | electrical_meter |  | Meters, Group 1, Admin Building, S2, Electrical Work Shop
57108 | 62598 | THC-ACC-T-0115 | Tank, Methane Storage, Building E | THC-ACC-BLDG E | Tank | Tank |  | T | http://www.toronto.ca/TWONTO#pressure_vessel |  | Boiler House, HVAC
79456 | 7271 | THR-THK-PSH-6013B | Switch, Pressure, High, Centrate Pump-6013 | THR-THK-P-6013 | Switch,Pressure-High | Switch |  | PSH | http://www.toronto.ca/TWONTO#pressure_switch |  | Centrate Transfer Pump
73259 | 21530 | THR-DRN-WA3 | Drains, Work Area 3 | THR-GRK-PRTY-WA3 | [6 empty] | WA3 Property, Humber T. P. for DOS Work Orders
63417 | 34897 | FCL-MCS-LD-0701 | Winch - no CAP: - 40 FT cable | FCL-MCS-LD | Lifting Device,Hoist,Manual | Lifting Device |  | LD | winch |  | Lifting Devices
114052 | 26176 | TAB-OCS-HTR-6741 | Heater, Heat Tracing, Separated Potable Water to Biofilter, Biofilter Area, P Bldg. | TAB-OCS-PBLDG | Heater | Gas Collection |  | HTR | heat_trace |  | P Building - Odour control System, Fans
11548 | 58395 | FCL-CLA-T-0102 | Tank, Expansion, Chlorine Gas, CLA Evaporator 0101 Inlet, Machine Room, Gaseous Chemical Building | FCL-CLA1 | Tank | Tank |  | T | expansion_tank |  | Pre-Chlorination
90757 | 88637 | FHO-CLA-PSL-0102 | Switch, Pressure on Liquid Header Post Chlorination Train 1, Chemical Bldg, L1,Machine Room | FHO-CLA-CHL-0101-KQ | Switch,Pressure-Low | Switch |  | PSL | http://www.toronto.ca/TWONTO#pressure_switch |  | Pre Chlorination Train 1
39893 | 32255 | TAB-ACC-FN-09-12 | Exhaust Fans , Digester 09-12 | TAB-ACC-FN |  |  |  | FN |  |  | Exhaust Fans
56170 | 89316 | TAB-STR-SP-1001 | Sampler, Settled Sewage, North Conduit | TAB-STR-SP | Sampler | Sampler |  | SP | http://www.toronto.ca/TWONTO#auto_sampler |  | Aeration, Sampler Settled Sewage
68425 | 6638 | THR-ACC-PSH-0200 | Switch, Pressure, High, Filter Gauge Status, Air Handling Unit AHU-0200, North Grit South Fan Room | THR-ACC-AHU-0200 | Switch,Pressure-High | Switch |  | PSH | http://www.toronto.ca/TWONTO#pressure_switch |  | Air Handling Unit, Air Supply, North Grit Fan Room
39152 | 77050 | TAB-ACC-DM-6576 | Damper, Motorized, Return Air, FN- 6573, AHU-6570, Mechanical RM No. 3, Screen Bldg., P Bldg. | TAB-ACC-AHU-6570 | Damper/Louver | HVAC |  | DM | http://www.toronto.ca/TWONTO#air_damper |  | Air Handling Unit, Mechanical Room no.3, Screen Bldg., P Bldg.
34682 | 14961 | MAIN-349 | Main 349 | WTR-MT3 | [6 empty] | Work Area 3 WEST Mains and Chambers
58946 | 36656 | THC-ACC-FN-6560 | Fan, Return, Pipe Gallery, 2nd Floor Mech Room #1, Headworks | THC-ACC-AHU-6500 | Fan | HVAC |  | FN | http://www.toronto.ca/TWONTO#blower_or_fan_with_drive |  | Air Handling Unit, Pipe Gallery, 2nd Floor Mech Room #1, Headworks
8517 | 29734 | COL-RBB-FIT-0001 | Transmitter, Flow | COL-RBB | Transmitter |  |  | FIT |  |  | Western Beaches Tunnel (Battery Park)-Storm
143329 | 59793 | WTR-PEG-TSH-0001 | Switch, Temperature-High, Building Alarm | WTR-PEG-AUX | Switch,Temperature-High | Switch |  | TSH | http://www.toronto.ca/TWONTO#temperature_switch |  | Auxiliary Equipment (Building Facilities)
30362 | 52478 | FIS-SES | Safety, Instrumentation & Environmental Services | FIS WORK AREA 2 | [6 empty] | Services
48221 | 6255 | TAB-ELS-SQ-6119 | Electrical - Rubber Insulating Gloves | TAB-ELS-SQ-GLOVE | PPE,Insulated Glove | Safety Equipment |  | SQ | http://www.toronto.ca/TWONTO#rubber_insulating_gloves |  | High Voltage Gloves
19512 | 12900 | FHO-ACC-RPU-0501 | Remote Programming Unit, Raw Water Building HVAC, Raw Water Building, S8, Ventilation Room | FHO-MCS-HVAC | Controller,PLC | Remote Processor Unit |  | RPU | http://www.toronto.ca/TWONTO#RPU_panel |  | Plant HVAC
76234 | 74414 | THR-MCS-MT-0681 | Welding Machine, Arc | THR-PRM |  | Tool |  | MT | welder |  | Primary Treatment
109543 | 18312 | TAB-DEW-HPU-6008 | Power Pack, Hydraulic, Sliding Frame for Silo DEW-T-6004, DEW Level Bsmt | TAB-DEW-T-6004 | Tank | Hydraulic System |  | HPU | http://www.toronto.ca/TWONTO#hydraulic_power_pack |  | Tank, Dewatered Solids Silo DEW-T-6004 East, DEW Bsmt
122792 | 34008 | THC-DEW-RPU-2104 | Remote Processing Unit | THC-DEW | Controller,PLC | Remote Processor Unit |  | RPU | http://www.toronto.ca/TWONTO#RPU_panel |  | Dewatering Process
61361 | 11801 | THC-EPG-LSL-4020 | Switch, Level, Low, Fuel Tank, Diesel Generator, Headworks | THC-ELS-GEN-4020 | Switch,Level-Low | Switch |  | LSL | http://www.toronto.ca/TWONTO#level_switch |  | Standby Generator, DS00400-6S, Between old Headworks and New Head House
114553 | 31970 | TAB-PLT-G-5504 | Gate, Knife Gate, Pneumatic, Screenings Outloading Conveyor 5500, Conveyor Area | TAB-PLT-CV-5500 | Valve,Knife Gate | Gate |  | G | http://www.toronto.ca/TWONTO#valve
81615 | 30526 | TNT-RTE-WA9 | TNT-Routine Work Area 9 | TNT WORK AREA 9 | [6 empty] | North Toronto Treatment Plant
26076 | 9232 | FIS-ACC-DM-4007 | Damper, Variable Air Volume Box, Lunch Room/Meeting Room | FIS-ACC-CP-4000 |  | HVAC |  | DM | http://www.toronto.ca/TWONTO#air_damper |  | Panel, Control, Building Automation System, Mechanical/Electrical Room
96554 | 5522 | YTF-ELS-PDP-0502 | Control Panel, Power Dist., Mechanical Equipment, B Building Office Area, RN116A, Electrical Room C | YTF-ELS | Control Panel,Power Distribution Panel | Power Distribution Panel |  | PDP | http://www.toronto.ca/TWONTO#LV_electrical_panel |  | Electrical Equipment
50227 | 15164 | FCL-CW-T-0001 | Tank, Hot Water, Non-Pressurised, High Lift Building, Basement B1, Janitor's Room | FCL-GRK | Tank,Non-Pressurized | Tank |  | T | http://www.toronto.ca/TWONTO#tanked_hot_water_heater |  | Buildings and Grounds
4851 | 22652 | COL-PIR-FEQ-0001S | Fire Prevention, Extinguisher | COL-PIR-MISC | Fire Prevention,Extinguisher |  | 42687 | FEQ |  |  | Miscellaneous Equipment
55907 | 36829 | TAB-WA7-SQ-2070 | Spill Response Kit, Universal | TAB-SES-SQ | Spill Kit | Safety Equipment |  | SQ | http://www.toronto.ca/TWONTO#spill_kit |  | WA7 Safety Equipment
144226 | 4575 | WTR-PHL-TS-2101 | Transfer Switch , Trans. Feed | WTR-PHL-PDP-0101 | Switch | Switch |  | TS | http://www.toronto.ca/TWONTO#transfer_switch |  | Switchgear, 600v Bus T1
101514 | 19100 | MAIN-029 EAST | Main 029 | WTR-MT1 | [6 empty] | Work Area 1 EAST Mains and Chambers
109584 | 54795 | TAB-DEW-LSH-4010 | Switch, Level, High, Tank 3910 | TAB-DEW-T-3910 | Switch,Level-High | Switch |  | LSH | http://www.toronto.ca/TWONTO#level_switch |  | Equalization Tank #1
112289 | 88644 | TAB-DIS-T-0003 | Tank,Expansion, Chlorine From Tank Cars | TAB-DIS-CHL-ROUTE | Tank | Tank |  | T | expansion_tank |  | Chlorination & Filtered Effluent Routeing
39127 | 63800 | TAB-ACC-DM-6473 | Damper, Motorized, Outside Air, FN- 6471, AHU-6470, Mechanical RM No. 6, Existing grit bldg. | TAB-ACC-AHU-6470 | Damper/Louver | HVAC |  | DM | http://www.toronto.ca/TWONTO#air_damper |  | Air Handling Unit, Mechanical Room no.6, Grit Bldg., P Bldg.
55489 | 96211 | TAB-WA1-SQ-1977 | Lanyard 6 Ft- Patel,Mukesh Kumar | TAB-WA1-SQ-0001 | PPE,Harness | Safety Equipment |  | SQ | lifeline |  | WA1 Fall Arrest System
136489 | 87828 | THR-GRK-FE-E | Perimeter Security Fencing,EAST, around Humber Treatment Plant | THR-GRK-FE | Gate | Gate |  |  | http://www.toronto.ca/TWONTO#door
88444 | 54813 | WTR-PTH-LSH-0002 | Switch, Level High, Flood Alarm | WTR-PTH-FIT-0001 | Transmitter,Pressure | Switch |  | LSH | http://www.toronto.ca/TWONTO#level_switch |  | Transmitter, Flow, Water Transmission to District 5 (Revenue), Magmeter
137348 | 16377 | THR-PLT-HS-1127 | Switch, Hand, Classifier 1127, Preliminary Treatment, Grit Removal - Vortex - South Plant (Head house) | THR-PLT-CL-1127 | Switch,Hand | Switch |  | HS | hand_switch |  | Classifier, Cyclone, 1117, Preliminary Treatment, Grit Removal - Vortex
58411 | 49570 | THC-DCL-SBS | Dechlorination -Outfall SBS System | THC-DCL | [6 empty] | Dechlorination Process
58264 | 4802 | FHA-ACC-AHU-6803 | Air Handling Unit, RMF | FHA-MCS-ACC | Air Handling Unit | HVAC |  | AHU | http://www.toronto.ca/TWONTO#air_handler_unit |  | HVAC
129489 | 4328 | THC-TPA-PA-6004 | Speaker, Headworks, Second Floor, Conveyor Platform N/E | THC-TPA-PA-6010A | Public Address System | Communications Equipment |  | PA | http://www.toronto.ca/TWONTO#public_annoucement_speaker |  | Paging Panel, Headworks, Electrical Room, Ground Floor
91147 | 496 | FHO-DEW-LS-1101 | Switch, Level, Sump Pump P-1101 Control, Chemical Building, S4 Ammonia Room | FHO-DEW | Switch,Level | Switch |  | LS | http://www.toronto.ca/TWONTO#level_switch |  | Dewatering & Drainage
121887 | 78480 | THC-AER-BL-7200-I-IV | Blower, Aeration System | THC-AER-PHASE I-IV |  |  |  | BL |  |  | AerationTreatment
72726 | 19098 | THR-ACC-EV-3602 | Evaporator,2,Cooling,Electrical Room,East Workshop | THR-ACC-CU-3602 | H.V.A.C.,Air Conditioner | HVAC |  | EV | http://www.toronto.ca/TWONTO#AC_evaporator_unit |  | Air Conditioning, Condensing Unit, East Maintenance Building
80598 | 59490 | TNT-AER-RX-0107 | Reactor, Mabr Cassette, Aeration Tank 1 - Mabr Cassette 7, Aeration | TNT-AER-T-0100 |  |  |  | RX |  |  | Tank,Aeration, # 1
3640 | 69238 | COL-PEV-RPU-0001 | Remote Processing Unit, All control and Instrumentation Equipment - RPU | COL-PEV |  | Remote Processor Unit |  | RPU | http://www.toronto.ca/TWONTO#RPU_panel |  | Ellis Sewage Pumping Station
59035 | 3095 | THC-ACC-HTR-0265 | Heater, Perimeter. Admin Building, Ground Floor, Field Service Corridor 129 | THC-ACC-AHU-0091 |  | HVAC |  | HTR | http://www.toronto.ca/TWONTO#heater |  | Air handling Unit, Ground Floor East Zone(Field Services), Admin Building Roof
93983 | 39890 | WTR-PRH-RPU-0001 | Control Panel, Process Control Unit, RPU 0001 | WTR-PRH-ELS | RPU | Remote Processor Unit |  | RPU | http://www.toronto.ca/TWONTO#RPU_panel |  | Electrical System
82733 | 43803 | THR-PLT-RPU-0234 | RPU, Blower BL-2120 Control Panel, North Grit Blower Room | THR-ELS-GRIT | RPU | Remote Processor Unit |  | RPU | http://www.toronto.ca/TWONTO#RPU_panel |  | Electrical System, Grit Bldg., North Prelimanry and Primary Station
89137 | 47633 | WTR-RLL-SW-0001 | Switch, Hand, Electrical System, LP-0001 | WTR-RLL-ELS | Switch,Hand | Switch |  | SW | http://www.toronto.ca/TWONTO#disconnect_switch |  | Electrical System
144198 | 43823 | WTR-PHL-SW-0201 | Switch, Load Break, Incoming Line 2 (Primary) | WTR-PHL-TR-0201 | Load Break Switch | Switch |  | SW | http://www.toronto.ca/TWONTO#load_break_disconnect_switch |  | Transformer, Power, Line 2, 13.8 kV/4.16 kV
94809 | 92355 | FHO-SES-SCBA-0052 | Cylinder, SCBA, Air Pack, 3000 PSI, Ser #LT29075 | FHO-SES-SQ-0003 | PPE,SCBA | Safety Equipment |  | SCBA | http://www.toronto.ca/TWONTO#compressed_gas_cylinder |  | Breathing Air Tanks
107239 | 77499 | TAB-ACC-P-3051 | Pump, Fire, Jockey, | TAB-WA1-SQ-7200 | Pump,Centrifugal | Safety Equipment |  | P | http://www.toronto.ca/TWONTO#pump |  | Fire PumpSkid, D Bldg
59064 | 54298 | THC-ACC-HTR-0347 | Air Heater, Building M | THC-ACC-HEATERS | H.V.A.C.,Heater,Unit | HVAC |  | HTR | http://www.toronto.ca/TWONTO#heater |  | Air Heaters, Building M
45418 | 60625 | TAB-DIG-PSH-4083 | Switch, Pressure, High, | TAB-DIG-P-4083 | Switch,Pressure-High | Switch |  | PSH | http://www.toronto.ca/TWONTO#pressure_switch |  | Pump, Sludge Mixing, Digester # 8A
14759 | 34972 | FCL-SES-SQ-0004 | Eyewash Station/Shower, Gaseous Chemical Building, outside Ammonia Room | FCL-SES-5 | PPE,Eyewash Station | Safety Equipment |  | SQ | http://www.toronto.ca/TWONTO#emergency_eyewash_and_shower |  | Eye Wash Stations Chemical Building
74526 | 48489 | THR-FT-FSL-3136S | Switch, Flow-Low, WAW, Tank 0800, Secondary Treatment, Scum Pumping | THR-FT-T-0800S | Switch,Flow-Low | Switch | 39485 | FSL | http://www.toronto.ca/TWONTO#flow_switch |  | Tank, Final Settling, Mixed Liquor, Secondary Treatment, Secondary Clarification - South
138830 | 83671 | THR-SPC | Process Control Systems - Services Area | THR-ITM | [6 empty] | Integrated Technology Management
55513 | 43968 | TAB-WA2-LD-1001 | KITO Chain Hoist | TAB-SES-LD | Lifting Device,Hoist,Manual | Lifting Device |  | LD | http://www.toronto.ca/TWONTO#lifting_equipment_hoist |  | WA2 Lifting devices
133919 | 43036 | THR-DIS-CP-0002 | Panel,ControlPanel,Pump Skids, Disinfection Building Main Floor | THR-DIS-P-EFF | Control Panel,Power Distribution Panel | Power Distribution Panel |  | CP | http://www.toronto.ca/TWONTO#process_control_panel |  | Pumps, Disinfection, Effluent
86616 | 41666 | WTR-PKL-ZS-0001 | Switch, Position,Door Security | WTR-PKL-AUX | Switch,Position | Switch |  | ZS | http://www.toronto.ca/TWONTO#position_switch |  | Auxiliary Equipment (Building Facilities)
13177 | 82926 | FCL-FLT-F-0402 | Filter, Inlet Side of PDIT-0401, Filter F-0401, Filtration Pipe Gallery | FCL-FLT-PDIT-0401 |  |  |  | F |  |  | Transmitter, Pressure (Differential), Loss of Head for Filter 0401, , Filter No.0401
41073 | 29455 | TAB-ACC-PDS-8270A | Switch, Pressure Differential, FN-8270, M Building | TAB-ACC-FN-8270 | Switch,Pressure | Switch |  | PDS | http://www.toronto.ca/TWONTO#pressure_switch |  | Fan, Exhaust, M Bldg.
71780 | 89524 | THR-DIG-T-0599 | Tank, Condensate and Sediment Trap, Boilers 0800 & 0900 | THR-ACC-BO | Tank | Tank |  | T | http://www.toronto.ca/TWONTO#condensate_trap |  | Air Conditioning, Heating and Ventilation, Boiler
146337 | 18258 | WTR-PSC-HRN-0011 | PPE, Body Harness, S/N 125228 | WTR-EAST-SES | PPE,Harness | Safety Equipment |  | HRN | http://www.toronto.ca/TWONTO#fall_arrest_harness |  | Safety & Lifting Devices
85777 | 75962 | FHO-SA-F-0101 | Filter, Discharge, Compressor C-0101, Service Air System, TRW Building, S3, Compressor Room | FHO-SA-C-0101 |  | Filter |  | F | http://www.toronto.ca/TWONTO#replaceable_air_filter |  | Compressor, Service Air System, TRW Building, S3, Compressor Room
113787 | 36245 | TAB-MCS-SQ-9117SUS | First Aid Kit-New Meeting Room-Z Bldg | TAB-SUSPENDED ENTITY | Safety,First Aid Kit | Safety Equipment | 47539 | SQ | http://www.toronto.ca/TWONTO#first_aid_kit |  | Suspended entities
59298 | 69373 | THC-ACC-MEQ-5902 | Penthouse,Louvered,Disinfection Bldg,Roof | THC-ACC-BLDG G |  | HVAC |  | MEQ | ? |  | Air Treatment Building HVAC
78689 | 2574 | THR-SES-LD-6124 | Davit Arm, 5 Piece PS2 | THR-SES-LD | Safety | Safety Equipment |  | LD | http://www.toronto.ca/TWONTO#fall_arrest_Davit_arm |  | Lifting Device, Safety Equipment
41262 | 20500 | TAB-ACC-T-4903 | Tank, Glycol Makeup, Seawall Tunnel, East | TAB-ACC-HE-4901 | Tank | Tank |  | T | http://www.toronto.ca/TWONTO#chemical_storage_tank |  | Heat Exchanger, Secondary Hot Water loop, Seawall Tunnel, East
85226 | 87774 | WTR-PEL-TS-0001 | Transfer Switch, MCC Room, 120 VAC | WTR-PEL-ELS | Switch | Switch |  | TS | http://www.toronto.ca/TWONTO#transfer_switch |  | Electrical System
105869 | 89122 | TAB-ACC-AC-4401 | Conditioner, Air,Training centre | TAB-ACC-CI | H.V.A.C.,Air Conditioner | HVAC |  | AC | http://www.toronto.ca/TWONTO#air_condition |  | Chiller and Air Coolers
21839 | 67835 | COL-PMY-FEQ-0005S | Fire Prevention, Extinguisher | COL-W-OBSOLETE | Fire Prevention,Extinguisher |  | 40924 | FEQ |  |  | Col West Obsolete Entities
71662 | 44125 | THR-DIG-PSH-5440 | Switch, Pressure-High, Outlet Gas compressor 5440 | THR-DIG-C-5440 | Switch,Pressure-High | Switch |  | PSH | http://www.toronto.ca/TWONTO#pressure_switch |  | Compressor, Gas, Mixing System, Digester Tank#3
92409 | 15944 | WTR-PKL-BUS-0101 | Motor Control Center,Keele Pumping Station | WTR-PKL-TR-0101 | Control Panel,MCC | Motor Control Center |  | BUS | http://www.toronto.ca/TWONTO#MV_electrical_cabinet |  | Transformer, Power, Line 1, 27.6 kV/4.16 kV
137310 | 13571 | THR-PLT-FSL-2907 | Switch, Flow, Low, Flushing Water, Grit Classifer CL-2910, North Grit Building | THR-PLT-CL-2910 | Switch,Flow-Low | Switch |  | FSL | http://www.toronto.ca/TWONTO#flow_switch |  | Classifier, Grit, North Grit Building
130180 | 92928 | THR-ACC-NR-735 | HVAC Unit & Fan, Laboratory near Refridgerator | THR-ACC-ADM | H.V.A.C.,Heater,Unit | HVAC |  | NR | http://www.toronto.ca/TWONTO#heater |  | Air Conditioning, HVAC, Admin Building
77729 | 83657 | THR-PRM-PSH-3130 | Switch, Pressure-High, Scum Pump 3130, Scum Pumping - South | THR-PRM-P-3130 | Switch,Pressure-High | Switch |  | PSH | http://www.toronto.ca/TWONTO#pressure_switch |  | Pump, Rotary Lobe, Scum from Tank 3100, Scum Pumping - South
88202 | 41079 | WTR-PSC-FAR-0002 | Winch, Fall Arrest, S/N 35507 | WTR-EAST-SES | Lifting Device,Sling | Safety Equipment |  | FAR | winch |  | Safety & Lifting Devices
96992 | 19147 | FIS-FEQ-FEQ-4003-SUS | Fire extinguisher, Type ABC, Fire Prevention, Reception Area | FIS-SUSPENDED |  | Safety Equipment | 46929 | FEQ | ? |  | Obsolete Entities/Processes
63978 | 46572 | FCL-POL-MX-4230 | Mixer, Electric, Thickening Polymer Skid No.6, RMF Centrifuge Building, Polymer Room | FCL-POL-P-4230 |  |  |  | MX |  |  | Pump, Duty, Polymer Skid No.6, Polymer Feed to Centrifuge #2, Centrifuge Building Polymer Room
119564 | 53998 | TAB-WA1-LD-1206 | Come-along | TAB-WA1-SQ-1000 | Lifting Device | Lifting Device |  | LD | winch |  | WA1 Lifting Devices and Slings
90649 | 93119 | WTR-PEL-F-0001 | Filter, Service Water | WTR-PEL-TRW | Filter | Filter |  | F | http://www.toronto.ca/TWONTO#discrete_unit_of_treatment_filter |  | Treated Water (Transmission)
30670 | 90884 | FIS-SES-SQ-0601 | Eyewash Station, (EYE-1006), Admin Building, Lab | FIS-SES-EYE | Safety,Eye wash | Safety Equipment |  | SQ | http://www.toronto.ca/TWONTO#emergency_eyewash |  | Eyewash Stations
116200 | 81817 | TAB-PRS-PSH-3310 | Switch, Pressure-High, Chemical Dosing Pump, Secondary Dosing | TAB-PRS-P-3310 | Switch,Pressure-High | Switch |  | PSH | http://www.toronto.ca/TWONTO#pressure_switch |  | Pump, Chemical Dosing, Secondary Dosing
143318 | 33788 | WTR-PEG-PSH-0002 | Switch,Pressure-High, Discharge to District 3E | WTR-PEG-TRW | Switch,Pressure-High | Switch |  | PSH | http://www.toronto.ca/TWONTO#pressure_switch |  | Treated Water (Transmission)
23214 | 9363 | COL-PNT-LSL-0202 | Switch,Level, Low, Wet Well #2 | COL-PNT-WEL-0200 | Switch,Level-Low | Switch |  | LSL | http://www.toronto.ca/TWONTO#level_switch |  | Wet Well
59560 | 76072 | THC-DIG-PSH-0544 | Switch,Pressure-High,Discharge,Gas Mixing,C-0537,Gas Low Pressure System,Building U | THC-DIG-C-0537 | Switch,Pressure-High | Switch |  | PSH | http://www.toronto.ca/TWONTO#pressure_switch |  | Compressor,Sliding Vane,Primary Digester Gas MIxing,PD-0500,Gas Low Pressure System,Building U
18248 | 30427 | COL-PLB-FS-0100 | Switch, Flow-Low | COL-PLB-AUX-MECH | Switch,Flow | Switch |  | FS | http://www.toronto.ca/TWONTO#flow_switch |  | Mechanical Equipment
30662 | 78430 | FIS-SES-SPL-5001 | Spill Kit, Fluoride & Ammonia Building | FIS-SM |  | Safety Equipment |  | SPL | http://www.toronto.ca/TWONTO#spill_kit |  | Spill Management Kits
134017 | 71779 | THR-DIS-P-0820 | Pump, Centrifugal, Disinfection Building Main Floor south side | THR-DIS | Control Panel,Power Distribution Panel | Power Distribution Panel |  | P | http://www.toronto.ca/TWONTO#pump |  | Disinfection
96521 | 26852 | FIS-DEW-T-0001 | Tank, Filter Pipe Gallery Drain Sump, Filter Building, Pump Room East Side | FIS-DEW |  | Tank |  | T | http://www.toronto.ca/TWONTO#storage_tank |  | Dewatering & Drainage
98223 | 13170 | FIS-SES-SQ-0200 | High Voltage Electrical Safety Equipment - Group 2 | FIS-SES | Safety | Safety Equipment |  | SQ | http://www.toronto.ca/TWONTO#PPE |  | Safety, Instrumentation & Environmental Services
59052 | 26884 | THC-ACC-HTR-0317 | Air Heater, Convector, Building M | THC-ACC-HEATERS | H.V.A.C.,Heater,Unit | HVAC |  | HTR | http://www.toronto.ca/TWONTO#heater |  | Air Heaters, Building M
121216 | 26519 | THC-ACC-TC-0127 | Controller,Temperature,Heater 0127,Ozonation Room,Phase 4 Aeration Building | THC-ACC-HTR-0127 | Air Handling Unit | HVAC |  | TC | http://www.toronto.ca/TWONTO#thermostat_or_zone_controller_unit |  | Unit Heater,Ozonator Room,Phase 4, bldg.O
55721 | 17536 | TAB-STR-F-4009T | Air Filter, Blower 9 | TAB-STR-BL-4009 | Filter | Filter |  | F | http://www.toronto.ca/TWONTO#replaceable_air_filter |  | Blower #4009
147053 | 51695 | WTR-RMI-T-0300 | Tank, Reservoir (South-West Basin) | WTR-RMI-TRW | Tank,Reservoir | Tank |  | T | http://www.toronto.ca/TWONTO#reservoir_tank |  | Treated Water (Transmission)
97638 | 50173 | FIS-RW-FSL-0009-SUS | Switch, Flow-Low, Deep Well Submersible Sampling Pump 0003, Intake & Intake Valve Chamber | FIS-RW | Switch,Flow-Low | Switch | 38342 | FSL | http://www.toronto.ca/TWONTO#flow_switch |  | Raw Water Production
55566 | 16566 | TAB-WA2-SQ-1231 | EE2 - 903 Nylon Sling | TAB-SES-LD | Lifting Device,Sling | Lifting Device |  | SQ | synthetic_web_sling |  | WA2 Lifting devices
106327 | 50218 | TAB-ACC-F-6571 | Filter, Prefilter, AHU-6570, Mechanical Room No. 3, Screen Bldg., P Bldg. | TAB-ACC-AHU-6570 | Filter | HVAC |  | F | http://www.toronto.ca/TWONTO#replaceable_air_filter |  | Air Handling Unit, Mechanical Room no.3, Screen Bldg., P Bldg.
97401 | 22387 | FIS-PCL-FSL-0501-SUS | Switch, Flow-Low, PACL, To Mixer 0501, Raw Water Pumping Station | FIS-PCL |  | Switch | 38277 | FSL | http://www.toronto.ca/TWONTO#flow_switch |  | PACL System
34573 | 76966 | MAIN-235 | Main 235 | WTR-MT1 | [6 empty] | Work Area 1 EAST Mains and Chambers
47548 | 81214 | TAB-EL1-TS-6510B | Uninterruptible Power Supply B,Transfer Switch,North Substation,1st Floor,East Wall | NORTH SUBSTN_1ST FLR | Switch | Switch |  | TS | http://www.toronto.ca/TWONTO#transfer_switch |  | MSA Substation,1st Floor
21113 | 4514 | FHO-CLB-P-0301-KQ | Clearwell Sampling Pump 3 | FHO-OBSOLETE | Pump,Positive Displacement,Rotary Vane |  |  | P |  |  | Removed From Service
115608 | 5026 | TAB-PRM-T-4500 | Tank, Seal Water Pump Supply | TAB-PRM-P-P | Tank,Reservoir | Tank |  | T | http://www.toronto.ca/TWONTO#storage_tank |  | P Building - Primary Sludge Pumping
26165 | 38764 | FHO-GRK-DR-1069L | Door, (FD-1-69), Fire Rated, Ozone Building, L1, Equipment Room, South West | FHO-GRK-FEQ-0001 | Fire Prevention,Door | Door |  | DR | http://www.toronto.ca/TWONTO#fire_rated_door
125232 | 65133 | THC-ELS-SQ-629115 | Electrical Safety rubber gloves, High Voltage, Class 4, # 629115 | THC-SES-SQ | PPE,Insulated Glove | Safety Equipment |  | SQ | http://www.toronto.ca/TWONTO#rubber_insulating_gloves |  | Safety Equipment
19957 | 9306 | COL-PLV-WEL-0100 | Wet well, West | COL-PLV-MISC | Well |  |  | WEL |  |  | Miscellaneous Equipment
119589 | 32344 | TAB-WA1-LD-1254 | A Frame | TAB-WA1-SQ-1000 | Lifting Device | Lifting Device |  | LD | lifting_device_support |  | WA1 Lifting Devices and Slings
84621 | 92127 | WTR-PDS-LSH-0001S | Switch,Level High,Flood Alarm | WTR-PDSS | Switch,Level-High | Switch | 38625 | LSH | http://www.toronto.ca/TWONTO#level_switch |  | Dorset Pumping station (Chamber Replaced with Pod)
34138 | 54171 | COL-YKP-DA-151050S | Davit Base Leg-151050 | COL-W-OBSOLETE | Safety | Safety Equipment | 45528 | DA | davit_base |  | Col West Obsolete Entities
31231 | 84338 | FN2008D | Meter Phosphate , HACH | TAB-STR-ANL-0100 | [6 empty] | Portable Meters
53644 | 42184 | TAB-SES-RING-4003 | Lifebuoy Ring | TAB-SES-RING-4000 | PPE | Safety Equipment |  | RING | http://www.toronto.ca/TWONTO#life_ring |  | Lifebuoy Ring
119893 | 93798 | TAB-WA3-SQ-7595 | Body Harness- Paul Shi | TAB-DEW-SQ-0010 | PPE,Harness | Safety Equipment |  | SQ | http://www.toronto.ca/TWONTO#fall_arrest_harness |  | WA3 Fall arrest systems portable cranes/hoists, come alongs, slings, wire rope, chains, electrical equipment etc.,
113463 | 79240 | TAB-ELS-SQ-6108 | Electrical - Rubber Insulating Gloves | TAB-ELS-SQ-GLOVE | PPE,Insulated Glove | Safety Equipment |  | SQ | http://www.toronto.ca/TWONTO#rubber_insulating_gloves |  | High Voltage Gloves
126858 | 71347 | THC-OCS-LSLL-0400 | Switch, Level Low Low, Humidification Chamber #2, Phase I/IV Odour Control | THC-OCS-HU-0400 | Switch,Level-Low-Low | Switch |  | LSLL | http://www.toronto.ca/TWONTO#level_switch |  | Integrated Humidification Chamber #2, Humidification Chamber #2, Phase I/IV Odour Control
85598 | 7163 | WTR-PHL-HRN-0001 | PPE, Body Harness, S/N 114000574 | WTR-CENTRAL-SES | PPE,Harness | Safety Equipment |  | HRN | http://www.toronto.ca/TWONTO#fall_arrest_harness |  | Safety & Lifting Devices
145088 | 8279 | WTR-PLW-HRN-0004 | PPE, Body Harness, S/N 982000133673626 | WTR-WEST-SES | PPE,Harness | Safety Equipment |  | HRN | http://www.toronto.ca/TWONTO#fall_arrest_harness |  | Safety & Lifting Devices
139526 | 34599 | THR-WA3-LD-0073S | Sling, Grab Rope + Hooks 100', 1/2" DIA, Work Area 3 | THR-LD-WIRE-WA3 | Lifting Device,Sling | Lifting Device | 40277 | LD | http://www.toronto.ca/TWONTO#fall_protection_sling |  | Slings, Wire Rope, Work Area 3
81328 | 9775 | THR-ITS-COM-4002 | Termination Panel, Plant Services - South | THR-ITS-COM-4000 | Network,Local Area Networks | Network |  | COM | http://www.toronto.ca/TWONTO#network_panel |  | Network Access Closet, SP RAS PS Electrical Building - South
68343 | 9331 | THC-PLT-G-0552 | Gate, Sluice, Motorized, Perforate Screen SC-0550 Effluent Channel, Raw Sewage Screening | THC-PLT-SC-0550 | Gate,Sluice | Gate |  | G | http://www.toronto.ca/TWONTO#channel_gate
64269 | 15791 | FCL-RW-V-0011B | Valve, Gate, Raw Water Pumping Station West Foundation Drain, Raw Water Screen No.8 Pit | FCL-RW-SC-0801 |  |  |  | V |  |  | Screen, Bar, Raw Water, , Intake and Screen Room
113387 | 77822 | TAB-ELS-GEN | Generators, Standby Power | TAB-ELS-SUB | [6 empty] | Electrical Substations
26544 | 39315 | COL-PST-DM-0002 | Damper, Inlet Chamber | COL-PST-MISC | Damper/Louver |  |  | DM |  |  | Miscellaneous Equipment
126511 | 72226 | THC-MCS-SM-0160 | Machine Tool, Grinder, Building A | THC-MCS-MEQ | Machine Tool,Milling Machine | Tool |  | SM | bench_grinder |  | Machine Shop and Equipment
136618 | 59279 | THR-LD-NYLN-WA1 | Slings, Nylon, Work Area 1 | THR-LD-WA1 | Lifting Device,Sling | Lifting Device |  |  | synthetic_web_sling |  | Lifting Devices, Chain Hoist, Come Along & Slings
24334 | 25929 | FHO-MCS-LD-0305 | Universal plate clamp with Swivel hook ring (For Lifting ) -Camlok CY1 | FHO-MCS-LD | Lifting Device,Hoist,Manual | Lifting Device |  | LD | lifting_device_support |  | Lifting Devices & Elevators
39026 | 91203 | TAB-ACC-DM-1417 | Damper, Actuated, Exhaust | TAB-ACC-VAV-1417 | Damper/Louver | HVAC |  | DM | http://www.toronto.ca/TWONTO#air_damper |  | Heater, Hot Water Reheat Coil, Variable air
26247 | 76969 | FHO-SES-SCBA-0004 | Cylinder, SCBA, Air Pack, 2216 PSI, Ser #OJ-264852 | FHO-SES-SQ-0002 | PPE,SCBA | Safety Equipment |  | SCBA | http://www.toronto.ca/TWONTO#compressed_gas_cylinder |  | Emergency Breathing Apparatus
49752 | 3033 | TAB-PLT-FSL-7001 | Switch, Flow, Low, Split Flow Conduit Drain, Primary Sludge Gallery | TAB-PLT-T-D | Switch,Flow-Low | Switch |  | FSL | http://www.toronto.ca/TWONTO#flow_switch |  | D Building - Grit Tanks & Hoppers 13 - 16
48318 | 48950 | TAB-EPG-LSL-6001 | Transmitter,Level,Oil Tank,Generator 6001,Emergency Power,P Building | TAB-EL1-GEN-6001 | Switch,Level-Low | Switch |  | LSL | http://www.toronto.ca/TWONTO#level_switch |  | Generator, Standby Power, 600V 1000kw - P Bldg
105779 | 69620 | SWM-PWD-BP-0001 | Back Flow Preventer | SWM-PWD | Valve,Backflow Preventer |  |  | BP |  |  | Warden Storm
95133 | 90462 | FHO-TRW-FSL-0101 | Switch, Flow, Low, Output Sampling Pumps Discharge, TRW Building, S5, Basement, Valve Chamber Hall | FHO TRW OUTPUT | Switch,Flow-Low | Switch |  | FSL | http://www.toronto.ca/TWONTO#flow_switch |  | Treated Water Output Sampling
114034 | 37898 | TAB-OCS-FN-6630 | Fan, Booster, Odourous Air from Truck Loading Bay, Biofilter Area, P Bldg. | TAB-OCS-PBLDG | Fan | Gas Collection |  | FN | http://www.toronto.ca/TWONTO#blower |  | P Building - Odour control System, Fans
121760 | 52643 | THC-ACC-V-6332 | Valve, Ball, Manual, AHU-6300, 2nd Floor Mech Room #1, Headworks | THC-ACC-AHU-6300 | Valve,Ball | HVAC |  | V | http://www.toronto.ca/TWONTO#valve |  | Air Handling Unit, Screen Room/Conveyor Areas, 2nd Floor Mech Room #1, Headworks
68302 | 55020 | FCL-TRW-V-0076A | Valve, Pressure Reducing, Interconnecting, Surge Tanks T-0001&0002, Surge Tanks Building | FCL-TRW-T-0001 |  |  |  | V |  |  | Vessel, Pressure, Surge, Surge Tank Building
105861 | 43581 | TAB-ACC-AC-1602 | Conditioner, Air,Trailer North of primary Tank #9 | TAB-ACC-CI | H.V.A.C.,Air Conditioner | HVAC | 34580 | AC | http://www.toronto.ca/TWONTO#air_condition |  | Chiller and Air Coolers
43653 | 76064 | TAB-DEW-FSL-0411 | Switch, Flow, Low,Seal water, Sludge Feed Pump 0411 | TAB-DEW-P-0411 | Switch,Flow | Switch |  | FSL | http://www.toronto.ca/TWONTO#flow_switch |  | Pump, Sludge Feed 0411
15188 | 96990 | FCL-TRW-LSL-0200 | Switch, Level, Low, Treated Water Pump P-0200 Loss of Prime, High Lift Building, Pump Room | FCL-TRW-P-0200 | Switch,Level-Low | Switch |  | LSL | http://www.toronto.ca/TWONTO#level_switch |  | Pump, Treated Water
14871 | 15447 | FCL-SPC-COM-1101 | Termination Panel, Gaseous Chemical Building, Control Room | FCL-CHEM BLDG |  |  |  | COM |  |  | Building Location
111097 | 48529 | TAB-DIG-RPU-1012 | RPU, Gas Alarms,DIG 19-22 | TAB-DIG-INQ-T19-22 | SCADA | Remote Processor Unit |  | RPU | http://www.toronto.ca/TWONTO#RPU_panel |  | Digester Tanks 19-22, Instrument Equipment
96247 | 23 | FIS-CLA-FSL-0001 | Switch, Flow, Low, Pre-Filtered Residual Chlorine Analyser AIT-0001, Filter Building, Pump Room E | FIS-CLA | Transmitter,Flow | Switch |  | FSL | http://www.toronto.ca/TWONTO#flow_switch |  | Pre-Chorination System
58115 | 1874 | THC-ACC-AHU-0440 | Air Handling Unit,Drip Trap Room,Building UU | THC-ACC-CP-0445 | Air Handling Unit | HVAC |  | AHU | http://www.toronto.ca/TWONTO#air_handler_unit |  | Control Panel,HVAC,Electrical Room,Building UU
79929 | 68671 | THR-WA2-LD-52-36 | Sling, Nylon, Work Area 2 (Sr 1480052-36) SIZE; 2" X 6', | THR-S-E | Lifting Device,Sling | Lifting Device |  | LD | synthetic_web_sling |  | SUSPENDED ENTITY
68934 | 29522 | FCL-WWW-FSL-7014 | Switch, Flow, Low, Discharge, After SO2 Chlorine and Turbidity RMF Sampling Pumps, Effluent Chamber,P-7014A | FCL-WWW-AIT-7014 | Switch,Flow-Low | Switch |  | FSL | http://www.toronto.ca/TWONTO#flow_switch |  | Analyzer, Turbidity, RMF Final Effluent
112181 | 40592 | TAB-DIS-F-0015 | Filter , Chlorine | TAB-DIS-CHL-5 | Filter | Chemical Feeder |  | F | http://www.toronto.ca/TWONTO#discrete_unit_of_treatment_filter |  | Chlorination Train #5
6735 | 90553 | COL-PPU-COM-0001 | Control Panel, Operator | COL-PPU-MISC | Control Panel |  |  | COM |  |  | Miscellaneous Equipment
8726 | 77277 | COL-RBG-LP-0002 | Control Panel, Power Dist. | COL-RBG | Control Panel |  |  | LP |  |  | Glendale Shaft (WBT)-storm
75924 | 41657 | THR-GRK-PRTY-0104 | Groundskeeping, General Labour | THR-GRK-PRTY1 |  | Grounds |  | PRTY | activity |  | Groundskeeping for Waste Water Worker
75093 | 23179 | THR-FT-PSH-3420 | Switch, Pressure-High, Discharge, Pump 3420, Secondary Treatment, Scum Pumping - North | THR-FT-P-3420 | Switch,Pressure-High | Switch |  | PSH | http://www.toronto.ca/TWONTO#pressure_switch |  | Pump, Rotary Vane, Scum Tank 3400, System 5, Scum Pumping
53586 | 96402 | TAB-SES-LTG-2281 | Lighting, Emergency, Battery Unit, 2 LED heads, PRS Bldg | TAB-SUSPENDED ENTITY | Lighting,Emergency | Safety Equipment | 41307 | LTG | http://www.toronto.ca/TWONTO#lighting_unit |  | Suspended entities
116540 | 37285 | TAB-PRS-ZSH-0117 | Switch, Valve Position Open, Truck Unloading Drain Valve | TAB-PRS-V-0117 | Switch,Position-High | Switch |  | ZSH | http://www.toronto.ca/TWONTO#position_switch |  | Valve, Ball, Drain, Truck Unloading line
88842 | 27957 | WTR-RDF-SQ-0002 | Eye Wash Station | WTR-RDF-AUX | PPE,Eyewash Station | Safety Equipment |  | SQ | http://www.toronto.ca/TWONTO#emergency_eyewash |  | Auxiliary Equipment (Building Facilities)
114042 | 40634 | TAB-OCS-FSL-6751 | Switch, Flow Low, Separated Water, Biofilter F-6740 Inlet, Biofilter Area, P Bldg. | TAB-OCS-F-6750 | Switch,Flow-Low | Switch |  | FSL | http://www.toronto.ca/TWONTO#flow_switch |  | Biofilter, Odour Control, Biofilter Area, P Bldg,.
64092 | 51766 | THC-PRM-BLDG-HPU0010 | HPU Building 10 | THC-PRM | [6 empty] | Primary Treatment
113445 | 70835 | TAB-ELS-SQ-5010 | Body Harness ( Faim) | TAB-ELS-SQ-FALL ARST | PPE,Harness | Safety Equipment |  | SQ | http://www.toronto.ca/TWONTO#fall_arrest_harness |  | Fall Arrest -Safety Harness & Lanyard
137862 | 63319 | THR-PRM-SCP | Scum Pumping, Primary Treatment,North and South | THR-PRM-NORTH | [6 empty] | Primary Treatment, North Primary
7387 | 57810 | COL-PSM-HTR-0005 | Heater, Duct | COL-PSM-MISC | Heater |  |  | HTR |  |  | Miscellaneous Equipment
10285 | 517 | FCL-ACC-HE-0203 | Heat Exchanger, Cooling Coil, AHU-0203, Dry Chemical Building | FCL-ACC-AHU-0203 |  |  |  | HE |  |  | Air Handling Unit(Heat Pump- HU 4), Lunch/Locker/Meeting Room Heat Pump System, Dry Chemical Building Locker Room, low lift area
110685 | 41717 | TAB-DIG-FSL-6496 | Switch ,Flow, Low,Cooling Water to Compressors | TAB-DIG-C-6140 | Switch,Flow | Switch |  | FSL | http://www.toronto.ca/TWONTO#flow_switch |  | Compressor #1, Digester Gas
48182 | 92698 | TAB-ELQ-MCC-0762 | Motor Control Centre | TAB-SUSPENDED ENTITY | Control Panel,MCC | Motor Control Centre | 34401 | MCC | http://www.toronto.ca/TWONTO#LV_electrical_panel |  | Suspended entities
120082 | 33615 | TAB-WA6-SQ-8010 | Fall Limiter | TAB-WA6-SQ | PPE | Safety Equipment |  | SQ | http://www.toronto.ca/TWONTO#fall_restricting_system |  | WA6 Safety Equipment
75112 | 74962 | THR-FT-PSL-2176 | Switch, Pressure-Low, Pump 2176, Secondary Treatment, RAS Pumping - South | THR-FT-P-2176S | Switch,Pressure-Low | Switch |  | PSL | http://www.toronto.ca/TWONTO#pressure_switch |  | Pump, Centrifugal, RAS from Drain Header to Mixed Liquor Conduit, RAS Pumping,Tunnel 20, South
19311 | 33231 | FHA-WWW-T-4101 | Tank, Decant, RMF, Dicant Tanks Area | FHA-WWW-T-4101-KQ | Tank | Tank |  | T | http://www.toronto.ca/TWONTO#sedimentation_tank |  | Tank Location, Decant 10
105803 | 22012 | SWM-PWD-LSL-0102 | Switch, Level-Low | SWM-PWD-MISC | Switch,Level |  |  | LSL |  |  | Miscellaneous Equipment
26288 | 31870 | FHO-SES-SCBA-HARNESS11 | SCBA Harness # 11 | FHO-SES-SQ-0002 | PPE,SCBA | Safety Equipment |  |  | http://www.toronto.ca/TWONTO#fall_arrest_harness |  | Emergency Breathing Apparatus
66378 | 15615 | THC-SES-SQ-610958653 | SCBA Unit, Kit, T2 Control Room | THC-SES-SQ-SCBA | PPE,SCBA | Safety Equipment | 42412 | SQ | http://www.toronto.ca/TWONTO#self-contained_breathing_apparatus |  | SCBA Units, virtual entity
69361 | 81702 | THR-AER-PSH-1915 | Switch, Pressure-High, Lube Oil, Blower 1911, Secondary Treatment, Aeration Blower System - North | THR-AER-T-1914 | Switch,Pressure-High | Switch |  | PSH | http://www.toronto.ca/TWONTO#pressure_switch |  | Tank, Non-Pressurized, Auxiliary Oil, Blower 1911, Secondary Treatment, Aeration Blower System - North
40771 | 77041 | TAB-ACC-T-6406 | Tank, Pot Feeder, Mechanical Room No.5, Old Screen Bldg., P Bldg. | TAB-ACC-HE-6402 | Tank | HVAC |  | T | expansion_tank |  | Heat Exchanger, Mechanical Room No.5, Old Screen Bldg., P Bldg.
58915 | 9756 | THC-ACC-FN-2170 | Air Handling Unit, (new tunnel ventilation ECAP-01) | THC-ACC-TUNNEL | Air Handling Unit | HVAC |  | FN | http://www.toronto.ca/TWONTO#air_handler_unit |  | Plant Tunnels, HVAC
86950 | 5471 | TNT-ELS-PDP-6122 | 600V Power Distribution Panel | TNT-ELS-MCC-6102 | Control Panel,Power Distribution Panel | Power Distribution Panel |  | PDP | http://www.toronto.ca/TWONTO#LV_electrical_panel |  | Control Centre, Motor, Electrical Sub-Station
76680 | 85034 | FHO-ELS-LP-0733 | Lighting Panel, 120/208V, Admin Building, S4, Main Electrical Room | FHO-ELS-LTG-2000 |  | Power Distribution Panel |  | LP | http://www.toronto.ca/TWONTO#LV_electrical_panel |  | Lighting, Facility Interior : Plant wide, interior lighting
114674 | 50435 | TAB-PLT-LSH-0070 | Switch, Level High, Screen Bldg. Sump, Pump Room, P Bldg. | TAB-PLT-P-0071 | Switch,Level-High | Switch |  | LSH | http://www.toronto.ca/TWONTO#level_switch |  | Pump, Centrifugal (Wet), Screen Bldg. Sump, Pump Room, P Bldg.
10270 | 5347 | FCL-ACC-FN-408,9,10 | Switchgear Rm. Vent. Sys. (FN-0408,09,10) FN-51, HU-3A,B | FCL-ACC-P-HL |  |  |  | FN |  |  | High Lift Pumping Station HVAC Equipment
106330 | 63971 | TAB-ACC-F-6582 | Filter, AHU-6580, Workshop Roof, Screen Bldg., P Bldg. | TAB-ACC-AHU-6580 | Filter | HVAC |  | F | http://www.toronto.ca/TWONTO#replaceable_air_filter |  | Air Handling Unit, Workshop Roof, P Bldg.
18228 | 71104 | FHA-SPC-RPU-1221 | RPU, Raw Water Pumping, Pump Building Basement, Switchgear Room | FHA-ELS |  | Remote Processor Unit |  | RPU | http://www.toronto.ca/TWONTO#RPU_panel |  | Electrical
110825 | 37 | TAB-DIG-LSL-8062 | Switch, Level-Low, Monitoring, Sump Pump 8062 & 8063, Pump Room, Digesters 9-12 Control Building. | TAB-DIG-P-8062 | Switch,Level-Low | Switch |  | LSL | http://www.toronto.ca/TWONTO#level_switch |  | Pump, Centrifugal, Submersible Sump Pump, Digester 9-12 Control Building Basement
2754 | 53119 | COL-CED | Coatsworth Cut CSO Storage Tank | COL-SWQTF-STM |  | Tank |  |  | http://www.toronto.ca/TWONTO#collection_of_assets |  | Storm
18779 | 62285 | FHA-SPC1 | Process Control Systems - Administrative | FHA | [6 empty] | R C Harris Water Treatment Plant
6891 | 13766 | COL-PRD-FQ-0001 | Meter, Flow | COL-PRD-MISC | Meter,Flow |  |  | FQ |  |  | Miscellaneous Equipment
24532 | 77461 | COL-PRD-HTR-0002 | Heater, MCC Room | COL-PRD-MISC | Heater |  |  | HTR |  |  | Miscellaneous Equipment
109087 | 3555 | TAB-CW-FSH-0079 | Switch, Flow, High Eye Wash & Shower Station,D Bldg Grit Room, Inside Ferrous Chloride Room | TAB-CW-SQ-0077 | Switch,Flow-High | Safety Equipment |  | FSH | http://www.toronto.ca/TWONTO#flow_switch |  | Eye Wash & Shower Station,D Bldg Grit Room, Inside Ferrous Chloride Room
77783 | 42172 | THR-PRM-T-0700 | Tank, Primary Clarification - Primary Tank - South | THR-PRM-SOUTH | Tank | Tank |  | T | http://www.toronto.ca/TWONTO#clarifier |  | Primary Treatment, South Primary
137879 | 25843 | THR-PRM-T-0400 | Tank, Primary Clarification - Primary Tank - South | THR-PRM-T | Tank | Tank |  | T | http://www.toronto.ca/TWONTO#clarifier |  | Primary Sedimentation Tanks
134985 | 85679 | THR-ELS-MCC-3401A | Control Panel, MCC 3401A, Digesters, Tanks 0900 & 1000,(MCC D9 & D10) | THR-ELS-DIG | Control Panel,MCC | Motor Control Centre |  | MCC | http://www.toronto.ca/TWONTO#LV_electrical_panel |  | Electrical System, Digester Tanks
94814 | 70475 | FHO-SES-SCBA-HARNESS2 | SCBA Harness # 2 | FHO-SES-SQ-0002 | PPE,SCBA | Safety Equipment |  |  | http://www.toronto.ca/TWONTO#fall_arrest_harness |  | Emergency Breathing Apparatus
103547 | 98435 | MTMH320 | HUMBER STS | TRK-HMR | [6 empty] | HUMBER DRAINAGE AREA
60318 | 72230 | THC-ACC-V-6047 | Valve, Ball, Manual, Hot Water, HE-6002, Lower Level 2 Blower Room, Headworks | THC-ACC-HE-6002 | Valve,Ball | HVAC |  | V | http://www.toronto.ca/TWONTO#valve |  | Heat Exchanger, Heating Glycol System, Lower Level 2 Blower Room, Headworks
115604 | 43396 | TAB-PRM-T-2600 | D Building - Hopper, Scum | TAB-PRM-T | Tank | Tank |  | T | http://www.toronto.ca/TWONTO#storage_tank |  | D Building - Scum, Sludge Hoppers & Primary Tanks 10-12
79509 | 46142 | THR-EPS-RPU-0001 | Remote Processor Unit, Effluent Pump, Centrifugaling | THR-ELS-EPS | RPU | Remote Processor Unit |  | RPU | http://www.toronto.ca/TWONTO#RPU_panel |  | Electrical System, Effluent Pumping System
47550 | 47164 | TAB-EL1-TS-6532 | Power Distribution, Automatic Transfer Switch, Generator, Standby Power, 600V | TAB-EL1-GEN-6540 |  |  |  | TS |  |  | Generator, Standby Power, 600V 1000kw - Z Bldg
53815 | 58073 | TAB-SLO-PIP | Sludge Transfer Pipe Lubrication | TAB-SLO-LOADING | [6 empty] | Sludge Loading - Bio-Solids
72618 | 43587 | THR-ACC-DM-0201A | Damper, Discharge, Air Handling Unit AHU-0200, North Grit South Fan Room | THR-ACC-AC-0200 | Damper/Louver | HVAC |  | DM | http://www.toronto.ca/TWONTO#air_damper |  | Air Conditioner, New Electrical Room, North Grit Building
78724 | 62268 | FHA-MCS-LD-0101 | Hoist Chain Type - CAP: 1/2 TON - 8 FT Lift | FHA-MCS-LD | Lifting Device,Hoist,Manual | Lifting Device | 34057 | LD | http://www.toronto.ca/TWONTO#lifting_equipment_hoist |  | Lifting Devices
101519 | 40979 | MAIN-093 | Main 093 | WTR-LWA | [6 empty] | Work Area 2 Central Mains and Chambers
129584 | 31701 | THR-ACC-AC-3501 | Fan Coil Unit, Ductless Split System Indoor Unit, Ferrous Chloride Fac RPU Rm | THR-ACC-WA4 | H.V.A.C.,Air Conditioner | HVAC |  | AC | http://www.toronto.ca/TWONTO#air_condition |  | Air Conditioning, AHU, HVAC,Work Area4
113074 | 92868 | TAB-EL2-SQ-6120 | Spill kit,DAWG® 20 Gallon Overpack | TAB-ELS-ESQ | Spill Kit | Safety Equipment |  | SQ | http://www.toronto.ca/TWONTO#spill_kit |  | Electrical Safety Equipment
117475 | 52292 | TAB-RTE-ADMIN | TAB-Routine Admin | TAB-ADMIN | [6 empty] | Tab Admin
43544 | 87156 | FCL-ACC-FN-0021 | Fan, Exhaust, 0.75 HP, Filter Building, Lab, Admin Bulidng roof, Acces roof from 2nd floor lunchroom door | FCL-ACC-FLT |  |  |  | FN |  |  | Filter Building HVAC Equipment
78489 | 39298 | FHA-ITM | Integrated Technology Management | FHA | [6 empty] | R C Harris Water Treatment Plant
121289 | 7223 | THC-ACC-TIT-6106 | Transmitter, Temperature, O/A from Solar Wall Air, 2nd Floor Mech Room #2, Headworks | THC-ACC-AHU-6100 | Transmitter,Temperature | HVAC |  | TIT | http://www.toronto.ca/TWONTO#temperature_transmitter |  | Air Handling Unit, Truck Loading Bay, Mech Room #2, Headworks
101575 | 80768 | MAIN-160 | Main 160 | WTR-MT1 | [6 empty] | Work Area 1 EAST Mains and Chambers
135660 | 51834 | THR-FT-LSH-4840 | Switch, Level-High, Sump, Gallery T-15, Flood Monitoring System | THR-FT-P-4830 | Switch,Level-High-High | Switch |  | LSH | http://www.toronto.ca/TWONTO#level_switch |  | Pump, Sump, Final Tanks, Sump Pit No.34,T-13,Plant Services, Flood Monitoring System
27425 | 24943 | COL-PSW-LSH-0111 | Switch, Level-High | COL-PSW-MISC | Switch,Level | Switch | 36086 | LSH | http://www.toronto.ca/TWONTO#level_switch |  | Miscellaneous Equipment
120468 | 18027 | THC-ACC-DM-0440 | Damper/Louver,AHU-0440 Outside Air Inlet,Building UU | THC-ACC-AHU-0440 | Damper/Louver | HVAC |  | DM | http://www.toronto.ca/TWONTO#air_damper |  | Air Handling Unit,Drip Trap Room,Building UU
91180 | 31550 | FHO-DEW-T-0013 | Tank, Sump Well, Drainage & Sump Pumps, Standby Power Building, S4, CCS Room | FHO-DEW |  | Tank |  | T | http://www.toronto.ca/TWONTO#storage_tank |  | Dewatering & Drainage
27159 | 64667 | DOS-YCM-TRL-VEH270012 | 2019 ALANTRA LEASING 22X10 - Vehicle Trailer Unit# 270012 | DOS-YCM-VEH-TRL | Vehicle,Licensed | Vehicle |  |  | trailer
112658 | 59211 | TAB-EL1-MCC-6007 | MCC, Plant Services, North Substation -T Bldg., MCC 6007 | TAB-ELS-T BLDG | Control Panel,MCC | Motor Control Centre |  | MCC | http://www.toronto.ca/TWONTO#LV_electrical_panel |  | T Building Indoor Substation
119882 | 84309 | TAB-WA3-SQ-1213 | Lanyard 6' - Francisco Das Chagas | TAB-DEW-SQ-0010 | PPE,Lanyard | Safety Equipment |  | SQ | lifeline |  | WA3 Fall arrest systems portable cranes/hoists, come alongs, slings, wire rope, chains, electrical equipment etc.,
135557 | 28771 | THR-FT-FSL-3250S | Switch, Flow-Low, Seal Water, Pump 3250, Secondary Treatment, Scum Pumping | THR-FT-P-3250S | Switch,Flow-Low | Switch | 39492 | FSL | http://www.toronto.ca/TWONTO#flow_switch |  | Pump, Rotary Vane, Scum Tank 3200 & 3230, System 3A, 3B Scum Pumping
66906 | 20172 | THC-THK-ELS | TWAS Elecftrical equipment Sludge Thickening | THCLIQMNT | [6 empty] | THC Liquids Maintenance
86048 | 94303 | FHA-WWW-T-0004 | Tank, Sludge Splitter Box, RMF, North/East of Pilot Plant | FHA-WWW-SLUDGE | Tank | Tank |  | T | http://www.toronto.ca/TWONTO#storage_tank |  | Sludge Equalization Pumping
58388 | 95385 | THC-DCL-LSL-0601 | Level Switch Low, SBSS Feed Tank, Dechlorination | THC-DCL-T-0600 |  | Switch | 34141 | LSL | http://www.toronto.ca/TWONTO#level_switch |  | Tank, Feed 2% SBSS, Dechlorination
49969 | 80369 | TAB-PLT-LS-5130 | Switch,Level | TAB-PLT-P-5130 | Switch,Level | Switch |  | LS | http://www.toronto.ca/TWONTO#level_switch |  | Pump, Sump
79784 | 29371 | THR-WA1-LD-486-5 | Sling, Nylon, Work Area 1 (NYLON BELT SLING SIZE; 2" X 12`, CAPACITY 6400 LBS, SN 5033486-5) A | THR-LD-NYLN-WA1 | Lifting Device,Sling | Lifting Device |  | LD | synthetic_web_sling |  | Slings, Nylon, Work Area 1
133995 | 36116 | THR-DIS-PSL-0711 | Switch, Pressure, Low, Transfer Line, Transfer Pump P-0710, Disinfection Building Main Floor | THR-DIS-T-PP | Switch,Pressure-Low | Switch |  | PSL | http://www.toronto.ca/TWONTO#pressure_switch |  | Disinfection, Tank, Palace Pier
129969 | 92113 | THR-ACC-FSL-0867 | Switch, Flow-Low, Discharge, Exhaust Fan 0867, T12 South, Plant Services, Gallery Ventilation, Zone 1A and 1B | THR-ACC-FN-0841 | Switch,Flow-Low | Switch |  | FSL | http://www.toronto.ca/TWONTO#flow_switch |  | Fan, Exhaust, T12 North, Plant Services, Gallery Ventilation, Zone 1A, 1B
69845 | 16135 | THR-BG-TSH-0101 | Switch, Temperature, High, Heat Exchanger 0101 Cooling Water, Gas Compressor Bldg | THR-BG-C-0101 |  | Switch |  | TSH | http://www.toronto.ca/TWONTO#temperature_switch |  | Compressor, Centrifugal, Fuel Gas, Compressor Building, Gas Compressor (And Dryer) for COGEN
114534 | 77727 | TAB-PLT-G-4801 | Gate, Knife Gate, Pneumatic, Screenings Outloading Conveyor 4800, Conveyor Area | TAB-PLT-CV-4800 | Valve,Knife Gate | Gate |  | G | http://www.toronto.ca/TWONTO#valve
39066 | 44001 | COL-YKP-SRL-0040 | Self Retrieval Line- 119725 | YKP-BLD |  | Safety Equipment | 34583 | SRL | self_retracting_line |  | Collections - 435 Kipling Ave. Building envelope
34678 | 42301 | MAIN-345 | Main 345 | WTR-LWA | [6 empty] | Work Area 2 Central Mains and Chambers
14737 | 21597 | FCL-SES-LTX-0105-SUS | Exit light, 105, High Lift Pumping Station, Ground Floor, Copy Room South Door | FCL-SUSPENDED |  |  | 46608 | LTX |  |  | Suspended entity
74674 | 185 | FHA-DCL-T-0301 | Tank, Expansion, Evaporator EV-0301, Filter Building, Cl2/SO2 Feeder Room | FHA-DCL-SO-0301-KQ | Tank | Tank | 39216 | T | expansion_tank |  | Sulphonator Location
119813 | 49432 | TAB-WA2-SQ-1261 | EE1 - 801 DNylon Sling | TAB-SES-LD | Lifting Device,Sling | Lifting Device |  | SQ | synthetic_web_sling |  | WA2 Lifting devices
76493 | 17204 | THR-DIG-RPU-0019A | Remote Processor Unit, Digester 1-6 Mezzanine | THR-ELS-DIG | RPU | Remote Processor Unit |  | RPU | http://www.toronto.ca/TWONTO#RPU_panel |  | Electrical System, Digester Tanks
121738 | 68561 | THC-ACC-V-6084 | Valve, Ball, Manual, Glycol, P-6004, Lower Level 2 Blower Room, Headworks | THC-ACC-P-6004 | Valve,Ball | HVAC |  | V | http://www.toronto.ca/TWONTO#valve |  | Pump, Heating Glycol System, Lower Level 2 Blower Room, Headworks
119796 | 69614 | TAB-WA2-SQ-1226 | EE2 - 902 T3 Nylon Sling | TAB-SES-LD | Lifting Device,Sling | Lifting Device |  | SQ | synthetic_web_sling |  | WA2 Lifting devices
94815 | 25663 | FHO-SES-SCBA-HARNESS3 | SCBA Harness # 3 | FHO-SES-SQ-0001 | PPE,SCBA | Safety Equipment |  |  | http://www.toronto.ca/TWONTO#fall_arrest_harness |  | Safety Equipment
55289 | 41872 | TAB-WA1 | Common to WA1 - Safety, Bldg. Services, , etc. | TAB-WORK-AREA-1 | [6 empty] | Work Area 1
67352 | 63253 | FCL-TRW-LSL-0001 | Switch, Level-Low, Tank 0001, Surge Tank Building | FCL-TRW-T-0001 | Switch,Level-Low | Switch |  | LSL | http://www.toronto.ca/TWONTO#level_switch |  | Vessel, Pressure, Surge, Surge Tank Building
50012 | 38915 | FCL-ELS-MCC-0621-SUS | Control Panel, MCC, Emergency Panel Diesel Back-up, Electrical Switchgear Room | FCL-ELS-PS-0001 | Control Panel,MCC | Motor Control Center | 36543 | MCC | http://www.toronto.ca/TWONTO#LV_electrical_panel |  | Uninterruptible Power Supply,High Lift Bldg - Switchgear Room,LP-0001
19150 | 60885 | FHO-ACC-F-0401 | Filter, Dry Air, Fan FN-0401, High Lift P.S. HVAC, S4, West Ventilation Room | FHO-ACC-FN-0401 |  | Filter |  | F | http://www.toronto.ca/TWONTO#replaceable_air_filter |  | Fan, Air Circulating Unit, High Lift P.S. HVAC, S4, West Ventilation Room
65494 | 3472 | FCL-SH-18 | Safety Harness Full Body | FCL-SES-SQ-0102 | PPE | Safety Equipment |  | SH | http://www.toronto.ca/TWONTO#fall_arrest_harness |  | Safety Harnesses, High Lift Building, Store Room
30684 | 81837 | FIS-SES-SQ-1020 | Safety,Plant,Hot Stick,CATU CE 3-07K | FIS-SES_SQ | Safety | Safety Equipment |  | SQ | http://www.toronto.ca/TWONTO#hot_stick |  | Asset Group, PPE, Electrical Personal Protection
146617 | 58287 | WTR-PWT-P | Pumping | WTR-PWT | [6 empty] | West Toronto Pumping Station
48144 | 9248 | FCL-DCL-F-0101 | Filter, Discharge, Evaporator 0101, Sulpher Dioxide System | FCL-DCL-SO-0101 | Filter | Filter |  | F | http://www.toronto.ca/TWONTO#replaceable_air_filter |  | Sulphonator, Sulphur Dioxide System, Machine Room,Gaseous Chemical Building
21345 | 12249 | FHO-ELS-DP-0834 | Power Distribution Panel (EPG-DP-0801C4), 600V, Standby Building, S2, Electrical Room | FHO-ELS-MCC-0830 |  | Power Distribution Panel |  | DP | http://www.toronto.ca/TWONTO#LV_electrical_panel |  | Motor Control Centre, Emergency Load, Standby Power Building
129718 | 67939 | THR-ACC-CU-3602 | Air Conditioning, Condensing Unit, East Maintenance Building | THR-ACC-EMB | H.V.A.C.,Air Conditioner | HVAC |  | CU | http://www.toronto.ca/TWONTO#AC_condenser_unit |  | Air Conditioning, AHU, HVAC, East Maintenance Building
57118 | 50844 | THC-ACC-T-5202 | Tank, Glycol System, Storage and Feed, Mechanical room | THC-ACC-BLDG X |  | Tank |  | T | http://www.toronto.ca/TWONTO#chemical_storage_tank |  | New Workshop WA2 Building HVAC
129512 | 71208 | THC-TPA-PA-6049 | Speaker, Headworks, Lower Level 2, Blower Room N | THC-TPA-PA-6010A | Public Address System | Communications Equipment |  | PA | http://www.toronto.ca/TWONTO#public_annoucement_speaker |  | Paging Panel, Headworks, Electrical Room, Ground Floor
40494 | 13412 | TAB-ACC-RPU-1405 | RPU-GE1405 | TAB-ELS-WA6 | RPU | Remote Processor Unit |  | RPU | http://www.toronto.ca/TWONTO#RPU_panel |  | Panel Boards, MCC, WA6
9034 | 59611 | COL-YKP-VEH-0002S | Vehicle, Truck #080046 (Ford F550) | COL-W-OBSOLETE | Vehicle,Licensed | Vehicle | 41243 | VEH | http://www.toronto.ca/TWONTO#pickup_truck
6002 | 44006 | COL-PMD-HTR-0001 | Heater | COL-PMD-MISC | Heater |  |  | HTR |  |  | Miscellaneous Equipment
55074 | 7368 | TAB-THK-T-0800 | Floatation Tank #8, Subnatant Recycling | TAB-THK-TANKS | Tank | Tank |  | T | floatation_tank |  | Floatation Tanks
138663 | 90650 | THR-SES-SCBA-0504 | SCBA 30 Minutes Pack | THR-SES-SCBA | Safety | Safety Equipment |  | SCBA | http://www.toronto.ca/TWONTO#self-contained_breathing_apparatus |  | Self Contained Breathing Apparatus
12651 | 99324 | FCL-ELS-LSHH-0201 | Switch, Level, High High, Fuel Oil Day Tank T-0201, Low Lift Building, Screen Room | FCL-ELS-T-0201 |  |  |  | LSHH |  |  | Tank, Generator G-0200 Oil Fuel Day Tank, Low Lift Building, Screen Room
50952 | 50257 | TAB-PRM-PSL-3501 | Switch, Pressure Low, Primary Sludge, Pump P-3501 Suction, Primary Tank, T-0800 Gallery | TAB-PRM-P-3501 | Valve,Knife Gate | Switch |  | PSL | http://www.toronto.ca/TWONTO#pressure_switch |  | Pump, , PRS from Primary Tank 0800, Primary Treatment, Sludge Pumping
145479 | 49572 | WTR-PMI-MCC-0101 | Control Panel, MCC, Line 1,. | WTR-PMI-ELS | Control Panel,MCC | Motor Control Centre |  | MCC | http://www.toronto.ca/TWONTO#LV_electrical_panel |  | Electrical System
20771 | 38947 | FHO-AUX-METR-0004 | Meter, Resistance, Portable, DLRO, Admin Building, S2, Electrical Work Shop | FHO-AUX-CAL-GRP2 | Meter | Test Equipment |  | METR | electrical_meter |  | Meters, Group 2, Admin Building, S2, Electrical Work Shop
40433 | 52335 | TAB-ACC-FSL-6310 | Switch, Flow Switch-Low, FN-6311, Ground Floor, Dig 9-12 Control Building. | TAB-ACC-FN-6311 | Switch,Flow-Low | Switch |  | FSL | http://www.toronto.ca/TWONTO#flow_switch |  | Fan, Exhaust, Centrifugal, Basement Heat Relief Exhaust, Ground Mount, Dig 9-12 Control Building.
115573 | 65700 | TAB-PRM-PSL-7008 | Switch Pressure,Low,Fan-FN 7007 | TAB-PRM-FN-7008 | Switch,Pressure | Switch |  | PSL | http://www.toronto.ca/TWONTO#pressure_switch |  | Fan, Exhaust (Primary Scum Air Process)
9168 | 21865 | COL-YKP-FAK-0012S | First Aid Kit, Truck #043194 (Sierra 1500) | COL-YKP-VEH-0012S | Safety,First Aid Kit | Safety Equipment | 41250 | FAK | http://www.toronto.ca/TWONTO#first_aid_kit |  | Vehicle, Truck #043194 (Sierra 1500)
38745 | 53619 | SWM-PDU-WEL-0200 | Wet well | SWM-PDU-MISC | Well |  |  | WEL |  |  | Miscellaneous Equipment
57683 | 75063 | FCL-ELS-T-0100 | Tank, Underground, Main Oil Fuel Tank, Low Lift Building, Screen Room | FCL-ELS-PS-0003 | Tank,Reservoir | Tank |  | T | http://www.toronto.ca/TWONTO#underground_fuel_oil_tank_temp |  | Emergency Power
50026 | 43935 | FCL-ELS-PDP-001H | Power Distribution Panel,High Lift Bldg - Switchgear Room,600V | FCL_ELS_600V_ELECABS | Control Panel,Power Distribution Panel | Power Distribution Panel |  | PDP | http://www.toronto.ca/TWONTO#LV_electrical_panel |  | Electrical Cabinets,600V
56375 | 1893 | THC-ACC-DM-1042 | Damper,Motorized | THC-PRM-BLDG-HPU0010 |  |  |  | DM |  |  | HPU Building 10
75176 | 45255 | THR-FT-PSL-3040 | Switch, Pressure-Low, Pump P-3040 Suction, Scum Pumping - South | THR-FT-P-3040 | Switch,Pressure-High | Switch |  | PSL | http://www.toronto.ca/TWONTO#pressure_switch |  | Pump, Rotary Lobe, Scum from Tank 3030, Scum Pumping
16263 | 59336 | FHA-CLB-CHL-0201-KQ | Post Chlorination Location,Train #2 | FHA-CLB |  |  | 33335 | CHL |  |  | Post-Chlorination
97143 | 73000 | FIS-FLT-FSL-0001-SUS | Switch, Flow-Low, SMP, AIT 0001, Filter Building Pump Room, Sampling Pumps - Filter Pipe Gallery | FIS-FLT |  | Switch | 38235 | FSL | http://www.toronto.ca/TWONTO#flow_switch |  | Filtration
101558 | 39897 | MAIN-143 | Main 143 | WTR-LWA | [6 empty] | Work Area 2 Central Mains and Chambers
134977 | 34851 | THR-ELS-MCC-2601 | Control Panel, MCC 2601 Sludge Thickening | THR-ELS-STB | Control Panel,MCC | Motor Control Centre |  | MCC | http://www.toronto.ca/TWONTO#LV_electrical_panel |  | Electrical System, Sludge Thickening Building
129266 | 21571 | THC-THK-T-1200 | Tank,Make-up,Polymer Make-up System-1200,Thickening Building | THC-THK-TWAS | Chemical Feeder | Tank |  | T | http://www.toronto.ca/TWONTO#chemical_storage_tank |  | Waste Activated Sludge Thickening
122367 | 87839 | THC-CW-SQ-5201 | Emergency Eyewash, Welding Room, North Workshop | THC-ACC-BLDG X | PPE,Eyewash Station | Safety Equipment |  | SQ | http://www.toronto.ca/TWONTO#emergency_eyewash |  | New Workshop WA2 Building HVAC
78774 | 26464 | THR-ELS-DP-3704 | Distribution Panel 3704, SP Aeration Tank Electrical Building | THR-ELS-RSPS |  | Power Distribution Panel |  | DP | http://www.toronto.ca/TWONTO#LV_electrical_panel |  | Electrical System, Returns Sludge Pumping Station
27811 | 84604 | COL-PVM-FQ-0001 | Meter, Flow | COL-PVM-MISC | Meter,Flow |  |  | FQ |  |  | Miscellaneous Equipment
425 | 15469 | BOM-LAB-TAB-ORG | Laboratory - Organic | BOM-LAB-TAB | [6 empty] | Laboratory - Ashbridges Bay Treatment Plant
131695 | 2038 | THR-CG-OIT-0001 | Remote Processor Unit, SCADA,Co-Gen Compressors (172.22.37.157) | THR-SPC | RPU | Remote Processor Unit |  | OIT | http://www.toronto.ca/TWONTO#RPU_panel |  | Process Control Systems - Services Area
135544 | 29299 | THR-FT-FSL-2522 | Switch, Flow-Low, Pump P-2522 Discharge, FT 16/17 RAS Pumps South | THR-FT-P-2522 | Switch,Pressure-Low | Switch |  | FSL | http://www.toronto.ca/TWONTO#flow_switch |  | Pump, Centrifugal, Tank 1600 & 1700, RAS Pumping,Tunnel 23, South
125893 | 6357 | THC-GRK-VEH-378263 | Vehicle, 2016 Polaris Ranger (WA2) | THC-GRK-VEHICLES | Vehicle,Unlicensed | Vehicle |  | VEH | http://www.toronto.ca/TWONTO#golf_cart
55583 | 69579 | TAB-WA2-SQ-1267 | EE1 - 901 1/2" Steel Cable | TAB-SES-LD | Lifting Device,Sling | Lifting Device |  | SQ | lifting_device_cable |  | WA2 Lifting devices
140575 | 28744 | TNT-ELS-GEN-0001 | Generator, Standby Power,600v,55kw | TNT-ELS | Generator,Electricity,Portable | Motor Control Centre |  | GEN | http://www.toronto.ca/TWONTO#generator-set |  | Instrument / Electrical
136547 | 40506 | THR-GRK-PRTY2 | Groundskeeping for Waste Water Worker | THR-GRK-WA2 |  | Grounds |  |  | activity |  | Building & Grounds Work Area 2
47311 | 10602 | TAB-EL1-MCC-6164 | Motor Control Centre, 600V, West Quad House | TAB-AER-OZ-ELQ | Control Panel,MCC | Motor Control Centre |  | MCC | http://www.toronto.ca/TWONTO#LV_electrical_panel |  | Electrical Equipment Location, Aeration West Quad House
117370 | 87050 | TAB-RSP-T-1251 | Tank, Oil, Raw Sewage Pump #5 Bearing Lubrication System | TAB-RSP-P-T | Tank | Tank |  | T | http://www.toronto.ca/TWONTO#chemical_storage_tank |  | T Building - Raw Sewage Pumping
93504 | 57140 | FHO-MCS-MT-1119 | Personal Tool Kit (MW) | FHO-MCS-MEQ | Machine Tool | Tool |  | MT | tool_kit |  | Machine Shop & Equipment
122664 | 85080 | THC-DEW-G-6581 | Gate,Slide,Pneumatic,BTU Feed Conveyor 6580,Solid Treatment | THC-DEW-CV-6580 | Valve,Gate | Gate |  | G | http://www.toronto.ca/TWONTO#valve
50782 | 27878 | TAB-PRM-FD-0111 | Chemical Feeder, Dry Polymer, Tank T-0110 Inlet, Polymer Room, Old Screen Bldg., P Bldg. | TAB-PRM-T-0110 | Chemical Feeder,Powder | Chemical Feeder |  | FD | http://www.toronto.ca/TWONTO#polymer_preparation_system |  | Tank, Polymer Make-Up, Polymer Room, Old Screen Bldg., P Bldg.
11318 | 97042 | FCL-BW-FIT-0001 | Transmitter, Flow, Discharge Header Thermal Mass, Blowers | FCL-AIR-SCOUR |  |  |  | FIT |  |  | Backwash System
103062 | 41824 | MTMH220 | HIGHLAND CREEK STS | TRK-HCK | [6 empty] | HIGHLAND CREEK DRAINAGE AREA
120247 | 40565 | THC-ACC-AHU-0128 | Air Handling Unit,Flotation Building | THC-ACC-BLDG J | Air Handling Unit | HVAC | 34360 | AHU | http://www.toronto.ca/TWONTO#air_handler_unit |  | TWAS Building, HVAC
46938 | 74182 | FCL-ACC-PDIT-0302 | Transmitter, Pressure, Differential, AHU-0303 Outlet, Filter F-0302, Admin Building | FCL-ACC-AHU-0303 |  |  |  | PDIT |  |  | Air Handling Unit, Roof Top, Admin Building Top of N/E Stairwell
85763 | 22170 | WTR-PHL-T-0001-SUS | SCBA 4500 psi Bottle, AS1 | WTR-CENTRAL-SES | Tank | Safety Equipment | 47434 | T | http://www.toronto.ca/TWONTO#compressed_gas_cylinder |  | Safety & Lifting Devices
38322 | 21817 | PLQ18416 | Plumbing, General, Biosolids Silo Bldg | TAB-SLO-STRC-BS |  | Plumbing |  |  | plumbing |  | Biosolids Silo Bldg - Drains, Electrical Service(110/220V), Lighting, Plumbing
30947 | 59735 | FIS-FEQ-DR-0059(S) | Door, Fire, Chlorine & SO2 Building | FIS-GRK-STRC-0001 |  | Door |  | DR | http://www.toronto.ca/TWONTO#fire_rated_door
129293 | 37543 | THC-THK-RPU-1614 | Controller Panel,Centrifuge CF-0400,Thickening Building | THC-THK-CF-0400 | Control Panel,Instrumentation | Remote Processor Unit |  | RPU | http://www.toronto.ca/TWONTO#RPU_panel |  | Centrifuge,WAS Thickening
37363 | 10760 | NX2330A | Condenser, for Air Conditioner NX2328 | NX2328A | H.V.A.C.,Air Conditioner | HVAC | 34381 |  | http://www.toronto.ca/TWONTO#AC_condenser_unit |  | Air Handling Unit, Aux., 2nd Flr, Electric RmE.
53661 | 31234 | TAB-SES-SQ-0015 | SCBA Breathing Apparatus, Silo Bldg., 2nd Flr. - LAH 315 027 FS | TAB-SES-SCBA | PPE,SCBA | Safety Equipment |  | SQ | http://www.toronto.ca/TWONTO#self-contained_breathing_apparatus |  | WA4 Safety Equipment, SCBA
38966 | 29828 | TAB-ACC-CT-1458 | Control Panel, Zone Controller | TAB-ACC-VAV-1458 | Control Panel,HVAC | HVAC |  | CT | http://www.toronto.ca/TWONTO#thermostat_or_zone_controller_unit |  | Heater, Hot Water Reheat Coil, Variable air
12325 | 71495 | COL-PCU-FIT-5003 | Transmitter, Flow | COL-PCU-SUSPENDED | Transmitter |  | 34938 | FIT |  |  | Cumber P.S.suspended entities
34670 | 26728 | MAIN-337 | Main 337 | WTR-LWA | [6 empty] | Work Area 2 Central Mains and Chambers
29664 | 25839 | FIS-OFFICE | Computer Location | FIS-ADM-BLDG | [6 empty] | Building Location
15130 | 75121 | COL-PBR-MCC-0001 | Motor Control Centre | COL-PBR |  | Motor Control Centre |  | MCC | http://www.toronto.ca/TWONTO#LV_electrical_panel |  | Berry Road Sewage Pumping Station
79774 | 70216 | THR-WA1-LD-0030 | Sling, Wire Rope, Work Area 1 ( WIRE ROPE SLING SIZE; 1/2" X 10') | THR-LD-WIRE-WA1 | Lifting Device,Sling | Lifting Device |  | LD | wire-rope_sling |  | Slings, Wire Rope, Work Area 1
115480 | 76663 | TAB-PRM-LSH-0462 | Switch, Level High, Coagulant Tank Storage Containment Area No.2, Grit Bldg., P Bldg. | TAB-PRM-T-0410 | Switch,Level-High | Switch |  | LSH | http://www.toronto.ca/TWONTO#level_switch |  | Tank, Coagulant, CEPT Coagulant Dosing System, Grit Bldg., P Bldg.
33265 | 93949 | COL-SWQTF-BLOW | Blower | COL-SWQTF | [6 empty] | Storm Water Quality Treatment Facility
110802 | 59821 | TAB-DIG-LSHH-0724 | Switch,Level, High,High, Digester #7 | TAB-DIG-T-0700 | Switch,Level-High-High | Switch |  | LSHH | http://www.toronto.ca/TWONTO#level_switch |  | Digestion Tank 07
130985 | 35790 | THR-AER-LSL-1614 | Switch, Level-Low, Auxiliary Oil Tank, Blower 1611, Secondary Treatment, Aeration Blower System - North | THR-AER-BL-1611 | Switch,Level-Low | Switch |  | LSL | http://www.toronto.ca/TWONTO#level_switch |  | Blower, Centrifugal, Secondary Treatment, Aeration Blower System - HPBB
43831 | 49954 | FCL-ACC-FS-0402 | Switch, Loss of Air Flow, FN-0402, S/E Recirculation System, High Lift Pump Room S/E | FCL-ACC-FN-0402 | Switch,Flow | Switch |  | FS | http://www.toronto.ca/TWONTO#flow_switch |  | Fan, Tube, Axial, S/E Recirculation System, High Lift PS Room S/E, HVAC Room
106634 | 43658 | TAB-ACC-FSL-1320 | Switch, Flow, Low, Air, Exhaust Fan 1320, Screen Area Rooftop | TAB-ACC-AHU-1300 | Switch,Flow-Low | Switch |  | FSL | http://www.toronto.ca/TWONTO#flow_switch |  | Air Handling Unit, D Bldg Roof
105596 | 39746 | SWM-PET-MISC | Miscellaneous Equipment | COL-PSW | [6 empty] | Swansea Pumping Station
113254 | 40953 | TAB-EL3-LP-2732 | Transformer,Indoor,Plant Water Pumping Station | TAB-EL3-TS-6732 | Control Panel,Lighting | Power Distribution Panel |  | LP | ? |  | Automatic Transfer Switch,Indoor,Plant Water Pumping Station
27862 | 93455 | COL-PWC-JIT-0001 | Meter, Power Indicating Transmitter, Main Power | COL-PWC | Meter |  |  | JIT |  |  | Wirral Court Sewage Pumping Station
101563 | 21238 | MAIN-147 | Main 147 | WTR-LWA | [6 empty] | Work Area 2 Central Mains and Chambers
78955 | 95637 | THR-SES-T-0511 | Tank, SCBA Air Cylinder, 30 Minutes | THR-SES-SCBA | Safety | Safety Equipment |  | T | http://www.toronto.ca/TWONTO#compressed_gas_cylinder |  | Self Contained Breathing Apparatus
59302 | 23564 | FCL-ELS-TR-0200O | Transformer, 600/120/208V, 75 kVA, 3PH, Lighting Panels LP-0200O&0200A, High Lift Switchgear Room | FCL-ELS-6 |  |  |  | TR |  |  | Interior Lighting
106325 | 34855 | TAB-ACC-F-6551 | Filter, Prefilter, AHU-6550, Mechanical Room No. 3, Screen Bldg., P Bldg. | TAB-ACC-AHU-6550 | Filter | HVAC |  | F | http://www.toronto.ca/TWONTO#replaceable_air_filter |  | Air Handling Unit, Mechanical Room no.3, Screen Bldg., P Bldg.
74877 | 36564 | THR-FT-LSL-4820 | Switch, Level-Low, Sump, Gallery T-20S, Flood Monitoring System | THR-FT-P-4820 | Switch,Level-High-High | Switch |  | LSL | http://www.toronto.ca/TWONTO#level_switch |  | Pump, Centrifugal, Sump, T20s
41515 | 52717 | TAB-ACC-TSL-1252 | Switch,Temperature,Low,Supply Air , | TAB-ACC-AHU-1252 | Switch,Temperature | Switch |  | TSL | http://www.toronto.ca/TWONTO#temperature_switch |  | Air Handing unit,Flotation Bldg
105796 | 45573 | SWM-PWD-JIT-0001 | Meter, Power Indicating Transmitter, Main Power | SWM-PWD | Meter |  |  | JIT |  |  | Warden Storm
7041 | 54120 | COL-PRR-FQ-0001 | Meter, Flow | COL-PRR | Meter,Flow |  |  | FQ |  |  | Riverside Sewage Pumping Station
45479 | 92487 | TAB-DIG-STRC-T13-16 | Digester Tanks 13-16, Drains, Electrical Service(110/220V), Lighting, Plumbing | TAB-DIG-T-13-16 | [6 empty] | Digester Tanks 13-16
79789 | 78970 | THR-WA1-LD-57-26 | Sling, Nylon, Work Area 1 (NYLON BELT SLING SIZE; 2" X 12`, CAPACITY 6400 LBS, SN 1553457-26) A | THR-LD-NYLN-WA1 | Lifting Device,Sling | Lifting Device |  | LD | synthetic_web_sling |  | Slings, Nylon, Work Area 1
138770 | 38859 | THR-SES-SQ-4065 | Lanyard for Harness, PPE Phil Rodrigues | THR-SES-FAS | Safety | Safety Equipment |  | SQ | lifeline |  | Fall Arrest Sytem (Harness and Lanyard), Safety Equipment
128774 | 79819 | THC-SES-SQ-0012 | Eye Wash Station, Plant Services, Admin Building | THC-ELS-LTG-BLDG K |  | Safety Equipment | 40824 | SQ | http://www.toronto.ca/TWONTO#emergency_eyewash |  | Lighting, Bldg. K
134998 | 43001 | THR-ELS-SQ-9236 | Electrical Rubber Gloves, PPE Issued to Wei Peng 10kV | THR-ELS-SQ-ERG | Safety | Safety Equipment |  | SQ | http://www.toronto.ca/TWONTO#rubber_insulating_gloves |  | Electrical Rubber Gloves, Safety Equipment
87083 | 61029 | WTR-PMI-LSL-0700 | Switch, Level-Low, Pump 0700 | WTR-PMI-P-0700 | Switch,Level-Low | Switch |  | LSL | http://www.toronto.ca/TWONTO#level_switch |  | Pump, Centrifugal, Water Transmission (VFD), West Pump Room
101801 | 33952 | MS0109A | Lathe | TAB-WA5-MCS | Machine Tool,Lathe | Tool |  |  | http://www.toronto.ca/TWONTO#lathe |  | Machine Shop- WA5
93320 | 42914 | FHO-GRK-DR-2164S | Door, (FD-S2-64A), Fire Rated, Admin Building, S2, Stairway 5 | FHO-GRK-FEQ-0001 | Fire Prevention,Door | Door |  | DR | http://www.toronto.ca/TWONTO#fire_rated_door
120741 | 41756 | THC-ACC-FN-0711B | Fan,Centrifugal,Supply Air,AHU-0710,Thickening Centrifuge Area | THC-ACC-AHU-0710 | Fan,Centrifugal | HVAC |  | FN | http://www.toronto.ca/TWONTO#blower_or_fan_with_drive |  | Air Handling Unit,Outdoor,Centrifuge Area,Thickening Building
35845 | 19704 | MTMH134 | ARMOUR HEIGHTS BYPASS STS | TRK-DON | [6 empty] | DON DRAINAGE AREA
40518 | 71355 | DOS-YCM-FAK-VEH73118 | First Aid kit in vehicle # 73118 | DOS-YCM-VEH-73118 | Safety,First Aid Kit | First Aid |  |  | http://www.toronto.ca/TWONTO#first_aid_kit |  | 2012 DODGE RAM 3500 - Vehicle Unit# 73118
118708 | 83619 | TAB-STR-LS-6092 | Switch, Level,Sump Pit | TAB-STR-P-6092 | Switch,Level | Switch |  | LS | http://www.toronto.ca/TWONTO#level_switch |  | Pump, Sump,GX2015A
147622 | 76920 | YTF-ACC-AHU-4901 | Air Handling Unit, RN175, HVAC Exhaust Fans and AHU's | YTF-ACC | Air Handling Unit | HVAC |  | AHU | http://www.toronto.ca/TWONTO#air_handler_unit |  | HVAC Equipment
127033 | 7779 | THC-PLT-G-0911 | Gate, Isolation, Motorized, Vortex CYC-0910 Influent Channel, Grit Removal | THC-PLT-CYC-0910 | Gate | Gate |  | G | http://www.toronto.ca/TWONTO#channel_gate
8918 | 32521 | COL-YKP-DA-0011S | Davit Arm Assembly with Upper Arm-1671146 | COL-YKP-DA | Safety | Safety Equipment | 45532 | DA | http://www.toronto.ca/TWONTO#fall_arrest_Davit_arm |  | Davit Arm Assembly
62789 | 3136 | FCL-FLT-LSL-1801-SUS | Switch, Level-Low, Filter 1801, , Filter No.1801 | FCL-FLT-F-1801 | Switch,Level-Low | Switch | 36626 | LSL | http://www.toronto.ca/TWONTO#level_switch |  | Filter, Carbon Activated, Filter Building, Filter Gallery East
76490 | 48096 | THR-DIG-RPU-0019 | Remote Processor Unit, SCADA,Digester 1-6 (172.22.39.137) | THR-SPC | RPU | Remote Processor Unit |  | RPU | http://www.toronto.ca/TWONTO#RPU_panel |  | Process Control Systems - Services Area
88373 | 52825 | WTR-PSC-ZS-0008 | Reservoir Access Alarm, Hatch 3 | WTR-PSC-AUX | Switch,Position | Switch |  | ZS | http://www.toronto.ca/TWONTO#position_switch |  | Auxiliary Equipment (Building Facilities)
90723 | 732 | FHO-CLA-CHL-0201 | Chlorinator, Pre Chlorination Train 2, Chemical Building, L1, Machine Room | FHO-CLA | Chemical Feeder,Gas | Chemical Feeder |  | CHL | http://www.toronto.ca/TWONTO#chlorinator_system |  | Pre Chlorination System
120517 | 4533 | THC-ACC-DM-6105 | Damper, Outdoor Air Inlet to AHU-6100, 2nd Floor Mech Room #2, Headworks | THC-ACC-AHU-6100 | Damper/Louver | HVAC |  | DM | http://www.toronto.ca/TWONTO#air_damper |  | Air Handling Unit, Truck Loading Bay, Mech Room #2, Headworks
16437 | 31154 | FHA-FLT-MX-3501 | FHA-FLT-SW-3501 - Sweeps, Surface Wash, Filter #35 | FHA-FLT-F-3501 | Filter | Filter |  | MX | filter_sweeping_arm |  | Filter #35, Filter Building, East Filter Gallery South
96252 | 44979 | FIS-CLA-PSL-0102 | Switch, Pressure, Low, Pre-Chlorine Evaporator EV-0101 Discharge, Gaseous Chemical Bldg,Storage Room | FIS-CLA-CHL-0101 | Sensor,Pressure | Switch |  | PSL | http://www.toronto.ca/TWONTO#pressure_switch |  | Chlorinator, Pre Chlorination Train 1, Gaseous Chemical Building, Machine Room
14784 | 85773 | FCL-SH-07 | Safety Harness Full Body | FCL-SES-SQ-0102 | PPE | Safety Equipment |  | SH | http://www.toronto.ca/TWONTO#fall_arrest_harness |  | Safety Harnesses, High Lift Building, Store Room
46707 | 20816 | TAB-DIS-SS-35 | Chlorine Process - Scrubber System | TAB-SUSPENDED ENTITY |  |  |  | SS |  |  | Suspended entities
126373 | 23093 | THC-ITS-PA-3810 | IDF Panel, Public Address System, , Bldg. M | THC-ITS-MDF-1000 | Network,Telecommunication | Communications Equipment |  | PA | http://www.toronto.ca/TWONTO#public_annoucement_speaker |  | Public Address System, Master Distribution , Control System, Admin Bldg,
136784 | 97901 | THR-MT-WA3 | Machine Tools | THR-MCS-WA3 |  | Tool |  |  | http://www.toronto.ca/TWONTO#collection_of_assets |  | Cranes, Lifting Devices, Machine Tools, Overhead doors, Welding Shops
80365 | 92578 | FHA-SED-ZSH-0505C | Switch, Limit, Access Hatch Zone 5, Settling Basin T-0501 | FHA-SED-ZSH-0505 |  | Security System |  | ZSH | http://www.toronto.ca/TWONTO#position_switch |  | Switch, Limit, Access Hatch Zone 5
4596 | 36399 | COL-PGR-P-0100 | Pump, Centrifugal | COL-PGR | Pump |  |  | P |  |  | Grand River Sewage Pumping Station
72308 | 24445 | THR-ACC-AC-4501 | Fan Coil Unit, Ductless Split System Indoor Unit, SP RAS PS, RPU Rm | THR-ACC-WA4 | H.V.A.C.,Air Conditioner | HVAC |  | AC | http://www.toronto.ca/TWONTO#air_condition |  | Air Conditioning, AHU, HVAC,Work Area4
54964 | 30341 | TAB-THK-FSL-4303 | Switch,Flow Indication, Polymer inlet to Pump-P-4303 | TAB-THK-P-4303 | Switch,Flow | Switch |  | FSL | http://www.toronto.ca/TWONTO#flow_switch |  | Pump, Mixed Polymer Feed
26479 | 99762 | FHO-MCS-GQ-0101 SUSP | Floor Polisher | FHO-GRK-PRTY-0001 | Floor maintenance,Polisher | Vehicle | 35627 | GQ | http://www.toronto.ca/TWONTO#golf_cart | ?
30000 | 22223 | FIS-RW-PSL-0101-SUS | Switch, Pressure-Low, Seal Water, Pump 0101, Raw Water Pumping Station | FIS-RW-P-0101 | Switch,Pressure-High | Switch | 38348 | PSL | http://www.toronto.ca/TWONTO#pressure_switch |  | Circuit Breaker,4.16 kV,Raw Water Pump Station,Upper Level,West,Solid State Starter,FIS-RW-P-0101
19510 | 95013 | FHO-ACC-RPU-0201 | Remote Programming Unit, Building HVAC, Chemical Building, L2, North Penthouse, S/W | FHO-MCS-HVAC | Controller,PLC | Remote Processor Unit |  | RPU | http://www.toronto.ca/TWONTO#RPU_panel |  | Plant HVAC
79123 | 385 | THR-ELS-MCC-0602 | Motor Control Center (MCC), Chlorine Building | THR-ELS-DIS | Control Panel,MCC | Motor Control Centre |  | MCC | http://www.toronto.ca/TWONTO#LV_electrical_panel |  | Electrical System, Disinfection, Chlorine Building
125226 | 59997 | THC-ELS-SQ-6186246 | Spares, Electrical Safety gloves, High Voltage, Class 0, # 6186246 | THC-SES-SQ | PPE,Insulated Glove | Safety Equipment |  | SQ | http://www.toronto.ca/TWONTO#rubber_insulating_gloves |  | Safety Equipment
41074 | 32551 | TAB-ACC-PDS-8401 | Switch,Pressure, Supply Fan, M Bldg., FN 8401 | TAB-ACC-FN-8401 | Switch,Pressure | Switch |  | PDS | http://www.toronto.ca/TWONTO#pressure_switch |  | Fan, Supply, M Bldg.
95524 | 20879 | FHO-TRW-VP | Vacuum Priming | FHO-TRW | [6 empty] | Treated Water System
18130 | 25316 | FHA-SED-ZSH-0305D | Switch, Limit, Access Hatch Zone 5, Settling Basin T-0301 | FHA-SED-ZSH-0305 |  | Security System |  | ZSH | http://www.toronto.ca/TWONTO#position_switch |  | Switch, Limit, Access Hatch Zone 3
94030 | 15012 | FHO-RW-PSL-1801 | Switch, Pressure, Low, Raw Water Pump P-1801 Loss of Prime, S9 RW Pump Room | FHO-RW-P-1801 |  | Switch |  | PSL | http://www.toronto.ca/TWONTO#pressure_switch |  | Pump, Centrifugal, RW Pump 1801. S9, RW Pump Room
119714 | 64565 | TAB-WA1-SQ-1903 | Body Harness - Shamun Mohamedali | TAB-WA1-SQ-0001 | PPE,Harness | Safety Equipment |  | SQ | http://www.toronto.ca/TWONTO#fall_arrest_harness |  | WA1 Fall Arrest System
88209 | 71677 | WTR-PSC-FAR-0007S | Winch, Fall Arrest, S/N 110688 Truck # 080080 | WTR-CENTRAL-SES | PPE | Safety Equipment | 38589 | FAR | winch |  | Safety & Lifting Devices
95512 | 92822 | WTR-RMI-MCC-0101 | Motor Control Center, Water Transmission | WTR-RMI-ELS |  | Motor Control Center |  | MCC | http://www.toronto.ca/TWONTO#LV_electrical_panel |  | Electrical System
12983 | 74351 | FCL-RW-RPU-0001 | RPU Panel, Low Lift Bldg Pumping Station | FCL-RW | Control Panel | Remote Processor Unit |  | RPU | http://www.toronto.ca/TWONTO#RPU_panel |  | Raw Water
126850 | 57408 | THC-OCS-LSH-6030 | Switch, Level, High, Humidification Chamber HU-6030, Headworks Odour Control | THC-OCS-HU-6030 | Switch,Level-High | Switch |  | LSH | http://www.toronto.ca/TWONTO#level_switch |  | Humidification Chamber, Biofilter, Headworks Odour Control
71656 | 99595 | THR-DIG-PSH-4071 | Switch, Pressure-High, Discharge Pump 4071/4072, Digester Tank 0500, Solid Treatment | THR-DIG-HE-4077 | Switch,Pressure-High | Switch |  | PSH | http://www.toronto.ca/TWONTO#pressure_switch |  | Heat Exchanger, Tank 0500, Solids Treatment, Digester Tank 5
69378 | 28388 | THR-AER-PSLL-1611 | Switch, Pressure-Low-Low, Lube Oil, Blower 1611, Secondary Treatment, Aeration Blower System - North | THR-AER-BL-1611 | Switch,Pressure-Low | Switch |  | PSLL | http://www.toronto.ca/TWONTO#pressure_switch |  | Blower, Centrifugal, Secondary Treatment, Aeration Blower System - HPBB
12437 | 45984 | FCL-FLT-SW-1601-SUS | Sweeps, Surface Wash, Filter #16 | FCL-SUSPENDED | Filter | Filter | 36645 | SW | filter_sweeping_arm |  | Suspended entity
130093 | 19939 | THR-ACC-LSL-1401 | Switch, Low Water Cut Off, Boiler 1401, Plant Central Hot Water System, Hot Water Boilers | THR-ACC-BO-1401 | Switch,Level-Low | Switch |  | LSL | http://www.toronto.ca/TWONTO#level_switch |  | Boiler, Low Pressure, Hot Water, Plant Central Hot Water System, Hot Water Boilers (CRN-H9308.5,TSSA UID-65022704, SNo.-5.1103724)
59248 | 75061 | THC-ACC-MAN-0011 | Manifold, Snow Melting System, Zone #1, Admin Building, North/West Area | THC-ACC-BLDG K |  | HVAC |  | MAN | http://www.toronto.ca/TWONTO#pipe_manifold |  | Administration Building, HVAC
114851 | 85010 | TAB-PLT-STR-9405C | Strainer, Inlet, to FIT, Conduit 5 | TAB-RSP-PIP-0005 | Strainer | Filter |  | STR | http://www.toronto.ca/TWONTO#strainer |  | Influent Conduit # 5, Raw Sewage Conduit from Main Pumping Station
96427 | 6017 | FIS-DCL-PSH-0101 | Switch, Pressure, High, SO2 Train 1, Rupture Disc Outlet, Gaseous Chemical Building, Storage Room | FIS-DCL-T-0101 | Sensor,Level | Switch |  | PSH | http://www.toronto.ca/TWONTO#pressure_switch |  | Tank, Expansion, SO2 Liquid to Evaporator EV-0101, Gaseous Chemical Building,Storage Room
65341 | 94224 | FCL-SES-LTX-0104-SUS | Exit light, 104, Admin Building, Second Floor, Kitchen West Exit | FCL-SUSPENDED |  |  | 46607 | LTX |  |  | Suspended entity
134959 | 71111 | THR-ELS-MCC-0603 | Control Panel, MCC 0603, Disinfection Bldg., Second Floor MCC-0603-0604 (MCC CL) | THR-ELS-DIS | Control Panel,MCC | Motor Control Centre |  | MCC | http://www.toronto.ca/TWONTO#LV_electrical_panel |  | Electrical System, Disinfection, Chlorine Building
139535 | 28358 | THR-WA3-LD-0109S | Sling, Nylon, Work Area 3 | THR-LD-NYLN-WA3 | Lifting Device,Sling | Lifting Device | 40283 | LD | synthetic_web_sling |  | Slings, Nylon, Work Area 3
62634 | 96510 | THC-MCS-MEQ-0002 | Mechanical Equipment, Building B | THC-MCS-MEQ |  | Tool |  | MEQ | http://www.toronto.ca/TWONTO#collection_of_assets |  | Machine Shop and Equipment
66863 | 95694 | THC-GRK-VEH-378070 | Vehicle, Personal Carrier, Gator (T/S) (WA4 elect) | THC-SUSPENDED | Vehicle,Unlicensed | Vehicle | 34876 | VEH | http://www.toronto.ca/TWONTO#golf_cart
40499 | 6485 | TAB-ACC-RPU-1410 | RPU-GE1410 | TAB-ELS-WA6 | RPU | Remote Processor Unit |  | RPU | http://www.toronto.ca/TWONTO#RPU_panel |  | Panel Boards, MCC, WA6
18252 | 62565 | FHA-SPC-RPU-2021 | RPU, Liquid Chemical, SBS, Ammonia, Fluoride, RMF, PLC Room | FHA-ELS | RPU | Remote Processor Unit |  | RPU | http://www.toronto.ca/TWONTO#RPU_panel |  | Electrical
136981 | 65029 | THR-OCS-PSLH-0501 | Switch, Pressure Low/High, Air Handling Units 0501A/B, Ozonator Room, Plant Services, Odour Control System | THR-OCS-D-0501A | Switch,Pressure-High | Switch |  | PSLH | http://www.toronto.ca/TWONTO#pressure_switch |  | Dryer, Dessicant, Ozone Generator 3957, Ozonator Room, Plant Services, Odour Control System
110553 | 77748 | TAB-DIG-DT-1090 | Drain, Moisture/Sediment Trap, Digester 9-12 Gas Discharge, Digester 9-12 Control Building Second Floor | TAB-DIG-T-1000 | Drain | Drain |  | DT | sediment_trap |  | Tank, Digester tank, Digester 10
24571 | 50183 | COL-PRD-TS-0001 | Control Panel, Operator | COL-PRD-MISC | Control Panel |  |  | TS |  |  | Miscellaneous Equipment
24427 | 23951 | FHO-NEX-6 CHANNEL 6-SUS | Emergency and Exit light 6 Channel 6 | FHO-NEXUS |  | Safety Equipment | 44456 | NEX | http://www.toronto.ca/TWONTO#lighting_unit |  | Emergency and Exits lights- Expansion Site
83060 | 45389 | FHA-SES-SQ-0901 | FHA-SES-EYE-0013 - Eyewash Station, Plumbed | FHA-SES-SQ-0008 | PPE,Eyewash Station | Safety Equipment |  | SQ | http://www.toronto.ca/TWONTO#emergency_eyewash |  | Eyewash Stations & Showers
8545 | 800 | COL-RBB-LIT-0229 | Transmitter, Level | COL-RBB-MISC | Transmitter,Level |  |  | LIT |  |  | Miscellaneous Equipment
105613 | 35178 | SWM-PET-WEL-0100 | Wet well | SWM-PET | Well |  |  | WEL |  |  | Eglinton - Bellamy Storm Pumping Station
78476 | 52068 | FHA-GRK-PA-0001 | Intercom & Paging Systems | FHA-GRK-PRTY-0001 | Public Address System | Communications Equipment |  | PA | http://www.toronto.ca/TWONTO#public_annoucement_speaker |  | Buildings Maintenance
109789 | 42164 | TAB-DEW-RPU-1130 | RPU for Sludge Floor 2 Sludge Conveyors | TAB-DEW-SLUDGE SILO | RPU | Remote Processor Unit |  | RPU | http://www.toronto.ca/TWONTO#RPU_panel |  | Sludge Holding Tank System, Conveyors
139398 | 84306 | THR-WA1-LD-281-2 | Sling, Nylon, Work Area 1 (NYLON BELT SLING SIZE; 1" X 6', CAPACITY 3200 LBS,SN 1115281-2) A | THR-LD-NYLN-WA1 | Lifting Device,Sling | Lifting Device |  | LD | synthetic_web_sling |  | Slings, Nylon, Work Area 1
13677 | 43646 | FCL-MCS-LD-0008 | Chain Block 3 Ton | FCL-MCS-7 | Lifting Device | Lifting Device |  | LD | http://www.toronto.ca/TWONTO#lifting_equipment_hoist |  | Vehicles
69249 | 68854 | FCL-WWW-WR-0006 | Receptacle, 600V, 3PH, RMF Clarification Facility, Operating Floor North | FCL-WWW |  |  |  | WR |  |  | Residue Management
61477 | 99027 | THC-FEQ-FSP-0014 | Fire Hose cabinets, Thickening process,. Bldg J | THC-FEQ-FSP | Fire Prevention,Hose | Safety Equipment | 43238 | FSP | ? |  | Sprinkler System
19995 | 99487 | COL-PMD-LP-0001 | Control Panel, Lighting | COL-PMD | Control Panel |  |  | LP |  |  | Midland Pumping Station
139905 | 16506 | TNT-AER-RX-0201 | Reactor, Mabr Cassette, Aeration Tank 2 - Mabr Cassette 1, Aeration | TNT-AER-T-0200 |  |  |  | RX |  |  | Tank,Aeration, # 2
109824 | 98610 | TAB-DEW-TSH-1221A | Switch, Temperature, High, Lub Oil Return from Bearing back drive end | TAB-DEW-CF-1221 | Switch,Temperature | Switch |  | TSH | http://www.toronto.ca/TWONTO#temperature_switch |  | Centrifuge # 12
12033 | 99805 | FCL-ELS-4 | Emergency Power and UPS | FCL-ELS |  |  |  | ELS |  |  | Electrical Distribution
71700 | 25005 | THR-DIG-PSL-5880A | Switch, Pressure-Low, Inlet Gas compressor 5880 | THR-DIG-C-5880 | Switch,Pressure-Low | Switch |  | PSL | http://www.toronto.ca/TWONTO#pressure_switch |  | Compressor, Gas, Mixing System, Digester Tank#09
59388 | 20380 | THC-DIG-LSH-0114 | Switch,Level-High, Sump Pump 0114, Sludge Holding Tanks | THC-DIG-P-0114 | Switch,Level | Switch | 35368 | LSH | http://www.toronto.ca/TWONTO#level_switch |  | Pump,Centrifugal,Sump,Old Digesters
61474 | 43122 | THC-FEQ-FSP-0009 | Fire Hose cabinets, Thickening process,. Bldg J | THC-FEQ-FSP | Fire Prevention,Hose | Safety Equipment | 43233 | FSP | ? |  | Sprinkler System
47261 | 59155 | TAB-EL1-LP-6626 | Lighting Panel,600/374V,Digesters 1-4 Area | TAB-EL1-MCC-6626 | Control Panel,Lighting | Power Distribution Panel |  | LP | http://www.toronto.ca/TWONTO#LV_electrical_panel |  | Motor Control Centre 600V - OPS
19542 | 50513 | FHO STANDBY POWER BL | Building Location | FHO-SPC | [6 empty] | Process Control Systems - Services Area
131679 | 68699 | THR-CG-T-1102 | Tank, High Pressure Air Storage, Engine Air Starting System | THR-CG-C | Tank | Tank | 34867 | T | http://www.toronto.ca/TWONTO#pressure_vessel |  | Co-Generation, Air Compressors
13550 | 91948 | COL-PFB-UPS-0001 | UPS | COL-PFB | Uninterruptible Power Supply |  |  | UPS |  |  | Fallingbrook Pumping Station
79361 | 36281 | THR-THK-LSH-1002 | Switch, Level High, WAS Storage Tank | THR-THK-T-1002 | Switch,Level-High | Switch |  | LSH | http://www.toronto.ca/TWONTO#level_switch |  | Tank, WAS Storage, STB
89222 | 43788 | WTR-RMA-LSH-0101 | Switch, Level-High, Tank 0100 | WTR-RMA-T-0100 | Switch,Level-High | Switch | 36098 | LSH | http://www.toronto.ca/TWONTO#level_switch |  | Tank, Reservoir
114500 | 20997 | TAB-PLT-FSL-0581 | Switch, Flow Low, Plant Water, Screen SC-0580, P Bldg. | TAB-PLT-SC-0580 | Switch,Flow-Low | Switch |  | FSL | http://www.toronto.ca/TWONTO#flow_switch |  | Screen, Perforated Plate, Screen Area, P Bldg.
132833 | 76193 | THR-DIG-PSH-6501 | Switch, Pressure-High, Discharge Pump 6501, Tank 0500 | THR-DIG-P-6501 | Switch,Pressure-High | Switch |  | PSH | http://www.toronto.ca/TWONTO#pressure_switch |  | Centrifugal Pump, Sampling, Tank 0500
69233 | 24006 | FCL-WWW-V-5512 | Valve, Slide Gate, Motorized, CV-5510 to Cake Disposal Bin Container C,Centrifuge Bldg,Centrifuge Rm | FCL-WWW-CV-5510 |  |  |  | V |  |  | Bottom Screw Conveyor, South, Centrifuge CF-5501
105502 | 27967 | SWM-PBL-FA-0001S | Switch, Temperature-High | COL-W-OBSOLETE | Fire Prevention,Alarm | Switch | 42935 | FA | http://www.toronto.ca/TWONTO#temperature_switch |  | Col West Obsolete Entities
80938 | 1740 | TNT-DIG-PD-0500 | Digester, Primary, Vessel | TNT-DIG-PD | Vessel,Pressure | Tank |  | PD | http://www.toronto.ca/TWONTO#digester_tank |  | Primary Digester Tanks,Drainage Tanks
15394 | 81706 | FCL-WW-SAMP | Wash water Sampling | FCL-SAMP | [6 empty] | Sampling Systems
5028 | 90428 | COL-PKG-WEL-0300 | Well | COL-PKG-MISC | Well |  |  | WEL |  |  | Miscellaneous Equipment
131379 | 48570 | THR-BG-FSL-0212 | Switch, Flow, Low, Lube Oil Discharge, Stage 1 Inlet, Compressor 0201, Gas Compressor Bldg | THR-BG-C-0201 |  | Switch |  | FSL | http://www.toronto.ca/TWONTO#flow_switch |  | Compressor, Centrifugal, Fuel Gas, Compressor Building, Gas Compressor (And Dryer), for COGEN
33661 | 70014 | COL-YKP-DA-109848S | Davit Base Leg-109848 | COL-YKP-DA-0002S | Safety | Safety Equipment | 45515 | DA | davit_base |  | Davit Arm Assembly with Upper Arm-16072
69542 | 72241 | FHA COMMUNICATIONS | FHA Communications | FHA-SPC1 | [6 empty] | Process Control Systems - Administrative
49209 | 36742 | FCL-CLA-PSL-0101 | Switch, Pressure Low, Chlorine Gas, CLA Weigh Scale 0101, Chlorination System | FCL-CLA | Switch,Pressure-Low | Switch |  | PSL | http://www.toronto.ca/TWONTO#pressure_switch |  | Pre-Chlorination
32206 | 40890 | COL-SHD | Hyde Ave Storm Storage Tank | COL-SWQTF-STM |  | Tank |  |  | http://www.toronto.ca/TWONTO#detention_tank |  | Storm
8832 | 82924 | COL-SMC-LSH-0201 | Switch, Level-High | COL-SMC-MISC | Switch,Level |  |  | LSH |  |  | Miscellaneous Equipment
113507 | 64578 | TAB-GRK-DR-34556 | Security Gate, North | TAB-WORK-AREA-7 |  | Gate |  | DR | http://www.toronto.ca/TWONTO#door
147100 | 98325 | WTR-RMI-ZS-0029 | Instrument, Door Contact, Water Transmission | WTR-RMI-AUX |  | Switch |  | ZS | http://www.toronto.ca/TWONTO#position_switch |  | Auxiliary Equipment (Building Facilities)
135951 | 24369 | THR-FT-T-3100S | Tank, Non-Pressurized, Scum, System 2A, Scum Pumping | THR-FT-T-SCUM | Tank,Non-Pressurized | Tank | 38973 | T | http://www.toronto.ca/TWONTO#storage_tank |  | Final Tank, Scum Tanks
75172 | 45825 | THR-FT-PSL-2522S | Switch, Pressure-Low, Suction, Pump 2522, RAS Pumping - South | THR-FT-P-2522 | Switch,Pressure-Low | Switch | 39558 | PSL | http://www.toronto.ca/TWONTO#pressure_switch |  | Pump, Centrifugal, Tank 1600 & 1700, RAS Pumping,Tunnel 23, South
98406 | 87105 | FIS-TRW-FSL-0001 | Switch, Flow, Low, Treated Water Output Sample to AIT-0001 & 0004, Sampling Bldg, Upper Lvl, N Wall | FIS-TRW-AIT-0001 | Switch,Flow-Low | Switch |  | FSL | http://www.toronto.ca/TWONTO#flow_switch |  | Analyzer, Chlorine, TRW Output Residual (Secondary), Chemical Sampling Building, Upper Level
33537 | 51824 | COL-YKP-DA-0006S | Davit Arm Assembly with Upper Arm-111966 | COL-YKP-DA | Safety | Safety Equipment | 45972 | DA | http://www.toronto.ca/TWONTO#fall_arrest_Davit_arm |  | Davit Arm Assembly
119895 | 89597 | TAB-WA3-SQ-8302 | Lock out Tag out and Log book Station | TAB-DEW-SAFETY | PPE | Safety Equipment |  | SQ | emergency_kit |  | Safety Equipment
65828 | 93663 | FCL-SPC-COM-1806 | Termination Panel, Low Lift Building, Electrical Service Room | FCL-RAW WATER BLDG |  |  |  | COM |  |  | Building Location
8739 | 71734 | COL-SKW-CH-0002 | Chamber, Valve | COL-SKW-MISC | Chamber |  |  | CH |  |  | Miscellaneous Equipment
23199 | 14597 | COL-PNT-LSH-0002 | Switch, Level-Low | COL-PNT-MISC | Switch | Switch | 36018 | LSH | http://www.toronto.ca/TWONTO#level_switch |  | Miscellaneous Equipment
12416 | 24745 | COL-PCU-FSL-5133 | Flow switch, Low | COL-PCU | Switch,Flow-Low |  | 34962 | FSL |  |  | Cumber Pumping Station
128784 | 73441 | THC-SES-SQ-610955181 | SCBA Unit, Kit, T1 Shop | THC-SES-SQ-SCBA | PPE,SCBA | Safety Equipment | 41015 | SQ | http://www.toronto.ca/TWONTO#self-contained_breathing_apparatus |  | SCBA Units, virtual entity
139422 | 17793 | THR-WA1-LD-98-22 | Sling, Nylon, Work Area 1 (NYLON BELT SLING SIZE; 1' X 2', CAPACITY 3200 LBS, SN 1073598-22) A | THR-LD-WIRE-WA1 | Lifting Device,Sling | Lifting Device |  | LD | synthetic_web_sling |  | Slings, Wire Rope, Work Area 1
112722 | 2925 | TAB-EL1-MCC-6626 | Motor Control Centre 600V - OPS | TAB-PRM-ELQ-OPS | Control Panel,Electrical | Motor Control Centre |  | MCC | http://www.toronto.ca/TWONTO#LV_electrical_panel |  | Old PS Building - Electrical Equipment
89041 | 20865 | FHO-SPC-RPU-1224 | RPU, Polymer System PLC, Chemical Building, S4, Chemical Gallery | FHO-ALM | Controller,PLC | Remote Processor Unit |  | RPU | http://www.toronto.ca/TWONTO#RPU_panel |  | Alum System
6368 | 13839 | COL-PMY-FA-0001S | Fire Alarm System, above EL 171.50m | COL-W-OBSOLETE | Building Service,Fire Alarm |  | 42919 | FA |  |  | Col West Obsolete Entities
47917 | 55548 | FCL-ALM-CP-0201 | Control Panel, Electrical, Pump 0201, Alum System | FCL-ALM-P-0201 |  |  |  | CP |  |  | Pump, PD, Pump, Alum System
60914 | 97798 | FCL-EUS-CONTROL-ROOM | Computer Location | FCL-ADM-BLDG | [6 empty] | Building Location
24298 | 46926 | FHO-MCS-CRN-1101 | Monorail, Electric Hoist, 2 T, Ozone Building, L1, Loading Room 2 | FHO-MCS-LD | Crane,Overhead | Lifting Device |  | CRN | http://www.toronto.ca/TWONTO#lifting_equipment_hoist |  | Lifting Devices & Elevators
34755 | 48293 | MS0105A | Lathe | TAB-MCS-MT | Machine Tool,Lathe | Tool |  |  | http://www.toronto.ca/TWONTO#lathe |  | Machine Shop Mechanical Equipment
84703 | 42256 | WTR-PEG-ELS | Electrical System | WTR-PEG | [6 empty] | Eglinton Pumping Station
29286 | 7055 | FIS-FLT PIPE GALLERY | FILTER PIPE GALLERY | FIS-GRK | [6 empty] | FIS Buildings & Grounds
7139 | 82748 | COL-PSD-CP-0001 | Control Panel, Operator | COL-PSD-MISC | Control Panel |  |  | CP |  |  | Miscellaneous Equipment
78664 | 23214 | THR-SES-HAZ-WASTE | Hazardous Waste, Old Oil Storage, in Front of STB | THR-SES-WA3 | Safety | [5 empty] | Safety & Environmental Services
69728 | 30994 | THR-BG-LSH-0203 | Switch, Level, High, Condensate, Condensor 0203, High Press Gas Cond Sys Train 2, Gas Comp Bldg | THR-BG-CU-0203 |  | Switch |  | LSH | http://www.toronto.ca/TWONTO#level_switch |  | Condensor, Fuel Gas, High Press Gas Conditioning System Train 2, Gas Comp Bldg
26279 | 15429 | FHO-GRK-DR-2032S | Door, (FD-S2-32), Fire Rated, Ozone Building, S2, TRW Water Gallery to Ozone Building Hallway1 | FHO-GRK-FEQ-0001 | Fire Prevention,Door | Door |  | DR | http://www.toronto.ca/TWONTO#fire_rated_door
21416 | 69658 | FHO-ELS-LP-0921 | Lighting Panel, 100 A, 347/600V, Admin Building, S2, South East of Machine Shop | FHO-ELS-LTG-2000 |  | Power Distribution Panel |  | LP | http://www.toronto.ca/TWONTO#LV_electrical_panel |  | Lighting, Facility Interior : Plant wide, interior lighting
9537 | 99305 | DOS-YCM-VEH-324027 | 2019 CASE SR130 - Vehicle Unit# 324027 | FAC-YCM-VEH | Vehicle,Licensed | Vehicle |  | VEH | power_mobile_equipment | backhoe
101757 | 7645 | MAIN-381 | Main 381 | WTR-MT1 | [6 empty] | Work Area 1 EAST Mains and Chambers
78622 | 73873 | FHO-ELS-MCC-1120 | Motor Control Centre, (MCC-1101B), Ozone Building MCC Room | FHO-ELS-PS-0001 | Control Panel,MCC | Motor Control Centre |  | MCC | http://www.toronto.ca/TWONTO#LV_electrical_panel |  | Primary Power Equipment
135012 | 55364 | THR-ELS-PDP-2922A | Panel, Power, Distribution 208V, Electrical Room Head House MCC-2922 | THR-ELS-HH | Control Panel,Power Distribution Panel | Power Distribution Panel |  | PDP | http://www.toronto.ca/TWONTO#LV_electrical_panel |  | Electrical System, Head House and Engine Room
62688 | 84997 | THC-NEW BLOWER BLDG | Building Location | THC-SPC | [6 empty] | Process Control Systems - Services Area
81851 | 36967 | FHA-SES-LDR-0305 | FHA-SES-LD-0047 - 40' Ext Ladder Aluminuum( Welding Shop ) | FHA-SES-LD-1 | Safety | Safety Equipment |  | LDR | http://www.toronto.ca/TWONTO#ladder |  | Ladders
55984 | 91883 | FCL-SPC-RPU-1823 | RPU Panel, Low Lift Pumps 2-6, Raw Water Pumping | FCL_ELS_MISCELLANEOUS | Control Panel | Remote Processor Unit |  | RPU | http://www.toronto.ca/TWONTO#RPU_panel |  | FCL_ELS_MISCELLANEOUS
38740 | 46504 | TAB-ACC-AHU-1247 | Air Handing unit,Flotation Bldg | TAB-ACC-AHU-THK | H.V.A.C.,Heater | HVAC |  | AHU | http://www.toronto.ca/TWONTO#air_handler_unit |  | AHUs/Supply Fans Float. Bldg.
3409 | 87841 | COL-PBF-RPU-0001 | Remote Processing Unit | COL-PBF-MISC | RPU |  |  | RPU |  |  | Miscellaneous Equipment
44051 | 34918 | TAB-DEW-SQ-0010 | WA3 Fall arrest systems portable cranes/hoists, come alongs, slings, wire rope, chains, electrical equipment etc., | TAB-DEW-SAFETY | Lifting Device | Safety Equipment |  | SQ | http://www.toronto.ca/TWONTO#collection_of_assets |  | Safety Equipment
105152 | 4650 | OS | Operational Support | TW | [6 empty] | Toronto Water
101727 | 38864 | MAIN-347 | Main 347 | WTR-MT3 | [6 empty] | Work Area 3 WEST Mains and Chambers
50972 | 55891 | TAB-PRM-T-0300 | Old PS -Primary Tank 3 | TAB-PRM-OPS | Tank | Tank |  | T | http://www.toronto.ca/TWONTO#clarifier |  | Old PS - Primary Treatment
84952 | 93712 | WH4004A | Door, Overhead #4,Bio-Solid Truck Loading (front), South-East | TAB-MCS-DR | Door,Overhead | Door |  |  | http://www.toronto.ca/TWONTO#roll_up_door
53852 | 92274 | TAB-SLO-SQ-9109 | First Aid Kit-Truck Loading Bldg. | TAB-SLO-SES | Safety,First Aid Kit | Safety Equipment |  | SQ | http://www.toronto.ca/TWONTO#first_aid_kit |  | TABWA4 Health and Safety Equipment
30925 | 65900 | FIS-FEQ-DR-0008 | Door, Fire,Filter Complex | FIS-GRK-STRC-0001 |  | Door |  | DR | http://www.toronto.ca/TWONTO#fire_rated_door
59031 | 28584 | THC-ACC-HTR-0260 | Heater, Perimeter. Admin Building | THC-ACC-BLDG K |  | HVAC |  | HTR | http://www.toronto.ca/TWONTO#heater |  | Administration Building, HVAC
88936 | 80077 | FHO-ACC-FS-1562 | Switch, Flow, Air, FN-1562 Outlet, Ozone Building, L1, Mechanocal Room 2 | FHO-ACC-FN-1562 |  | Switch |  | FS | http://www.toronto.ca/TWONTO#flow_switch |  | Fan, Centrifugal Square Inline, Mechanical Room 1 Exhaust, Ozone Building, Mechanical Room 2
51678 | 74846 | TAB-PRS-SQ-0002SUS | Emerg. Eyewash and Shower Stations, Biosolids Truck Loading/Scrubber Room/West wall | TAB-STR-SQ | PPE,Eyewash Station | Safety Equipment | 47663 | SQ | http://www.toronto.ca/TWONTO#emergency_eyewash_and_shower |  | WA2 Safety Equipment,lifting devices, ladders, Eye Wash station, First Aid Kits, Lock out stations
129961 | 31576 | THR-ACC-FSL-0843S | Switch, Flow-Low, Exhaust Fan 0843, T14 North, Plant Services, Gallery Ventilation, Zone 2A and 2B | THR-ACC-FN-0843 | Switch,Flow-Low | Switch | 39341 | FSL | http://www.toronto.ca/TWONTO#flow_switch |  | Fan, Exhaust, T14 North, Plant Services, Gallery Ventilation, Zone 2A, 2B, 2C
55379 | 8750 | TAB-WA1-SQ-0003 | Rescue Tripad | TAB-WA1-SQ-0001 | Safety,Emergency Kit | Safety Equipment |  | SQ | http://www.toronto.ca/TWONTO#fall_arrest_Davit_arm |  | WA1 Fall Arrest System
129829 | 88508 | THR-ACC-EV-3601 | Evaporator,1,Cooling,Electrical Room,East Workshop | THR-ACC-CU-3601 | H.V.A.C.,Air Conditioner | HVAC |  | EV | http://www.toronto.ca/TWONTO#AC_evaporator_unit |  | Air Conditioning, Condensing Unit, East Maintenance Building
60303 | 77996 | THC-ACC-V-6009 | Valve, Butterfly, Manual, Hot Water Supply, Lower Level 2 Blower Room, Headworks | THC-ACC-HE-6001 | Valve,Butterfly | HVAC |  | V | http://www.toronto.ca/TWONTO#valve |  | Heat Exchanger, Heating Glycol System, Lower Level 2 Blower Room, Headworks
23210 | 65244 | COL-PNT-LSL-0106 | Switch, Level-Low | COL-PNT-MISC | Switch | Switch | 36021 | LSL | http://www.toronto.ca/TWONTO#level_switch |  | Miscellaneous Equipment
39729 | 26811 | TAB-ACC-HTR-1437 | Heater, Hot Water Reheat Coil | TAB-ACC-1400 | H.V.A.C.,Heater | HVAC |  | HTR | http://www.toronto.ca/TWONTO#heater |  | Heating, Z Bldg -
77617 | 10670 | THR-DIS-CP-0005 | Panel,ControlPanel,Pump Skids, Disinfection Building Main Floor | THR-DIS-P-SRAS | Control Panel,Power Distribution Panel | Power Distribution Panel |  | CP | http://www.toronto.ca/TWONTO#process_control_panel |  | Pumps, Disinfection, South Return Activated Sludge
120488 | 29898 | THC-ACC-DM-0911 | Damper, FN-0911, Dechlorination Building | THC-ACC-AHU-0910 |  | HVAC |  | DM | http://www.toronto.ca/TWONTO#air_damper |  | Air Handling Unit, Dechlorination Building
10415 | 50511 | COL-MTI-T-2300B | Tank, Oil, Hydraulic Power Unit,Simcoe Control Chamber No.23B, MTI | COL-MTI-CH-2300B | Tank | Tank |  | T | http://www.toronto.ca/TWONTO#chemical_storage_tank |  | Chamber,Simcoe Control Chamber No.23B, MTI
11015 | 87207 | COL-PBG-LSHH-0002 | Switch, Level High-High | COL-PBG | Switch,Level | Switch |  | LSHH | http://www.toronto.ca/TWONTO#level_switch |  | Brule Gardens Sewage Pumping Station
58144 | 25739 | THC-ACC-BLDG B | Mechanical Shop (Chlorine) Building HVAC | THC-MCS-HVAC |  | HVAC |  |  | http://www.toronto.ca/TWONTO#collection_of_assets |  | Mechanical Services, HVAC
64877 | 95210 | THC-PRM-T-0400 | Tank, Primary Clarifier | THC-PRM-CLAR | Tank | Tank |  | T | http://www.toronto.ca/TWONTO#clarifier |  | Primary Clarification
58809 | 23847 | THC-DEW-T-2100 | Tank,Polymer Make-up,Polymer Make Up System | THC-DEW-POL-MAKEUP | Tank,Reservoir | Tank |  | T | http://www.toronto.ca/TWONTO#chemical_storage_tank |  | Polymer Make Up System Dewatering
14483 | 95134 | FCL-SES-EYE-0010 | Eyewash Bottle High Pump Electrical | FCL-SES-5 | PPE,Eyewash Station | Safety Equipment |  | EYE | eye_wash_bottle |  | Eye Wash Stations Chemical Building
116235 | 76448 | TAB-PRS-T-2140 | Tank, Chemical Storage, West Chemical Storage Tanks | TAB-PRS-T-FECL2 | Tank | Tank |  | T | http://www.toronto.ca/TWONTO#chemical_storage_tank |  | Ferrous Chloride Tanks & Valves
126379 | 18410 | THC-ITS-TEL-6004 | Telephone Outlet and Phone, Headworks, Ground Floor, Control Room, E Wall N | THC-TPA-PA-6010A | Network,Telecommunication | Communications Equipment |  | TEL | telephone_system |  | Paging Panel, Headworks, Electrical Room, Ground Floor
87729 | 82198 | WTR-PRH-ZS-0002 | Switch, Position,Door Security | WTR-PRH-AUX | Switch,Position | Switch |  | ZS | http://www.toronto.ca/TWONTO#position_switch |  | Auxiliary Equipment (Building Facilities)
29857 | 46484 | FIS-POL-FSL-1001 | Switch, Flow-Low, Water Inlet, Skid 1000, RMF Building, Main Floor, RMF Polymer Feed Room | FIS-POL-P-1001 | Switch,Flow-Low | Switch |  | FSL | http://www.toronto.ca/TWONTO#flow_switch |  | Pump,Diaphragm, Skid 1000, Polymer Storage room
139551 | 84737 | THR-WA4-LD-0013 | Sling, Nylon, Work Area 4 (1" X 8') | THR-LD-NYLN-WA4 | Lifting Device,Sling | Lifting Device |  | LD | synthetic_web_sling |  | Slings, Nylon, Work Area 4
106511 | 98275 | TAB-ACC-FN-4902 | Fan, Exhaust, Waste Gas Burner Station | TAB-ACC-AHU-4901 | Fan | HVAC |  | FN | http://www.toronto.ca/TWONTO#blower_or_fan_with_drive |  | Air Handling Unit, Waste Gas Buner Station
45432 | 81464 | TAB-DIG-PSL-4150 | Switch,Pressure,Low, Digester Gas, Compressor-C4150 | TAB-DIG-C-4150 | Switch,Pressure | Switch |  | PSL | http://www.toronto.ca/TWONTO#pressure_switch |  | Compressor # 3, Gas(DX2603)
108791 | 53367 | TAB-AER-P | Aeration Gallery - Sump Pumps | TAB-AER | [6 empty] | Aeration Gallery
26449 | 96367 | FHO-SPC-COM-0100 | Communication, Primary Core Closet Rack, Admin Building, L1, Server Room | FHO-SPC |  | Communications Equipment |  | COM | http://www.toronto.ca/TWONTO#network_panel |  | Process Control Systems - Services Area
42086 | 86616 | TAB-ACC-V-6413 | Valve, Butterfly Valve, Isolation, Hot Water System, existing north digesters tunnel | TAB-ACC-1100 | Valve | HVAC |  | V | http://www.toronto.ca/TWONTO#valve |  | HVAC Heating, P Bldg
260 | 15262 | 076012SUS | Truck, Ford F-350, 1FTWW33R49EB07511, WA-7 | TAB-GRK-VEH1 | Vehicle,Licensed | Vehicle | 46835 |  | http://www.toronto.ca/TWONTO#pickup_truck
32971 | 26164 | KR2211A | Unit Heater, Silo #1, Main Floor, Silo Building | TAB-ACC-HTR-SLO | H.V.A.C.,Heater | HVAC |  |  | http://www.toronto.ca/TWONTO#heater |  | Unit Heaters- Silo Bldg
13985 | 82665 | FCL-SPC-RPU-2023 | RPU Panel, Centrifuge CF-5601, RMF Centrifuge Building, Control Room | FCL-ELS-PS-0001 | Control Panel | Remote Processor Unit |  | RPU | http://www.toronto.ca/TWONTO#RPU_panel |  | Uninterruptible Power Supply,High Lift Bldg - Switchgear Room,LP-0001
71648 | 90673 | THR-DIG-PSH-3165 | Switch, Pressure-High, Pump 3165, Solids Treatment, Transfer System - Digesters - Tank 0700 & Tank 0800 | THR-DIG-P-3165 | Switch,Pressure-High | Switch |  | PSH | http://www.toronto.ca/TWONTO#pressure_switch |  | Pump, Centrifugal, Sludge Transfer, Digester Tank 0800
144422 | 53810 | WTR-PJS-CW | City Water System | WTR-PJS | [6 empty] | John Street Pumping Station
31485 | 54016 | COL-PSW-FN-0100 | Fan, Exhaust | COL-PSW-MISC | Fan | HVAC |  | FN | http://www.toronto.ca/TWONTO#blower_or_fan_with_drive |  | Miscellaneous Equipment
21929 | 38551 | COL-PMY-T-0001 | Tank, Domestic Hot Water | COL-PMY | Tank |  |  | T |  |  | Maryport Sewage Pumping Station
110883 | 74853 | TAB-DIG-MCC-1052 | Motor Control Centre | TAB-DIG-ELQ-T1-4 | Control Panel,MCC | Motor Control Centre |  | MCC | http://www.toronto.ca/TWONTO#LV_electrical_panel |  | Digester Tanks 1-4, Electrical Equipment
25956 | 33441 | COL-PSS-FEQ-0001S | Fire Prevention, Extinguisher | COL-W-OBSOLETE | Fire Prevention,Extinguisher |  | 42717 | FEQ |  |  | Col West Obsolete Entities
87730 | 76919 | WTR-PRH-ZS-0003 | Switch, Position,Door Security | WTR-PRH-AUX | Switch,Position | Switch |  | ZS | http://www.toronto.ca/TWONTO#position_switch |  | Auxiliary Equipment (Building Facilities)
40793 | 57901 | TAB-ACC-TE-1402A | Temperature Element, Supply Air Temperature | TAB-ACC-VAV-1402 | Sensor,Temperature | HVAC |  | TE | http://www.toronto.ca/TWONTO#temperature_sensor_element |  | Heater, Hot Water Reheat Coil, Variable air
135208 | 70143 | THR-EWSS-WA4 | Eyewash and Shower Station, Work Area 4 | THR-SES-WA4 | Safety,Eye wash | Safety Equipment |  |  | http://www.toronto.ca/TWONTO#collection_of_assets |  | Safety & Environmental Services
6930 | 70709 | COL-PRG-LSH-0104 | Switch, Level-High | COL-PRG-MISC | Switch,Level | Switch |  | LSH | http://www.toronto.ca/TWONTO#level_switch |  | Miscellaneous Equipment
98258 | 78904 | FIS-SES-SQ-6109 | Electrical Safety Gloves, High Voltage, Class 4, Group 1, # 5080 | FIS-SES | PPE,Insulated Glove | Safety Equipment |  | SQ | http://www.toronto.ca/TWONTO#rubber_insulating_gloves |  | Safety, Instrumentation & Environmental Services
53596 | 80645 | TAB-SES-LTG-2283D | Lighting, 2 LED heads, Tunnel 'H' | TAB-STR-SQ | Lighting | Safety Equipment |  | LTG | http://www.toronto.ca/TWONTO#lighting_unit |  | WA2 Safety Equipment,lifting devices, ladders, Eye Wash station, First Aid Kits, Lock out stations
76595 | 10057 | THR-PLQ-AER | Aeration, Work Area 4 | THR-PLQ-WA4 |  | Plumbing |  |  | plumbing |  | Plumbing, Work Area 4
144280 | 54378 | WTR-PHL-ZS-0006 | Switch, Position,Door Security | WTR-PHL-AUX | Switch,Position | Switch |  | ZS | http://www.toronto.ca/TWONTO#position_switch |  | Auxiliary Equipment (Building Facilities)
34576 | 95790 | MAIN-239 | Main 239 | WTR-LWA | [6 empty] | Work Area 2 Central Mains and Chambers
85941 | 78832 | WTR-PJS-ACC | Air Conditioning, Heating and Ventilation | WTR-PJS | [6 empty] | John Street Pumping Station
126465 | 81131 | THC-MCS-LD-206218 | ELECTRIC HOIST (insp Liftsafe) | THC-MCS-LD | Lifting Device | Lifting Device |  | LD | http://www.toronto.ca/TWONTO#lifting_equipment_hoist |  | Mechanical Services, Lifting Device
117366 | 33977 | TAB-RSP-T-1200 | Tank, Sump, E house | TAB-RSP-P-T | Tank | Tank |  | T | http://www.toronto.ca/TWONTO#storage_tank |  | T Building - Raw Sewage Pumping
113783 | 44269 | TAB-MCS-SQ-8003 | Windsock, OPS | TAB-SES-SQ |  |  |  | SQ |  |  | WA7 Safety Equipment
11678 | 7973 | FCL-CLB-T-0202 | Tank, Expansion, Chlorine Gas, CLB Evaporator 0201 Inlet, Machine Room,Gaseous Chemical Building | FCL-CLB-CHL-0201 | Tank | Tank |  | T | expansion_tank |  | Chlorinator, Chlorine Gas, Chlorination System
12842 | 11380 | FCL-ELS-TS-1011-SUS | Switch, Transfer, Generator 0200, Electrical Switchgear Room | FCL-ELS-PS-0002 | Switch | Switch | 36602 | TS | http://www.toronto.ca/TWONTO#transfer_switch |  | Uninterruptible Power Supply,Low Lift Bldg - Switchgear Room,LP-0002
65625 | 88627 | THC-PWA-POTABLE | Potable Water | THC-PWA-CITY WATER | [6 empty] | Plant Water City Water
60954 | 80050 | THC-ELS-MCC | MCC plant wide | THC-GRK-ELS | [6 empty] | Electrical Services, Maintenance- virtual entity
50175 | 35446 | TAB-PLT-SUMP | D Bldg - Sump Pumps | TAB-PLT-D | [6 empty] | D Building - Preliminary Treatment
113688 | 9718 | TAB-INC-LS-8048 | Valve,Ball, Discharge, Sump Pump | TAB-INC-P-8048 | Switch,Level | Switch |  | LS | http://www.toronto.ca/TWONTO#valve |  | Pump, Elevator Sump,
63424 | 14604 | FCL-MCS-LD-2001 | Tripod 1 | FCL-MCS-LD | Lifting Device | Lifting Device |  | LD | http://www.toronto.ca/TWONTO#fall_arrest_Davit_arm |  | Lifting Devices
20680 | 66607 | FHO-AM-T-0101 | Tank, Aqua Ammonia, Ammonia System, S4 Ammonia Storage Room | FHO-AM | Tank,Reservoir | Tank |  | T | http://www.toronto.ca/TWONTO#chemical_storage_tank |  | Ammoniation
33238 | 95599 | COL-SMC-LP-0001 | Control Panel, Lighting | COL-SMC | Control Panel |  |  | LP |  |  | Maclean Detention Tank-storm
76895 | 78016 | FHA-FL-T-2201 | Fluoride Tank 2 | FHA-SUSPENDED | Tank | Tank | 33485 | T | http://www.toronto.ca/TWONTO#chemical_storage_tank |  | Suspended Obsolete entity for storage purpose
64098 | 20298 | THC-PRM-CH-5120 | Chamber, Primary Plant Water, Tank 0900 & 1000, Primary Clarifier | THC-PRM-T-0900 | Tank,Water Elevated | Tank |  | CH | http://www.toronto.ca/TWONTO#equipment_or_access_chamber |  | Tank, Primary Clarifier
25289 | 54007 | FHO-RW-PSL-2601 | Switch, Pressure, Low, Raw Water Pump P-2601 Loss of Prime, S9 RW Pump Room | FHO-RW-P-2601 |  | Switch |  | PSL | http://www.toronto.ca/TWONTO#pressure_switch |  | Pump, Centrifugal, RW Pump 2601. S9, RW Pump Room
80245 | 64990 | FHA-SED-ZSH-0104 | Switch, Limit, Access Hatch Zone 1, | FHA-SED |  | Security System |  | ZSH | http://www.toronto.ca/TWONTO#position_switch |  | Sedimentation
120016 | 40360 | TAB-WA5-SQ-0091 | First Aid Kit - Office Room at Dig 13 to 16 | TAB-SES-WA8 |  | Safety Equipment |  | SQ | http://www.toronto.ca/TWONTO#first_aid_kit |  | WA 8 Safety Equipment,
9119 | 93749 | COL-YKP-DA-1734514 | Davit Mast-1734514 | COL-W-OBSOLETE | Safety | Safety Equipment |  | DA | davit_base |  | Col West Obsolete Entities
113426 | 72054 | TAB-ELS-SQ-1008 | PPE Cabinet with PPE- Z Bldg 3rd Flr Mech Room | TAB-ELS-ESQ | PPE | Safety Equipment |  | SQ | ppe_cabinet |  | Electrical Safety Equipment
26358 | 49221 | COL-YKP-VEH-080120 | Vehicle, Truck #080120 (2022 FORD F550) | COL-YKP | Vehicle,Licensed | Vehicle |  | VEH | http://www.toronto.ca/TWONTO#pickup_truck
62264 | 46356 | THC-INC-T-2083 | Tank, Air Receiver, Compressed Air System, Bldg. M | THC-MCS-AI/SA | Tank,Reservoir | Tank |  | T | http://www.toronto.ca/TWONTO#pressure_vessel |  | Instrument/service Air Plant Wide
66347 | 85271 | THC-SES-MEQ-8B4942 | FALL ARREST- HARNESS (insp Liftsafe) - PAUL B | THC-MCS-LD | PPE | Lifting Device |  | MEQ | http://www.toronto.ca/TWONTO#fall_arrest_harness |  | Mechanical Services, Lifting Device
114685 | 37518 | TAB-PLT-LSH-5130 | Switch, Level High, Sump Pumps P-5130/5131, Primary Tank, T-0900 Gallery | TAB-PLT-P-5130 | Switch,Level-High | Switch |  | LSH | http://www.toronto.ca/TWONTO#level_switch |  | Pump, Sump
55700 | 7223 | TAB-WA4-SQ-1209 | Sling, Nylon, Sling Tech (S/N VCO 151412-04) 3 Ft. | TAB-WA4-SQ-0010 |  | Lifting Device |  | SQ | synthetic_web_sling |  | WA4 Fall arrest systems
44190 | 73808 | TAB-DEW-V | Dewatering - Sludge Routing Valves | TAB-WORK-AREA-SOL | [6 empty] | TAB Work Area Sol
55742 | 64401 | TAB-WA4-SQ-8404 | Lock Out Tag out and Log Book Station | TAB-SLO-SES | PPE | Safety Equipment |  | SQ | emergency_kit |  | TABWA4 Health and Safety Equipment
9311 | 75354 | COL-YKP-SRL-0003 | Self Retrieval Line-092839 | YKP-BLD |  | Safety Equipment | 38989 | SRL | self_retracting_line |  | Collections - 435 Kipling Ave. Building envelope
69762 | 11050 | THR-BG-PSL-0109 | Switch, Pressure, Low, Compressed Air, Compressor 0101, Gas Compressor Bldg | THR-BG-C-0101 |  | Switch |  | PSL | http://www.toronto.ca/TWONTO#pressure_switch |  | Compressor, Centrifugal, Fuel Gas, Compressor Building, Gas Compressor (And Dryer) for COGEN
34705 | 37638 | MAIN-372 | Main 372 | WTR-LWA | [6 empty] | Work Area 2 Central Mains and Chambers
6019 | 67645 | COL-PMD-T-0001 | Tank, Diesel Fuel | COL-PMD | Tank |  |  | T |  |  | Midland Pumping Station
136874 | 99650 | THR-OCS | Odour Control System | THR WORK AREA 4 | [6 empty] | Liquid Handling 2
23693 | 24478 | COL-PPU-SS-0001 | Security System | COL-PPU-MISC | Security System |  |  | SS |  |  | Miscellaneous Equipment
133994 | 99030 | THR-DIS-I-0154 | Injector, Chlorinator 1251, Chlorination Building, Disinfection, Chlorination System | THR-DIS-CHL-1251 | Injector | Injector | 34798 | I | http://www.toronto.ca/TWONTO#ejector |  | Chlorinator, Chlorination Building, Disinfection, Chlorination System
128003 | 81570 | THC-PRM-ZSH-1171 | Switch, Position High, Cylinder Extend, Valve 1171A | THC-PRM-V-1171 | Switch,Position-High | Switch |  | ZSH | http://www.toronto.ca/TWONTO#position_switch |  | Valve, Hydraulic Cylinder, Scum Skimmer, Tank 1100, Primary Clarifier, Phase IV
21692 | 56462 | FHO-DOZ-TSH-4204 | Switch, Temperature, High, Off-Gas Preheater,Ozone Building, L1, Ozone Equipment Room | FHO-DOZ-OFFGAS |  | Switch |  | TSH | http://www.toronto.ca/TWONTO#temperature_switch |  | OFFGAS DESTRUCTION
134340 | 79701 | THR-DRN-FPW | Filtered Plant Water, Work Area 3 | THR-DRN-WA3 | [6 empty] | Drains, Work Area 3
133026 | 79087 | THR-DIG-RPU-0020A | Remote Processor Unit, Digester 1-6 Mezzanine | THR-ELS-DIG | RPU | Remote Processor Unit |  | RPU | http://www.toronto.ca/TWONTO#RPU_panel |  | Electrical System, Digester Tanks
18217 | 92071 | FHA-SES-FAK-0301 | FHA-SQ-FAK-02 - First Aid Kit Station | FHA-SES-SQ-4 | PPE | Safety Equipment |  | FAK | http://www.toronto.ca/TWONTO#first_aid_station_equipment |  | First Aid
19299 | 68008 | FHA-WWW-T-3041 | Tank, Sludge Thickener, RMF, Thickener Gallery | FHA-WWW-T-3041-KQ | Tank | Tank |  | T | http://www.toronto.ca/TWONTO#storage_tank |  | Tank Location, Thickener 4
130612 | 55361 | THR-ACC-TSL-4701 | Switch, Temperature, Low, HTR-4701,Old Main Sub Station | THR-ACC-HTR-4701 | Switch,Temperature-Low | Switch |  | TSL | http://www.toronto.ca/TWONTO#temperature_switch |  | Unit Heater, Electric, SP RAS Electrical Building Elec Rm
29581 | 95526 | COL-PWP-LSHH-0104 | Switch, Level High-High | COL-PWP-MISC | Switch,Level |  |  | LSHH |  |  | Miscellaneous Equipment
58414 | 48705 | THC-ACC-DM-0082 | VAV Box, Admin Building, Ground Floor, Office Room 119 | THC-ACC-AHU-0081 |  | HVAC |  | DM | http://www.toronto.ca/TWONTO#air_damper |  | Air handling Unit, Ground Floor South Zone(Project Management), Admin Building Roof
112198 | 39119 | TAB-DIS-LSHH-2631 | Switch, Level High-High, Chlorine Bldg, Scrubber Room, North Sump | TAB-DIS-P-2631 |  | Switch |  | LSHH | http://www.toronto.ca/TWONTO#level_switch |  | Pump, Sump
5653 | 83951 | COL-POM-RPU-0001 | Remote Processing Unit | COL-POM | RPU | Remote Processor Unit |  | RPU | http://www.toronto.ca/TWONTO#RPU_panel |  | Old Mill Sewage Pumping Station
56186 | 65334 | TAB-RSP-G-1107 | Gate, Sluice, Actuated, High Level, Low level or Lake Front Interceptor to wet well T-1101 | TAB-RSP-G-T | Valve,Sluice Gate | Gate |  | G | http://www.toronto.ca/TWONTO#channel_gate
14469 | 94986 | FCL-SES-CYL-0010 | Air Cylinder Carbon Fiber | FCL-SES | PPE,SCBA | Tank |  | CYL | gas_cylinder |  | Safety and Environmental Services
146522 | 17053 | WTR-PTH-TS-0001 | Switch, Temperature Control | WTR-PTH-AUX | Switch | Switch |  | TS | http://www.toronto.ca/TWONTO#temperature_switch |  | Auxiliary Equipment (Building Facilities)
120273 | 94145 | THC-ACC-AHU-5201 | Air Handling Unit, Make-up, Office | THC-ACC-BLDG X | Air Handling Unit | HVAC |  | AHU | http://www.toronto.ca/TWONTO#air_handler_unit |  | New Workshop WA2 Building HVAC
110676 | 81336 | TAB-DIG-FSL-1533 | Switch ,Flow, Low,Seal water to Pump-1533 | TAB-DIG-P-1533 | Switch,Flow | Switch |  | FSL | http://www.toronto.ca/TWONTO#flow_switch |  | Pump, Sludge Recirculation (DX2615) Digester Tank 15
32212 | 6748 | COL-SKW-CB-0002 | Circuit Breaker, Tank Pump | COL-SKW | Circuit Breaker |  |  | CB |  |  | Kew Beach Detention Tank (Kenilworth)-storm
20251 | 88763 | FHO-CLA-F-0101 | Filter, Gas, Pre Chlorination Train 1, Chemical Building, Main Floor, Machine Room | FHO-CLA-CHL-0101 |  | Filter |  | F | http://www.toronto.ca/TWONTO#replaceable_air_filter |  | Chlorinator, Pre Chlorination Train 1, Chemical Building, L1, Machine Room
95692 | 63209 | FHO-WWW-XSH-0201 | Switch, Torque, High, Rake Drive, Clarifier 2 | FHO-WWW-T-0202 | Sensor,Position | Switch |  | XSH | http://www.toronto.ca/TWONTO#torque_switch |  | Tank, Clarifier 0202, Waste Water System, Clarifier Building, East
120020 | 90529 | TAB-WA5-SQ-2C86 | Lanyard 4 Ft | TAB-WA5-SQ |  | Safety Equipment |  | SQ | lifeline |  | WA5 Safety Equipment
95164 | 28108 | FHO-TRW-LSH-0002 | Switch, Level, High, Surge Tank T-0002, Surge Building, S4, Tank Room | FHO-TRW-T-0002 | Switch,Level-High | Switch |  | LSH | http://www.toronto.ca/TWONTO#level_switch |  | Tank, Surge, District 1E2, Surge Building, S4, Tank Room
127271 | 40542 | THC-PLT-TPD-6004 | Trap Priming Device, Electronic, Control Room, Headworks | THC-ELS-LP-4024A | Piping | Plumbing |  | TPD | http://www.toronto.ca/TWONTO#trap_priming_device |  | Lighting Panel, Electrical Room, Headworks
122874 | 90856 | THC-DEW-POL-1 | Pumps, Polymer Feed, Dewatering | THC-DEW-POL-FEED |  |  |  | POL |  |  | Polymer Feed System Dewatering
101680 | 21166 | MAIN-298 | Main 298 | WTR-MT1 | [6 empty] | Work Area 1 EAST Mains and Chambers
134714 | 84877 | THR-ELS-DP-3602 | Distribution Panel, DP-3602, RAS PS, Electrical Room | THR-ELS-RSPS |  | Power Distribution Panel |  | DP | http://www.toronto.ca/TWONTO#LV_electrical_panel |  | Electrical System, Returns Sludge Pumping Station
21533 | 28928 | FHO-DOZ-EV-0400 | Ambient Vapourizer, LOX Tanks Outlet, LOX Storage Area | FHO-LOX |  | Evaporator |  | EV | ambient_vapourizer |  | Liquid Oxygen System
121745 | 52459 | THC-ACC-V-6111 | Valve, Ball, Manual, AHU-6100, Mech Room #2, Headworks | THC-ACC-AHU-6100 | Valve,Ball | HVAC |  | V | http://www.toronto.ca/TWONTO#valve |  | Air Handling Unit, Truck Loading Bay, Mech Room #2, Headworks
137335 | 68750 | THR-PLT-HS-0201 | Switch, Hand, Conveyor 0201, Path A,B, Head house, Preliminary Treatment, Screening | THR-PLT-CV-0201 | Switch,Hand | Switch |  | HS | hand_switch |  | Conveyor, Screw, Bar Screen 0102, Path A,B, Head house, Preliminary Treatment - S
23801 | 27004 | FHO-FLT-T-0501-KQ | Filter 5 | FHO-FLT |  |  |  | T |  |  | Filtration
55727 | 9801 | TAB-WA4-SQ-3421 | Harness, Safety - 7510Q(S-M) | TAB-WA4-SQ-0010 |  | Safety Equipment |  | SQ | http://www.toronto.ca/TWONTO#fall_arrest_harness |  | WA4 Fall arrest systems
6370 | 5828 | COL-PMY-FA-0004S | Fire Alarm System, RPU-0001 | COL-W-OBSOLETE | Building Service,Fire Alarm |  | 42922 | FA |  |  | Col West Obsolete Entities
10277 | 71279 | FCL-ACC-FS-0410 | Switch, Loss of Air Flow, Supply Air to Electrical Shop/Basement, High Lift Heating&Ventilation Room | FCL-ACC-AHU-0401 | Switch,Flow | Switch |  | FS | http://www.toronto.ca/TWONTO#flow_switch |  | Air Handling Unit, High Lift PS Control Room,Electrical Shop,Basement Office Air Supply,Control Room
120966 | 10594 | THC-ACC-HTR-4060 | H.V.A.C.,Heater,Glycol Heating,Basement,Building U | THC-ACC-AHU-0411 | H.V.A.C.,Heater | HVAC |  | HTR | http://www.toronto.ca/TWONTO#heater |  | Air Handling Unit,Basements,Roof,Building U
94816 | 36378 | FHO-SES-SCBA-HARNESS4 | SCBA Harness # 4 | FHO-SES-SQ-0002 | PPE,SCBA | Safety Equipment |  |  | http://www.toronto.ca/TWONTO#fall_arrest_harness |  | Emergency Breathing Apparatus
8070 | 10104 | COL-PWE-LSH-0103 | Switch, Level-High | COL-PWE | Switch,Level |  |  | LSH |  |  | Wellington Sewage Pumping Station (partial operation)
78842 | 87676 | THR-SES-SQ-0802 | Harness, Full Body PPE Phil Rodrigues | THR-SES-SQ-4065 | Safety | Safety Equipment |  | SQ | http://www.toronto.ca/TWONTO#fall_arrest_harness |  | Lanyard for Harness, PPE Phil Rodrigues
119227 | 32373 | TAB-SUSPENDED ENTITY | Suspended entities | TAB | [6 empty] | Ashbridges Bay Treatment Plant
11071 | 2993 | COL-PBP-LS-0102 | Switch, Level-High | COL-PBP | Switch,Level | Switch |  | LS | http://www.toronto.ca/TWONTO#level_switch |  | Baby Point Sewage Pumping Station
138760 | 19329 | THR-SES-SQ-2568 | Lanyard for Harness, PPE Vadsim Sak | THR-SES-SQ | Safety | Safety Equipment |  | SQ | lifeline |  | Safety Equipment
49977 | 76829 | TAB-PLT-LSH-5590 | Switch, Level, High, Pump Chamber, Vacuum Truck Unloading Bay | TAB-PLT-P-5590 | Switch,Level-High | Switch |  | LSH | http://www.toronto.ca/TWONTO#level_switch |  | Pump, Centrifugal, Submersible, Pump Chamber, Vacuum Truck Unloading Bay
138765 | 52537 | THR-SES-SQ-2P | Portable, (Bottled) Eyewash Station, Engine Enclosure #1 | THR-SQ-PEWS-WA2 | Safety,Eye wash | Safety Equipment |  | SQ | eye_wash_bottle |  | Portable, (Bottled) Eye Wash Station, Work Area 2
13061 | 43644 | FCL-FLO-V-0050D | Valve, Mud, Drain, Pre-Treatment Module 2 Inlet, | FCL-DEW |  |  |  | V |  |  | Dewatering
6350 | 70333 | COL-PMY-DM-0001 | Damper, Gas | COL-PMY | Damper/Louver |  |  | DM |  |  | Maryport Sewage Pumping Station
62494 | 22443 | THC-ITS-WAP-6001 | Wireless Phone Base Station, Headworks, Second Floor, Mech Room #1, E Wall | THC-TPA-PA-6010A | Network,Telecommunication | Communications Equipment |  | WAP | telephone_system |  | Paging Panel, Headworks, Electrical Room, Ground Floor
18244 | 60738 | FHA-SPC-RPU-1826 | RPU, Chemical Gas "B" Cl & SO2, Filter Pipe Gallery Centre | FHA-ELS |  | Remote Processor Unit |  | RPU | http://www.toronto.ca/TWONTO#RPU_panel |  | Electrical
136977 | 91072 | THR-OCS-PSL-3957A | Switch, Pressure-Low, Filtered Air to Ozone Generator 3957, Ozonator Room, Plant Services, Odour Control System | THR-OCS-OZ-3957S | Switch,Pressure-Low | Switch |  | PSL | http://www.toronto.ca/TWONTO#pressure_switch |  | Ozone Generator, Odour Control System
26345 | 71244 | FHO-SES-SQ-6058 | High Voltage Safety Equipment, Insulated Gloves, Serial Number 17, Murray Kerr | FHO-SES-SQ-1000 | PPE,Insulated Glove | Safety Equipment |  | SQ | http://www.toronto.ca/TWONTO#rubber_insulating_gloves |  | High Voltage Insulated Gloves
144317 | 20704 | WTR-PJO-GFI-0005 | Ground Fault Circuit Interrupter | WTR-PJO-AUX |  |  |  | GFI |  |  | Auxiliary Equipment (Building Facilities)
110569 | 54598 | TAB-DIG-FD-6494 | Feeder,Chemical | TAB-DIG-P-9726 | Chemical Feeder,Liquid | Chemical Feeder |  | FD | http://www.toronto.ca/TWONTO#ejector |  | Pump, Chilled Water Circulating, CWCP-1, Digester Gas Control Build, Basement
98252 | 43106 | FIS-SES-SQ-6010 | Safety Harness, Full Body | FIS-SES |  | Safety Equipment |  | SQ | http://www.toronto.ca/TWONTO#fall_arrest_harness |  | Safety, Instrumentation & Environmental Services
86922 | 65563 | TNT-ELS-LP-2122A | 208/120V Lighting Panel | TNT-ELS-TR-6122A | Control Panel,Lighting | Power Distribution Panel |  | LP | http://www.toronto.ca/TWONTO#LV_electrical_panel |  | 600-208/120V Transformer
97921 | 54357 | FIS-SES-EYE | Eyewash Stations | FIS-SES | Safety,Eye wash | Safety Equipment |  |  | http://www.toronto.ca/TWONTO#collection_of_assets |  | Safety, Instrumentation & Environmental Services
5988 | 13070 | COL-PRR-MCC-0001 | Motor Control Center | COL-PRR |  | Motor Control Centre |  | MCC | http://www.toronto.ca/TWONTO#LV_electrical_panel |  | Riverside Sewage Pumping Station
69009 | 67821 | FCL-WWW-T-1200 | Tank, Clarifier, South, RMF Clarification Facility | FCL-WWW-CLAR | Tank | Tank |  | T | http://www.toronto.ca/TWONTO#clarifier |  | Clarification
59032 | 74330 | THC-ACC-HTR-0261 | Heater, Perimeter. Admin Building | THC-ACC-BLDG K |  | HVAC |  | HTR | http://www.toronto.ca/TWONTO#heater |  | Administration Building, HVAC
47309 | 27912 | TAB-EL1-MCC-6146 | MCC, Aeration Tank 2, East Control Building, 600V | TAB-AER-ELQ | Switchgear,Indoor | Motor Control Centre |  | MCC | http://www.toronto.ca/TWONTO#LV_electrical_panel |  | Aeration - Electrical Equipment
29548 | 92192 | FIS-SPC-RPU-1225 | Remote Processing Unit, Filter F-0500, Filter Building, Filter Gallery, Area Control Panel CP-0501 | FIS-FLT-F-0500 |  | Remote Processor Unit |  | RPU | http://www.toronto.ca/TWONTO#RPU_panel |  | Filter, Settled Water, Filter Building, Filter Gallery
62441 | 49045 | THC-ITS-PA-3242 | Speaker, Public Address System, Old Blower BLDG MCC Room | THC-ITS-MDF-1000 | Network,Telecommunication | Communications Equipment |  | PA | http://www.toronto.ca/TWONTO#public_annoucement_speaker |  | Public Address System, Master Distribution , Control System, Admin Bldg,
15749 | 63889 | FCL-WWW-DR-0200 | Door, Overhead Centrifuge building Sludge bin Area North | FCL-GRK-DR | Door,Overhead | Door |  | DR | http://www.toronto.ca/TWONTO#roll_up_door
118710 | 60923 | TAB-STR-LS-6096 | Switch, Level,Sump Pit | TAB-STR-P-6096 | Switch,Level | Switch |  | LS | http://www.toronto.ca/TWONTO#level_switch |  | Pump, Sump, GX2019A
124900 | 68068 | THC-ELS-MCC-2810 | Motor Control Center,Boiler Building,Boiler Room | THC-ELS-LVS-2800 |  | Motor Control Center |  | MCC | http://www.toronto.ca/TWONTO#LV_electrical_panel |  | Low Voltage Switchgear,Administration Building,Control Room
105210 | 99478 | PLQ18490 | Plumbing, General, Digestion Tanks 19-22 | TAB-DIG-STRC-19-22 |  | Plumbing |  |  | plumbing |  | Digester Tanks 19-22 - Drains, Electrical Service(110/220V), UPS,Lighting, Plumbing
13967 | 27289 | FCL-SPC-RPU-1622 | RPU Panel, Filters 0901 and 1001, Filter Gallery | FCL-ELS-PS-0001 | Control Panel | Remote Processor Unit |  | RPU | http://www.toronto.ca/TWONTO#RPU_panel |  | Uninterruptible Power Supply,High Lift Bldg - Switchgear Room,LP-0001
66777 | 20353 | THC-GRK-DR-K | Doors, Building K | THC-GRK-MAINT |  | Door |  |  | http://www.toronto.ca/TWONTO#door
54277 | 7584 | TAB-SA-RPU-0401 | RPU, Air Compressor, Controller, Auxiliary Systems Building, Main Floor | TAB-SA-C-0400 | Controller,PLC | Remote Processor Unit |  | RPU | http://www.toronto.ca/TWONTO#RPU_panel |  | Air Compressor, Auxiliary Systems Building, Main Floor
111110 | 77475 | TAB-DIG-SQ-T05-08 | Digester Tanks 05-08, Safety Equipments | TAB-DIG-T-05-08 | [6 empty] | Digester Tanks 5-8
98188 | 34380 | FIS-SPC-RPU-1522 | Remote Processing Unit, RMF Dechlorination/Raw Water Flow Totalization,Workshop, Chemical Storage Rm | FIS-WWW | Controller | Remote Processor Unit |  | RPU | http://www.toronto.ca/TWONTO#RPU_panel |  | Waste Water
131003 | 77456 | THR-AER-F-1901 | Filter, Lube Oil Tank, Blower 1911, Blower Building, Air Blower System | THR-AER-T-1914 | Filter | Filter |  | F | http://www.toronto.ca/TWONTO#replaceable_oil_or_fuel_filter |  | Tank, Non-Pressurized, Auxiliary Oil, Blower 1911, Secondary Treatment, Aeration Blower System - North
68616 | 13407 | FHO-ACC-F-1002 | Filter, Recirculated Air, D-1001, Old Surge Building | FHO-ACC-D-1001 |  | Filter |  | F | http://www.toronto.ca/TWONTO#replaceable_air_filter |  | Dehumidifier, Surge Building, Lower Level
33644 | 21379 | COL-YKP-DA-0021(S) | Davit Arm-17104 (Spare) | YKP-BLD |  | Safety Equipment | 36260 | DA | http://www.toronto.ca/TWONTO#fall_arrest_Davit_arm |  | Collections - 435 Kipling Ave. Building envelope
7836 | 37429 | COL-PSW-PSL-0121 | Switch, Pressure-Low | COL-PSW | Switch,Pressure-Low | Switch |  | PSL | http://www.toronto.ca/TWONTO#pressure_switch |  | Swansea Pumping Station
86751 | 40403 | WTR-PLW-FAR-0004 | Winch, Fall Arrest, | WTR-CENTRAL-SES | PPE | Safety Equipment | 34304 | FAR | winch |  | Safety & Lifting Devices
16299 | 6089 | FHA-FLT-F-1801 | Filter #18, Filter Building, West Filter Gallery North | FHA-FLT | Filter | Filter |  | F | http://www.toronto.ca/TWONTO#filtration_tank |  | Filtration
40643 | 8212 | TAB-ACC-HTR-19-22 | Unit Heaters- Digester 19-22 | TAB-ACC-HTR |  |  |  | HTR |  |  | Heaters- Convection,
109780 | 47912 | TAB-DEW-SLUDGE SILO | Sludge Holding Tank System, Conveyors | TAB-WORK-AREA-3 | [6 empty] | Work Area 3
119718 | 91956 | TAB-WA1-SQ-1907 | Body Harness- Paul Coneicao | TAB-WA2-SQ-0001 | PPE,Harness | Safety Equipment |  | SQ | http://www.toronto.ca/TWONTO#fall_arrest_harness |  | Fall Arrest System , Tripod and SRL
46846 | 73776 | TAB-DRN-53219 | TAB-Drains (CMS Work Orders) | TAB-CMS |  | Grounds |  | DRN | http://www.toronto.ca/TWONTO#collection_of_assets |  | CMS Work Orders
24551 | 22923 | COL-PRD-LSHH-0207 | Switch, Level High-High | COL-PRD | Switch,Level |  |  | LSHH |  |  | Redland Pumping Station
39128 | 45337 | TAB-ACC-DM-6474 | Damper, Motorized, Supply Air, AHU-6470, Mechanical RM No. 6, Existing grit bldg. | TAB-ACC-AHU-6470 | Damper/Louver | HVAC |  | DM | http://www.toronto.ca/TWONTO#air_damper |  | Air Handling Unit, Mechanical Room no.6, Grit Bldg., P Bldg.
89479 | 8731 | WTR-RRH-T-0001 | Tank, Domestic Hot Water | WTR-RRH-AUX | Tank,Domestic Hot Water | Tank |  | T | http://www.toronto.ca/TWONTO#tanked_hot_water_heater |  | Auxiliary Equipment (Building Facilities)
21845 | 59058 | COL-PMY-FN-0001 | Fan, Low Volume Supply | COL-PMY | Fan |  |  | FN |  |  | Maryport Sewage Pumping Station
127163 | 78027 | THC-PLT-LSH-5653 | Switch,Level-High,Overflow,Classifier 5660, West | THC-PLT-CL-5660 | Switch,Level | Switch |  | LSH | http://www.toronto.ca/TWONTO#level_switch |  | Classifier 5660, West
113689 | 1755 | TAB-INC-LS-8060 | Switch,Level | TAB-INC-P-8060 | Switch,Level | Switch |  | LS | http://www.toronto.ca/TWONTO#level_switch |  | Pump, Sump
25039 | 49460 | COL-PSK-DM-0001 | Damper, Mech Room | COL-PSK-MISC | Damper/Louver |  |  | DM |  |  | Miscellaneous Equipment
72832 | 35511 | THR-DIS-LSH-3001 | Switch, Level, High, Capacitive, Hypochlorite Tank T-3000, Disinfection Building Main Floor | THR-DIS-T-3000 | Switch,Level-High | Switch |  | LSH | http://www.toronto.ca/TWONTO#level_switch |  | Tank, Sodium Hypochlorite Storage, Disinfection Building
132867 | 64976 | THR-DIG-PSL-5440C | Switch, Pressure-Low, Lube Oil, C-5440, Gas Mixing System | THR-DIG-T-5440 | Switch,Pressure-Low | Switch |  | PSL | http://www.toronto.ca/TWONTO#pressure_switch |  | Tank, Reservoir, Auxiliary Oil, Gas Compressor 5440, Digester Mixing System
21258 | 2973 | FHO-CLC-EV-0101 | Evaporator,Trim Chlorination Train 1, Chemical Building, Main Floor, Machine Room | FHO-CLC-CHL-0101 | Evaporator,Chlorine | Evaporator |  | EV | http://www.toronto.ca/TWONTO#chlorinator_system |  | Chlorinator, Trim Chlorination Train 1, Chemical Building, L1, Machine Room
109085 | 19730 | TAB-CW-FSH-0076 | Switch, Flow, High, Eye Wash Station,D Bldg old Screening Room, mazzanine loading Bay next to Glycol Station East wall | TAB-CW-SQ-0079 | Switch,Flow-High | Safety Equipment |  | FSH | http://www.toronto.ca/TWONTO#flow_switch |  | Eye Wash Station,D Bldg old Screening Room, mazzanine loading Bay next to Glycol Station East wall
28749 | 47701 | FIS-ELS-GFI-0022 | Ground Fault Circuit Interrupter, Substation enclosure west,Substation | FIS-FIELD-BUILDING |  | Safety Equipment |  | GFI | ? |  | FIS Field Building Location
50191 | 16070 | TAB-PLT-T-0501 | Tank, Grit Channel #5 | TAB-PLT-T | Tank | Tank |  | T | http://www.toronto.ca/TWONTO#channel_segment |  | P Building - Grit Tanks 1-12 & Hoppers 1 - 6
93626 | 30939 | WTR-PPD-CU-3051 | Condensing Unit 2, Air Cooled, Roof | WTR-PPD-ACC |  | HVAC |  | CU | http://www.toronto.ca/TWONTO#AC_condenser_unit |  | Air Conditioning, Heating and Ventilation
59311 | 35308 | THC-ACC-P-0034 | Pump, Snow Melting System, Manifold MAN-0014, Zone #4, Admin Building, South/East Area | THC-ACC-MAN-0014 |  | HVAC |  | P | http://www.toronto.ca/TWONTO#pump_set_-_with_drive |  | Manifold, Snow Melting System, Zone #4, Admin Building, South/East Area
65730 | 62441 | THC-ELS-VSS-1322 | Voltage Surge Supperssion, Supply From PDP-1322, Admin. Building Basement, Electrical Room | THC-ELS-MCC-1302 |  | Motor Control Centre |  | VSS | http://www.toronto.ca/TWONTO#surge_suppressor |  | Motor Control Centre,Thickening Building
34365 | 77825 | COL-YKP-DA-1710024 | Davit Mast (45")-1710024 | COL-YKP-DA-0011S | Safety | Safety Equipment |  | DA | davit_base |  | Davit Arm Assembly with Upper Arm-1671146
138619 | 18431 | THR-SES-LD-0002S | Base, Exposed for Davit Arm, Primary Tank 1(SUSPENDED) | THR-LD-WA2 | Safety | Safety Equipment | 36030 | LD | davit_base |  | Lifting Devices, Chain Hoist, Come Along & Slings
88912 | 41980 | WTR-REG-SQ-0001 | Eye Wash Station | WTR-REG-AUX | PPE,Eyewash Station | Safety Equipment |  | SQ | http://www.toronto.ca/TWONTO#emergency_eyewash |  | Auxiliary Equipment (Building Facilities)
4139 | 18019 | COL-PCU-SS-5333 | Door open acknowledge | COL-PCU-MISC | Security System |  | 35004 | SS |  |  | Miscellaneous Equipment
90758 | 76423 | FHO-CLA-PSL-0201 | Switch, Liquid Pressure, Pre Chlorination Header Train 2, S2 Chem. Storage Rm | FHO-CLA-CHL-0201-KQ | Switch,Pressure-Low | Switch |  | PSL | http://www.toronto.ca/TWONTO#pressure_switch |  | Pre Chlorination Train 2
66879 | 19982 | THC-GRK-VEH-378316 | Vehicle, 2019 Kubota RTV X1100C (WA4) | THC-GRK-VEHICLES | Vehicle,Licensed | Vehicle |  | VEH | http://www.toronto.ca/TWONTO#golf_cart
69210 | 93155 | FCL-WWW-V-3023 | Valve, Plug, Discharge, Process Drain Pump P-3021, RMF Clarification Facility, Pump Room | FCL-WWW-P-3021 |  |  |  | V |  |  | Pump Submersible Drainage South, Process Drain Sump
139707 | 97280 | TNT-ACC-CU-2006B | Air Conditioner, outdoor condensor | TNT-ACC-AC | H.V.A.C.,Chiller | HVAC |  | CU | http://www.toronto.ca/TWONTO#AC_condenser_unit |  | HVAC- Air conditioner and cooling units
134660 | 71142 | THR-ELS-DIS | Electrical System, Disinfection, Chlorine Building | THR-ELS | [6 empty] | Electrical Power System
87501 | 92622 | WTR-PEL-DR-0009 | Door | WTR-PEL-AUX | Door | Door |  | DR | http://www.toronto.ca/TWONTO#door
64921 | 32531 | THC-PRM-T-0800 | Tank, Primary Clarifier | THC-PRM-T | Tank | Tank |  | T | http://www.toronto.ca/TWONTO#clarifier |  | Tank, Primary Clarifier
59016 | 7877 | THC-ACC-HTR-0214 | Heater, Perimeter. Admin Building | THC-ACC-BLDG K |  | HVAC |  | HTR | http://www.toronto.ca/TWONTO#heater |  | Administration Building, HVAC
56185 | 10437 | TAB-RSP-G-1106 | Gate, Sluice, Actuated, Connecting M.T.I. & Wet Wells T-1100 & T-1101 | TAB-RSP-T-1100 | Valve,Sluice Gate | Gate |  | G | http://www.toronto.ca/TWONTO#channel_gate
53782 | 3156 | TAB-SLO-LSH-0305 | Switch,level,High-Sludge Cake Feed-conveyor | TAB-SLO-CV-0301 | Switch,Level | Switch |  | LSH | http://www.toronto.ca/TWONTO#level_switch |  | Conveyor, Screw, Hopper #1 Feed, SC-301
117710 | 71149 | TAB-SA-V-1010 | valve, Pressure Relief | TAB-SA-T-1010 | Valve,Pressure Relief |  |  | V |  |  | Air Receiver Tank, Dewateringl Bldg.
126124 | 87961 | THC-INC-FUEL SYSTEM | Incineration Process, FBI, Fuel System | THC-INC | [6 empty] | Incineration Process
30370 | 53577 | FIS-SES-CP-4001 | Panel, iStar, Security, IT/SCADA Room | FIS-MARINE-M/ERM |  | Security System |  | CP | http://www.toronto.ca/TWONTO#security_system |  | Mechanical/ Electrical Room, Marine Yard Building
104912 | 14656 | NX2648A | Air Conditioner, Digester Tanks13-16(5 Tons) | TAB-ACC-CI | H.V.A.C.,Air Conditioner | HVAC |  |  | http://www.toronto.ca/TWONTO#air_condition |  | Chiller and Air Coolers
88937 | 61852 | FHO-ACC-FS-1568 | Switch, Flow, Air, FN-1568 Outlet, Ozone Building, L1, Equipment Storage Room 3 | FHO-ACC-FN-1568 |  | Switch |  | FS | http://www.toronto.ca/TWONTO#flow_switch |  | Fan, Exhaust, Ozone Building, L1, Equipment Storage Room 3
78975 | 4075 | THR-SPC-COM-2810 | System Process Control,, Odour Control MCC | THR-ELS-OCS | UPS | System Process Control |  | COM | http://www.toronto.ca/TWONTO#network_panel |  | Electrical System, Odour Control System
3312 | 64131 | COL-PBF-LSL-0102 | Switch, Level-Low | COL-PBF | Switch |  |  | LSL |  |  | Bluffers Park Sewage Pumping Station
75932 | 11124 | THR-GRK-PRTY-0403 | Groundskeeping, Tank Cleaning | THR-GRK-PRTY4 |  | Grounds |  | PRTY | activity |  | Groundskeeping for Waste Water Worker
76452 | 94852 | THR-OCS-FSL-3957B | Switch, Flow-Low, Filtered Air Inlet, Ozone Generator 3957, Ozonator Room, Plant Services, Odour Control System | THR-OCS-OZ-3957S | Switch,Flow-Low | Switch |  | FSL | http://www.toronto.ca/TWONTO#flow_switch |  | Ozone Generator, Odour Control System
114847 | 81996 | TAB-PLT-STR-9403A | Strainer, Inlet, City Water Supply Line to FIT, Conduit 3 | TAB-RSP-PIP-0003 | Strainer | Filter |  | STR | http://www.toronto.ca/TWONTO#strainer |  | Influent Conduit # 3, Raw Sewage Conduit from Coxwell
9941 | 66996 | FCL-AI-F-0201 | Filter, Instrument Air, Dry Chemical Building, Ground Floor | FCL-SA | Filter | Filter |  | F | http://www.toronto.ca/TWONTO#replaceable_air_filter |  | Service Air
27585 | 37854 | COL-PSW-TS-0001 | Switch, Transfer | COL-PSW-MISC | Switch | Switch |  | TS | http://www.toronto.ca/TWONTO#transfer_switch |  | Miscellaneous Equipment
38860 | 568 | SWM-PIT-OIT-0001 | Operator Interface Terminal | SWM-PIT | Computer Equipment,Monitor |  |  | OIT |  |  | Islington Storm Pumping Station
125213 | 45999 | THC-ELS-SQ-494632 | Electrical Safety gloves, High Voltage, Class 1, # 494632 | THC-SES-SQ |  | Safety Equipment | 40053 | SQ | http://www.toronto.ca/TWONTO#rubber_insulating_gloves |  | Safety Equipment
14779 | 71709 | FHA-ACC-AC-0364 | FHA-ACC-AC-0014 - Air Conditioner | FHA-MCS-ACC | H.V.A.C.,Air Conditioner | HVAC |  | AC | http://www.toronto.ca/TWONTO#air_condition |  | HVAC
69435 | 83767 | THR-AER-TSH-1315 | Switch, Temperature-High, Pump 1315, Secondary Treatment, Aeration - Blower System - South | THR-AER-T-1314 | Switch,Temperature-High | Switch |  | TSH | http://www.toronto.ca/TWONTO#temperature_switch |  | Tank, Reservoir, Auxiliary Oil for Blower 1311, Secondary Treatment, Aeration - Blower System - South
135685 | 17613 | THR-FT-LSL-4870 | Switch, Level-Low, Sump, Gallery T-20N, Flood Monitoring System | THR-FT-P-4870 | Switch,Level-High-High | Switch |  | LSL | http://www.toronto.ca/TWONTO#level_switch |  | Pump, Centrifugal, Sump, T20N
125895 | 49494 | THC-GRK-VEH-378290 | Vehicle, 2017 Polaris Ranger (WA3) | THC-GRK-VEHICLES | Vehicle,Licensed | Vehicle |  | VEH | http://www.toronto.ca/TWONTO#golf_cart
69274 | 74274 | FHO-ACC-RPU-0110 | Remote Programming Unit, Admin Building HVAC, Admin Bldg. L2, East Wing, Mechanical Room | FHO-MCS-HVAC | Controller,PLC | Remote Processor Unit |  | RPU | http://www.toronto.ca/TWONTO#RPU_panel |  | Plant HVAC
62621 | 64069 | THC-MCS-LD-EC1E3710VX | ELECTRIC HOIST (insp Liftsafe) | THC-MCS-LD | Lifting Device | Lifting Device |  |  | http://www.toronto.ca/TWONTO#lifting_equipment_hoist |  | Mechanical Services, Lifting Device
120967 | 61378 | THC-ACC-HTR-4060 | H.V.A.C.,Heater,Glycol Heating,Basement,Building U | THC-ACC-BLDG U | H.V.A.C.,Heater | HVAC |  | HTR | http://www.toronto.ca/TWONTO#heater |  | New Digesters Building HVAC
121285 | 45633 | THC-ACC-TIT-6008 | Transmitter, Temperature, Prim Loop, HWR After HE-6002, Lower Level 2 Blower Room, Headworks | THC-ACC-HE-6002 | Transmitter,Temperature | HVAC |  | TIT | http://www.toronto.ca/TWONTO#temperature_transmitter |  | Heat Exchanger, Heating Glycol System, Lower Level 2 Blower Room, Headworks
91060 | 62212 | FHO-DCL-PSH-0202 | Switch, Pressure-High, Vent Header Dechlorination Train 2 Evaporator, Chemical Bldg, Machine Room | FHO-DCL-SO-0201-KQ | Switch,Pressure-High | Switch |  | PSH | http://www.toronto.ca/TWONTO#pressure_switch |  | Dechlorination Train 2
106312 | 1193 | TAB-ACC-F-3602 | FILTER, AHU, QUALITY CONTROL, AHU ADMIN BUILDING | TAB-ACC-AHU | Filter | Filter |  | F | http://www.toronto.ca/TWONTO#replaceable_air_filter |  | Air Handling Unit & Supply Fan
26257 | 99833 | FHO-GRK-DR-2011L | Door, (FD-2-11), Fire Rated, Admin Building, L2, EI Specialist Office | FHO-GRK-FEQ-0001 | Fire Prevention,Door | Door |  | DR | http://www.toronto.ca/TWONTO#fire_rated_door
55578 | 29003 | TAB-WA2-SQ-1251 | RIG - IT - RITE Nylon Sling | TAB-SES-LD | Lifting Device,Sling | Lifting Device |  | SQ | synthetic_web_sling |  | WA2 Lifting devices
40385 | 12112 | TAB-ACC-FSL-1711 | Switch,Flow,Low.Water From Pump | TAB-ACC-P-1711 | Switch,Flow | Switch |  | FSL | http://www.toronto.ca/TWONTO#flow_switch |  | Pump, Hot Water Circulating, P19-1, Pri 1-6 & 7-9 Pro & Grit 1-8 Space Heat
39617 | 51493 | TAB-ACC-HE-1445 | Heat Exchanger, Hot Water Reheat Coil | TAB-ACC-HTR-1445 | Heat Exchanger | HVAC |  | HE | http://www.toronto.ca/TWONTO#heat_exchanger |  | Heater, Hot Water Reheat Coil
135542 | 8583 | THR-FT-FSL-2521 | Switch, Flow-Low, Pump P-2521 Discharge, FT 16/17 RAS Pumps South | THR-FT-P-2520 | Switch,Pressure-Low | Switch |  | FSL | http://www.toronto.ca/TWONTO#flow_switch |  | Pump, Centrifugal, Tank 1600 & 1700, RAS Pumping,Tunnel 23, South
42107 | 47792 | TAB-ACC-V-6526 | Valve, Actuated, Fire Protection System, Mechanical Room No. 1, Screen Bldg., P Bldg. | TAB-ACC-P-6513 | Valve | HVAC |  | V | http://www.toronto.ca/TWONTO#valve |  | Pump, Jockey pump, Mechanical Room No. 1, Screen Bldg., P Bldg.
135346 | 41081 | THR-FPW-RPU-0002 | RPU, Control Panel, Filters Inlet Valve Operator, Filtered Plant Water Building, Plant Services (172.22.37.241) | THR-FPW | RPU | Remote Processor Unit |  | RPU | http://www.toronto.ca/TWONTO#RPU_panel |  | Filtered Plant Water
58909 | 44627 | THC-ACC-FN-0731 | Fan,Centrifugal,Supply Air,AHU-0730,Thickening Building Polymer Room | THC-ACC-AHU-0730 | Fan,Centrifugal | HVAC |  | FN | http://www.toronto.ca/TWONTO#blower_or_fan_with_drive |  | Air handling Unit,Polymer Room,Thickening Building
131903 | 67067 | THR-CW-SQ-0105S | Eyewash and Shower Station, North Odour Control | THR-SQ-PEWS-WA1 | Safety,Eye wash | Safety Equipment | 39397 | SQ | http://www.toronto.ca/TWONTO#emergency_eyewash_and_shower |  | Portable. (Gravity Operated) Eyewash Station, Dig9&10 Bsmnt
105793 | 46230 | SWM-PWD-FN-0001 | Fan, Exhaust | SWM-PWD | Fan |  |  | FN |  |  | Warden Storm
74875 | 71676 | THR-FT-LSHH-6317 | High High Level Switch, Pump 6317,T16/23 Final Tank | THR-FT-P-6317 | Switch,Level-High-High | Switch |  | LSHH | http://www.toronto.ca/TWONTO#level_switch |  | Pump, Sump, Gallery T-16, Plant Services, Flood Monitoring System
128785 | 33171 | THC-SES-SQ-610956576 | SCBA Unit, Kit, T2 Shop | THC-SES-SQ-SCBA | PPE,SCBA | Safety Equipment | 42415 | SQ | http://www.toronto.ca/TWONTO#self-contained_breathing_apparatus |  | SCBA Units, virtual entity
78866 | 80788 | FHO-ELS-WR-0807 | Welding Receptacle, TRW P.S. S3, Pump Room, East Wall | FHO-ELS-LTG |  | Power Distribution Panel |  | WR | http://www.toronto.ca/TWONTO#welding_receptacle |  | Facility Electrical System
101735 | 32362 | MAIN-357 | Main 357 | WTR-LWA | [6 empty] | Work Area 2 Central Mains and Chambers
142346 | 28432 | WTR-282-CH-0003 | Chamber,Revenue Meter,Yonge-Elgin (Magmeter) | WTR-EAST-REV | Chamber |  |  | CH |  |  | Revenue Metering
114794 | 34131 | TAB-PLT-PSL-0171 | Switch, Pressure Low, Grit Slurry, Hydrocyclone CYC-0170 Inlet, Grit Handling Area, P Bldg. | TAB-PLT-CYC-0170 | Switch,Pressure-Low | Switch |  | PSL | http://www.toronto.ca/TWONTO#pressure_switch |  | Hydrocyclone, Grit Handling Area, P Bldg.
8196 | 38504 | COL-PWR-CP-0001S | Control Panel, Operator | COL-PWR | Control Panel |  | 35034 | CP |  |  | West Rouge Pumping Station
50807 | 26967 | TAB-PRM-FSL-3101 | Switch ,Flow, Low,Seal water to Pump-3101 | TAB-PRM-P-3101 | Switch,Flow | Switch |  | FSL | http://www.toronto.ca/TWONTO#flow_switch |  | Pump, Raw Sludge
69960 | 62641 | THR-BG-VSH-0114 | Switch, Vibration, High, Motor 0101, Compressor 0101, Gas Compressor Bldg | THR-BG-C-0101 |  |  |  | VSH |  |  | Compressor, Centrifugal, Fuel Gas, Compressor Building, Gas Compressor (And Dryer) for COGEN
33543 | 10331 | COL-YKP-DA-0009(S) | Davit Arm-153456 | COL-YKP-DA |  | Safety Equipment | 39114 | DA | http://www.toronto.ca/TWONTO#fall_arrest_Davit_arm |  | Davit Arm Assembly
122796 | 86320 | THC-DEW-RPU-2202 | Remote Processing Unit,Dewatering,Basement B2,Biosolids Building East | THC-SPC-WA1 | Computer Equipment,UPS | Remote Processor Unit |  | RPU | http://www.toronto.ca/TWONTO#RPU_panel |  | System Process Control
14779 | 42393 | FCL-SES-T-0101 | Tank, Hot Water Heater, Water to Eyewash Station/Shower, Dry Chemical Bldg, Alum Containment Area | FCL-SES-1 | Tank,Domestic Hot Water | Tank |  | T | http://www.toronto.ca/TWONTO#tanked_hot_water_heater |  | Emergency Showers
2739 | 34807 | COL-BEB-OIT-0001 | Operator Interface Terminal | COL-BEB-MISC | Computer Equipment,Monitor |  |  | OIT |  |  | Miscellaneous Equipment
120090 | 45458 | TAB-WA6-SQ-ECEF | Fall Limiter | TAB-WA6-SQ | PPE | Safety Equipment |  |  | http://www.toronto.ca/TWONTO#fall_restricting_system |  | WA6 Safety Equipment
25914 | 33127 | COL-PSP-MON-0002 | Monitor | COL-PSS-MISC |  |  |  | MON |  |  | Miscellaneous Equipment
84475 | 68550 | FHA-WWW | Residue Management / Waste Water System | FHA WORK AREA 1 | [6 empty] | Process
95700 | 67507 | FHO-ZMC-PIPING | Piping, Zebra Mussel Control System | FHO-ZMC | [6 empty] | Zebra Mussel Control System
21131 | 31710 | FHO-CLB-PSH-0302 | Switch,Pressure High,Post Chl. East Train 3,Vent from Evaporator to Emerg.Vent Header,Chem.Supp.Rm. | FHO-CLC-CHL-0201-KQ | Switch,Pressure-High | Switch |  | PSH | http://www.toronto.ca/TWONTO#pressure_switch |  | Trim ChlorinationTrain 2
11541 | 81220 | FCL-CLA-PSH-0201 | Switch, Pressure High, Chlorine Gas, Expansion Tank 0201, Chlorination System | FCL-CLA-CHL-0201 | Switch,Pressure-High | Switch |  | PSH | http://www.toronto.ca/TWONTO#pressure_switch |  | Chlorinator, Chlorine Gas, Chlorination System
114484 | 28204 | TAB-PLT-G-0112 | Gate, Slide, Motorized, Isolation, Screen Channel No. 1 Influent | TAB-PLT-SC-0100 | Gate,Sluice,Act. | Gate |  | G | http://www.toronto.ca/TWONTO#channel_gate
13100 | 9035 | COL-PEV-LIT-0100 | Transmitter, Level | COL-PEV-MISC | Transmitter,Level |  |  | LIT |  |  | Miscellaneous Equipment
82087 | 92143 | WTR OIT | WTR OIT | WTR-SPC1 | [6 empty] | Process Control Systems - Administrative
24723 | 29635 | COL-PRX-LSL-0101 | Switch, Level-Low | COL-PRX | Switch |  |  | LSL |  |  | Roxborough Sewage Pumping Station
104185 | 65579 | MTMH332 | ALBION STS | TRK-HMR | [6 empty] | HUMBER DRAINAGE AREA
112811 | 51902 | TAB-EL1-PSH-1506A | Switch,Pressure,High,EL1-TR-1506,North Substation | TAB-EL1-TR-1506 | Switch,Pressure-High | Switch |  | PSH | http://www.toronto.ca/TWONTO#pressure_switch |  | Transformer,EL1-TR-1506,13.8-4.16KV,3 PH
71882 | 21780 | THC-THK-RPU-1609 | RPU,Polymer Feed,WAS Thickening Building (3) | THC-THK-ELS | Control Panel | Remote Processor Unit |  | RPU | http://www.toronto.ca/TWONTO#RPU_panel |  | TWAS Elecftrical equipment Sludge Thickening
72895 | 54919 | THR-DIS-PSH-1001 | Switch, Pressure-High, Chlorine Bank 1 Header, Chlorination Building, Disinfection, Chlorination System | THR-DIS-WSC-1000 | Switch,Pressure-High | Switch | 34838 | PSH | http://www.toronto.ca/TWONTO#pressure_switch |  | Disinfection, Weigh Scale, Chlorine Cylinders Bank 1
129572 | 44933 | THR-ACC-AC-0120 | Air Conditioner, South Grit Electrical Room, Headhouse | THR-ACC-HH | H.V.A.C.,Air Conditioner | HVAC |  | AC | http://www.toronto.ca/TWONTO#air_condition |  | Heating, Ventilation and Air Conditioning, Head House
95125 | 16835 | WTR-RDF-MCC-0001 | Motor Control Center, Dufferin Reservoir, North Valve House | WTR-RDF-ELS | Control Panel,MCC | Motor Control Center |  | MCC | http://www.toronto.ca/TWONTO#LV_electrical_panel |  | Electrical System
55640 | 65798 | TAB-WA3-LD-8512 | Sling, Nylon, 10 FT | TAB-DEW-SAFETY | PPE | Lifting Device |  | LD | synthetic_web_sling |  | Safety Equipment
90759 | 18042 | FHO-CLA-PSL-0202 | Switch, Pressure on Liquid Header Post Chlorination Train 2, Chemical Bldg, L1,Machine Room | FHO-CLA-CHL-0101 | Switch,Pressure-Low | Switch |  | PSL | http://www.toronto.ca/TWONTO#pressure_switch |  | Chlorinator, Pre Chlorination Train 1, Chemical Building, L1, Machine Room
76153 | 5703 | THR-MCS-LD-0924 | Chain Hoist, Manual, Work Area 3 | THR-LD-WA3 | Lifting Device,Hoist,Manual | Lifting Device |  | LD | http://www.toronto.ca/TWONTO#lifting_equipment_hoist |  | Lifting Devices, Chain Hoist, Come Along & Slings
134949 | 33710 | THR-ELS-MCC-0102S | Control Panel, MCC 0102, RAS MCC-0101 & 0102 (MCC S1) | THR-ELS-RSPS | Control Panel,MCC | Motor Control Centre | 39088 | MCC | http://www.toronto.ca/TWONTO#LV_electrical_panel |  | Electrical System, Returns Sludge Pumping Station
21884 | 18235 | COL-PMY-MCC-0002 | Motor Control Centre, Emergency Power | COL-PMY-MISC | Control Panel,MCC |  |  | MCC |  |  | Miscellaneous Equipment
71782 | 16230 | THR-DIG-T-5111 | Tank, Gas Scrubber, Digester Tank 0400 | THR-DIG-SB-2 | Scrubber | Tank |  | T | http://www.toronto.ca/TWONTO#air_scrubber |  | Scrubber Building 2, Digester 3 & 4
20874 | 45262 | FHO-CCS | Corrosion Control Process | FHO WORK AREA 1 | [6 empty] | Process
121203 | 79863 | THC-ACC-T-0101 | Tank,Hot Water, Old Blower (Bldg A) | THC-ACC-BLDG A | Tank,Domestic Hot Water | Tank |  | T | http://www.toronto.ca/TWONTO#tanked_hot_water_heater |  | Old Plant Blower Building HVAC
105931 | 4806 | TAB-ACC-AHU-1918 | AHU, Blower Bldg, Training area, Heating & A/C(7.5 tons) | TAB-ACC-AHU | Air Handling Unit | HVAC |  | AHU | http://www.toronto.ca/TWONTO#air_handler_unit |  | Air Handling Unit & Supply Fan
25219 | 32573 | COL-PSL-LIT-0200 | Transmitter, Level | COL-PSL-MISC | Transmitter,Level |  |  | LIT |  |  | Miscellaneous Equipment
11072 | 11117 | COL-PBP-LS-0103 | Switch, Level-High | COL-PBP | Switch,Level | Switch |  | LS | http://www.toronto.ca/TWONTO#level_switch |  | Baby Point Sewage Pumping Station
26402 | 2208 | FHO-SES-SQ-9023 | Lanyard- Sr # 90572 -Zoran Mirceveski | FHO-SES-SQ-0009 | PPE,Lanyard | Safety Equipment |  | SQ | lifeline |  | Fall Lanyards
145779 | 53367 | WTR-PRH-AUX | Auxiliary Equipment (Building Facilities) | WTR-PRH | [6 empty] | Rosehill Pumping Station
26260 | 82069 | FHO-GRK-DR-2014L | Door, (FD-2-14), Fire Rated, Admin Building, L2, Senior Engineer Office | FHO-GRK-FEQ-0001 | Fire Prevention,Door | Door |  | DR | http://www.toronto.ca/TWONTO#fire_rated_door
106156 | 84069 | TAB-ACC-DM-1486 | Damper, Actuated, Exhaust | TAB-ACC-VAV-1486 | Damper/Louver | HVAC |  | DM | http://www.toronto.ca/TWONTO#air_damper |  | Heater, Hot Water Reheat Coil, Variable air
18453 | 98261 | FHA-SES-LDR-0407 | FHA-SES-LD-0065 - 4' Rolling Ladder steel White ( RMF Centrifge Room ) | FHA-SES-LD-1 | Safety | Safety Equipment |  | LDR | http://www.toronto.ca/TWONTO#portable_ladder |  | Ladders
94856 | 22060 | FHO-SES-SQ-6054 | High Voltage Safety Equipment, Insulated Gloves, Class 0, Serial Number 0078, Kevin Boudreau | FHO-SES-SQ-1000 | PPE,Insulated Glove | Safety Equipment |  | SQ | http://www.toronto.ca/TWONTO#rubber_insulating_gloves |  | High Voltage Insulated Gloves
135881 | 2483 | THR-FT-PSL-2720 | Switch, Pressure-Low, Pump 2720, Secondary Treatment, RAS Pumping - North | THR-FT-P-2720 | Switch,Pressure-Low | Switch |  | PSL | http://www.toronto.ca/TWONTO#pressure_switch |  | Pump, Centrifugal, Secondary Treatment,Tunnel 23 North, RAS Pumping - North
73350 | 2474 | FHO-DOZ-F-0002 | Filter, Paticulate, GOX Pretreatment, Ozone Building, L1, Ozone Equipment Room | FHO-GOX | Filter | Filter |  | F | http://www.toronto.ca/TWONTO#replaceable_air_filter |  | Gaseous Oxygen Pretreatment
60351 | 23633 | THC-ACC-V-6414 | Valve, 2-Way Motorized, AHU-6400, 2nd Floor Mech Room #1, Headworks | THC-ACC-AHU-6400 | Valve | HVAC |  | V | http://www.toronto.ca/TWONTO#valve |  | Air Handling Unit, Screen Room/Conveyor Areas, 2nd Floor Mech Room #1, Headworks
69001 | 78774 | THC-PLT-RPU-3007 | RPU, Perforate Screen SC-0550 Control Panel, Headworks, Raw Sewage Screening | THC-PLT-SC-0550 | Controller,PLC | Remote Processor Unit |  | RPU | http://www.toronto.ca/TWONTO#RPU_panel |  | Screen, Perforated Plate, Screen Room, Raw Sewage Screening
127162 | 14609 | THC-PLT-LSH-5653 | Switch,Level-High,Overflow,Classifier 5660, West | THC-PLT-CL-5630 | Switch,Level | Switch |  | LSH | http://www.toronto.ca/TWONTO#level_switch |  | Classifier 5630, East
39018 | 11389 | SWM-PWD-LP-0001 | Control Panel, Lighting | SWM-PWD | Control Panel |  |  | LP |  |  | Warden Storm
47891 | 55640 | FCL-ADM BLDG | Building Location | FCL-SPC2 | [6 empty] | Process Control Systems - Equipment
80361 | 41149 | FHA-SED-ZSH-0503J | Switch, Limit, Access Hatch Zone 3, Settling Basin T-0501 | FHA-SED-ZSH-0503 |  | Security System |  | ZSH | http://www.toronto.ca/TWONTO#position_switch |  | Switch, Limit, Access Hatch Zone 5
123194 | 22215 | THC-DIG-BU-5200S | Waste Gas, Burner | THC-DIG-BURNERS | Burner,Waste Gas | Burner | 36072 | BU | http://www.toronto.ca/TWONTO#waste_gas_burner |  | Waste Gas Burners
143589 | 87748 | WTR-PEL-LSH-1022 | Switch, Level, High, Leak Diesel Fuel Storage Tank T-1020, Generator Building, Bulk Fuel Storage Room | WTR-PEL-T-1020 | Switch,Level-High | Switch |  | LSH | http://www.toronto.ca/TWONTO#level_switch |  | Tank, Non-Pressurized, Diesel Fuel Storage, Generator Building, Bulk Fuel Storage Room
139903 | 5951 | TNT-AER-RX-0109 | Reactor, Mabr Cassette, Aeration Tank 1 - Mabr Cassette 9, Aeration | TNT-AER-T-0100 |  |  |  | RX |  |  | Tank,Aeration, # 1
51660 | 49980 | TAB-PRS-PSH-4030 | Switch, Pressure-High, Primary Transfer Pump | TAB-PRS-P-4030 | Switch,Pressure-High | Switch |  | PSH | http://www.toronto.ca/TWONTO#pressure_switch |  | Pump, Primary Transfer
28449 | 92380 | COL-PWC-M-0201 | Motor | COL-PWC-MISC |  |  |  | M |  |  | Miscellaneous Equipment
16415 | 87993 | FHA-DCL-SO-0101-KQ | Sulphonator Location | FHA-SUSPENDED |  |  | 33350 | SO |  |  | Suspended Obsolete entity for storage purpose
81934 | 72263 | VP2010D | Detector, Gas, Portable MSA Passport, | TAB-THK-SQ | Sensor,Gas | Safety Equipment |  |  | http://www.toronto.ca/TWONTO#portable_gas_detector |  | WA5 Safety Equipment
32261 | 81263 | COL-SMC-ALR-0101 | Control Panel, Operator | COL-SMC-MISC | Control Panel |  |  | ALR |  |  | Miscellaneous Equipment
7159 | 45165 | COL-PSD-LSHH-0104 | Switch, Level High-High | COL-PSD | Switch,Level |  |  | LSHH |  |  | Spadina Sewage Pumping Station
128794 | 91436 | THC-SM-SPL-0002 | Spill KIT, WA2, Control Room | THC-SES-SQ | Spill Kit | Safety Equipment |  | SPL | http://www.toronto.ca/TWONTO#spill_kit |  | Safety Equipment
48320 | 75887 | TAB-FEQ | Fire Protection Equipment, Plant Wide | TAB-WORK-AREA-WWPW | [6 empty] | TAB Work Area WWPW
78889 | 51271 | THR-SES-SQ-4881S | Harness, Full Body | THR-SES-FAS | Safety | Safety Equipment | 38768 | SQ | http://www.toronto.ca/TWONTO#fall_arrest_harness |  | Fall Arrest Sytem (Harness and Lanyard), Safety Equipment
28757 | 53737 | FIS-ELS-GFI-0034 | Ground Fault Circuit Interrupter, Outside Machine shop West entrance,Workshop Building | FIS-WORKSHOP-BLDG |  | Safety Equipment |  | GFI | ? |  | FIS Maintenance Workshop & Office Building
91237 | 41724 | FHO-DOZ-CONT | FHO OZONE CONTACT | FHO-DOZ | [6 empty] | Ozonation System
124961 | 94399 | THC-ELS-PDP-1702T | Temporary 600V, 800A distribution panel,Biosolds Building (TEMP) | THC-ELS-PDP-1002 | Circuit Breaker | Power Distribution Panel |  | PDP | http://www.toronto.ca/TWONTO#LV_electrical_panel |  | Panel,Power Distribution,600V Metal-Enclosed,Biosolids Building
40871 | 21164 | TAB-ACC-HTR-DEW | Unit Heaters- Dewatering Bldg | TAB-ACC-HTR | [6 empty] | Heaters- Convection,
26277 | 6145 | FHO-SES-SCBA-0049 | Cylinder, SCBA, Air Pack, 3000 PSI, Ser #LT29006 | FHO-SES-SQ-0003 | PPE,SCBA | Safety Equipment |  | SCBA | http://www.toronto.ca/TWONTO#compressed_gas_cylinder |  | Breathing Air Tanks
132952 | 2586 | THR-DIG-SSL-5163A | Digester Gas Mixing, Tank 0200, Solids Treatment, Digester Tanks 1-6 | THR-DIG-MX-0200 | Switch,Speed-Low | Switch |  | SSL | http://www.toronto.ca/TWONTO#speed_switch |  | Digester Gas Mixing, Digester Tank 0200
30018 | 60578 | COL-PWR-GDR-5500 | Grinder, Comminutor | COL-PWR-MISC | Grinder |  | 35039 | GDR |  |  | Miscellaneous Equipment
106253 | 22831 | TAB-ACC-DM-6521 | Damper, Motorized, Outside Air, AHU-6520, Mechanical RM No. 2, Screen Bldg., P Bldg. | TAB-ACC-AHU-6520 | Damper/Louver | HVAC |  | DM | http://www.toronto.ca/TWONTO#air_damper |  | Air Handling Unit, Mechanical Room no.2, Screen Bldg., P Bldg.
23546 | 73110 | COL-PNT-SW-0154 | Switch, Transfer | COL-PNT-MCC-0195 | Switch | Switch |  | SW | http://www.toronto.ca/TWONTO#transfer_switch |  | Motor Control Centre
26374 | 28341 | FHO-SES-SQ-6262 | Lanyard, Craig Clayton | FHO-SES-SQ-0009 | PPE,Lanyard | Safety Equipment |  | SQ | lifeline |  | Fall Lanyards
53665 | 35133 | TAB-SES-SQ-0092 | Safety Equipment, Emergency Eye Wash Station, | TAB-PLT-SQ | Safety,Eye wash | Plumbing |  | SQ | http://www.toronto.ca/TWONTO#emergency_eyewash |  | P Building - Safety Equipment
8626 | 56010 | COL-BDC-TSL-0001 | Switch, Temperature-Low | COL-BDC | Switch | Switch |  | TSL | http://www.toronto.ca/TWONTO#temperature_switch |  | Disco Blower Station
119707 | 5732 | TAB-WA1-SQ-1169 | Sling | TAB-WA1-SQ-1000 | Lifting Device,Sling | Lifting Device |  | SQ | http://www.toronto.ca/TWONTO#fall_protection_sling |  | WA1 Lifting Devices and Slings
26249 | 43147 | FHO-GRK-DR-2005S | Door, (FD-S2-05), Fire Rated, Admin Building, S2, Security Office | FHO-GRK-FEQ-0001 | Fire Prevention,Door | Door |  | DR | http://www.toronto.ca/TWONTO#fire_rated_door
61872 | 19507 | FCL-FL-LSH-0101(S) | Switch, Level-High, Tank 0101, Hydrofluosilicic Acid System | FCL-FL-T-0101 | Switch,Level-High | Switch | 35931 | LSH | http://www.toronto.ca/TWONTO#level_switch |  | Tank, Non-Pressurized, Hydrofluosilicic Acid System
14775 | 58652 | FCL-SES-SQ-1014 | Electrical Safety Gloves, High Voltage, Class 4, Group A, #4040 | FCL-SES-SQ-0101 | PPE,Insulated Glove | Safety Equipment |  | SQ | http://www.toronto.ca/TWONTO#rubber_insulating_gloves |  | Eyewash Station/Shower, Dry Chemical Building, Alum Containment Area
15319 | 42499 | FCL-TRW-V-0087 | Valve,Butterfly,Isolation,Service Water Sedimentation/Flocculation Tanks Ring Sedimentation Tank No2 | FCL-SED-T-0200 |  |  |  | V |  |  | Tank, Sedimentation, Middle
58124 | 67375 | THC-ACC-AHU-6500 | Air Handling Unit, Pipe Gallery, 2nd Floor Mech Room #1, Headworks | THC-PLT-BLDG-0001 | Air Handling Unit | HVAC |  | AHU | http://www.toronto.ca/TWONTO#air_handler_unit |  | New Head House, preliminary process
107170 | 5148 | TAB-ACC-LSL-4901 | Switch, Level-Low, Glycol Makeup Tank, Seawall Tunnel, East | TAB-ACC-T-4903 | Switch,Level-Low | Switch |  | LSL | http://www.toronto.ca/TWONTO#level_switch |  | Tank, Glycol Makeup, Seawall Tunnel, East
97335 | 84373 | FIS-ITS-COM-2200 | Panel, Telecom Enclosure, IT/SCADA Room | FIS-MARINE-BUILDING |  | Communications Equipment |  | COM | http://www.toronto.ca/TWONTO#network_panel |  | FIS Marine Yard Building
51669 | 32424 | TAB-PRS-PSL-3240 | Switch, Pressure-Low, Chemical Dosing Pump, Secondary Dosing | TAB-PRS-P-3240 | Switch,Pressure-Low | Switch |  | PSL | http://www.toronto.ca/TWONTO#pressure_switch |  | Pump, Chemical Dosing, Secondary Dosing
21634 | 75358 | FHO-DOZ-PSH-5020 | Switch,Pressure,High,Cooling Water Expansion Tank T-5002,Ozone Building,L1,Ozone Equipment Room | FHO-DOZ-T-5002 | Switch,Pressure-High | Switch |  | PSH | http://www.toronto.ca/TWONTO#pressure_switch |  | Tank, Closed Loop Cooling Water Expansion, Ozone Building,L1,Ozone Equipment Room,Cooling Water Skid
55421 | 57563 | TAB-WA1-SQ-1076 | Sling | TAB-WA1-SQ-1000 | Lifting Device,Sling | Lifting Device |  | SQ | http://www.toronto.ca/TWONTO#fall_protection_sling |  | WA1 Lifting Devices and Slings
53853 | 84982 | TAB-SLO-SQ-9116SUS | First Aid Kit- Laboratory Trailer | TAB-SLO-SES | Safety,First Aid Kit | Safety Equipment | 47537 | SQ | http://www.toronto.ca/TWONTO#first_aid_kit |  | TABWA4 Health and Safety Equipment
12191 | 14216 | COL-PCF-LSH-0105 | Switch, Level-High, Wet Well | COL-PCF-MISC | Switch,Level-High | Switch |  | LSH | http://www.toronto.ca/TWONTO#level_switch |  | Miscellaneous Equipment
58665 | 66493 | THC-ACC-F-0185 | Filter,Outdoor Air,Boiler Building,North Zone 1 | THC-ACC-BLDG E |  | Filter |  | F | http://www.toronto.ca/TWONTO#replaceable_air_filter |  | Boiler House, HVAC
120996 | 71119 | THC-ACC-HTR-6402 | Heater, Heating Coil, Glycol, 2nd Floor Mech Room #1, Headworks | THC-ACC-AHU-6400 | Heater | HVAC |  | HTR | heating_coil |  | Air Handling Unit, Screen Room/Conveyor Areas, 2nd Floor Mech Room #1, Headworks
89644 | 74023 | WTR-RST-ZS-0001 | Switch, Position,Door Security | WTR-RST-AUX | Switch,Position | Switch |  | ZS | http://www.toronto.ca/TWONTO#position_switch |  | Auxiliary Equipment (Building Facilities)
93184 | 25280 | FHO-GRK-DR-1005L | Door, (FD-1-05), Fire Rated, Flocculation Building, L1, Lou Vogele Room, South | FHO-GRK-FEQ-0001 | Fire Prevention,Door | Door |  | DR | http://www.toronto.ca/TWONTO#fire_rated_door
105768 | 93300 | SWM-PPP-LSL-0101 | Switch, Level-Low | SWM-PPP-MISC | Switch |  |  | LSL |  |  | Miscellaneous Equipment
5876 | 24096 | COL-PLB-SW-0001 | Switch, Main Electrical Disconnect | COL-PLB-AUX-MECH | Switch | Switch |  | SW | http://www.toronto.ca/TWONTO#disconnect_switch |  | Mechanical Equipment
37809 | 18474 | RPU IO EXTENSION, FINAL C | RPU IO Extension, Final Clarifiers - South | THR-FT-RPU-0200 | RPU | Remote Processor Unit |  |  | http://www.toronto.ca/TWONTO#RPU_panel |  | RPU, Final Clarifiers - South
132634 | 89540 | THR-DIG-PD-0300 | Tank, Primary Digester-3, Solids Treatment | THR-DIG-T | Tank | Tank |  | PD | http://www.toronto.ca/TWONTO#digester_tank |  | Digester, Tanks
7576 | 95376 | COL-PST-DM-0003 | Damper 1, Exhaust Fan 0001 | COL-PST | Damper/Louver |  |  | DM |  |  | Strachan Pumping Station
114684 | 16579 | TAB-PLT-LSH-5120 | Switch, Level High, Sump Pumps P-5128/5129, Unwatering Pump Room | TAB-PLT-P-5128 | Switch,Level-High | Switch |  | LSH | http://www.toronto.ca/TWONTO#level_switch |  | Pump, Sump
13869 | 69429 | COL-PGB-LSL-0102 | Switch, Level-Low | COL-PGB | Switch |  |  | LSL |  |  | Governors Bridge Sewage Pumping Station
140885 | 36511 | TRK-DIS | TRK Disinfection | TRK | [6 empty] | DOS - TRUNK SEWER SYSTEM
24755 | 86223 | COL-PSB-MISC | Miscellaneous Equipment | COL-PSB | [6 empty] | Silverbirch Sewage Pumping Station
106668 | 14872 | TAB-ACC-FSL-4504 | Switch, Flow, Low, Discharge | TAB-ACC-AHU-4504 | Switch,Flow-Low | Switch |  | FSL | http://www.toronto.ca/TWONTO#flow_switch |  | AHU, Digester 1-4, Pump Room
7715 | 35100 | COL-PSU-TR-0002 | Control Panel, Electrical | COL-PSU-MISC | Transformer |  |  | TR |  |  | Miscellaneous Equipment
16999 | 70858 | FHA-FL-T-0401 | Tank 4, Flouride Storage - CAP: 27276 L - Steel Welded Tank - | FHA-SUSPENDED | Tank | Tank | 33475 | T | http://www.toronto.ca/TWONTO#chemical_storage_tank |  | Suspended Obsolete entity for storage purpose
6884 | 39869 | COL-PRD-CRN-0001 | Crane, 1T Overhead | COL-PRD-MISC | Crane |  |  | CRN |  |  | Miscellaneous Equipment
46751 | 32927 | FCL-ACC-HTR-0777 | Heater, Snow Melting, Gaseous Chemical Building, Stairs to First Floor | FCL-ACC-CL |  |  |  | HTR |  |  | Gaseous Chemical Building HVAC Equipment
101540 | 33802 | MAIN-111 | Main 111 | WTR-MT3 | [6 empty] | Work Area 3 WEST Mains and Chambers
39134 | 65515 | TAB-ACC-DM-6501 | Damper, Motorized, Outside Air, Heat Recovery Ventilator, 6501, Kitchen, Workshop Bldg. | TAB-ACC-MEQ-6501 | Damper/Louver | HVAC |  | DM | http://www.toronto.ca/TWONTO#air_damper |  | High Pressure Hot Water cleaning system, Mechanical Room No. 1, Screen Bldg., P Bldg.
79134 | 73057 | THR-ELS-MCC-1401 | Control Panel, MCC 1401, Digester, MCC-1401 & 1402 (MCC-A and -B) New Digester Elec.Room Ground Floor, Beside STB | THR-ELS-DIG | Control Panel,MCC | Motor Control Centre |  | MCC | http://www.toronto.ca/TWONTO#LV_electrical_panel |  | Electrical System, Digester Tanks
40526 | 10026 | DOS-YCM-SQ-VEH270009 | Portable eye wash station in Trailer vehicle # 270009 | DOS-YCM-TRL-VEH270009 | Safety,Eye wash | First Aid |  |  | eye_wash_bottle |  | 2008 Homemade Modular - Vehicle Trailer Unit# 270009
101565 | 66631 | MAIN-151 | Main 151 | WTR-LWA | [6 empty] | Work Area 2 Central Mains and Chambers
11915 | 97781 | FCL-DCL-V-0520 | Valve, Check, Inlet, DCL-INJ-0520, RMF Clarification | FCL-DCL-INJ-0520 |  |  |  | V |  |  | Eductor, RMF Dechlorination, RMF Facility
121294 | 88928 | THC-ACC-TIT-6291 | Transmitter, Temperature, Space, 2nd Floor, Mech Room #2, Headworks | THC-ACC-FN-6290 | Transmitter,Temperature | HVAC |  | TIT | http://www.toronto.ca/TWONTO#temperature_transmitter |  | Fan, Exhaust, Mechanical Room #2, Roof, Headworks
53098 | 31361 | TAB-RTE-WA6 | TAB-Routine Work Area 6 | TAB-WORK-AREA-SEO | [6 empty] | TAB Work Area SEO
39259 | 4632 | COL-YKP-SRL-11976 | Self Retrieval Line- 11976 | YKP-BLD | Safety | Safety Equipment |  | SRL | self_retracting_line |  | Collections - 435 Kipling Ave. Building envelope
13885 | 5522 | FCL-POL-MX-4220 | Mixer, Electric, Thickening Polymer Skid No.5, RMF Centrifuge Building, Polymer Room | FCL-POL-P-4220 |  |  |  | MX |  |  | Pump, Standby, Polymer Skid No.5, Polymer Feed to Thickeners, Centrifuge Building Polymer Room
58934 | 56763 | THC-ACC-FN-5834 | Fan,Propeller,Circulating,Plant Stores | THC-ACC-BLDG B |  | HVAC |  | FN | http://www.toronto.ca/TWONTO#blower_or_fan_with_drive |  | Mechanical Shop (Chlorine) Building HVAC
137338 | 57882 | THR-PLT-HS-0206 | Switch, Hand, Conveyor 0206, Path B, Head house, Preliminary Treatment, Screening | THR-PLT-CV-0206 | Switch,Hand | Switch |  | HS | hand_switch |  | Conveyor 2, Screw, Bar Screen 0102 & Bar Screen 0112, Path B, Head house, Preliminary Treatment - S
128808 | 60258 | THC-SPC-COM-2310 | SCADA & Computer, BIOSOLIDS TREATMENT UPGRADES, PCS network, Multilink Cabinet | THC-SPC-WA1 | SCADA | System Process Control |  | COM | termination_panel |  | System Process Control
139906 | 8353 | TNT-AER-RX-0202 | Reactor, Mabr Cassette, Aeration Tank 2 - Mabr Cassette 2, Aeration | TNT-AER-T-0200 |  |  |  | RX |  |  | Tank,Aeration, # 2
145357 | 69977 | WTR-PMI-LSH-0005 | Switch, Level, High, Flood Alarm, Miliken Pumping Station, Basement | WTR-PMI-AUX | Switch,Level-High | Switch |  | LSH | http://www.toronto.ca/TWONTO#level_switch |  | Auxiliary Equipment (Building Facilities)
120399 | 88001 | THC-ACC-DM-0068 | Damper, Motorized, Air Supply, Admin Building, Ground Floor, Electrical Room 139 | THC-ACC-BLDG K |  | HVAC |  | DM | http://www.toronto.ca/TWONTO#air_damper |  | Administration Building, HVAC
50204 | 65355 | TAB-PLT-RPU-0325 | RPU Panel, Washer Compactor System, Second Floor Electrical Room, P Bldg. | TAB-EL1-LP-6925 | RPU | Remote Processor Unit |  | RPU | http://www.toronto.ca/TWONTO#RPU_panel |  | Lighting Panel,120/208V,Electrical Room,Second Floor,Screen Build,P Building
4773 | 5038 | COL-PHF-FEQ-0001S | Fire Prevention, Extinguisher | COL-W-OBSOLETE | Fire Prevention,Extinguisher |  | 42685 | FEQ |  |  | Col West Obsolete Entities
131890 | 23892 | THR-CW-HTR-1000 | Heater ,Electric ,Domestic Water | THR-CW | Safety,Rupture Disc | Safety Equipment |  | HTR | http://www.toronto.ca/TWONTO#tanked_hot_water_heater |  | City Water
107188 | 89797 | TAB-ACC-MEQ-6512 | Mech. Equipment, Electronic Trap Priming Device, Workshop Janitors closet, Screen Bldg., P Bldg. | TAB-PLT-PLQ-P | Building Service,Floor Drain | Plumbing |  | MEQ | http://www.toronto.ca/TWONTO#trap_priming_device |  | Plumbing, General, P Bldg Prelim Treatment
62506 | 21873 | THC-LQMT-SPARES | THC Liquids Maintenance Area- Spare Rebuilt Equipment | THCLIQMNT | [6 empty] | THC Liquids Maintenance
111122 | 93758 | TAB-DIG-T-05-08 | Digester Tanks 5-8 | TAB-DIG |  | Tank |  | T | http://www.toronto.ca/TWONTO#collection_of_assets |  | Digestion
76498 | 57042 | THR-DIG-RPU-0021A | Remote Processor Unit, Digester 1-6 mezzanine | THR-ELS-DIG | RPU | Remote Processor Unit |  | RPU | http://www.toronto.ca/TWONTO#RPU_panel |  | Electrical System, Digester Tanks
55300 | 92166 | TAB-WA1-LD-1216 | Hoist | TAB-WA1-SQ-1000 | Lifting Device,Hoist | Lifting Device |  | LD | http://www.toronto.ca/TWONTO#lifting_equipment_hoist |  | WA1 Lifting Devices and Slings
58906 | 21613 | THC-ACC-FN-0721 | Fan,Centrifugal,Supply Air,AHU-0720,Thickening Building Basement/Sub-basement Area | THC-ACC-AHU-0720 | Fan,Centrifugal | HVAC |  | FN | http://www.toronto.ca/TWONTO#blower_or_fan_with_drive |  | Air Handling Unit,Basement/Sub-basement Area,Thickening Building
49890 | 35005 | TAB-PLT-INQ-4040 | Corrosion Control Unit,VFD Room,Grit Build,P Building | TAB-EL1-MCC-6631 | H.V.A.C. | HVAC |  | INQ | ? |  | Control Panel, MCC,Electrical Room,Grit Build,P Building
65224 | 42820 | THC-ELS-MCC-0701 | MCC, Access Building T15A, Phase I Secondary | THC-ELS-PS-0001-TUN | Control Panel,MCC | Motor Control Centre |  | MCC | http://www.toronto.ca/TWONTO#LV_electrical_panel |  | Primary Power Equipment, Building Tunels
50013 | 47215 | TAB-PLT-MON-0140 | Monitor, CCTV, Control Room, P Bldg. | TAB-PLT-ELQ-P | Computer Equipment,Monitor | Security System |  | MON | http://www.toronto.ca/TWONTO#display_panel |  | P Building - Electrical Equipment
8970 | 62731 | COL-YKP-DA-11713 | Davit Centre Base-11713 | COL-YKP-DA | Safety | Safety Equipment |  | DA | davit_base |  | Davit Arm Assembly
93270 | 62443 | FHO-GRK-DR-2035L | Door, (FD-2-35), Fire Rated, Admin Building, L2, Energe Recovery Wheel | FHO-GRK-FEQ-0001 | Fire Prevention,Door | Door |  | DR | http://www.toronto.ca/TWONTO#fire_rated_door
62561 | 396 | THC-MCS-LD-11374 | CHAIN FALL (insp Liftsafe) | THC-MCS-LD | Lifting Device | Lifting Device |  | LD | http://www.toronto.ca/TWONTO#lifting_equipment_hoist |  | Mechanical Services, Lifting Device
115445 | 78631 | TAB-PRM-FSL-6506 | Switch ,Flow, Low,Flushing water to Pump-P-2502 | TAB-PRM-P-2502? | Switch,Flow | Switch | 34242 | FSL | http://www.toronto.ca/TWONTO#flow_switch |  | Pump, Scum
21430 | 38954 | FHO-DEW-LS-0002 | Switch, Level, Sump Pumps P-0301 & P-0401 Control, TRW Building, S5, Cable Tray Room, S/W | FHO-DEW | Switch,Level | Switch |  | LS | http://www.toronto.ca/TWONTO#level_switch |  | Dewatering & Drainage
7034 | 9231 | COL-PRR-CP-0002 | Control Panel, Security | COL-PRR | Control Panel |  |  | CP |  |  | Riverside Sewage Pumping Station
42746 | 8202 | TAB-ACC-ZSH-1853B | Switch,Position,High, Bypass Heaing Coil Damper | TAB-ACC-AHU-1853 | Switch,Position | Switch |  | ZSH | http://www.toronto.ca/TWONTO#position_switch |  | AHU, Blower Bldg
34993 | 49658 | COL-YKP-FAK-0029 | First Aid Kit, Truck #196000 (M2 106) | COL-YKP-VEH-0029 | Safety,First Aid Kit | Safety Equipment |  | FAK | http://www.toronto.ca/TWONTO#first_aid_kit |  | Vehicle, Truck #196000 (M2 106)
77284 | 95981 | THR-PRM-BH-0001 | Bulk Head, Channel Gate Stop/Block, Primary | THR-PRM-BH |  |  |  | BH |  |  | Bulk Head, Channel Gate Stop/Block, Primary
139524 | 95092 | THR-WA3-LD-0071 | Sling, Nylon, 4'x2", 3200 LBS, Work Area 3 ( 2" X 4',) | THR-LD-NYLN-WA3 | Lifting Device,Sling | Lifting Device |  | LD | synthetic_web_sling |  | Slings, Nylon, Work Area 3
111070 | 48197 | TAB-DIG-PSL-9727 | Switch, Pressure,Low, | TAB-DIG-P-9727 | Switch,Pressure | Switch |  | PSL | http://www.toronto.ca/TWONTO#pressure_switch |  | Pump, Chilled Water Circulating, CWCP-2, Digester Gas Control Build, Basement
86571 | 65516 | WTR-PKL-T-0900 | Tank,Vacuum System | WTR-PKL-AUX | Tank | Tank |  | T | http://www.toronto.ca/TWONTO#pressure_vessel |  | Auxiliary Equipment (Building Facilities)
71653 | 24078 | THR-DIG-PSH-4011 | Switch, Pressure-High, Discharge Pump 4011/4012, Digester Tank 0200, Solid Treatment, Mezzanine Floor | THR-DIG-HE-4014 | Switch,Pressure-High | Switch |  | PSH | http://www.toronto.ca/TWONTO#pressure_switch |  | Heat Exchanger, Tank 0200, Solids Treatment, Digester Tank 2
76210 | 63368 | THR-MCS-LD-9856 | A Frame for Reciirculation pump,2000Lbs,ER basement | THR-LD-WA3 | Lifting Device,Hoist,Manual | Lifting Device |  | LD | lifting_device_support |  | Lifting Devices, Chain Hoist, Come Along & Slings
94853 | 71428 | FHO-SES-SQ-6048 | High Voltage Safety Equipment, Insulated Gloves, Class 0, Serial Number 0235, Walter Casolino | FHO-SES-SQ-1000 | PPE,Insulated Glove | Safety Equipment |  | SQ | http://www.toronto.ca/TWONTO#rubber_insulating_gloves |  | High Voltage Insulated Gloves
9813 | 54034 | DU2019A | Tank, Gas Condensate | TAB-DIG-FX-9-12 | Tank | Tank |  |  | http://www.toronto.ca/TWONTO#condensate_trap |  | Digester Tanks 9-12, Flame Arresters, Condensate Tanks & Moisture Separators,
101686 | 63848 | MAIN-306 | Main 306 | WTR-MT3 | [6 empty] | Work Area 3 WEST Mains and Chambers
95278 | 64300 | FHO-TRW-T-0102 | Tank, Receiver, Surge Supression System Air Compressor C-0002, Surge Building, S2, Compressor Room | FHO-TRW-C-0102-KQ | Vessel,Pressure | Tank |  | T | http://www.toronto.ca/TWONTO#pressure_vessel |  | Surge Air Compressor 2
24670 | 40354 | COL-PRX-HTR-0002 | Heater | COL-PRX-MISC | Heater |  |  | HTR |  |  | Miscellaneous Equipment
3115 | 99434 | COL-PBP-RPU-0001 | Remote Processing Unit | COL-PBP-MISC | RPU | Remote Processor Unit |  | RPU | http://www.toronto.ca/TWONTO#RPU_panel |  | Miscellaneous Equipment
66577 | 95819 | FCL-SPC1 | Process Control Systems - Administrative | FCL | [6 empty] | R L Clark Water Treatment Plant
9319 | 92344 | COL-YKP-SRL-0034 | Self Retrieval Line -000176 | YKP-BLD |  | Safety Equipment | 39000 | SRL | self_retracting_line |  | Collections - 435 Kipling Ave. Building envelope
16003 | 7982 | FHA-ELS-WR-0606 | Welding Receptacle, 30A, 600V, RMF, Pipe Gallery North Wall West | FHA-ELS | Welding Equipment | Power Distribution Panel |  | WR | http://www.toronto.ca/TWONTO#welding_receptacle |  | Electrical
55297 | 91484 | TAB-WA1-LD-1213 | Hoist | TAB-WA1-SQ-1000 | Lifting Device,Hoist | Lifting Device |  | LD | http://www.toronto.ca/TWONTO#lifting_equipment_hoist |  | WA1 Lifting Devices and Slings
72834 | 59009 | THR-DIS-LSHH-1520 | Switch, Level-High-High,Pump 1520/1530,Sump, Disinfection Storage, Disinfection Facility Building, Plant Services, Flood Monitoring System | THR-DIS-P-1520 | Switch,Level-High-High | Switch |  | LSHH | http://www.toronto.ca/TWONTO#level_switch |  | Pump, Sump, Disinfection Storage, Disinfection Facility Building, Plant Services, Flood Monitoring System
137087 | 16319 | THR-PLQ-DIS | Disinfection, Work Area 1 | THR-PLQ-WA1 | [6 empty] | Plumbing, Work Area 1
107551 | 11554 | TAB-ACC-T-7801 | Tank, Blow down | TAB-HRS-T | Tank | Tank |  | T | http://www.toronto.ca/TWONTO#pressure_vessel |  | Steam Flash Tanks & Controls
21144 | 90272 | FHO-CLB-PSL-0401 | Switch,Pressure Low,Outlet from Post East Chlorine Train 4 Tanks to Expansion Tank,Chem.Storage Rm. | FHO-CLB-CHL-0401 | Switch,Pressure-Low | Switch |  | PSL | http://www.toronto.ca/TWONTO#pressure_switch |  | Chlorinator, Post Chlorination East Train 4,Chemical Building, L1, Evaporator Room
18664 | 56731 | FHA-SES-SQ-0057 | Safety Harnesses | FHA-SES-SQ-6 |  | Safety Equipment |  | SQ | http://www.toronto.ca/TWONTO#fall_arrest_harness |  | Safety Fall Protection Equipment
81454 | 75694 | TNT-MCS-SQ-1025 | Sling | TNT-MCS-LD | Lifting Device,Sling | Lifting Device |  | SQ | http://www.toronto.ca/TWONTO#fall_protection_sling |  | Lifting Devices , cranes/ Portable crane/hoists, come alongs, slings, wire rope, chains
65584 | 92920 | THC-PWA-ELQ-0001 | Electrical Services 110 - 220V, Building L | THC-ELS-PS-0001-L | Building Service,Electrical 110 - 220 V |  |  | ELQ |  |  | Primary Power Equipment, Building L
59581 | 66604 | THC-ACC-TIT-6007 | Transmitter, Temperature, Sec Loop, Glycol Supply After HE-6002,Lower Level 2 Blower Room, Headworks | THC-ACC-HE-6002 | Transmitter,Temperature | HVAC |  | TIT | http://www.toronto.ca/TWONTO#temperature_transmitter |  | Heat Exchanger, Heating Glycol System, Lower Level 2 Blower Room, Headworks
125899 | 25287 | THC-GRK-VEH-396095 | John Deer 1445 (WA3) | THC-GRK-VEHICLES | Vehicle | Vehicle | 38020 | VEH | http://www.toronto.ca/TWONTO#golf_cart
45089 | 47384 | TAB-DIG-FX-T1-4 | Digester Tanks 1-4, Flame Arresters, Condensate Tanks, Moisture Separators | TAB-DIG-T-01-04 | [6 empty] | Digester Tanks 1-4
86920 | 54817 | TNT-ELS-LP-2104A | 208/120V Lighting Panel | TNT-ELS-TR-6104A | Control Panel,Lighting | Power Distribution Panel |  | LP | http://www.toronto.ca/TWONTO#LV_electrical_panel |  | 600-208/120V Transformer
34554 | 45710 | MAIN-220 | Main 220 | WTR-LWA | [6 empty] | Work Area 2 Central Mains and Chambers
18583 | 36084 | FHA-SES-SQ-0035 | Protecta SRL fall limiter Ser# 00083 | FHA-SES-SQ-6 |  | Safety Equipment |  | SQ | self_retracting_line |  | Safety Fall Protection Equipment
10052 | 14587 | FCL-ACC-CT-0312 | Controller, Baseboard Heaters, Admin Building, First Floor | FCL-ACC-ADMIN |  |  |  | CT |  |  | Administration Building HVAC Equipment
83264 | 87943 | THR-PRM-RPU-0003 | RPU, Primary Treatment, South Tanks 0300 to 0400 (172.22.37.121) | THR-ELS-PRMS | RPU | Remote Processor Unit |  | RPU | http://www.toronto.ca/TWONTO#RPU_panel |  | Electrical System, Primary Station South
49399 | 92667 | FCL-CLB-PSH-0201 | Switch, Pressure High, Chlorine Gas, Expansion Tank 0201, Chlorination System | FCL-CLB | Switch,Pressure-High | Switch |  | PSH | http://www.toronto.ca/TWONTO#pressure_switch |  | Post-Chlorination
89894 | 7705 | YKP-HLG | Collections - 435 Kipling Ave. Haulage | COL-PROTECH |  | Grounds |  |  | space |  | Project and Technical Contract & Services
92642 | 49810 | FIS-ACC-DM-4003 | Damper, Motorized, Return Air for AHU, Mechanical/Electrical Room | FIS-ACC-AHU-4001 |  | HVAC |  | DM | http://www.toronto.ca/TWONTO#air_damper |  | Air Handling Unit, Marine Yard Ventilation, Mechanical/Electrical Room
15280 | 66493 | FCL-TRW-V-0031A | Valve, Gate, Isolation, Inlet, AIT-0001, Treated Water Sampling System | FCL-TRW-AIT-0001 |  |  |  | V |  |  | Analyzer, Chlorine, TRW Total Residual, District 2 Venturi Room, TRW Pumping Station
30139 | 47817 | COL-PWR-LSLL-0101 | Switch,Level, Low-Low, Wet Well #1 | COL-PWR-AUX-INST | Switch,Level-Low-Low | Switch |  | LSLL | http://www.toronto.ca/TWONTO#level_switch |  | Instrumentation Equipment
83982 | 73336 | TNT-CSO-G-0101 | Gate, Sluice, Actuated | TNT-CSO-T-0600 | Gate,Sluice | Gate |  | G | http://www.toronto.ca/TWONTO#channel_gate
61162 | 76509 | THC-ELS-SQ-3017480 | Spares, Electrical Safety gloves, High Voltage, Class 0, # 3017480 | THC-SES-SQ |  | Safety Equipment | 40038 | SQ | http://www.toronto.ca/TWONTO#rubber_insulating_gloves |  | Safety Equipment
64209 | 85150 | FCL-RW-LSH-0801 | Switch,Level High, Offshore Zebra Mussel Sampling Line 1B Prime, Low Lift PS Basement | FCL-RW-SAMP | Switch,Level-High |  |  | LSH |  |  | Raw Water Sampling
40107 | 19395 | DA0150A | AC Unit, RC 5-Dew.Bldg. | TAB-ACC-CI | H.V.A.C.,Air Conditioner | HVAC |  |  | http://www.toronto.ca/TWONTO#air_condition |  | Chiller and Air Coolers
5950 | 17996 | COL-PLV-LSH-0103 | Switch, Level-High | COL-PLV-MISC | Switch,Level |  |  | LSH |  |  | Miscellaneous Equipment
39083 | 29716 | COL-YKP-SRL-097676 | Self Retrieval Line-097676 | YKP-BLD | Safety | Safety Equipment |  | SRL | self_retracting_line |  | Collections - 435 Kipling Ave. Building envelope
25270 | 43420 | FHO-RW-P-1401-KQ | Raw Water Lab Sample Pump Unit 2 | FHO RAW H2O |  |  |  | P |  |  | Raw water Sampling
72318 | 46544 | THR-ACC-AC-4711 | Fan Coil Unit, Ductless Split System Indoor Unit, Electrical Bldg MCC Room | THR-ACC-WA4 | H.V.A.C.,Air Conditioner | HVAC |  | AC | http://www.toronto.ca/TWONTO#air_condition |  | Air Conditioning, AHU, HVAC,Work Area4
139130 | 14605 | THR-THK-PSH-5070 | Switch, Pressure High, TWAS Transfer P-5070 | THR-THK-P-5070 | Switch,Pressure-High | Switch |  | PSH | http://www.toronto.ca/TWONTO#pressure_switch |  | TWAS Transfer Pump
107536 | 67662 | TAB-ACC-T-6409 | Heater, Domestic Hot Water, Primary Tank Operating Gallery Basement | TAB-ACC | Tank,Domestic Hot Water | HVAC |  | T | http://www.toronto.ca/TWONTO#tanked_hot_water_heater |  | Plant HVAC Equipment
19517 | 26556 | FHO COMMUNICATIONS | FHO Communications | FHO-SPC1 | [6 empty] | Process Control Systems - Administrative
10054 | 86166 | FCL-ACC-CT-0901 | Controller, AHU-0901, RMF Clarification Building | FCL-ACC-AHU-0901-SUS |  |  |  | CT |  |  | Air Handling Unit, Centrifuge Building, HVAC Room South
8166 | 97852 | COL-PWP-LSLL-0101 | Switch, Level Low-Low | COL-PWP-MISC | Switch,Level |  |  | LSLL |  |  | Miscellaneous Equipment
18215 | 65922 | FHA-SES-FAK-0101 | FHA-SQ-FAK-01 - First Aid Kit Station | FHA-SES-SQ-4 | PPE | Safety Equipment |  | FAK | http://www.toronto.ca/TWONTO#first_aid_station_equipment |  | First Aid
112820 | 79361 | TAB-EL1-SW-1500 | Switch,Load Break,Power,South Substation Tie,13.8 KV,Future | TAB-EL1-BUS-1501 | Load Break Switch | Switch |  | SW | http://www.toronto.ca/TWONTO#load_break_disconnect_switch |  | Electrical Distribution Cabinet,13.8 KV
86167 | 78501 | WTR-PJS-LSH-0002 | Switch, Level-High, Building Flood | WTR-PJS-AUX | Switch,Level-High | Switch |  | LSH | http://www.toronto.ca/TWONTO#level_switch |  | Auxiliary Equipment (Building Facilities)
102046 | 12732 | MTMH101 | HIGH LEVEL INTERCEPTOR STS | TRK-DON | [6 empty] | DON DRAINAGE AREA
74648 | 88442 | FHA-DCL-P-0001A-KQ | Pump Location, Before SO2 Water Sample #1A | BEFORE SO2 |  |  | 33346 | P |  |  | Before S02 Sampling
136796 | 99725 | THR-NGS-PSH-0901 | Switch,Pressurel-High, Inlet, Natural Gas Train for Boiler 0900, North Grit Boilers, Plant Services, Natural Gas Overview | THR-ACC-BO-0900 | Switch,Pressure-High | Switch |  | PSH | http://www.toronto.ca/TWONTO#pressure_switch |  | Boiler, Low Pressure, North Grit Boilers, Plant Services, Natural Gas Overview (CRN-B9917.5,TSSA UID-65022712, SNo.-5.867337,S-87072)
30936 | 35509 | FIS-FEQ-DR-0037(S) | Door, Fire, Workshop & Office Building | FIS-GRK-STRC-0001 |  | Door |  | DR | http://www.toronto.ca/TWONTO#fire_rated_door
34536 | 76373 | MAIN-201 | Main 201 | WTR-MT3 | [6 empty] | Work Area 3 WEST Mains and Chambers
55981 | 22985 | FCL-SPC-RPU-1727 | RPU Panel, Corrosion Control, Raw Water Pumping | FCL_ELS_MISCELLANEOUS | Control Panel | Remote Processor Unit |  | RPU | http://www.toronto.ca/TWONTO#RPU_panel |  | FCL_ELS_MISCELLANEOUS
128806 | 97624 | THC-SPC-COM-2302 | SCADA & Computer, BIOSOLIDS TREATMENT UPGRADES, PCS network, Access Closet | THC-SPC-WA1 | SCADA | System Process Control |  | COM | http://www.toronto.ca/TWONTO#network_panel |  | System Process Control
106726 | 69950 | TAB-ACC-HE-1454 | Heat Exchanger, Hot Water Reheat Coil | TAB-ACC-HTR-1449 | Heat Exchanger | HVAC |  | HE | http://www.toronto.ca/TWONTO#heat_exchanger |  | Heater, Hot Water Reheat Coil
9321 | 2463 | COL-YKP-SRL-0041 | Self Retrieval Line- 13565 | COL-W-OBSOLETE |  | Safety Equipment | 39004 | SRL | self_retracting_line |  | Col West Obsolete Entities
18604 | 181 | FHA-SES-SQ-0055 | Safety Harnesses DBI SALA full body harness Ser E0040100238E0037 | FHA-SES |  | Safety Equipment |  | SQ | http://www.toronto.ca/TWONTO#fall_arrest_harness |  | Safety & Environmental Services
71658 | 35356 | THR-DIG-PSH-4760 | Switch, Pressure-High, Discharge, Pump 4760, Solids Treatment, Heating System - Digesters - Tank 0700 & Tank 0800 | THR-DIG-P-4760 | Switch,Pressure-High | Switch |  | PSH | http://www.toronto.ca/TWONTO#pressure_switch |  | Pump, Centrifugal, Hot Water Recirculation, Tank 0800
107335 | 84450 | TAB-ACC-PDSH-1401 | Switch, Filter Differential Pressure | TAB-ACC-F-1460 | Switch,Pressure-High | Switch |  | PDSH | http://www.toronto.ca/TWONTO#pressure_switch |  | Filter, Glycol Concentration Measurement
143340 | 83995 | WTR-PDS-RPU-0001S | RPU | WTR-PDSS | RPU | Remote Processor Unit | 38633 | RPU | http://www.toronto.ca/TWONTO#RPU_panel |  | Dorset Pumping station (Chamber Replaced with Pod)
119911 | 57200 | TAB-WA4-LD-2503 | Hoist, Come-Along 1/2 Ton S/N 0002503 | TAB-WA4-SQ-0010 | Lifting Device | Lifting Device |  | LD | http://www.toronto.ca/TWONTO#lifting_equipment_hoist |  | WA4 Fall arrest systems
69549 | 65543 | FHA SWITCHGEAR ROOM | Computer Location | FHA-PUMP BLDG | [6 empty] | Building Location
138216 | 10103 | THR-PRS-TSH-0173S | Switch, Temperature-High, Ferrous Chloride to Aeration Tank Pumps Suction Header, Chemical Building, Secondary Treatment, Phosphorous Removal | THR-PRS-P | Switch,Temperature-High | Switch | 39867 | TSH | http://www.toronto.ca/TWONTO#temperature_switch |  | Phosphorous Removal System, Pumps
51547 | 33747 | TAB-PRS-LSL-1002 | Switch,Level -Low,Ferrous Chloride,Tank 1001 | TAB-PRS-T-0990 | Switch,Level | Switch | 34509 | LSL | http://www.toronto.ca/TWONTO#level_switch |  | Tank, Ferrous Chloride, D Building
139512 | 61838 | THR-WA3-LD-0047 | Sling, Wire Rope, Work Area 3 (3/8" X 4') | THR-LD-WIRE-WA3 | Lifting Device,Sling | Lifting Device |  | LD | wire-rope_sling |  | Slings, Wire Rope, Work Area 3
47720 | 1768 | TAB-EL2-MCC-6001 | Motor Control Center- Dewatering | TAB-DEW-ELECTRICAL | Switchgear,Indoor | Motor Control Centre |  | MCC | http://www.toronto.ca/TWONTO#LV_electrical_panel |  | Dewatering Bldg - Electrical
48731 | 40335 | TAB-NGS-PSL-0402 | Switch,Pressure,Low,PSL200-4, Manual Reset, Natural Gas Pilot Train, Boiler #4, Z Building | TAB-ACC-NGS-0040B | Switch,Pressure | Switch |  | PSL | http://www.toronto.ca/TWONTO#pressure_switch |  | Natural Gas Pilot Train, Boiler #4, Z Building
5965 | 25868 | COL-PLV-SS-0001 | Security System | COL-PLV-MISC | Security System |  |  | SS |  |  | Miscellaneous Equipment
11910 | 98564 | FCL-DCL-V-0413 | Valve, Ball, Isolation, Service Water to INJ-0420, RMF Clarification | FCL-DCL-INJ-0420 |  |  |  | V |  |  | Eductor, RMF Dechlorination, RMF Facility
43196 | 43181 | TAB-CW-FSH-0612S | Switch, Flow High, Laboratory, 2nd floor | TAB-CW-SQ-0612S |  | Safety Equipment | 46689 | FSH | http://www.toronto.ca/TWONTO#flow_switch |  | Eye Wash & Shower Station, Old Admin Bldg. 2nd Flr. Out side Lab
26125 | 39071 | FHO-GRK-DR-1002S | Door, (FD-S1-02), Fire Rated, Admin Building, S1, HVAC Room, East | FHO-GRK-FEQ-0001 | Fire Prevention,Door | Door |  | DR | http://www.toronto.ca/TWONTO#fire_rated_door
72533 | 21088 | THR-ACC-CU-3500 | Condensing Unit, Ductless Split System outdoor Unit, Ferrous Chloride Fac Elec Rm | THR-ACC-AC-0210 |  | HVAC |  | CU | http://www.toronto.ca/TWONTO#AC_condenser_unit |  | Air Conditioner, New Electrical Room, North Grit Building
120528 | 3502 | THC-ACC-DM-6210 | Damper, Bubble, Supply Air, Blower Room, 2nd Floor Mech Room #2, Headworks | THC-ACC-AHU-6200 | Damper/Louver | HVAC |  | DM | http://www.toronto.ca/TWONTO#air_damper |  | Air Handling Unit, Blower Room, 2nd Floor Mech Room #2, Headworks
58578 | 16126 | THC-ACC-DM-4005 | Damper,Motorized | THC-ACC-FN-4005 |  | HVAC |  | DM | http://www.toronto.ca/TWONTO#air_damper |  | Fan, Supply, to NW Tunnel T12
130605 | 70436 | THR-ACC-TSL-0410 | Switch,Alarm,Temperature-Low, Supply Air,AHU-0410,Tunnel T5 | THR-ACC-AHU-0410 | Switch,Temperature-Low | Switch |  | TSL | http://www.toronto.ca/TWONTO#temperature_switch |  | Air Handling Unit,Tunnel T5
76597 | 43667 | THR-DR-DIS-0518 | Overhead Door, Disinfection Building, Truck Door North | THR-DR-WA3 | Door,Overhead | Door |  | DIS | http://www.toronto.ca/TWONTO#roll_up_door
7697 | 77368 | COL-PSU-LTG-0002 | Control Panel, Electrical | COL-PSU-MISC | Control Panel |  |  | LTG |  |  | Miscellaneous Equipment
27192 | 66290 | DOS-YCM-VEH-67046 | 2013 FORD F250 4X4 - Vehicle Unit# 67046 | FAC-YCM-VEH | Vehicle,Licensed | Vehicle |  | VEH | http://www.toronto.ca/TWONTO#pickup_truck
105845 | 49616 | TAB-ACC-AC-1001 | Conditioner, Air,MCC Room D Bldg | TAB-ACC-CI | H.V.A.C.,Air Conditioner | HVAC | 34437 | AC | http://www.toronto.ca/TWONTO#air_condition |  | Chiller and Air Coolers
77795 | 6348 | THR-PRM-T-3200 | Tank, Scum, from Hopper T-0330 & 0730, South Primary Tank | THR-PRM-SCUM-T | Tank,Non-Pressurized | Tank |  | T | http://www.toronto.ca/TWONTO#storage_tank |  | Scum/Sludge Pumping, Tanks & Hopper, South Primary
79955 | 86810 | THR-WA2-LD-963-1 | Sling, Nylon, Work Area 2 (Sr 696963-1) SIZE; 2" X 3', | THR-LD-NYLN-WA2 | Lifting Device,Sling | Lifting Device |  | LD | synthetic_web_sling |  | Slings, Nylon, Work Area 2
95179 | 10959 | FHO-TRW-LSL-0800 | Switch, Level, Low, Pump P-0800 Loss of Prime, Treated Water Building, S3, Pump Room | FHO-TRW-P-0800 | Switch,Level-Low | Switch |  | LSL | http://www.toronto.ca/TWONTO#level_switch |  | Pump, Centrifugal, Treated Water Building, S3, Treated Water Pump Room
26346 | 50739 | COL-YKP-VEH-0035 | Vehicle, Truck #041189 (Escape) | COL-YKP | Vehicle,Licensed | Vehicle |  | VEH | http://www.toronto.ca/TWONTO#pickup_truck
16395 | 39828 | FHA-DCL-LSHH-0702 | Switch, Level High, Sodium Bisulphite | FHA-WWW-T-0702 |  | Switch |  | LSHH | http://www.toronto.ca/TWONTO#level_switch |  | Tank, SBS Storage, RMF, SBS Storage Room
23451 | 17738 | FHO-FLO-T-0301-KQ | Flocculation Tank | FHO-OBSOLETE |  |  |  | T |  |  | Removed From Service
60944 | 30753 | THC-ELS-LTX-BLDG H | Exit Lights, Bldg. H | THC-GRK-ELS-H | Building Service,Lighting - Room | Safety Equipment | 41950 |  | http://www.toronto.ca/TWONTO#collection_of_assets |  | Building H
54920 | 86432 | TAB-T BLDG | Building Location | TAB-SPC | [6 empty] | Process Control Systems - Services Area
4088 | 99111 | COL-PCU-LSH-5334 | Switch, Level-High | COL-PCU-MISC | Switch,Level |  | 34973 | LSH |  |  | Miscellaneous Equipment
9087 | 41774 | COL-YKP-DA-17104 | Davit Arm Base-17104 | COL-YKP-DA-0005S | Safety | Safety Equipment |  | DA | http://www.toronto.ca/TWONTO#fall_arrest_Davit_arm |  | Davit Arm Assembly with Upper Arm-150959
94791 | 50973 | FHO-SES-SCBA-0036 | Cylinder, SCBA, Air Pack, 2216 PSI, Ser #OJ-380897 | FHO-SES-SQ-0001 | PPE,SCBA | Safety Equipment |  | SCBA | http://www.toronto.ca/TWONTO#compressed_gas_cylinder |  | Safety Equipment
7395 | 76290 | COL-PSM-LSLL-0101 | Switch, Level Low-Low | COL-PSM-MISC | Switch,Level |  |  | LSLL |  |  | Miscellaneous Equipment
26415 | 85819 | FHO-GRK-DR-4038S | Door, (FD-S4-38), Fire Rated, TRW Building, S4, East Ventilation Room, West | FHO-GRK-FEQ-0001 | Fire Prevention,Door | Door |  | DR | http://www.toronto.ca/TWONTO#fire_rated_door
117131 | 44420 | TAB-RSP-F-1251A | Filter, Lube Oil Supply, Raw Sewage Pump 1250, A Side | TAB-RSP-T-1251 | Filter | Filter |  | F | http://www.toronto.ca/TWONTO#replaceable_oil_or_fuel_filter |  | Tank, Oil, Raw Sewage Pump #5 Bearing Lubrication System
55068 | 97532 | TAB-THK-STRC | THK-STRC | TAB-THK | [6 empty] | Floatation
134969 | 16038 | THR-ELS-MCC-1702 | Control Panel, MCC 1702, Effluent Pumping Station (MCC-1700, 1702 & 1703) | THR-ELS-EPS | Control Panel,MCC | Motor Control Centre |  | MCC | http://www.toronto.ca/TWONTO#LV_electrical_panel |  | Electrical System, Effluent Pumping System
132872 | 80949 | THR-DIG-PSL-5662 | Switch, Pressure-Low, Lube Oil, C-5660, Gas Mixing System | THR-DIG-T-5660 | Switch,Pressure-Low | Switch |  | PSL | http://www.toronto.ca/TWONTO#pressure_switch |  | Tank, Reservoir, Auxiliary Oil, Gas Compressor 5660, Digester Mixing System
120422 | 24349 | THC-ACC-DM-0130 | Damper,Motorized,Outdoor Air ,Boiler Building,South Zone 3 | THC-ACC-FN-0130 | Damper/Louver | HVAC |  | DM | http://www.toronto.ca/TWONTO#air_damper |  | Fan,Exhaust,Flotation Bldg
70977 | 61654 | FHA-AUX-T-0201 | Tank, Air Receiver Compressed Air, Instrument Air, Pump Building, High Lift PS Basement, N/E Corner | FHA-AUX-SA | Tank | Tank |  | T | http://www.toronto.ca/TWONTO#pressure_vessel |  | Plant Air/Instrument Air/Vacuum System
4001 | 94504 | COL-PCU-CP-0005 | Control Panel, Operator, Power Indicating, Cumber PS | COL-PCU-SUSPENDED | Control Panel |  | 34987 | CP |  |  | Cumber P.S.suspended entities
91150 | 6948 | FHO-DEW-LS-2001 | Switch, Level, Basement Drain Sump Pump P-2001 Control, Ozone Building, S2, Outside, North Wall | FHO-DEW-P-2001 |  | Switch |  | LS | http://www.toronto.ca/TWONTO#level_switch |  | Pump, Centrifugal, Submersible, Basement Drain Sump, Ozone Building, S2, Outside, North Wall
137092 | 52601 | THR-PLQ-OCS | Odour Control, Work Area 1 | THR-PLQ-WA1 | [6 empty] | Plumbing, Work Area 1
91404 | 54704 | FHO-DOZ-TPD-1514 | Trap Prime Device, Ozone Building, S2, Sample Area No.3 | FHO-DOZ |  | Plumbing |  | TPD | http://www.toronto.ca/TWONTO#trap_priming_device |  | Ozonation System
136584 | 42592 | THR-GRK-VEH-378164S | Vehicle, Kubota, Unlicensed, WA4 | THR-GRK-GQ-WA3 | Vehicle,Unlicensed | Vehicle | 42604 | VEH | http://www.toronto.ca/TWONTO#golf_cart
51699 | 34413 | TAB-GRK-VEH-378307 | Kubota-LEICT | TAB-GRK-VEH | Vehicle,Unlicensed | Vehicle |  | VEH | http://www.toronto.ca/TWONTO#golf_cart
136576 | 35997 | THR-GRK-VEH-329045 | Fork Lift, HYSTER50, , Unlicensed, WA1 | THR-GRK-GQ-WA3 | Forklift,Gas/Propane Dual Fuel | Vehicle |  | VEH | http://www.toronto.ca/TWONTO#forklift
59652 | 25915 | THC-ACC-TSH-6503 | Switch, Temperature, High, R/A, Pipe Gallery, 2nd Floor Mech Room #1, Headworks | THC-ACC-AHU-6500 | Switch,Temperature-High | HVAC |  | TSH | http://www.toronto.ca/TWONTO#temperature_switch |  | Air Handling Unit, Pipe Gallery, 2nd Floor Mech Room #1, Headworks
95212 | 49900 | FHO-TRW-P-0101B-KQ | Treated Water Output Sampling | FHO TRW OUTPUT |  |  |  | P |  |  | Treated Water Output Sampling
27180 | 94189 | FHO-WWW-P-0101-KQ | WW Pump 1 | FHO-OBSOLETE |  |  |  | P |  |  | Removed From Service
134999 | 42552 | THR-ELS-SQ-ERG | Electrical Rubber Gloves, Safety Equipment | THR-ELS-SQ | Safety | Safety Equipment |  |  | http://www.toronto.ca/TWONTO#rubber_insulating_gloves |  | Electrical Safety Equipment, Gloves, Hot Stick, HVT & Megger
24878 | 89491 | COL-PMM-FN-0001 | Fan, Exhaust | COL-PMM | Fan | HVAC |  | FN | http://www.toronto.ca/TWONTO#blower_or_fan_with_drive |  | Mimico Pumping Station
70444 | 66886 | THR-CW-SQ-0103S | Eyewash and Shower Station, South West Odour Control | THR-SQ-PEWS-WA1 | Safety,Eye wash | Safety Equipment | 46850 | SQ | http://www.toronto.ca/TWONTO#emergency_eyewash_and_shower |  | Portable. (Gravity Operated) Eyewash Station, Dig9&10 Bsmnt
6654 | 30609 | COL-PNT-SW-0154 | Switch, Transfer | COL-PNT | Switch | Switch |  | SW | http://www.toronto.ca/TWONTO#transfer_switch |  | New Toronto Pumping Station
47381 | 38307 | TAB-EL1-MCC-6594 | Motor Control Centre ,Z- Bldg | TAB-EL1-MCC | Control Panel,MCC | Motor Control Centre |  | MCC | http://www.toronto.ca/TWONTO#LV_electrical_panel |  | Motor Control Center- North Substation
121856 | 41585 | THC-AER-F-7120 | Filter, Air, Inlet, Blower, Aeration | THC-AER-BL-7100 | Filter | Filter |  | F | http://www.toronto.ca/TWONTO#replaceable_air_filter |  | Blower, Aeration
18404 | 56041 | FHA-SES-LD-0084 | 3 Step rolling ladder Blue in Hydro vault | FHA-SES | Safety | Safety Equipment |  | LD | http://www.toronto.ca/TWONTO#portable_ladder |  | Safety & Environmental Services
7424 | 79369 | COL-PSP-ALR-0001 | Control Panel, Gas Alarm | COL-PSP-MISC | Control Panel |  |  | ALR |  |  | Miscellaneous Equipment
8280 | 38433 | COL-PWR-LSH-5404 | Switch, Level-High | COL-PWR-SUSPENDED | Switch,Level |  | 35093 | LSH |  |  | West Rouge P.S.suspended entities
59443 | 27695 | THC-ACC-STR-3022 | Strainer,Suction,Plant Hot Water Supply Recirc Pump 3023,Boiler Building | THC-ACC-P-3023 | Strainer,Self Cleaning Motorized | HVAC |  | STR | http://www.toronto.ca/TWONTO#strainer |  | Pump,Centrifugal,Plant Hot Water Supply Recirc.,Boiler Building
109593 | 91303 | TAB-DEW-LSHH-8151 | Switch, Level High-High, 'Z' Bldg, Basment, East Sump | TAB-DEW-P-8151 |  | Switch |  | LSHH | http://www.toronto.ca/TWONTO#level_switch |  | Pump,Sump
26494 | 36547 | COL-PSS-LTG-0002 | Control Panel, Electrical | COL-PSS | Control Panel |  |  | LTG |  |  | Scott Sewage Pumping Station
55909 | 74466 | TAB-WA7-SQ-8701 | Lock Out Tag out and Log Book Station | TAB-SES-SQ | PPE | Safety Equipment |  | SQ | emergency_kit |  | WA7 Safety Equipment
109735 | 31175 | TAB-DEW-PSH-3350 | Switch Pressure,High,Delivery, Pump-3350 | TAB-DEW-P-3350 | Switch,Pressure | Switch |  | PSH | http://www.toronto.ca/TWONTO#pressure_switch |  | Pump , Polymer Solution Feed #5
8861 | 64308 | COL-SWQTF | Storm Water Quality Treatment Facility | COL | [6 empty] | Complex Systems
13153 | 72052 | COL-PFB-M-0201 | Motor | COL-PFB-MISC |  |  |  | M |  |  | Miscellaneous Equipment
85940 | 54294 | WTR-PJO-V-1101, | Valve | WTR-PJO-AUX |  |  | 34559 | V |  |  | Auxiliary Equipment (Building Facilities)
101657 | 25967 | MAIN-261 | Main 261 | WTR-MT3 | [6 empty] | Work Area 3 WEST Mains and Chambers
127 | 97077 | 378062 | Polaris, Gator 4X2, WA-7 | TAB-SUSPENDED ENTITY | Vehicle,Unlicensed | Vehicle | 35277 |  | http://www.toronto.ca/TWONTO#golf_cart | UTV or golf cart
27742 | 47049 | FIS-ELS-PDP-1000 | Power Distribution Panel,600 V,Workshop Building,Mezzanine,South | FIS-ELS-TR-1000 | Control Panel,Power Distribution Panel | Power Distribution Panel |  | PDP | http://www.toronto.ca/TWONTO#LV_electrical_panel |  | Transformer,Power,Dry,4.16 kV / 600 V,Workshop Building Main Floor,South-West,Transformer,FIS-ELS-PDP-1000
38760 | 59103 | TAB-ACC-AHU-1837 | AHU, Blower Bldg | TAB-ACC-AHU-BL | Air Handling Unit | HVAC |  | AHU | http://www.toronto.ca/TWONTO#air_handler_unit |  | AHUs/Supply Fans Blower Bldg.
144673 | 93933 | WTR-PJS-TS-0001 | Switch, Emergency Lighting Transfer Switch | WTR-PJS-ELS | Switch | Switch |  | TS | http://www.toronto.ca/TWONTO#transfer_switch |  | Electrical System
24538 | 52401 | COL-PRD-LP-0001 | Control Panel, Lighting | COL-PRD | Control Panel |  |  | LP |  |  | Redland Pumping Station
119587 | 57790 | TAB-WA1-LD-1252 | A Frame | TAB-WA1-SQ-1000 | Lifting Device | Lifting Device |  | LD | lifting_device_support |  | WA1 Lifting Devices and Slings
127582 | 34357 | THC-PRM-LSLL-0915 | Switch, Float, Level-Low Low, Oil Tank 0970 | THC-PRM-T-0970 |  | Switch |  | LSLL | http://www.toronto.ca/TWONTO#level_switch |  | Oil Tank, Hydraulic Power System for Scum Skimmer System, Primary Clarifier 0900
132388 | 62998 | THR-DIG-DT-7720 | Drip Trap, Automatic, Burner BU-7720 Digester Gas Condensate, WGB Building | THR-DIG-BU-7720 |  |  |  | DT |  |  | Waste Gas Burner, Burner 7720, WGB Bldg Roof
129582 | 72923 | THR-ACC-AC-2202 | Air Conditioner, HVAC, Admin Bldg (Temp),Trailer | THR-ACC-ADM | H.V.A.C.,Air Conditioner | HVAC |  | AC | http://www.toronto.ca/TWONTO#air_condition |  | Air Conditioning, HVAC, Admin Building
65337 | 39033 | FCL-SES-LTX-0102-SUS | Exit light, 102, Admin Building, First Floor, Corridor 116, High Lift Gallery Door | FCL-SUSPENDED |  |  | 46605 | LTX |  |  | Suspended entity
12537 | 29754 | COL-PCU-TSH-5110 | Temperature switch, High | COL-PCU-MISC | Switch,Temperature-High |  | 34964 | TSH |  |  | Miscellaneous Equipment
129724 | 78529 | THR-ACC-CU-4501 | Condensing Unit, Ductless Split System outdoor Unit, SP RAS PS RPU Rm North | THR-ACC-AC-4501 | H.V.A.C.,Air Conditioner | HVAC |  | CU | http://www.toronto.ca/TWONTO#AC_condenser_unit |  | Fan Coil Unit, Ductless Split System Indoor Unit, SP RAS PS, RPU Rm
45576 | 40641 | TAB-DIG-TSH-4160 | Switch,Temperature, High, Discharge, Digester Gas, Compressor C-4160 | TAB-DIG-C-4160 | Switch,Temperature | Switch |  | TSH | http://www.toronto.ca/TWONTO#temperature_switch |  | Compressor # 6, Gas(DX2606)
117328 | 48604 | TAB-RSP-PIP-0001 | Influent Conduit # 1, Raw Sewage Conduit from High Level | TAB-RSP-PIP |  |  |  | PIP |  |  | Raw Sewage, Influent Conduits # 1-5
58548 | 95346 | THC-ACC-DM-0722 | Damper,Actuated,Exhaust Air,AHU-0720,Thickening Building Basement/Sub-basement Area | THC-ACC-AHU-0720 | Damper/Louver | HVAC |  | DM | http://www.toronto.ca/TWONTO#air_damper |  | Air Handling Unit,Basement/Sub-basement Area,Thickening Building
112765 | 2163 | TAB-EL1-PDP-0104 | Power Distribution Panel, Digester 1-4 | TAB-DIG-ELQ-T1-4 | Control Panel,MCC | Motor Control Centre |  | PDP | http://www.toronto.ca/TWONTO#LV_electrical_panel |  | Digester Tanks 1-4, Electrical Equipment
14795 | 83327 | FHA-ACC-FN-0007 | Fan, HVAC, Control room | FHA-MCS-ACC | Fan | HVAC |  | FN | http://www.toronto.ca/TWONTO#blower_or_fan_with_drive |  | HVAC
120233 | 23929 | THC-ACC-AC-0900 | Air Conditioner, Dechlorination Building | THC-DCL |  | HVAC |  | AC | http://www.toronto.ca/TWONTO#air_condition |  | Dechlorination Process
126421 | 26733 | THC-MCS-LD-0000000026 | LIFTING SUPPORT STRUCTURE - COLUMN MOUNTED JIB (insp Liftsafe) | THC-MCS-LD | Lifting Device | Lifting Device |  | LD | lifting_device_support |  | Mechanical Services, Lifting Device
34587 | 34018 | MAIN-250 | Main 250 | WTR-MT3 | [6 empty] | Work Area 3 WEST Mains and Chambers
65380 | 97413 | THC-PRM-ZSH-1179 | Switch, Position High, Mech Home, Valve 1173C | THC-PRM-V-1173 | Switch,Position-High | Switch |  | ZSH | http://www.toronto.ca/TWONTO#position_switch |  | Valve, Hydraulic Cylinder, Scum Skimmer, Tank 1100, Primary Clarifier, Phase IV
14206 | 95039 | COL-PGR-SS-0001 | Security System | COL-PGR-MISC | Security System |  |  | SS |  |  | Miscellaneous Equipment
34518 | 49756 | MAIN-181 | Main 181 | WTR-MT1 | [6 empty] | Work Area 1 EAST Mains and Chambers
9799 | 57959 | DRN-53787 | Drains | TNT-GRK-PRTY-1000 | Building Service,Floor Drain | Drain |  |  | http://www.toronto.ca/TWONTO#drain |  | Building Services
124851 | 99875 | THC-ELS-INSPECTION | ESA Inspection plant wide | THC-GRK-ELS | [6 empty] | Electrical Services, Maintenance- virtual entity
39074 | 11380 | COL-YKP-SRL-091921 | Self Retrieval Line-091921 | YKP-BLD | Safety | Safety Equipment |  | SRL | self_retracting_line |  | Collections - 435 Kipling Ave. Building envelope
106404 | 95314 | TAB-ACC-FN-1250 | Fan, Supply Air, Floatation Bldg | TAB-ACC-AHU-1250 | Fan | HVAC |  | FN | http://www.toronto.ca/TWONTO#blower_or_fan_with_drive |  | Air Handing unit,Flotation Bldg
136761 | 55832 | THR-MCS-MT-0530 | Bandsaw, Vertical | THR-MT-WA3 |  | Tool |  | MT | http://www.toronto.ca/TWONTO#band_saw |  | Machine Tools
32984 | 26338 | KR2234A | Unit Heater, Silo #3, 3rd Floor, Silo Building | TAB-ACC-HTR-SLO | H.V.A.C.,Heater | HVAC |  |  | http://www.toronto.ca/TWONTO#heater |  | Unit Heaters- Silo Bldg
120508 | 65333 | THC-ACC-DM-3081 | Damper,Motorized,Boiler Combustion Air,Boiler BO-3081,Boiler Building | THC-ACC-BLDG E |  | HVAC | 33806 | DM | http://www.toronto.ca/TWONTO#air_damper |  | Boiler House, HVAC
119722 | 60808 | TAB-WA1-SQ-1916 | Body Harness.Universal- Ye Zhang | TAB-WA1-SQ-0001 | PPE,Harness | Safety Equipment |  | SQ | http://www.toronto.ca/TWONTO#fall_arrest_harness |  | WA1 Fall Arrest System
124887 | 76951 | THC-ELS-MCC-2301 | Motor Control Center, Building G | THC-ELS-PS-0001 | Control Panel,MCC | Motor Control Centre |  | MCC | http://www.toronto.ca/TWONTO#LV_electrical_panel |  | Primary Power Equipment
142906 | 69075 | WTR-365-CH-0006 | Chamber,Revenue Meter,Dufferin-Steeles (Magmeter) | WTR-WEST-REV | Chamber |  |  | CH |  |  | Revenue Metering
13229 | 73311 | FCL-FLT-FSL-0004 | Switch, Flow, Low, Thermal, Sample to Filter Composite Analysers. Admin Building Lab | FCL-FLT-SAMP | Switch | Switch |  | FSL | http://www.toronto.ca/TWONTO#flow_switch |  | Filter Composite Sampling
48480 | 51295 | FCL-AM-LSH-0101 | Switch, Level-High, Tank 0101, , Aqua Ammonia System | FCL-AM-T-0101 | Switch,Level-High | Switch |  | LSH | http://www.toronto.ca/TWONTO#level_switch |  | Tank, Storage, Pressurised, Aqua Ammonia Storage Room, Dry Chemical Building
42106 | 25020 | TAB-ACC-V-6525 | Valve, Actuated, Fire Protection System, Mechanical Room No. 1, Screen Bldg., P Bldg. | TAB-ACC-P-6513 | Valve | HVAC |  | V | http://www.toronto.ca/TWONTO#valve |  | Pump, Jockey pump, Mechanical Room No. 1, Screen Bldg., P Bldg.
29524 | 51571 | FIS-GRK-MEQ-0101 | Building Maintenance | FIS-GRK-0001 | Building Service,Structure | Plumbing |  | MEQ | activity |  | FIS, Building Maintenance
138898 | 27498 | THR-SS-WA2 | Security System, Doors, Security Cameras | THR-MCS-WA2 | Door,Overhead | Security System |  |  | http://www.toronto.ca/TWONTO#security_system |  | Cranes, Lifting Devices, Machine Tools, Overhead Doors
58647 | 42286 | THC-ACC-DM-6508 | Damper, Isolation, Supp Air Duct, Pipe Gallery & Elec. Room, 2nd Floor Mech Room #1, Headworks | THC-ACC-AHU-6500 | Damper/Louver | HVAC |  | DM | http://www.toronto.ca/TWONTO#air_damper |  | Air Handling Unit, Pipe Gallery, 2nd Floor Mech Room #1, Headworks
138777 | 13575 | THR-SES-SQ-6257 | Lanyard for Harness, PPE Pauly Jacob | THR-SES-SQ | Safety | Safety Equipment |  | SQ | lifeline |  | Safety Equipment
69380 | 20479 | THR-AER-PSLL-1911 | Switch, Pressure-Low-Low, Lube Oil, Blower 1911, Secondary Treatment, Aeration Blower System - North | THR-AER-T-1914 | Switch,Pressure-Low | Switch |  | PSLL | http://www.toronto.ca/TWONTO#pressure_switch |  | Tank, Non-Pressurized, Auxiliary Oil, Blower 1911, Secondary Treatment, Aeration Blower System - North
59389 | 83053 | THC-ACC-PDIT-6102 | Transmitter, Pressure Differential, Serving Filter, 2nd Floor Mech Room #2, Headworks | THC-ACC-AHU-6100 | Transmitter,Pressure,Differential | HVAC |  | PDIT | http://www.toronto.ca/TWONTO#pressure_transmitter |  | Air Handling Unit, Truck Loading Bay, Mech Room #2, Headworks
90067 | 85815 | YTF-ELS | Electrical Equipment | YTF-BLDG | [6 empty] | Bullding Services
76694 | 71386 | FHO-ELS-LP-1024 | Lighting Panel, Admin Building, New Lunch Room | FHO-ELS-LTG-2000 |  | Power Distribution Panel |  | LP | http://www.toronto.ca/TWONTO#LV_electrical_panel |  | Lighting, Facility Interior : Plant wide, interior lighting
40059 | 92139 | TAB-ACC-HTR-6562 | Heater, Unit, Hot Water, Mechanical Room No. 3, Screen Bldg., P Bldg. | TAB-ACC-HTR-PBLDG | H.V.A.C.,Heater | HVAC |  | HTR | http://www.toronto.ca/TWONTO#heater |  | Unit Heaters- P Bldg
143727 | 60804 | WTR-PEL-T-1200 | Tank, Non-Pressurized, Diesel Fuel Day, Generator Building, Product Handling Room | WTR-PEL-GEN-1200 | Tank,Non-Pressurized | Tank |  | T | http://www.toronto.ca/TWONTO#fuel_oil_tank |  | Generator, Electrical, Generator Building, Generator Room
146847 | 77376 | WTR-REG-T-0200 | Tank, Reservoir, East Basin | WTR-REG-TRW | Tank,Reservoir | Tank |  | T | http://www.toronto.ca/TWONTO#reservoir_tank |  | Treated Water (Transmission)
86863 | 40640 | WTR-PLW-PPE-0006B | Gloves, Electrical Protection, 1kv - Vasco de Souza | WTR-PLW-PPE | PPE,Insulated Glove | Safety Equipment |  | PPE | http://www.toronto.ca/TWONTO#rubber_insulating_gloves |  | Personal Protection Equipment - WWA
58679 | 81751 | THC-ACC-F-0722 | Filter,Supply Air,AHU-0720,Thickening Building Basement/Sub-basement Area | THC-ACC-AHU-0720 | Filter | HVAC |  | F | http://www.toronto.ca/TWONTO#replaceable_air_filter |  | Air Handling Unit,Basement/Sub-basement Area,Thickening Building
40829 | 34618 | TAB-ACC-TE-1483A | Temperature Element, Supply Air Temperature | TAB-ACC-VAV-1483 | Sensor,Temperature | HVAC |  | TE | http://www.toronto.ca/TWONTO#temperature_sensor_element |  | Heater, Hot Water Reheat Coil, Variable air
12261 | 28873 | COL-PCP-TR-0001 | Control Panel, Electrical | COL-PCP | Transformer |  |  | TR |  |  | Copeland Pumping Station
90642 | 29672 | FHO-CCS-LSH-0201 | Switch, Level, High, Phosphoric Acid Storage Tank T-0201, S4,Corrossion Control Tank Room | FHO-FL-T-0201 |  | Switch |  | LSH | http://www.toronto.ca/TWONTO#level_switch |  | Tank, Fluoride Storage Tank 2, Fluoride System, S4 Fluoride Room
128013 | 37468 | THC-PRM-ZSH-1178 | Switch, Position High, Mech Away, Valve 1172B | THC-PRM-V-1172B | Switch,Position-High | Switch |  | ZSH | http://www.toronto.ca/TWONTO#position_switch |  | Valve, Knife Gate, Primary Sludge Pump (P-1170) Discharge Isolation, NW Plant
128558 | 70933 | THC-SES-GAS-M | Gas Detectors and Monitors, Building M | THC-SES-GAS | [6 empty] | Gas Detectors and Monitors
138674 | 69875 | THR-SES-SCBA-0526S | SCBA Spare Cylinder (Sr No.OJ132067)(Trainer#2) | THR-SES-SCBA | Safety | Safety Equipment | 40974 | SCBA | http://www.toronto.ca/TWONTO#compressed_gas_cylinder |  | Self Contained Breathing Apparatus
113993 | 82882 | TAB-OCS-F-8300 | Biofilter, Cell #3, Truck Loading Facility Odour Control System | TAB-SLO-BIO | Filter | Biofilter |  | F | http://www.toronto.ca/TWONTO#filtration_tank |  | Odour Control Facility-WA4
93488 | 28448 | FHO-MCS-MEQ-1401-SUSP | Digital Backflow Preventer Testing Kit | FHO-MCS-MEQ | Machine Tool | Tool | 34954 | MEQ | backflow_preventer_tester |  | Machine Shop & Equipment
127188 | 17894 | THC-PLT-MSL-0840 | Switch, Motion , Low, Conveyor, Screen Room, Screenings Conveyance | THC-PLT-CV-0840 |  | Switch |  | MSL | http://www.toronto.ca/TWONTO#motion_sensor_element |  | Conveyor, Screw, Screen Room, Screenings Conveyance
12484 | 9412 | COL-PCU-LTG-0004S | Lighting, Emergency, Pump Floor | COL-W-OBSOLETE | Lighting,Emergency | Safety Equipment | 42944 | LTG | http://www.toronto.ca/TWONTO#lighting_unit |  | Col West Obsolete Entities
26278 | 80968 | FHO-GRK-DR-2030L | Door, (FD-2-30), Fire Rated, Admin Building, L2, Fan Room | FHO-GRK-FEQ-0001 | Fire Prevention,Door | Door |  | DR | http://www.toronto.ca/TWONTO#fire_rated_door
106555 | 63616 | TAB-ACC-FN-6461 | Fan, Centrifugal, Supply Air, AHU-6460, Primary Tank Operating Gallery, Ground, West Side | TAB-ACC-AHU-6460 | Fan,Centrifugal | HVAC |  | FN | http://www.toronto.ca/TWONTO#blower_or_fan_with_drive |  | Air Handling Unit, Existing Primary Tank Operating Gallery, Ground, West Side
132805 | 36169 | THR-DIG-PSH-2511 | Switch, Pressure-High, Discharge Pump 2511, Digester Tank 0200 | THR-DIG-P-2511 | Switch,Pressure-High | Switch |  | PSH | http://www.toronto.ca/TWONTO#pressure_switch |  | Pump, Centrifugal, Sludge Recirculation, Tank 0200
120015 | 70156 | TAB-WA5-SQ-0091 | First Aid Kit - Office Room at Dig 13 to 16 | TAB-DIG-SQ-T13-16 |  | Safety Equipment |  | SQ | http://www.toronto.ca/TWONTO#first_aid_kit |  | Digester Tanks 13-16, Safety Equipments
56701 | 26969 | THC-ACC-HS-0115 | Hand Switch Fan,Centrifugal,Supply,Pressurization System,Access Building No.1,Phase 1 | THC-ACC-FN-0115 | Air Handling Unit | Switch |  | HS | hand_switch |  | Fan,Centrifugal,Supply,Pressurization System,Access Building No.1,Phase 1
12418 | 37607 | COL-PCU-FSL-5153 | Flow switch, Low | COL-PCU-MISC | Switch,Flow-Low |  | 34963 | FSL |  |  | Miscellaneous Equipment
10091 | 81187 | FCL-ACC-F-0403 | Filter, FN-0403 Inlet, N/W Recirculation System, High Lift Pump Room N/W | FCL-ACC-FN-0403 |  |  |  | F |  |  | Fan, Tube, Axial, N/E Recirculation System, Beside High Lift Pump floor, HVAC Room
7035 | 91259 | COL-PRR-CP-0003 | Control Panel, Operator | COL-PRR-MISC | Control Panel |  |  | CP |  |  | Miscellaneous Equipment
7438 | 80868 | COL-PSP-FN-0003 | Fan, Exhaust | COL-PSP | Fan |  |  | FN |  |  | Southport Sewage Pumping Station
39659 | 8940 | TAB-ACC-HE-6511 | Heat Exchanger, AHU-6510, Mechanical Room No. 1, Screen Bldg., P Bldg. | TAB-ACC-AHU-6510 | Heat Exchanger | HVAC |  | HE | http://www.toronto.ca/TWONTO#heat_exchanger |  | Air Handling Unit, Mechanical Room no.1, Screen Bldg., P Bldg.
136748 | 71412 | THR-MCS-LD-9849 | Mono Rail Push Trolley, Work Area 2 | THR-LD-WA2 | Lifting Device,Hoist,Manual | Lifting Device |  | LD | lifting_device_support |  | Lifting Devices, Chain Hoist, Come Along & Slings
6006 | 71062 | COL-PMD-LSH-0001 | Switch, Level-High | COL-PMD-MISC | Switch,Level |  |  | LSH |  |  | Miscellaneous Equipment
147765 | 42360 | YTF-ELS-LTX-1000 | Exit Signs | YTF-ELS |  |  |  | LTX |  |  | Electrical Equipment
130422 | 51596 | THR-ACC-RPU-0006 | RPU, Engine Room South side near stairs, A-B SLC-5/05, 172.22.37.134, THRPSN11, Engine Room South side near stairs, Eng. Room roof ventilation | THR-ELS |  | Communications Equipment |  | RPU | http://www.toronto.ca/TWONTO#RPU_panel |  | Electrical Power System
12112 | 60944 | FCL-ELS-COM | Phone, Intercom, & Page System UPS | FCL-ELS |  | Communications Equipment |  |  | http://www.toronto.ca/TWONTO#collection_of_assets |  | Electrical Distribution
130464 | 84371 | THR-ACC-T-0601 | Tank, Glycol Heating Package, T-23, East Maintenance, Gallery Ventilation, Zone 3A | THR-ACC-T&G | Tank | Tank |  | T | http://www.toronto.ca/TWONTO#chemical_storage_tank |  | Air Conditioning, AHU, HVAC, Tunnels & Galleries
89392 | 95678 | WTR-RRH-ELS | Electrical System | WTR-RRH | [6 empty] | Rosehill Reservoir
119691 | 72951 | TAB-WA1-SQ-1135 | Sling | TAB-WA1-SQ-1000 | Lifting Device,Sling | Lifting Device |  | SQ | http://www.toronto.ca/TWONTO#fall_protection_sling |  | WA1 Lifting Devices and Slings
85480 | 16075 | WTR-PHL-CW | City Water System | WTR-PHL | [6 empty] | High Level Pumping Station
125964 | 91524 | THC-GRK-METR-0001 | Weather Station | THC-GRK-MAINT | Weather Station |  |  | METR |  |  | Building Maintenance
139510 | 24458 | THR-WA3-LD-0045S | Sling, Wire Rope, Work Area 3 | THR-LD-WIRE-WA3 | Lifting Device,Sling | Lifting Device | 35426 | LD | wire-rope_sling |  | Slings, Wire Rope, Work Area 3
121205 | 21692 | THC-ACC-T-0201 | Tank, Glycol System, Mechanical room, WA2 Workshop | THC-GRK-STRC-0200 | Tank | Tank |  | T | http://www.toronto.ca/TWONTO#chemical_storage_tank |  | Workshop, WA2, Building X
97678 | 11163 | FIS-RW-SAMP | Sampling | FIS-SAMP | [6 empty] | Sampling Systems
64175 | 62375 | FCL-RW-FSL-1001 | Switch, Flow Low, Sampling Pump 1001, Sampling Pumps, Low Lift PS Basement | FCL-RW-P-1001 | Switch,Flow-Low | Switch |  | FSL | http://www.toronto.ca/TWONTO#flow_switch |  | Pump, Centrifugal, Sampling Line 2, Sampling Pumps Onshore, Low Lift PS Basement
31876 | 44261 | COL-RBB-PDP-0002 | Control Panel, Power Dist. | COL-RBB-MISC | Control Panel |  |  | PDP |  |  | Miscellaneous Equipment
113247 | 29771 | TAB-EL3-MCC | Motor Control Center- South Substation | TAB-ELS-SEAWALL | Control Panel,MCC | [5 empty] | Seawall Substation
38611 | 18471 | SU2028A | Cushion, Surge | TAB-PWA | Vessel,Pressure,Surge | Tank |  |  | http://www.toronto.ca/TWONTO#pumping_surge_suppression_tank |  | Plant Water
77736 | 89100 | THR-PRM-PSL-2340 | Switch, Pressure-Low, Suction, Pump 2340, Primary Treatment, Sludge Pumping - South | THR-PRM-P-2340 | Switch,Pressure-Low | Switch |  | PSL | http://www.toronto.ca/TWONTO#pressure_switch |  | Pump, Centrifugal, Sludge, South Primary Station 3
8928 | 40851 | COL-YKP-DA-0015S | Davit Arm Assembly with Upper Arm-1671130 | COL-YKP-DA | Safety | Safety Equipment | 45979 | DA | http://www.toronto.ca/TWONTO#fall_arrest_Davit_arm |  | Davit Arm Assembly
12865 | 79923 | FCL-ELS-V-0202 | Valve, Ball, Discharge, Pump ELS-P-0200, Emergency Power Generator Monitoring | FCL-ELS-P-0200 |  |  |  | V |  |  | Pump, Gear, Fuel Oil Transfer Pump, Low Lift Building, Screen Room
51425 | 26938 | TAB-PRM-V-P | P Building - Header Valves, Primary Sludge Lines 1. 2 & 3 | TAB-PRM-P | Tank | Tank |  |  | http://www.toronto.ca/TWONTO#storage_tank |  | P Bldg - Primary Treatment
87499 | 78128 | WTR-PEL-DR-0007 | Door | WTR-PEL-AUX | Door | Door |  | DR | http://www.toronto.ca/TWONTO#door
7544 | 76098 | COL-PSS-WEL-0500 | Wet Well | COL-PSS |  |  |  | WEL |  |  | Scott Sewage Pumping Station
26751 | 47115 | FHO-TRW-LSL-0002 | Switch, Level, High, Surge Tank T-0002, Surge Building, S4, Tank Room | FHO-TRW-T-0002 | Switch,Level-Low | Switch |  | LSL | http://www.toronto.ca/TWONTO#level_switch |  | Tank, Surge, District 1E2, Surge Building, S4, Tank Room
78919 | 45165 | THR-SES-SQ-7724 | Harness, Full Body, PPE Anthony Aquino | THR-SES-SQ-1937 | Safety | Safety Equipment |  | SQ | http://www.toronto.ca/TWONTO#fall_arrest_harness |  | Lanyard for Harness, PPE Jiri Gallus
146524 | 23285 | WTR-PTH-TSH-0002 | Switch, Temperature-High, Building Temperature | WTR-PTH-AUX | Switch,Temperature-High | Switch |  | TSH | http://www.toronto.ca/TWONTO#temperature_switch |  | Auxiliary Equipment (Building Facilities)
126402 | 51956 | THC-MCS-CRN-6003 | Crane, Conveyor Platform Area, Headworks | THC-PLT-BLDG-0001 | Lifting Device,Hoist,Electrical | Tool |  | CRN | http://www.toronto.ca/TWONTO#crane |  | New Head House, preliminary process
3527 | 14013 | COL-PBR-CH-0001 | Chamber, Valve | COL-PBR-MISC | Chamber |  |  | CH |  |  | Miscellaneous Equipment
5827 | 11475 | COL-PLB-LSH-0305 | Switch,Level, High Flood Alarm, Wet Well #3 | COL-PLB-WEL-0300 | Switch,Level-High | Switch |  | LSH | http://www.toronto.ca/TWONTO#level_switch |  | Wet Well
7619 | 92103 | COL-PST-MON-0002 | Monitor | COL-PST-MISC |  |  |  | MON |  |  | Miscellaneous Equipment
127036 | 55304 | THC-PLT-G-0951 | Gate, Isolation, Motorized, Vortex CYC-0950 Influent Channel, Grit Removal | THC-PLT-CYC-0950 | Gate,Sluice | Gate |  | G | http://www.toronto.ca/TWONTO#channel_gate
55433 | 2360 | TAB-WA1-SQ-1106 | Sling | TAB-WA1-SQ-1000 | Lifting Device,Sling | Lifting Device |  | SQ | http://www.toronto.ca/TWONTO#fall_protection_sling |  | WA1 Lifting Devices and Slings
27363 | 45628 | DU2021A | Digester 9-12 Air Receiver | TAB-AI |  | Air Instrument |  |  | http://www.toronto.ca/TWONTO#pneumatic_control_system
40056 | 14652 | DOS-MCS-FAR-139148 | Harness Retrieval Unit, Fall Arrest Support System | FAC-YCM-SES | Lifting Device,Sling | Safety Equipment |  | FAR | http://www.toronto.ca/TWONTO#fall_arrest_harness |  | SAFETY & ENVIRONMENTAL SERVICES
79959 | 72311 | THR-WA3-LD-0006 | Sling, Nylon, Work Area 3 (4" X 4') | THR-LD-NYLN-WA3 | Lifting Device,Sling | Lifting Device |  | LD | synthetic_web_sling |  | Slings, Nylon, Work Area 3
59265 | 37092 | THC-DIG-DIGESTERS | Primary Anerobic Digesters 0400-0700 | THC-DIG | [6 empty] | Digestion
119803 | 90001 | TAB-WA2-SQ-1243 | EF2 - 901 T4 Nylon Sling | TAB-SES-LD | Lifting Device,Sling | Lifting Device |  | SQ | synthetic_web_sling |  | WA2 Lifting devices
106273 | 1419 | TAB-ACC-DM-6552 | Damper, Motorized, Supply Air, AHU-6550, Mechanical RM No. 3, Screen Bldg., P Bldg. | TAB-ACC-AHU-6550 | Damper/Louver | HVAC |  | DM | http://www.toronto.ca/TWONTO#air_damper |  | Air Handling Unit, Mechanical Room no.3, Screen Bldg., P Bldg.
5936 | 82233 | COL-PLV-DM-0002 | Damper/Louver | COL-PLV | Damper/Louver |  |  | DM |  |  | Livingston Road Pumping Station
6397 | 64733 | COL-PMY-HTR-0001 | Heater, Unit | COL-PMY | Heater |  |  | HTR |  |  | Maryport Sewage Pumping Station
67300 | 66492 | THC-TPA-PA-6052 | Speaker, Headworks, Stair "C", Ground Floor | THC-TPA-PA-6010A | Public Address System | Communications Equipment |  | PA | http://www.toronto.ca/TWONTO#public_annoucement_speaker |  | Paging Panel, Headworks, Electrical Room, Ground Floor
82869 | 72424 | FHA-SES-SQ-0070 | Safewaze 3512-0241 6’ shock absorber lanyard Ser 77623 | FHA-SES-SQ-6 |  | Safety Equipment |  | SQ | lifeline |  | Safety Fall Protection Equipment
17623 | 86295 | FHA-PUMP BLDG | Building Location | FHA-SPC2 | [6 empty] | Process Control Systems - Equipment
138790 | 48003 | THR-SES-SQ-7P | Portable, (Bottled) Eyewash Station, STB Centrifuge Room | THR-SQ-PEWS-WA1 | Safety,Eye wash | Safety Equipment |  | SQ | eye_wash_bottle |  | Portable. (Gravity Operated) Eyewash Station, Dig9&10 Bsmnt
106865 | 86386 | TAB-ACC-HTR-1445 | Heater, Hot Water Reheat Coil | TAB-ACC-1400 | H.V.A.C.,Heater | HVAC |  | HTR | http://www.toronto.ca/TWONTO#heater |  | Heating, Z Bldg -
18250 | 46230 | FHA-SPC-RPU-1927 | FHA-WWW-RPU-1927 - RPU, RMF | FHA-ELS |  | Remote Processor Unit |  | RPU | http://www.toronto.ca/TWONTO#RPU_panel |  | Electrical
135883 | 35022 | THR-FT-PSL-2722 | Switch, Pressure-Low, Pump 2722, Secondary Treatment, RAS Pumping - North | THR-FT-P-2722 | Switch,Pressure-Low | Switch |  | PSL | http://www.toronto.ca/TWONTO#pressure_switch |  | Pump, Centrifugal, Secondary Treatment,Tunnel 23 North, RAS Pumping - North
111221 | 29111 | TAB-DIG-TSH-4130B | Switch,Temperature, High, Chill Water Return, Compressor C-4130 | TAB-DIG-C-4130 | Switch,Temperature | Switch |  | TSH | http://www.toronto.ca/TWONTO#temperature_switch |  | Compressor # 1, Gas (DX2601)
102612 | 46206 | MTMH131 | LESLIE-STEELES STS | TRK-DON | [6 empty] | DON DRAINAGE AREA
68606 | 47028 | FHO-ACC-F-0404 | Filter, Dry Air, Fan FN-0404, High Lift P.S. HVAC, S4, East Ventilation Room | FHO-ACC-FN-0404 |  | Filter |  | F | http://www.toronto.ca/TWONTO#replaceable_air_filter |  | Fan, Air Circulating Unit, High Lift P.S. HVAC, S4, East Ventilation Room
8831 | 55661 | COL-SMC-LSH-0201 | Switch, Level-High | COL-SMC | Switch,Level |  |  | LSH |  |  | Maclean Detention Tank-storm
109783 | 7746 | TAB-DEW-RPU-1107 | RPU for Centrifuges 9 - 12 | TAB-DEW CENTRIFUGES | RPU | Remote Processor Unit |  | RPU | http://www.toronto.ca/TWONTO#RPU_panel |  | Centrifuge Systems
18241 | 10798 | FHA-SPC-RPU-1724 | RPU, Filters F-1301-1601, West Filter Pipe Gallery | FHA-ELS |  | Remote Processor Unit |  | RPU | http://www.toronto.ca/TWONTO#RPU_panel |  | Electrical
98660 | 90368 | FIS-WWW-LSHH-0901 | Switch, Level-High-High, Settling Basin 0901 | FIS-WWW-T-0901 | Switch,Level-High-High | Switch |  | LSHH | http://www.toronto.ca/TWONTO#level_switch |  | Tank, RMF Settling Basin 9, Filter Backwash Waste, Settling Basin Area
49028 | 37488 | TAB-OCS-DM-6782 | Damper, Biofilter Fan FN-6780, Discharge, Biofilter Area, P Bldg. | TAB-OCS-FN-6780 | Damper/Louver | Gas Collection |  | DM | http://www.toronto.ca/TWONTO#air_damper |  | Fan, Centrifugal, Air to Stack, Biofilter Area, P Bldg.
8295 | 19810 | COL-PWR-LSL-0303 | Switch, Level-Low | COL-PWR-MISC | Switch,Level |  | 35097 | LSL |  |  | Miscellaneous Equipment
18679 | 20902 | FHA-SES-SQ-0072 | DBI SALA 6’ shock absorber lanyard Ser E00401007EDDBEB5 | FHA-SES |  | Safety Equipment |  | SQ | lifeline |  | Safety & Environmental Services
135842 | 86402 | THR-FT-PSH-3040S | Switch, Pressure-High, Discharge, Pump 3040, Secondary Treatment, Scum Pumping | THR-FT-P-3040 | Switch,Pressure-High | Switch | 39545 | PSH | http://www.toronto.ca/TWONTO#pressure_switch |  | Pump, Rotary Lobe, Scum from Tank 3030, Scum Pumping
56043 | 59529 | FCL-SPC-RPU-2023 | RPU Panel, Centrifuge CF-5601, RMF Centrifuge Building, Control Room | FCL_ELS_MISCELLANEOUS | Control Panel | Remote Processor Unit |  | RPU | http://www.toronto.ca/TWONTO#RPU_panel |  | FCL_ELS_MISCELLANEOUS
124760 | 68392 | THC-ELS-LP-1324 | Lighting Panel, Supply From TR-1322, Admin. Building Basement, Electrical Room | THC-ELS-PDP-1322 | Control Panel,Lighting | Power Distribution Panel |  | LP | http://www.toronto.ca/TWONTO#LV_electrical_panel |  | Power Distribution Panel, Supply From MCC-1302, Admin. Building Basement, Electrical Room
72934 | 91292 | THR-DIS-T-0100A | Tank, Air Reciever, for THR-DIS-C-0100, Disinfection Building Workshop, (CRN-K7602.1C, SNo.-CBV380605, TSSA UID-65022717) | THR-DIS-C-0100 | Tank | Tank |  | T | http://www.toronto.ca/TWONTO#pressure_vessel |  | Compressor, Workshop, Disinfection Building
26854 | 63307 | FHO-TRW-T-0003-KQ | Surge Tank 3 | FHO-OBSOLETE |  |  |  | T |  |  | Removed From Service
116696 | 87948 | TAB-PWA-PDSH-2630 | Switch, Pressure Differential, Strainer | TAB-PWA-STR-2630 | Switch,Pressure | Switch |  | PDSH | http://www.toronto.ca/TWONTO#pressure_switch |  | Strainer, Automatic, Pump Discharge, Plant Water Pumping
77289 | 80941 | THR-PRM-BH-0013 | Bulk Head, Channel Gate Stop/Block, Primary | THR-PRM-BH |  |  |  | BH |  |  | Bulk Head, Channel Gate Stop/Block, Primary
106406 | 38199 | TAB-ACC-FN | Exhaust Fans | TAB-WORK-AREA-SEO | [6 empty] | TAB Work Area SEO
132797 | 22422 | THR-DIG-PSH-0124 | Switch, Pressure, High, Loss Of Vaccum, Tank 0120, Lube Oil System, Gas Compressor Building | THR-DIG-T-0120 | Vacuum |  |  | PSH |  |  | Tank, Waste Oil, Lube Oil System, Gas Compressor Building
50867 | 85537 | TAB-PRM-LSHH-8069 | Switch, Level High-High, Primary Tanks, P.S #2, Basement, Sludge Pump Room | TAB-PRM-P-8069 |  | Switch |  | LSHH | http://www.toronto.ca/TWONTO#level_switch |  | Pump, Sump
28345 | 43596 | FIS-CLB-T-0202 | Tank, Expansion, Cl2 Liquid to Evaporator EV-0201, Gaseous Chemical Building,Storage Room | FIS-CLB-EV-0201 | Vessel,Pressure | Tank |  | T | expansion_tank |  | Evaporator, Post Chlorination Train 2, Gaseous Chemical Building, Storage Room
135345 | 18378 | THR-FPW-RPU-0002 | RPU, Control Panel, Filters Inlet Valve Operator, Filtered Plant Water Building, Plant Services (172.22.37.241) | THR-ELS-FPW | RPU | Remote Processor Unit |  | RPU | http://www.toronto.ca/TWONTO#RPU_panel |  | Electrical System, Filtered Plant Water Building
96290 | 84482 | FIS-ELS-PDP-0504 | Panel, Power Distribution, 600V, PLC Room | FIS-ELS-MCC-0500 | Control Panel,Power Distribution Panel | Power Distribution Panel |  | PDP | http://www.toronto.ca/TWONTO#LV_electrical_panel |  | MCC,600 V,Filter Building,Mezzanine,East
36976 | 24597 | MTMH325 | NORTH MIMINO STS | TRK-HMR | [6 empty] | HUMBER DRAINAGE AREA
24567 | 74352 | COL-PRD-T-0002 | Tank, Heat Water Tank | COL-PRD-MISC | Tank |  |  | T |  |  | Miscellaneous Equipment
76295 | 2178 | FHA-FEQ-DT-0006 | Firesystem Sprinkler drain trap, RMF North chemical corridor outside sodium bisulphate room | FHA-SES-FEQ-1 | Drain | Drain |  | DT | http://www.toronto.ca/TWONTO#drain |  | Fire Sprinkler System
139095 | 47364 | THR-THK-P-MTI | MTI Transfer Pumps & Sludge Holding Tanks | THR-THK | [6 empty] | Sludge Thickening
117976 | 67960 | TAB-SES-LTG-2282B | Lighting, 2 LED heads, Tunnel 'J' | TAB-STR-SQ | Lighting | Safety Equipment |  | LTG | http://www.toronto.ca/TWONTO#lighting_unit |  | WA2 Safety Equipment,lifting devices, ladders, Eye Wash station, First Aid Kits, Lock out stations
119684 | 67190 | TAB-WA1-SQ-1123 | Sling | TAB-WA1-SQ-1000 | Lifting Device,Sling | Lifting Device |  | SQ | http://www.toronto.ca/TWONTO#fall_protection_sling |  | WA1 Lifting Devices and Slings
4744 | 73853 | COL-PHB-OIT-0001 | Operator Interface Terminal | COL-PHB-MISC | Computer Equipment,Monitor |  |  | OIT |  |  | Miscellaneous Equipment
30476 | 18177 | FIS-SES-LDR-4505 | Ladder, 6' Fiberglass, Workshop Building, Machine Shop | FIS-SES | Safety | Tool |  | LDR | http://www.toronto.ca/TWONTO#ladder |  | Safety, Instrumentation & Environmental Services
120142 | 2992 | TAB-WA8-SQ-8804 | Lock Out Tag Out and Log Book Station | TAB-SES-WA8 | PPE | Safety Equipment |  | SQ | emergency_kit |  | WA 8 Safety Equipment,
34355 | 1695 | MAIN 317 | Main 317 | WTR-MT3 | [6 empty] | Work Area 3 WEST Mains and Chambers
134961 | 77799 | THR-ELS-MCC-0702 | Control Panel, MCC 0702, MCC-0701 & 0702 (MCC BS) Head House | THR-ELS-CG | Control Panel,MCC | Motor Control Centre |  | MCC | http://www.toronto.ca/TWONTO#LV_electrical_panel |  | Electrical System, Co-Generation
7334 | 46870 | COL-PSL-LTG-0001 | Control Panel, Electrical | COL-PSL-MISC | Control Panel |  |  | LTG |  |  | Miscellaneous Equipment
42902 | 7059 | FCL-ACC-AHU-0903-SUS | Air Handling Unit, Centrifuge Building, HVAC Room North | FCL-SUSPENDED |  |  | 42188 | AHU |  |  | Suspended entity
71796 | 81214 | THR-DIG-T-5831 | Tank, Condensate and Sediment Accumulator, C-5840, Digester Mixing System | THR-DIG-C-5840 | Tank | Tank |  | T | http://www.toronto.ca/TWONTO#condensate_trap |  | Compressor, Gas, Mixing System, Digester Tank#10
72702 | 3851 | THR-DIS-ASH-0200S | Switch, Analyses, High, Smoke Detector, Fire Alarm, Disinfection Building Electrical Room Main Floor | THR-DIS | Fire Prevention,Heat Detector | Switch | 46209 | ASH | http://www.toronto.ca/TWONTO#flame_or_combustion_sensing_instrument |  | Disinfection
8294 | 25974 | COL-PWR-LSL-0303 | Switch, Level-Low | COL-PWR | Switch,Level |  | 35097 | LSL |  |  | West Rouge Pumping Station
23676 | 38315 | COL-PPU-FQ-0001 | Meter, Flow | COL-PPU | Meter,Flow |  |  | FQ |  |  | Port Union Road Sewage Pumping Station
126527 | 98428 | THC-MCS-T-0014 | Domestic Hot Water Tank, Building G | THC-PWA-HWT | Tank,Domestic Hot Water | Tank |  | T | http://www.toronto.ca/TWONTO#tanked_hot_water_heater |  | Domestic Hot Water Tanks
80947 | 46073 | TNT-DIG-T-0001 | Tank, Valve Pit | TNT-DIG-PD | Tank,Reservoir | Tank |  | T | http://www.toronto.ca/TWONTO#storage_tank |  | Primary Digester Tanks,Drainage Tanks
13091 | 60584 | COL-PEV-FN-0003 | Fan, Centrifugal | COL-PEV | Fan |  |  | FN |  |  | Ellis Sewage Pumping Station
55282 | 29896 | TAB-TPA-PA-2206 | Speaker, Paging/Intercom System, PRS Bldg | TAB-PRS-INQ | Control Panel,Instrumentation | Communications Equipment |  | PA | http://www.toronto.ca/TWONTO#public_annoucement_speaker |  | Instrumentation Equipment
119719 | 64600 | TAB-WA1-SQ-1912 | Body Harness- Joe Xie, | TAB-WA1-SQ-0001 | PPE,Harness | Safety Equipment |  | SQ | http://www.toronto.ca/TWONTO#fall_arrest_harness |  | WA1 Fall Arrest System
126477 | 10886 | THC-MCS-LD-G | Lifting Devices, Chemical storage, Building G | THC-MCS-LD | Lifting Device | [5 empty] | Mechanical Services, Lifting Device
58425 | 7836 | THC-DCL-T-0600 | Tank, Feed 2% SBSS, Dechlorination | THC-DCL-SBS-SBSS | Tank | Tank |  | T | http://www.toronto.ca/TWONTO#chemical_storage_tank |  | Simulator SBS Dilution System-SBSS Feed
127458 | 46569 | THC-PRM-CH-5150 | Chamber, Plant Water, Tank 1100 & 1200, Primary Clarifier | THC-PRM-CLAR | Tank,Water Elevated | Tank |  | CH | http://www.toronto.ca/TWONTO#storage_tank |  | Primary Clarification
8414 | 68514 | COL-120-LIT-0703S | SUSPENDED-Level Transmitter,Downstream, Coxwell Control Chambers No. 7&8, MTI | COL-MTI | Transmitter,Level |  | 40049 | LIT |  |  | Mid-Toronto Interceptor
77777 | 44100 | THR-PRM-T-0330 | Scum Hopper, Primary Tanks 3 & 4 | THR-PRM-SCUM-T | Tank,Non-Pressurized | Tank |  | T | http://www.toronto.ca/TWONTO#storage_tank |  | Scum/Sludge Pumping, Tanks & Hopper, South Primary
75090 | 84005 | THR-FT-PSH-3120 | Switch, Pressure-High, Discharge, Pump 3120, Secondary Treatment, Scum Pumping | THR-FT-P-3120S | Switch,Pressure-High | Switch |  | PSH | http://www.toronto.ca/TWONTO#pressure_switch |  | Pump, Rotary Vane, Scum Tank 3100, System 2A, Scum Pumping
29747 | 59444 | COL-PWR-FN-0003 | Fan, Supply | COL-PWR-SUSPENDED | Fan |  | 35037 | FN |  |  | West Rouge P.S.suspended entities
115449 | 97397 | TAB-PRM-FSL-6511 | Switch ,Flow, Low,Flushing water to Pump-P-2702 | TAB-PRM-P-2702 | Switch,Flow | Switch |  | FSL | http://www.toronto.ca/TWONTO#flow_switch |  | Pump, Scum
3860 | 8091 | COL-PCP-JIT-0001 | Meter, Power Indicating Transmitter, Main Power | COL-PCP-MISC | Meter |  |  | JIT |  |  | Miscellaneous Equipment
61719 | 79936 | THC-FT-T-0100 | Tank, Secondary Clarifier | THC-FT-OLD PLANT |  | Tank |  | T | http://www.toronto.ca/TWONTO#clarifier |  | Secondary Clarifiers, Old Plant
136688 | 70138 | THR-MCS-LD-1083 | IP Clamp, Work Area 2 | THR-LD-WA2 | Lifting Device | Lifting Device |  | LD | lifting_device_support |  | Lifting Devices, Chain Hoist, Come Along & Slings
47761 | 48348 | TAB-EL2-TS-6122 | Power Distribution, Automatic Transfer Switch, Generator, Standby Power, 600V | TAB-EL2-MCC-6524 |  |  |  | TS |  |  | Motor Control Centre, 600V
59346 | 57297 | THC-DIG-FX-0500C | Flame Arrestor,Outlet,STR-0500B,Gas Low Pressure System,Building U | THC-DIG-PD-0500 | Flame Arrester | Safety Equipment |  | FX | http://www.toronto.ca/TWONTO#flame_arrestor |  | Tank,Primary Digesters,Digested Sludge,Building U
55824 | 11808 | TAB-WA6-SQ-5939 | Lanyard 8' - Paul Petryshyn | TAB-WA6-SQ | PPE | Safety Equipment |  | SQ | lifeline |  | WA6 Safety Equipment
26169 | 42301 | FHO-GRK-DR-1077L | Door, (FD-1-77), Fire Rated, East Filter Building, L1, North East | FHO-GRK-FEQ-0001 | Fire Prevention,Door | Door |  | DR | http://www.toronto.ca/TWONTO#fire_rated_door
87505 | 44765 | WTR-PEL-DR-1003 | Door, Access, Generator Building, Generator Room | WTR-PEL-AUX | Door,Access | Door |  | DR | http://www.toronto.ca/TWONTO#door
135205 | 3077 | THR-EWSS-WA1 | Eyewash and Shower Station, Work Area 1 | THR-SES-WA1 | Safety,Eye wash | Safety Equipment |  |  | http://www.toronto.ca/TWONTO#collection_of_assets |  | Safety & Environmental Services
96022 | 32105 | FIS-AM-FSL-0102 | Switch, Flow, Low, Ammonia Feed Line to Reservoir, Meter & Sampling Building, Upper Level, North | FIS-AM | Sensor,Flow | Switch |  | FSL | http://www.toronto.ca/TWONTO#flow_switch |  | Ammoniation
80368 | 45158 | FHA-SED-ZSH-0601 | Switch, Limit, Access Hatch Zone 6 | FHA-SED |  | Security System |  | ZSH | http://www.toronto.ca/TWONTO#position_switch |  | Sedimentation
38747 | 13249 | TAB-ACC-AHU-1407 | Air Handling Unit S-7(FOR BOILER ROOM) , Z Bldg | TAB-ACC-AHU |  | HVAC |  | AHU | http://www.toronto.ca/TWONTO#air_handler_unit |  | Air Handling Unit & Supply Fan
74534 | 36861 | THR-FT-FSL-3436 | Switch, Flow-Low, WHF, Pump 3430, Secondary Treatment, Scum Pumping - North | THR-FT-P-3430 | Switch,Flow-Low | Switch |  | FSL | http://www.toronto.ca/TWONTO#flow_switch |  | Pump, Rotary Vane, Scum Tank 3400, System 5, Scum Pumping
19548 | 27750 | FHO WORK AREA 2 | Services | FHO-RTE | [6 empty] | FHO-Routine
123624 | 97064 | THC-DIG-PSH-5068 | Switch,Pressure-High,Manual Back-up,Digested Gas Header,Gas Low Pressure System,Building U | THC-DIG-GAS-LOW-PRESS | Switch,Pressure | Switch |  | PSH | http://www.toronto.ca/TWONTO#pressure_switch |  | Digester Gas Low Pressure System
85375 | 33281 | FHA-WWW-MSL-2510 | Switch, Motion-Low, CV-2520, RMF,Centrifuge Room | FHA-WWW-CF-2501 | Switch | Switch |  | MSL | http://www.toronto.ca/TWONTO#motion_sensor_element |  | Centrifuge, Dewatering, RMF, Centrifuge Service Platform
143878 | 75635 | WTR-PEL-ZS-0009 | Switch, Position,Door Security | WTR-PEL-AUX | Switch,Position | Switch |  | ZS | http://www.toronto.ca/TWONTO#position_switch |  | Auxilliary Equipment (Building Facilities)
88600 | 38341 | WTR-PWT-LSLL-1100 | Switch, Level, Low Low, Fuel Day Tank | WTR-PWT-GEN-1100 | Switch,Level-Low-Low | Switch |  | LSLL | http://www.toronto.ca/TWONTO#level_switch |  | Generator, Diesel, Standby Power, Outdoor, West Tor PS
78771 | 23021 | THR-SES-SCBA-0521S | SCBA Spare Cylinder (Sr No. OJ140964) | THR-S-E | Safety | Safety Equipment | 40973 | SCBA | http://www.toronto.ca/TWONTO#compressed_gas_cylinder |  | SUSPENDED ENTITY
60852 | 83548 | THC-AI-D-7020 | Dryer,Compressed Air,Incinerator Building,2nd Floor | THC-MCS-AI/SA | Drier,Refrigerant | HVAC |  | D | http://www.toronto.ca/TWONTO#air_dryer |  | Instrument/service Air Plant Wide
60459 | 82367 | THC-DIS-UPS-1801 | UPS, Control Panel, Chlorination Bldg | THC-DIS-RPU-1801 | Control Panel,Operator | Communications Equipment |  | UPS | http://www.toronto.ca/TWONTO#UPS |  | Remote Processing Unit, Control Panel
6877 | 57786 | COL-PRD-CH-0005 | Force main Chamber 3 | COL-PRD-MISC | Chamber |  | 34029 | CH |  |  | Miscellaneous Equipment
92971 | 48482 | WTR-PLW-RPU-0001 | Remote Processing Unit | WTR-PLW-ELS | RPU | Remote Processor Unit |  | RPU | http://www.toronto.ca/TWONTO#RPU_panel |  | Electrical System
147605 | 69519 | YTF-ACC | HVAC Equipment | YTF-BLDG | [6 empty] | Bullding Services
60317 | 71456 | THC-ACC-V-6046 | Valve, Butterfly, Manual, Hot Water, HE-6002, Lower Level 2 Blower Room, Headworks | THC-ACC-HE-6002 | Valve | HVAC |  | V | http://www.toronto.ca/TWONTO#valve |  | Heat Exchanger, Heating Glycol System, Lower Level 2 Blower Room, Headworks
15611 | 93542 | FHA SERVER ROOM | Communication Switch | FHA-FILTER BLDG | [6 empty] | Building Location
47958 | 58976 | TAB-EL3-LSHH-8073 | Switch, Level High-High, Seawall Tunnel, West Outfall Tunnel Drop | TAB-EL3-P-8073 |  | Switch |  | LSHH | http://www.toronto.ca/TWONTO#level_switch |  | Pump, Sump, #9, Digester Gas Control Building
43195 | 67497 | TAB-CW-FSH-0405 | Switch, Flow High, Flotation Room, East Wall | TAB-CW-SQ-0405 |  | Safety Equipment |  | FSH | http://www.toronto.ca/TWONTO#flow_switch |  | Emerg. Eyewash and Shower Stations, Flotation Room, East Wall
125255 | 77758 | THC-FEQ-DM-0021 | Fire Damper, Admin Building, Basement, South Corridor Men's Locker Room | THC-FEQ-BLDG K |  | HVAC | 43292 | DM | http://www.toronto.ca/TWONTO#air_damper |  | Fire fighting protection equipment, Admin Building
71888 | 15795 | THR-DIG-TSH-5840A | Switch, Temperature-High, Discharge, Compressor 5840, Solids Treatment - Thickening - Mixing System - Digesters - Tank 0900 & Tank 1000, Compressors | THR-DIG-C-5840 | Switch,Temperature-High | Switch |  | TSH | http://www.toronto.ca/TWONTO#temperature_switch |  | Compressor, Gas, Mixing System, Digester Tank#10
125980 | 86150 | THC-INC-RPU-2101 | Remote Processing Unit, control room | THC-DEW-RPU |  | Remote Processor Unit |  | RPU | http://www.toronto.ca/TWONTO#RPU_panel |  | Incineration RPUs
121715 | 96223 | THC-ACC-V-6011 | Valve, Butterfly, Manual, Hot Water Return, Lower Level 2 Blower Room, Headworks | THC-ACC-HE-6001 | Valve,Butterfly | HVAC |  | V | http://www.toronto.ca/TWONTO#valve |  | Heat Exchanger, Heating Glycol System, Lower Level 2 Blower Room, Headworks
112678 | 80345 | TAB-EL1-MCC-6146 | MCC, Aeration Tank 2, East Control Building, 600V | TAB-EL1-MCC-6126 | Switchgear,Indoor | Motor Control Centre |  | MCC | http://www.toronto.ca/TWONTO#LV_electrical_panel |  | Motor Control Centre, 600V
12773 | 36423 | FCL-ELS-TR-001DA | Transformer, 1200A, Lighting, LP-001DA Feed, Dry Chemical Building Outside PAC Room West Entrance | FCL-ELS-6 |  |  |  | TR |  |  | Interior Lighting
144880 | 22518 | WTR-PKL-PSH-1201 | Switch,Pressure-High,Service Air System | WTR-PKL-TRW | Switch,Pressure-High | Switch |  | PSH | http://www.toronto.ca/TWONTO#pressure_switch |  | Treated Water (Transmission)
114901 | 94846 | TAB-PLT-T-0801 | Tank, Grit | TAB-SUSPENDED ENTITY | Tank | Tank | 46051 | T | http://www.toronto.ca/TWONTO#sedimentation_tank |  | Suspended entities
132452 | 58829 | THR-DIG-FSL-5260C | Switch, Flow-Low, Lube Oil, C-5260, Gas Mixing System | THR-DIG-T-5260 | Switch,Flow-Low | Switch |  | FSL | http://www.toronto.ca/TWONTO#flow_switch |  | Tank, Reservoir, Auxiliary Oil, Gas Compressor 5260, Digester Mixing System
44057 | 48886 | TAB-DEW-SSL-6003 | Speed Switch-low, Conveyor DEW-CV-6003, DEW Level 2 | TAB-DEW-CV-6003 |  | Switch |  | SSL | http://www.toronto.ca/TWONTO#speed_switch |  | Transfer Conveyor, Dewatered Solids from DEW-CF-0221&1021 to Main Conv DEW-CV-6010&6012, DEW Level 2
50808 | 22721 | TAB-PRM-FSL-3102 | Switch ,Flow, Low,Seal water to Pump-3102 | TAB-PRM-P-3102 | Switch,Flow | Switch |  | FSL | http://www.toronto.ca/TWONTO#flow_switch |  | Pump, Raw Sludge
7060 | 52636 | COL-PRR-SC-0001 | Screen, Intake | COL-PRR-MISC | Screen |  |  | SC |  |  | Miscellaneous Equipment
71642 | 25500 | THR-DIG-PSH-2532 | Switch, Pressure-High, Discharge Pump 2532, Digester Tank 0500 | THR-DIG-P-2532 | Switch,Pressure-High | Switch |  | PSH | http://www.toronto.ca/TWONTO#pressure_switch |  | Pump, Centrifugal, Sludge Recirculation, Tank 0500
139449 | 42133 | THR-WA2-LD-12-48 | Sling, Nylon, Work Area 2 (Sr 2251291-12-48) SIZE; 1" X 4', | THR-LD-NYLN-WA2 | Lifting Device,Sling | Lifting Device |  | LD | synthetic_web_sling |  | Slings, Nylon, Work Area 2
21532 | 68557 | FHO-DOZ-EV-0300 | Ambient Vapourizer, LOX Tanks Outlet, LOX Storage Area | FHO-LOX |  | Evaporator |  | EV | ambient_vapourizer |  | Liquid Oxygen System
79801 | 37302 | THR-WA1-LD-87-13 | Sling, Nylon, Work Area 1 (NYLON SLING SIZE; 2" X 4', CAPACITY 6400 LBS, SN 91787-13) A | THR-LD-WIRE-WA1 | Lifting Device,Sling | Lifting Device |  | LD | synthetic_web_sling |  | Slings, Wire Rope, Work Area 1
113273 | 75296 | TAB-EL3-MCC-6128 | Motor Control Centre, Digester 13-16 bldg | TAB-WA5-ELS | Control Panel,MCC | Motor Control Centre |  | MCC | http://www.toronto.ca/TWONTO#LV_electrical_panel |  | WA5 Electric Equipments
42924 | 13325 | FCL-ACC-AT-0601A | Analyzer, Humidity, Dehumidifier D-0601, Filter Pipe Gallery West | FCL-ACC-D-0601 |  |  |  | AT |  |  | Dehumidifier, Filter Building West Dehumidication System, Filter Pipe Gallery West
43466 | 44265 | FCL-ACC-F-0205 | Filter, Reactivation Air to Flocc./Sedim. Tunnel Dehumidification System, Dry Chemical BuildingBsmnt. W | FCL-ACC-P-LL |  |  |  | F |  |  | Low Lift Pumping Station HVAC Equipment
21747 | 12479 | COL-PMY-DM-0011 | Damper, Gas | COL-PMY-MISC | Damper/Louver |  |  | DM |  |  | Miscellaneous Equipment
88882 | 88687 | WTR-RDF-ZS-0402 | Switch, Position,Door Security | WTR-RDF-AUX | Switch,Position | Switch |  | ZS | http://www.toronto.ca/TWONTO#position_switch |  | Auxiliary Equipment (Building Facilities)
69352 | 19768 | THR-AER-PSH-1115 | Switch, Pressure-High, Pump 1115, Secondary Treatment, Aeration - Blower System - South | THR-AER-P-1115 | Switch,Pressure-High | Switch |  | PSH | http://www.toronto.ca/TWONTO#pressure_switch |  | Pump, Centrifugal, Auxiliary Oil Supply to Blower 1111, Secondary Treatment, Aeration - Blower System - South
7314 | 85890 | COL-PSL-FN-0002 | Fan, Centrifugal | COL-PSL | Fan |  |  | FN |  |  | Sewells Road Sewage Pumping Station
82151 | 58920 | FHA-SES-SCBA-0047 | Cylinder for Air Pack Ser # OJ 377821 | FHA-SES-SCBA-CYLINDER | PPE,SCBA | Safety Equipment |  | SCBA | http://www.toronto.ca/TWONTO#compressed_gas_cylinder |  | Breathing Air Tanks (SCBA cylinders)
88305 | 26636 | WTR-PSC-PSH-0002 | Switch, Pressure-High, Discharge to District 4 | WTR-PSC-TRW | Switch,Pressure-High | Switch |  | PSH | http://www.toronto.ca/TWONTO#pressure_switch |  | Treated Water (Transmission)
134706 | 77786 | THR-ELS-INQ-0023 | Pocket Calorimeter, Electrical & Instrument Shop | THR-ELS-INQ | Safety | Test Equipment |  | INQ | lab_equipment |  | Instrument Equipment, Meter, Calibrators, Spectrophotometer
114049 | 51583 | TAB-OCS-HTR-6704 | Controller, Temp, Heat Tracing, Separated Potable Water to Biofilter, Biofilter Area, P Bldg. | TAB-OCS-PBLDG | Heater | Gas Collection |  | HTR | heat_trace |  | P Building - Odour control System, Fans
33478 | 48552 | MCC27-A | Motor Control Center, Building B | THC-ELS-PS-0001-B | Control Panel,MCC | Motor Control Centre | 32183 |  | http://www.toronto.ca/TWONTO#LV_electrical_panel |  | Primary Power Equipment, Building B
63403 | 27382 | FCL-MCS-LD-0004 | Lifting Device, 2 Wheel Cart | FCL-MCS-7 | Lifting Device | Lifting Device |  | LD | lift_truck |  | Vehicles
123704 | 80705 | THC-DIG-TSH-3222 | Switch,Temperature,High,C­3200,Gas High Pressure System,Building U | THC-DIG-C-3200 | Switch,Temperature-High | Switch |  | TSH | http://www.toronto.ca/TWONTO#temperature_switch |  | Compressor,Sliding Vane,Building U Gas Booster,Gas High Pressure System,Building U
128036 | 1865 | THC-PRM-ZSL-1271 | Switch, Position Low, Cylinder Retract, Valve 1271 | THC-PRM-V-1271 | Switch,Position-Low | Switch |  | ZSL | http://www.toronto.ca/TWONTO#position_switch |  | Valve, Hydraulic Cylinder, Scum Skimmer, Primary Clarifier 1200, NW Plant
28263 | 82473 | FIS-CLA-TSL-0101 | Switch, Temperature, Low, Pre-Chlorine EV-0101 Discharge, Gaseous Chemical Building, Main Floor, Machine Room | FIS-CLA-EV-0101 |  | Switch |  | TSL | http://www.toronto.ca/TWONTO#temperature_switch |  | Evaporator, Pre Chlorination Train 1, Gaseous Chemical Building, Storage Room
4846 | 64137 | COL-PHP-WEL-0500 | Wet well | COL-PHP |  |  |  | WEL |  |  | High Park Sewage Pumping Station
63125 | 41504 | FCL-FLT-V-1012 | Valve, Ball, Inlet, PDIT 1001, Filter 1001 | FCL-FLT-PDIT-0101 |  |  |  | V |  |  | Transmitter, Pressure (Differential), Loss of Head for Filter 0101, Filter No.0101
121731 | 52493 | THC-ACC-V-6050 | Valve, Multi Function, Hot Water Supply, P-6003, Lower Level 2 Blower Room, Headworks | THC-ACC-P-6003 | Valve | HVAC |  | V | http://www.toronto.ca/TWONTO#valve |  | Pump, Heating Glycol System, Lower Level 2 Blower Room, Headworks
7390 | 9406 | COL-PSM-LSH-0103 | Switch, Level-High | COL-PSM-MISC | Switch,Level |  |  | LSH |  |  | Miscellaneous Equipment
11657 | 52599 | FCL-CLB-PSH-0101 | Switch, Pressure High, Chlorine Gas, Expansion Tank 0101, Chlorination System | FCL-CLB | Switch,Pressure-High | Switch |  | PSH | http://www.toronto.ca/TWONTO#pressure_switch |  | Post-Chlorination
89124 | 89495 | FHO-SPC-RPU-1725A | RPU, Filters 5 & 6 PLC Expansion, Filter 1-8 Building, S2, Filter Pipe Gallery, East Wall | FHO-FLT |  | Remote Processor Unit |  | RPU | http://www.toronto.ca/TWONTO#RPU_panel |  | Filtration
118709 | 12853 | TAB-STR-LS-6093 | Switch, Level,Sump Pit | TAB-STR-P-6093 | Switch,Level | Switch |  | LS | http://www.toronto.ca/TWONTO#level_switch |  | Pump, Sump, GX2016A
113380 | 70272 | TAB-ELS-D BLDG | D Building Outdoor Substation | TAB-WORK-AREA-1 | Switchgear,Outdoor | [5 empty] | Work Area 1
94875 | 22840 | FHO-SES-SQ-6208 | Safety Harness, Serial Number 134047, Spare | FHO-SES-SQ-0006 | PPE,Harness | Safety Equipment |  | SQ | http://www.toronto.ca/TWONTO#fall_arrest_harness |  | Fall Arrest Systems
113544 | 986 | TAB-GRK-VEH-378325SUS | KUBOTA RTVX1100C 4X4 | TAB-SUSPENDED ENTITY | Vehicle,Unlicensed | Vehicle | 47464 | VEH | http://www.toronto.ca/TWONTO#golf_cart
9940 | 53517 | FCL-AI-F-0003 | Filter, Instrument Air, Compressor C-0201 Discharge, High Lift Building, Compressor Room | FCL-TRW-C-0102 | Filter | Filter |  | F | http://www.toronto.ca/TWONTO#replaceable_air_filter |  | Compressor, Service Air Monitoring - High Lift
122804 | 81791 | THC-DEW-MSL-6301 | Switch, Motion-Low, Conveyor 6300, Dewatering Conveyance System | THC-DEW-CV-6300 | Switch,Motion | Switch |  | MSL | http://www.toronto.ca/TWONTO#motion_sensor_element |  | Conveyor, To Biosolids Bin, Dewatering
28846 | 63803 | FIS-SA-F-0202-SUS | Filter, Outlet, Instrument Air, Dryer 0201, Service Air Monitoring | FIS-SUSPENDED | Filter | Filter | 38400 | F | http://www.toronto.ca/TWONTO#replaceable_air_filter |  | Obsolete Entities/Processes
55425 | 16147 | TAB-WA1-SQ-1085 | Sling | TAB-WA1-SQ-1000 | Lifting Device,Sling | Lifting Device |  | SQ | http://www.toronto.ca/TWONTO#fall_protection_sling |  | WA1 Lifting Devices and Slings
126530 | 78861 | THC-MCS-T-0020 | Domestic Hot Water Tank, Building I | THC-SUSPENDED | Tank,Domestic Hot Water | Tank | 32211 | T | http://www.toronto.ca/TWONTO#tanked_hot_water_heater |  | Suspended entity
70442 | 32224 | THR-CW-SQ-0102S | Eyewash and Shower Station, Disinfection Building, Tank Area | THR-SQ-PEWS-WA1 | Safety,Eye wash | Safety Equipment | 40941 | SQ | http://www.toronto.ca/TWONTO#emergency_eyewash_and_shower |  | Portable. (Gravity Operated) Eyewash Station, Dig9&10 Bsmnt
18646 | 82739 | COL-PLB-TSH-0151B | Switch, Temperature-High | COL-PLB-AUX-MECH | Switch | Switch | 34551 | TSH | http://www.toronto.ca/TWONTO#temperature_switch |  | Mechanical Equipment
8932 | 95017 | COL-YKP-DA-0017(S) | Davit Arm-111966 | COL-W-OBSOLETE |  | Safety Equipment | 39122 | DA | http://www.toronto.ca/TWONTO#fall_arrest_Davit_arm |  | Col West Obsolete Entities
23638 | 8297 | COL-PWR-SS-0003 | Security System -control room door | COL-PWR-MISC | Security System | Door | 35065 | SS | http://www.toronto.ca/TWONTO#door
94838 | 18352 | FHO-SES-SQ-5005 | Davit Arm- Sr # 117725, Main floor, Flocculation gallery | FHO-SES-SQ-0005 | PPE | Safety Equipment |  | SQ | http://www.toronto.ca/TWONTO#fall_arrest_Davit_arm |  | Fall Arrest Systems
65076 | 64336 | THC-PRM-V-1111A | Valve, Solenoid, Collect, Valve 1111 | THC-PRM-V-1111 | Transmitter,Level | Hydraulic System |  | V | http://www.toronto.ca/TWONTO#solenoid |  | Valve, Hydraulic Cylinder, Bottom Scraper, Primary Clarifier 1100, NW Plant
11273 | 8325 | FCL-AM-V-0050 | Valve, Ball, Isolation, Ammonia Feed Pump to Clearwell, Gaseous Building,( Pump 0101 & 0201 discharge Header) | FCL-AM |  |  |  | V |  |  | Ammoniation
90111 | 11270 | YTF-ELS-SW-0203 | Switch, Isoaltion, Normal Operation, Utility Power, Transfer Switch and Generator | YTF-ELS | Switch | Switch |  | SW | http://www.toronto.ca/TWONTO#disconnect_switch |  | Electrical Equipment
25882 | 5980 | FHO-SES-FSH-7012 | Switch, Flow, High, Eye Wash Station #12, Chemical Building, S2, Outside,Near Chemical Delivery Area | FHO-SES-SQ-7012 |  | Switch |  | FSH | http://www.toronto.ca/TWONTO#flow_switch |  | Eyewash & Shower, Station # 12, Chemical Building, S2, Outside, Near Chemical Delivery Area
120852 | 4362 | THC-ACC-HTR-0219 | Heater, Perimeter. Admin Building, Ground Floor, Office 110 | THC-ACC-AHU-0071 |  | HVAC |  | HTR | http://www.toronto.ca/TWONTO#heater |  | Air handling Unit, Ground Floor West Zone(Administration), Admin Building Roof
38994 | 18215 | SWM-PWD-CP-0006 | Control Panel, Diesel Engine Duty Control Panel | SWM-PWD | Control Panel |  |  | CP |  |  | Warden Storm
106862 | 75394 | TAB-ACC-HTR-1433 | Heater, Hot Water Reheat Coil | TAB-ACC-1400 | H.V.A.C.,Heater | HVAC |  | HTR | http://www.toronto.ca/TWONTO#heater |  | Heating, Z Bldg -
105640 | 17232 | SWM-PIT-LSH-0101 | Switch, Level-High | SWM-PIT-MISC | Switch,Level | Switch |  | LSH | http://www.toronto.ca/TWONTO#level_switch |  | Miscellaneous Equipment
60310 | 72595 | THC-ACC-V-6031 | Valve, Butterfly, Manual, Hot Water, HE-6001, Lower Level 2 Blower Room, Headworks | THC-ACC-HE-6001 | Valve | HVAC |  | V | http://www.toronto.ca/TWONTO#valve |  | Heat Exchanger, Heating Glycol System, Lower Level 2 Blower Room, Headworks
89127 | 64290 | FHO-SPC-RPU-1822SUSP | Remote Programming Unit, HVAC Control PLC | FHO-MCS-HVAC | Controller,PLC | Remote Processor Unit | 40747 | RPU | http://www.toronto.ca/TWONTO#RPU_panel |  | Plant HVAC
59240 | 61103 | THC-DIG-C-BOOST-3200 | Eliminated Role: Compressors Unit, Gas Booster, Digester 0400-0700 | THC-DIG-DIGESTERS |  |  | 40431 | BOOST |  |  | Primary Anerobic Digesters 0400-0700
135861 | 71905 | THR-FT-PSH-4540 | Switch, Pressure-High, Pump P-4504 Discharge, WAS Pumping - South | THR-FT-P-4504 | Switch,Pressure-High | Switch |  | PSH | http://www.toronto.ca/TWONTO#pressure_switch |  | Pump, Self-Prime Centrifugal, Drain, RAS Pumping Station - South
38954 | 87598 | TAB-ACC-CT-1420 | Control Panel, Zone Controller | TAB-ACC-VAV-1419 | Control Panel,HVAC | HVAC |  | CT | http://www.toronto.ca/TWONTO#thermostat_or_zone_controller_unit |  | Heater, Hot Water Reheat Coil, Variable air
67780 | 48479 | THR-ACC-FSL-0840 | Switch, Flow-Low, Discharge, Exhaust Fan 0840, T12 North, Plant Services, Gallery Ventilation, Zone 1A and 1B | THR-ACC-FN-0840 | Switch,Flow-Low | Switch |  | FSL | http://www.toronto.ca/TWONTO#flow_switch |  | Fan, Exhaust, T12 North, Plant Services, Gallery Ventilation, Zone 1A, 1B
33680 | 36940 | COL-YKP-DA-11720 | Davit Base Leg-11720 | COL-YKP-DA-0013S | Safety | Safety Equipment |  | DA | davit_base |  | Davit Arm Assembly with Upper Arm-151117
93508 | 74654 | FHO-MCS-P-0201-KQ | Vacuum Priming Pump 2 | FHO-TRW-VP |  |  |  | P |  |  | Vacuum Priming
68607 | 46456 | FHO-ACC-F-0503 | Filter, Dry Air, Raw Water HVAC Dehumidifier D-0501, S8, Raw Water HVAC Room, South | FHO-ACC-D-0501 |  | Filter |  | F | http://www.toronto.ca/TWONTO#replaceable_air_filter |  | Dehumidifier, Raw Water HVAC, S8, Raw Water Pump Room, South
143581 | 52622 | WTR-PEL-LS-0001 | Switch, Level-High-High, Surge Tank 0001 | WTR-PEL-T-0001 | Switch,Level-High-High | Switch |  | LS | http://www.toronto.ca/TWONTO#level_switch |  | Tank, Surge
38971 | 67233 | TAB-ACC-CT-1488 | Control Panel, Zone Controller | TAB-ACC-VAV-1488 | Control Panel,HVAC | HVAC |  | CT | http://www.toronto.ca/TWONTO#thermostat_or_zone_controller_unit |  | Heater, Hot Water Reheat Coil, Variable air
28594 | 11644 | FIS-DEW-T-0003 | Tank, Low Lift Pumps & Screen Room Drain Sump, Raw Water Pump Building, Pump Room, South | FIS-DEW |  | Tank |  | T | http://www.toronto.ca/TWONTO#storage_tank |  | Dewatering & Drainage
106716 | 76941 | TAB-ACC-HE-1418 | Heat Exchange, Hot Water Reheat Coil | TAB-ACC-VAV-1418 | Heat Exchanger | HVAC |  | HE | http://www.toronto.ca/TWONTO#heat_exchanger |  | Heater, Hot Water Reheat Coil, Variable air
26075 | 28208 | FIS-ACC-DM-4005 | Damper, Motorized, Air to Outside, Mechanical/Electrical Room | FIS-MARINE-M/ERM |  | HVAC |  | DM | http://www.toronto.ca/TWONTO#air_damper |  | Mechanical/ Electrical Room, Marine Yard Building
73950 | 37822 | THR-ELS-SQ-1893S | Electrical Rubber Gloves, PPE Issued to Xu-Peng Song 10kV | THR-ELS-SQ-ERG | Safety | Safety Equipment | 40931 | SQ | http://www.toronto.ca/TWONTO#rubber_insulating_gloves |  | Electrical Rubber Gloves, Safety Equipment
147499 | 2245 | WZ2009A | Receiver, Pneumatic Conveyor Air, 203B | TAB-SLD-ROUTING | Vessel,Pressure | Tank |  |  | http://www.toronto.ca/TWONTO#pressure_vessel |  | Pelletizer Bldg. - Material Handling
87212 | 75148 | WTR-PMI-TSL-0007 | Switch, Temperature-Low, Mechanical Room, Ventilation, | WTR-PMI-AUX | Switch,Temperature-Low | Switch |  | TSL | http://www.toronto.ca/TWONTO#temperature_switch |  | Auxiliary Equipment (Building Facilities)
112265 | 27064 | TAB-DIS-SQ-0002 | SCBA Breathing Apparatus | TAB-SES-SCBA | PPE,SCBA | Safety Equipment |  | SQ | http://www.toronto.ca/TWONTO#self-contained_breathing_apparatus |  | WA4 Safety Equipment, SCBA
80093 | 71161 | THR-WA4-LD-0029 | Sling, Nylon, Work Area 4 ( 2" X 8') | THR-LD-NYLN-WA4 | Lifting Device,Sling | Lifting Device |  | LD | synthetic_web_sling |  | Slings, Nylon, Work Area 4
141746 | 51452 | WTR-119-RPU-0001A | Remote Processing Unit, RPU-0001A Panel, Chamber 119-01A, Parkway | CH 119 01A | RPU | Remote Processor Unit |  | RPU | http://www.toronto.ca/TWONTO#RPU_panel |  | Chamber
41285 | 54220 | TAB-ACC-T-7701 | Tank, Flash | TAB-HRS-T | Tank | Tank |  | T | http://www.toronto.ca/TWONTO#pressure_vessel |  | Steam Flash Tanks & Controls
39448 | 2992 | TAB-ACC-FN-6592 | Fan, Centrifugal, Exhaust Air, AHU-6590, Workshop Roof, Screen Bldg., P Bldg. | TAB-ACC-AHU-6590 | Fan,Centrifugal | HVAC |  | FN | http://www.toronto.ca/TWONTO#blower_or_fan_with_drive |  | Air Handling Unit, Workshop Roof, P Bldg.
93192 | 30611 | FHO-GRK-DR-1015L | Door, (FD-1-15), Fire Rated, Admin Building, L1, Womens Washroom< Inner Door | FHO-GRK-FEQ-0001 | Fire Prevention,Door | Door |  | DR | http://www.toronto.ca/TWONTO#fire_rated_door
7343 | 41213 | COL-PSL-TS-0001 | Switch, Transfer | COL-PSL-MISC | Switch |  |  | TS |  |  | Miscellaneous Equipment
146593 | 25267 | WTR-PWT-LS-1100 | Switch, Level, High/Low, Generator Compartment | WTR-PWT-GEN-1100 | Switch,Level-Low | Switch |  | LS | http://www.toronto.ca/TWONTO#level_switch |  | Generator, Diesel, Standby Power, Outdoor, West Tor PS
72912 | 75483 | THR-ACC-FT | Air Conditioning, Fans, Exhaust, Final Tanks & Galleries | THR-ACC-WA4 | H.V.A.C.,Air Conditioner | HVAC |  |  | http://www.toronto.ca/TWONTO#collection_of_assets |  | Air Conditioning, AHU, HVAC,Work Area4
18239 | 13279 | FHA-SPC-RPU-1721 | RPU, Filters F-0101-0401, West Filter Pipe Gallery | FHA-ELS |  | Remote Processor Unit |  | RPU | http://www.toronto.ca/TWONTO#RPU_panel |  | Electrical
55760 | 48312 | TAB-WA5-SQ | WA5 Safety Equipment | TAB-WORK-AREA-SOL | [6 empty] | TAB Work Area Sol
39257 | 21211 | COL-YKP-SRL-11974 | Self Retrieval Line- 11974 | YKP-BLD | Safety | Safety Equipment |  | SRL | self_retracting_line |  | Collections - 435 Kipling Ave. Building envelope
109801 | 36002 | TAB-DEW-T-3040 | Tank, Polymer Mixing #4 | TAB-DEW POLYMER PREP | Tank | Tank |  | T | http://www.toronto.ca/TWONTO#chemical_storage_tank |  | Polymer Solution Preparation & Storage Systems
59207 | 68064 | THC-ACC-HTR-4070 | H.V.A.C.,Heater,Glycol Heating,Basement,Building U | THC-ACC-BLDG U | H.V.A.C.,Heater | HVAC |  | HTR | http://www.toronto.ca/TWONTO#heater |  | New Digesters Building HVAC
137774 | 71655 | THR-PRM-HSE-S | Flushing Hoses South Primary | THR-PRM-T-S |  | Tank |  |  | hose_segment |  | Primary Sedimentation Tanks- South
20798 | 26370 | FHO-DOZ-INJ-3141 | Injector, ORP Analyzer AIT-3141 Sampling, Ozone Building, S2, Access/Sampling Area 3 | FHO-DOZ-AIT-3141 |  | Injector |  | INJ | http://www.toronto.ca/TWONTO#ejector |  | Analyzer, Ozone, Dissolved Ozone in Water, Contact Tank T-2100, Ozone Building, S2, Access/Sampling Area 3
12332 | 51084 | COL-PCU-FIT-5158 | Transmitter, Flow | COL-PCU | Transmitter |  | 34953 | FIT |  |  | Cumber Pumping Station
113305 | 12092 | TAB-EL3-PDP-6317G | Power Distribution Panel,Indoor Generator PDP,Plant Water Pumping Station | TAB-EL3-GEN-6317 |  | Power Distribution Panel |  | PDP | http://www.toronto.ca/TWONTO#LV_electrical_panel |  | Generator,Outdoor,Plant Water Pumping Station
17598 | 21498 | FHA-MCS-LD-2701 | Lifting Device, Hoist, Chain Type, 1 Ton, Stores | FHA-MCS-LD | Lifting Device,Hoist,Manual | Lifting Device |  | LD | http://www.toronto.ca/TWONTO#lifting_equipment_hoist |  | Lifting Devices
101601 | 54867 | MAIN-190 | Main 190 | WTR-LWA | [6 empty] | Work Area 2 Central Mains and Chambers
124786 | 17843 | THC-ELS-LP-5102A | Lighting Panel, Access House Tunnel 13-B | THC-ELS-TR-5102 | Control Panel,Lighting | Power Distribution Panel |  | LP | http://www.toronto.ca/TWONTO#LV_electrical_panel |  | Lighting Transformer,
26282 | 87534 | FHO-SES-SCBA-FEB | SCBA Cylinder Group 2 | FHO-SES-SQ-0001 | PPE,SCBA | Safety Equipment |  |  | http://www.toronto.ca/TWONTO#compressed_gas_cylinder |  | Safety Equipment
3574 | 11859 | COL-PBY-CP-0004 | Control Panel, Grinder | COL-PBY-MISC | Control Panel |  |  | CP |  |  | Miscellaneous Equipment
9533 | 67289 | DOS-YCM-VEH-324015 | 2008 CASE 240 - Vehicle Unit# 324015 | FAC-YCM-VEH | Vehicle,Licensed | Vehicle |  | VEH | power_mobile_equipment
79796 | 16323 | THR-WA1-LD-799-2 | Sling, Braided Wire Rope, Work Area 1 (NYLON SLING SIZE; 2" X 4', CAPACITY 6400 LBS., SN 1045799-2) A | THR-LD-WIRE-WA1 | Lifting Device,Sling | Lifting Device |  | LD | wire-rope_sling |  | Slings, Wire Rope, Work Area 1
135841 | 7203 | THR-FT-PSH-3021 | Switch, Pressure-High, Pump P-3020 Discharge, Scum Pumping - South | THR-FT-P-3020 | Switch,Pressure-High | Switch |  | PSH | http://www.toronto.ca/TWONTO#pressure_switch |  | Pump, Rotary Lobe, Scum from Tank 3000, Scum Pumping
55404 | 57104 | TAB-WA1-SQ-1038 | Sling | TAB-WA1-SQ-1000 | Lifting Device,Sling | Lifting Device |  | SQ | http://www.toronto.ca/TWONTO#fall_protection_sling |  | WA1 Lifting Devices and Slings
131900 | 10564 | THR-CW-SQ-0103S | Eyewash and Shower Station, South West Odour Control | THR-EWSS-WA1 | Safety,Eye wash | Safety Equipment | 46850 | SQ | http://www.toronto.ca/TWONTO#emergency_eyewash_and_shower |  | Eyewash and Shower Station, Work Area 1
50235 | 21061 | FCL-DCL-AICR-0401 | Controller,Analyses,Indicator/Manual Setpoint,Recording,SO-0401, Panel CP-0003,Gaseous Chem. Building | FCL-DCL-SO-0401 |  |  |  | AICR |  |  | Sulphonator, RMF Dechlorination, Machine Room,Gaseous Chemical Building
101799 | 11406 | MS0107A | Lathe | TAB-MCS-MT | Machine Tool,Lathe | Tool |  |  | http://www.toronto.ca/TWONTO#lathe |  | Machine Shop Mechanical Equipment
74543 | 68165 | THR-FT-FSL-3730 | Switch, Flow-Low, Seal Water, Pump 3730, Secondary Treatment, Secondary Scum Pumping - North Plant | THR-FT-P-3730 | Switch,Flow-Low | Switch |  | FSL | http://www.toronto.ca/TWONTO#flow_switch |  | Pump, Rotary Vane, Scum Tank 3700, System 8, Scum Pumping
39054 | 82501 | COL-YKP-SRL-0017 | Self Retrieval Line -002652 | YKP-BLD |  | Safety Equipment | 38993 | SRL | self_retracting_line |  | Collections - 435 Kipling Ave. Building envelope
79899 | 22727 | THR-WA2-LD-0023S | Sling, Chain, Work Area 2 (SUSPENDED) | THR-LD-NYLN-WA2 | Lifting Device,Sling | Lifting Device |  | LD | chain_sling |  | Slings, Nylon, Work Area 2
123463 | 81204 | THC-DIG-LSH-5240 | Eliminated Role: Switch,Level-High,Sump,Burner Sump Pump 5240,Building U | THC-SUS | Switch,Level | Switch | 40489 | LSH | http://www.toronto.ca/TWONTO#level_switch |  | THC records of assets and roles that are no longer in service or exists
119368 | 1104 | TAB-THK-T-4210 | Polymer Solution Day Tank 1 | TAB-THK-T-PYS | Tank,Non-Pressurized | Tank |  | T | http://www.toronto.ca/TWONTO#chemical_storage_tank |  | Mixed Polymer Solution Day Tanks
139867 | 30337 | TNT-AER-FSL-2101 | Flow Switch, Low, Mabr Blower 1 - Flow Switch Low, Aeration | TNT-AER-BL-2100 | Switch,Flow | Switch |  | FSL | http://www.toronto.ca/TWONTO#flow_switch |  | Blower, Rotary Compressor, Mabr Blower 1, Aeration
59340 | 89311 | THC-DIG-FX-0400C | Flame Arrestor,Outlet,STR-0400B,Gas Low Pressure System,Building U | THC-DIG-0400 | Flame Arrester | Safety Equipment |  | FX | http://www.toronto.ca/TWONTO#flame_arrestor |  | Eliminated Role: Digester 0400
121286 | 98280 | THC-ACC-TIT-6009 | Transmitter, Temperature, Sec Loop, Glycol Supply Distr. Sys, Lower Level 2 Blower Room, Headworks | THC-ACC-HE-6001 | Transmitter,Temperature | HVAC |  | TIT | http://www.toronto.ca/TWONTO#temperature_transmitter |  | Heat Exchanger, Heating Glycol System, Lower Level 2 Blower Room, Headworks
25920 | 98976 | COL-PSP-SW-0002 | Switch, Power Supply | COL-PSP-MISC | Switch |  |  | SW |  |  | Miscellaneous Equipment
143456 | 57865 | WTR-PEG-RPU-0001 | Remote Processing Unit | WTR-PEG-ELS | RPU | Remote Processor Unit |  | RPU | http://www.toronto.ca/TWONTO#RPU_panel |  | Electrical System
114910 | 11680 | TAB-PLT-T-1621 | Grit Hopper # 16 | TAB-PLT-T-D | Tank | Tank |  | T | http://www.toronto.ca/TWONTO#storage_tank |  | D Building - Grit Tanks & Hoppers 13 - 16
19853 | 80949 | COL-PLV-LSLL-0201 | Switch, Level Low-Low | COL-PLV-MISC | Switch,Level |  |  | LSLL |  |  | Miscellaneous Equipment
39180 | 77687 | TAB-ACC-F-1460 | Filter, Glycol Concentration Measurement | TAB-ACC-1400 | Filter | Filter |  | F | http://www.toronto.ca/TWONTO#discrete_unit_of_treatment_filter |  | Heating, Z Bldg -
6385 | 51868 | COL-PMY-FN-0002 | Fan, High Volume Supply | COL-PMY-MISC | Fan |  |  | FN |  |  | Miscellaneous Equipment
65384 | 98604 | THC-PRM-ZSH-1212 | Switch, Position High, Mech Collect, Valve 1212 | THC-PRM-V-1211 | Switch,Level-Low-Low | Switch |  | ZSH | http://www.toronto.ca/TWONTO#position_switch |  | Valve, Hydraulic Cylinder, Bottom Scraper, Primary Clarifier 1200, NW Plant
38779 | 10639 | SWM-PET-SW-0004 | Switch, Phase Lights | SWM-PET | Switch |  |  | SW |  |  | Eglinton - Bellamy Storm Pumping Station
26754 | 13208 | FHO-TRW-LSL-0300 | Switch, Level, Low, Pump P-0300 Loss of Prime, Treated Water Building, S3, Pump Room | FHO-TRW-P-0300 |  | Switch |  | LSL | http://www.toronto.ca/TWONTO#level_switch |  | Pump, Centrifugal, Treated Water Building, S3, Treated Water Pump Room
47960 | 35027 | TAB-EL3-LSHH-8085 | Switch, Level High-High, Seawall Substation, Basement | TAB-EL3-P-8085 |  | Switch |  | LSHH | http://www.toronto.ca/TWONTO#level_switch |  | Pump, Sump, Seawall Substation, Basement
114547 | 83299 | TAB-PLT-G-5304 | Gate, Knife Gate, Pneumatic, Screenings Outloading Conveyor 5300, Conveyor Area | TAB-PLT-CV-5300 | Valve,Knife Gate | Gate |  | G | http://www.toronto.ca/TWONTO#valve
21796 | 24769 | FHO-ELS-MCC-0710 | Motor Control Centre, Admin Building, S4, Main Electrical Room | FHO-ELS-PS-0001 | Control Panel,MCC | Motor Control Centre |  | MCC | http://www.toronto.ca/TWONTO#LV_electrical_panel |  | Primary Power Equipment
55479 | 79535 | TAB-WA1-SQ-1947 | Type1 SRD/SRL ( Self Retracting Device/ Self Retracting Lanyard) 6 Ft- Brijeshkumar Patel | TAB-WA1-SQ-0001 | PPE,Harness | Safety Equipment |  | SQ | self_retracting_line |  | WA1 Fall Arrest System
98190 | 96523 | FIS-SPC-RPU-1525 | Remote Processing Unit, Corrosion Control, Workshop Building, Chemical Storage Room | FIS-CCS | Controller,PLC | Remote Processor Unit |  | RPU | http://www.toronto.ca/TWONTO#RPU_panel |  | Corrosion Control
55669 | 87636 | TAB-WA3-SQ-D992 | Body Harness- Raymond Martell | TAB-DEW-SQ-0010 | PPE,Harness | Safety Equipment |  |  | http://www.toronto.ca/TWONTO#fall_arrest_harness |  | WA3 Fall arrest systems portable cranes/hoists, come alongs, slings, wire rope, chains, electrical equipment etc.,
6619 | 25841 | COL-PNT-LSH-0105 | Switch, Level-High | COL-PNT-MISC | Switch,Level-High | Switch |  | LSH | http://www.toronto.ca/TWONTO#level_switch |  | Miscellaneous Equipment
55386 | 91539 | TAB-WA1-SQ-1006 | Sling | TAB-WA1-SQ-1000 | Lifting Device,Sling | Lifting Device |  | SQ | http://www.toronto.ca/TWONTO#fall_protection_sling |  | WA1 Lifting Devices and Slings
46760 | 62767 | FCL-ACC-HTR-0789 | Heater, Snow Melting, Gaseous Chemical Building, North Entrance | FCL-ACC-CL |  |  |  | HTR |  |  | Gaseous Chemical Building HVAC Equipment
123637 | 18048 | THC-DIG-RS TRANSFER | Raw Sludge Transfering | THC-DEW-HOLD TANK | [6 empty] | Dewatering-Sludge Holding Tanks
49746 | 8871 | TAB-PLT-FSL-0541 | Switch, Flow, Low, Sluicing Water Pump Discharge, Screen Area | TAB-PLT-SC-D | Switch,Flow-Low | Switch |  | FSL | http://www.toronto.ca/TWONTO#flow_switch |  | D Building - Bar / Perforated Screen
113442 | 62842 | TAB-ELS-SQ-4000 | MSA Gas Monitor Bump Test Stand | TAB-ELS-ESQ | Atmosphere Monitoring Device | Test Equipment |  | SQ | gas_detector_calibrator |  | Electrical Safety Equipment
120417 | 45614 | THC-ACC-DM-0106 | Damper,Supply,Pressurization System,Access Building No.3,Phase 4 | THC-ACC-TUNNEL | Air Handling Unit | HVAC |  | DM | http://www.toronto.ca/TWONTO#air_damper |  | Plant Tunnels, HVAC
71201 | 74769 | THR-DIG-FSL-3212 | Flow Switch, Pump Seal Water | THR-DIG-T-9-10 | Transmitter,Pressure | Switch |  | FSL | http://www.toronto.ca/TWONTO#flow_switch |  | Digester, Entities Common to Tanks 9-10
106288 | 52242 | TAB-ACC-DM-6593 | Damper, Motorized, Supply Air, AHU-6590, Roof, Workshop Bldg. | TAB-ACC-AHU-6590 | Damper/Louver | HVAC |  | DM | http://www.toronto.ca/TWONTO#air_damper |  | Air Handling Unit, Workshop Roof, P Bldg.
58992 | 61803 | THC-ACC-HTR-0080 | Heater, Perimeter, Admin Building Ground Floor, Women`s Washroom 106 | THC-ACC-BLDG K |  | HVAC |  | HTR | http://www.toronto.ca/TWONTO#heater |  | Administration Building, HVAC
51696 | 12583 | TAB-GRK-VEH-378295 | Vehicle, Utility, Electric, WA 8 | TAB-GRK-VEH | Vehicle,Unlicensed | Vehicle |  | VEH | http://www.toronto.ca/TWONTO#golf_cart
62653 | 36677 | THC-MCS-MT-0016 | Bench Grinder, Building A | THC-MCS-MEQ | Machine Tool | Tool |  | MT | bench_grinder |  | Machine Shop and Equipment
16301 | 55431 | FHA-FLT-F-2001 | Filter #20, Filter Building, West Filter Gallery North | FHA-FLT | Filter | Filter |  | F | http://www.toronto.ca/TWONTO#filtration_tank |  | Filtration
10034 | 97251 | FCL-ACC-AT-0301 | Analyzer, Humidity, AHU-0303, Admin Building | FCL-ACC-AHU-0303 |  |  |  | AT |  |  | Air Handling Unit, Roof Top, Admin Building Top of N/E Stairwell
15852 | 93919 | COL-PKG-LSH-0103 | Switch, Level-High | COL-PKG-MISC | Switch,Level |  |  | LSH |  |  | Miscellaneous Equipment
131799 | 48508 | THR-CRN-WA4 | Cranes, Overhead Lifting Devices,WA4 | THR-MCS-WA4 | [6 empty] | Cranes, Lifting Devices, Machine Tools, Mechanical/Welding Shops
2721 | 65317 | COL-BDC-SW-0001 | Switch, Power | COL-BDC-MISC | Switch | Switch |  | SW | http://www.toronto.ca/TWONTO#disconnect_switch |  | Miscellaneous Equipment
74030 | 47717 | THR-ELS-TR-0202 | Transformer, Dry, 600V,New Maintenance Bldg. | THR-ELS-RSPS | Transformer,Lighting | Tank |  | TR | http://www.toronto.ca/TWONTO#transformer |  | Electrical System, Returns Sludge Pumping Station
76305 | 65476 | FHO-ELS-DP-0725 | Distribution Panel, 600V, Admin Building, S4, Main Electrical Room | FHO-ELS-PS-0001 |  | Power Distribution Panel |  | DP | http://www.toronto.ca/TWONTO#LV_electrical_panel |  | Primary Power Equipment
26295 | 34855 | FHO-SES-SCBA-JAN | SCBA Cylinder Group 1 | FHO-SES-SQ-0001 | PPE,SCBA | Safety Equipment |  |  | http://www.toronto.ca/TWONTO#compressed_gas_cylinder |  | Safety Equipment
91400 | 83776 | FHO-DOZ-TPD-1504 | Trap Prime Device, Ozone Building, S2, Raw Water Process Room, S/E Corner | FHO-DOZ |  | Plumbing |  | TPD | http://www.toronto.ca/TWONTO#trap_priming_device |  | Ozonation System
32967 | 330 | KR2203A | Unit Heater, Silo #3, Basement, Silo Building | TAB-ACC-HTR | H.V.A.C.,Heater | HVAC |  |  | http://www.toronto.ca/TWONTO#heater |  | Heaters- Convection,
112667 | 26697 | TAB-EL1-MCC-6122 | Motor Control Cenrer, 600V MCC VFD's | TAB-AER-ELQ | Switchgear,Indoor | Motor Control Centre |  | MCC | http://www.toronto.ca/TWONTO#LV_electrical_panel |  | Aeration - Electrical Equipment
135662 | 3853 | THR-FT-LSH-4850 | Switch, Level-High, Sump, SP RAS PS, Flood Monitoring System | THR-FT-P-4850 | Switch,Level-High-High | Switch |  | LSH | http://www.toronto.ca/TWONTO#level_switch |  | Pump, Centrifugal, Sump,Sump Pit No. 31,SP RAS PS
70450 | 58530 | THR-CW-SQ-0111S | Eyewash and Shower Station,Outdoors-Outside(SW) Ferrous Chloride Containment (Temporary) | THR-EWSS-WA4 | Safety,Eye wash | Safety Equipment | 46875 | SQ | http://www.toronto.ca/TWONTO#emergency_eyewash_and_shower |  | Eyewash and Shower Station, Work Area 4
58052 | 38671 | THC-ACC-AC-0703 | Air Conditioner,Thickening Building Library | THC-ACC-BLDG J | H.V.A.C.,Air Conditioner | HVAC |  | AC | http://www.toronto.ca/TWONTO#air_condition |  | TWAS Building, HVAC
121152 | 49389 | THC-ACC-RPU-1801 | RPU Panel,Air Handling Unit,Electrical Room,Phase 4 | THC-ACC-BLDG G | Air Handling Unit | Remote Processor Unit |  | RPU | http://www.toronto.ca/TWONTO#RPU_panel |  | Air Treatment Building HVAC
25278 | 18141 | FHO-SPC-RPU-1922 | Ozone master PLC A | FHO-WWW | Controller,PLC | Remote Processor Unit |  | RPU | http://www.toronto.ca/TWONTO#RPU_panel |  | Residue Management / Waste Water System
309 | 63930 | 378251D | Forklift, Attachments, Large Bucket, WA-7 | TAB-GRK-VEH-378251 | Forklift | Tool |  |  | machine_attachments |  | Vehicle, Utility, Multi-Attachment, Propane, BobCat 5600, WA-7
9336 | 2541 | COL-YKP-SRL-1304014 | Self Retrieval Line- 1304014 | YKP-BLD | Safety | Safety Equipment |  | SRL | self_retracting_line |  | Collections - 435 Kipling Ave. Building envelope
19534 | 16367 | FHO RAW H2O | Raw water Sampling | FHO-SAMP | [6 empty] | Sampling Systems
78813 | 6004 | FHO-ELS-WR-0602 | Welding Receptacle, Filter 1-8 Building, S2, Filter Pipe Gallery | FHO-ELS-LTG |  | Power Distribution Panel |  | WR | http://www.toronto.ca/TWONTO#welding_receptacle |  | Facility Electrical System
113692 | 16651 | TAB-INC-LSHH-8045A | Switch, Level High-High, Incinerator Bldg, Basement, Center Sump | TAB-SLO-P-8045 |  | Switch |  | LSHH | http://www.toronto.ca/TWONTO#level_switch |  | Pump, Sump, 3127-180 (#1)
64919 | 70918 | THC-PRM-T-0700 | Tank, Primary Clarifier | THC-PRM-T | Tank | Tank |  | T | http://www.toronto.ca/TWONTO#clarifier |  | Tank, Primary Clarifier
23198 | 2247 | COL-PNT-LSH-0002 | Switch, Level-Low | COL-PNT | Switch | Switch | 36018 | LSH | http://www.toronto.ca/TWONTO#level_switch |  | New Toronto Pumping Station
58920 | 56951 | THC-ACC-FN-2175 | Fan, Recirculation Fan, Tunnel T15, Phase I Primary | THC-ACC-FN-2170 | Air Handling Unit | HVAC |  | FN | http://www.toronto.ca/TWONTO#blower_or_fan_with_drive |  | Air Handling Unit, (new tunnel ventilation ECAP-01)
113033 | 85949 | TAB-EL2-MCC-6175 | Motor Control Center- Grounds Equipment Storage Facility | TAB-WA4-ELS | Control Panel,MCC | Motor Control Centre |  | MCC | http://www.toronto.ca/TWONTO#LV_electrical_panel |  | WA4 Electric Equipments
38601 | 29357 | TAB-ACC-AC-1201 | Conditioner, Air,Electrical office in Z Bldg | TAB-ACC-CI | H.V.A.C.,Air Conditioner | HVAC |  | AC | http://www.toronto.ca/TWONTO#air_condition |  | Chiller and Air Coolers
64936 | 71134 | THC-PRM-TI-1014 | Temperature, Indicate, Oil Tank 1070 | THC-PRM-T-1070 |  |  |  | TI |  |  | Oil Tank, Hydraulic Power System for Scum Skimmer System, Primary Clarifier 1000
13679 | 69389 | FCL-MCS-LD-0101 | Winch - CAP: 310 lbs - 50 FT cable | FCL-MCS-LD | Lifting Device,Hoist,Manual | Lifting Device |  | LD | winch |  | Lifting Devices
113510 | 3696 | TAB-GRK-DR-34557 | Security Gate, South | TAB-WORK-AREA-WWPW |  | Gate |  | DR | http://www.toronto.ca/TWONTO#door
120484 | 98558 | THC-ACC-DM-0721 | Damper,Actuated,Outside Air,AHU-0720,Thickening Building Basement/Sub-basement Area | THC-ACC-AHU-0720 | Damper/Louver | HVAC |  | DM | http://www.toronto.ca/TWONTO#air_damper |  | Air Handling Unit,Basement/Sub-basement Area,Thickening Building
120283 | 76081 | THC-ACC-AIT-6292 | Transmitter, Smoke Detection, Outdoor Air Plenum, 2nd Floor, Mech Room #2, Headworks | THC-ACC-F-6291 | Fire Prevention,Smoke Detector | HVAC | 45960 | AIT | http://www.toronto.ca/TWONTO#flame_or_combustion_sensing_instrument |  | Filter, Outdoor Air Plenum, 2nd Floor, Mech Room #2, Headworks
72560 | 6939 | THR-ACC-DIS | Air Conditioning, HVAC, Chlorine Building | THR-ACC-WA3 | H.V.A.C.,Air Conditioner | HVAC |  |  | http://www.toronto.ca/TWONTO#collection_of_assets |  | Air Conditioning, Boiler, Fans & AHU
48306 | 18725 | TAB-ELS-TR-PT-SWS | Transformer, Primary 13000/600V, SWS | TAB-ELS-SEAWALL | [6 empty] | Seawall Substation
14872 | 91026 | FCL-SPC-COM-1201 | Termination Panel, High Lift Switchgear Room | FCL-SPC |  |  |  | COM |  |  | Process Control Systems - Services Area
96400 | 19016 | YTF-ACC-AHU-4801 | Air Handling Unit, RN143, HVAC Exhaust Fans and AHU's | YTF-ACC | Air Handling Unit | HVAC |  | AHU | http://www.toronto.ca/TWONTO#air_handler_unit |  | HVAC Equipment
146595 | 8756 | WTR-PWT-LSH-1010 | Switch, Level, High, Fuel Bulk Storage Tank | WTR-PWT-T-1010 | Switch,Level-High | Switch |  | LSH | http://www.toronto.ca/TWONTO#level_switch |  | Tank, Fuel, Bulk Storage, Pumping Station, Outdoor Generator Enclosure
133984 | 58401 | THR-DIS-PSH-0400 | Switch, Pressure, High, Pump skid 4, Disinfection Building Main Floor | THR-DIS-P-NRAS | Switch,Pressure-High | Switch |  | PSH | http://www.toronto.ca/TWONTO#pressure_switch |  | Pumps, Disinfection, North Return Activated Sludge
51534 | 42188 | TAB-PRS-LS-8100 | Switch, Level,Sump Pit | TAB-PRS-P-8100 | Switch,Level | Switch |  | LS | http://www.toronto.ca/TWONTO#level_switch |  | Pump, Sump, GX3003A
54940 | 62615 | TAB-THK-CT | Controller, Uni-Sonic | TAB-THK-INQ | [6 empty] | Floatation - Instrumentation Equipment
35908 | 97846 | MTMH162 | GODFREY-FOWLER CTS | TRK-DON | [6 empty] | DON DRAINAGE AREA
8035 | 51964 | COL-PWC-HTR-0002 | Heater, Dry Well | COL-PWC-MISC | Heater |  |  | HTR |  |  | Miscellaneous Equipment
38282 | 4907 | PA50304 | Paging/Intercom System, Seawall Substation | TAB-ELS-STRC-SW |  | Plumbing |  |  | http://www.toronto.ca/TWONTO#public_annoucement_speaker |  | Seawall Substation
32179 | 12694 | COL-RBG-FEQ-0001S | Fire Prevention, Extinguisher | COL-W-OBSOLETE | Fire Prevention,Extinguisher |  | 42909 | FEQ |  |  | Col West Obsolete Entities
37786 | 50315 | PX2522A | Corrosion Control Unit, Grease House #1 | TAB-ACC-PRM | H.V.A.C.,Air Conditioner | HVAC |  |  | ? |  | HVAC, Primary & Corrosion Control Units
64581 | 31626 | FCL-SA | Service Air | FCL-MCS | [6 empty] | Mechanical Services
10321 | 73650 | FCL-ACC-HTR-0119 | Heater, (CH-16) Convention, Electric, 3kW, Low Lift Building, Pump Room Stairwell E | FCL-ACC-P-LL |  |  |  | HTR |  |  | Low Lift Pumping Station HVAC Equipment
58530 | 26710 | THC-DECHLORINE BLDG | Building Location | THC-SPC2 | [6 empty] | Process Control Systems - Equipment
65407 | 68760 | THC-PRM-ZSL-1213 | Switch, Position Low, Mech Return, Valve 1213 | THC-PRM-V-1213 | Switch,Level-Low-Low | Switch |  | ZSL | http://www.toronto.ca/TWONTO#position_switch |  | Valve, Hydraulic Cylinder, Bottom Scraper, Primary Clarifier 1200, NW Plant
135982 | 83095 | THR-FT-RPU-0009 | Remote Processor Unit, Final Tank 1600, Tank 1700 (172.22.37.185) | THR-ELS-FST | RPU | Remote Processor Unit |  | RPU | http://www.toronto.ca/TWONTO#RPU_panel |  | Electrical System, Final Sedimentation Tanks & Galleries
90998 | 92938 | FHO-CLC-PSL-0101 | Switch, Liquid Pressure, Trim Chlorination Header Train 1, S2 Chemical Storage Room | FHO-CLC-CHL-0101 | Switch,Pressure-Low | Switch |  | PSL | http://www.toronto.ca/TWONTO#pressure_switch |  | Chlorinator, Trim Chlorination Train 1, Chemical Building, L1, Machine Room
147567 | 81327 | YCS EUS SERVER ROOM | Communication Switch | YCS-ADMIN-BLDG | [6 empty] | Building Location
34593 | 33822 | MAIN-255 | Main 255 | WTR-MT3 | [6 empty] | Work Area 3 WEST Mains and Chambers
127810 | 7142 | THC-PRM-V-1013 | Valve, Hydraulic Cylinder, Bottom Scraper, Primary Clarifier 1000, SW Plant | THC-PRM-CLR-1030 |  |  |  | V |  |  | Sludge Bottom Scraper Mechanism, Tank 1000, Primary Clarifier
59027 | 996 | THC-ACC-HTR-0250 | Heater, Perimeter. Admin Building, Ground Floor, Office 121 | THC-ACC-AHU-0081 |  | HVAC |  | HTR | http://www.toronto.ca/TWONTO#heater |  | Air handling Unit, Ground Floor South Zone(Project Management), Admin Building Roof
34659 | 24548 | MAIN-316 | Main 316 | WTR-LWA | [6 empty] | Work Area 2 Central Mains and Chambers
80266 | 78589 | FHA-SED-ZSH-0203L | Switch, Limit, Access Hatch Zone 3, Settling Basin T-0201 | FHA-SED-ZSH-0203 |  | Security System |  | ZSH | http://www.toronto.ca/TWONTO#position_switch |  | Switch, Limit, Access Hatch Zone 2
35023 | 14364 | COL-YKP-FAK-080120 | First Aid Kit, Truck # 080120 (2022 FORD F550) | COL-YKP | Safety,First Aid Kit | Safety Equipment |  | FAK | http://www.toronto.ca/TWONTO#first_aid_kit |  | Kipling Yard
70446 | 49307 | THR-CW-SQ-0104S | Eyewash and Shower Station, North West Odour Control | THR-SQ-PEWS-WA1 | Safety,Eye wash | Safety Equipment | 39396 | SQ | http://www.toronto.ca/TWONTO#emergency_eyewash_and_shower |  | Portable. (Gravity Operated) Eyewash Station, Dig9&10 Bsmnt
26168 | 85067 | FHO-GRK-DR-1075L | Door, (FD-1-75), Fire Rated, Ozone Building, L1, East to Delivery Roof | FHO-GRK-FEQ-0001 | Fire Prevention,Door | Door |  | DR | http://www.toronto.ca/TWONTO#fire_rated_door
25440 | 35893 | COL-PSM-DM-0002 | Damper/Louver, Fan 0002 | COL-PSM-MISC | Damper/Louver |  |  | DM |  |  | Miscellaneous Equipment
32987 | 31252 | KR2244A | Unit Heater, Silo #3, 4th Floor, Silo Building | TAB-ACC-HTR-SLO | H.V.A.C.,Heater | HVAC |  |  | http://www.toronto.ca/TWONTO#heater |  | Unit Heaters- Silo Bldg
68960 | 51505 | FCL-WWW-LSL-5530 | Switch, Level, Low, Process Drain Pumps P-5531&5532 Sump, RMF Centrifuge Building | FCL-WWW-P-5531 |  |  |  | LSL |  |  | Pump Submersible Centrifuge Process Drain
95567 | 2389 | FHO-WWW-P-0201-KQ | WW Pump 2 | FHO-WWW |  |  |  | P |  |  | Residue Management / Waste Water System
112675 | 7975 | TAB-EL1-LS-8061 | Switch,Limit,North Substation,Basement | TAB-EL1-P-8061 | Switch,Level | Switch |  | LS | http://www.toronto.ca/TWONTO#level_switch |  | Pump,Sump,North Substation,Basement
126120 | 75707 | THC-ITS-COM-2502 | Telecommunication Enclosure,Plant Stores,Utility Room | THC-SPC |  | Network |  | COM | http://www.toronto.ca/TWONTO#network_panel |  | Process Control Systems - Services Area
28244 | 42858 | FIS-CLA-CHL-0301 | Chlorinator, Pre/Drain Chlorination Train 3, Gaseous Chemical Building, Machine Room | FIS-CLA | Chemical Feeder,Gas | Chemical Feeder |  | CHL | http://www.toronto.ca/TWONTO#chlorinator_system |  | Pre-Chorination System
113804 | 6485 | TAB-NGS-PSH-0101 | Switch, Pressure,High, PSH100-1, Natural Gas Train, Boiler #1, Z Building | TAB-ACC-NGS-0010A | Switch,Pressure | Switch |  | PSH | http://www.toronto.ca/TWONTO#pressure_switch |  | Natural Gas Train, Boiler #1, Z Building
119984 | 30140 | TAB-WA4-SQ-9116SUS | First Aid Kit-Old Admin. Bldg. 2nd Flr. Lab | TAB-SUSPENDED ENTITY | Safety,First Aid Kit | Safety Equipment | 47538 | SQ | http://www.toronto.ca/TWONTO#first_aid_kit |  | Suspended entities
66377 | 14846 | THC-SES-SQ-610957749 | SCBA, Kit, T2 Control Room | THC-SES-SQ-SCBA | PPE,SCBA | Safety Equipment | 42413 | SQ | http://www.toronto.ca/TWONTO#self-contained_breathing_apparatus |  | SCBA Units, virtual entity
112244 | 8806 | TAB-DIS-PSH-0012 | Switch, Pressure,High, Chlorine , Relief Valve Line | TAB-DIS-CHL-2 | Switch,Pressure-High | Switch |  | PSH | http://www.toronto.ca/TWONTO#pressure_switch |  | Chlorination Train #2
64880 | 89051 | THC-PRM-T-0500 | Tank, Primary Clarifier | THC-PRM-T | Tank | Tank |  | T | http://www.toronto.ca/TWONTO#clarifier |  | Tank, Primary Clarifier
146779 | 29982 | WTR-RDF-T-0001 | Tank, Domestic Hot Water | WTR-RDF-AUX | Tank,Domestic Hot Water | Tank |  | T | http://www.toronto.ca/TWONTO#tanked_hot_water_heater |  | Auxiliary Equipment (Building Facilities)
70406 | 77026 | FHA-AM-T-0401 | Tank, Aqua Ammomia #4 Storage Cap. 8500 L | FHA-AM | Tank | Tank | 33295 | T | http://www.toronto.ca/TWONTO#chemical_storage_tank |  | Ammoniation
8897 | 29947 | COL-YKP-DA-0003(S) | Davit Arm-110677 | YKP-BLD |  | Safety Equipment | 39110 | DA | http://www.toronto.ca/TWONTO#fall_arrest_Davit_arm |  | Collections - 435 Kipling Ave. Building envelope
136711 | 29943 | THR-MCS-LD-2154 | Come Along, Work Area 2 (SN. 40202154, 1000LBS) | THR-SES-LD | Lifting Device,Chain | Lifting Device |  | LD | winch |  | Lifting Device, Safety Equipment
45117 | 21157 | TAB-DIG-INQ-T19-22 | Digester Tanks 19-22, Instrument Equipment | TAB-DIG-T-19-22 | [6 empty] | Digester Tanks 19-22
90545 | 64506 | FHO-BW-FSL-1401 | Switch, Flow-Low, Seal Water, Backwash Pump P-1401, S2, Backwash Pump Gallery | FHO-BW-P-1401 |  | Switch |  | FSL | http://www.toronto.ca/TWONTO#flow_switch |  | Pump, Backwash Pump 14, S2 Wash Water Pump Gallery
135939 | 98279 | THR-FT-T-0800S | Tank, Final Settling, Mixed Liquor, Secondary Treatment, Secondary Clarification - South | THR-FT-T | Tank | Tank | 38972 | T | http://www.toronto.ca/TWONTO#sedimentation_tank |  | Final Sedimentation Tank & Dedicated WAS Pumping
139434 | 36622 | THR-WA2-LD-0022S | Sling, Chain, Work Area 2 (SUSPENDED) | THR-S-E | Lifting Device,Sling | Lifting Device |  | LD | chain_sling |  | SUSPENDED ENTITY
38600 | 80887 | SQ-47082 | FHO SCBA #10 | FHO-SES-SQ-0001 | PPE,SCBA | Safety Equipment | 32134 |  | http://www.toronto.ca/TWONTO#self-contained_breathing_apparatus |  | Safety Equipment
58949 | 51426 | THC-ACC-FN-6821 | Fan,Centrifugal, Exhaust, Ferrous Chloride Building | THC-PRS-BLDG |  | HVAC |  | FN | http://www.toronto.ca/TWONTO#blower_or_fan_with_drive |  | Phosphorous removal system, Building and Storage
97861 | 40331 | FIS-SBS-LSHH-0201 | Switch, Level, High High, Float, SBS Tank T-0201, Workshop Building, Chemical Storage | FIS-SBS-T-0201 | Switch,Level-High | Switch |  | LSHH | http://www.toronto.ca/TWONTO#level_switch |  | Tank, SBS Storage, Workshop Building, Chemical Storage
13964 | 52215 | FCL-RW-CP-0702 | Control Panel, Raw Water Screen SC-0701 Inlet & Outlet Gates, Low Lift PS Screen Room S/E | FCL-RW-SC-0701 |  |  |  | CP |  |  | Screen, Bar, Raw Water, Intake and Screen Room
114892 | 38328 | TAB-PLT-UPS-0322 | UPS for RPU | TAB-PLT-RPU-0322 | RPU | Remote Processor Unit |  | UPS | http://www.toronto.ca/TWONTO#UPS |  | RPU Panel, Plant, Second Floor Electrical Room, P Bldg.
7326 | 57592 | COL-PSL-LSHH-0204 | Switch, Level High-High | COL-PSL | Switch,Level |  |  | LSHH |  |  | Sewells Road Sewage Pumping Station
26033 | 34351 | FIS-ACC-AHU-0600 | Air Handling Unit, Filter Complex, Control Room, On Top of Roof | FIS-HVAC | Air Handling Unit | HVAC |  | AHU | http://www.toronto.ca/TWONTO#air_handler_unit |  | Climate Control
93234 | 77511 | FHO-GRK-DR-1096L | Door, (FD-1-96), Fire Rated, L1, Stairway 8 | FHO-GRK-FEQ-0001 | Fire Prevention,Door | Door |  | DR | http://www.toronto.ca/TWONTO#fire_rated_door
34150 | 85763 | COL-YKP-DA-1671130(S) | Davit Upper Arm-1671130 | COL-YKP-DA-0015S | Safety | Safety Equipment | 46011 | DA | http://www.toronto.ca/TWONTO#fall_arrest_Davit_arm |  | Davit Arm Assembly with Upper Arm-1671130
78129 | 96141 | THR-PRS-LSL-0050 | Switch, Level-Low, Sump Tank, Ferrous Chloride System | THR-PRS-P | Transmitter,Level | Switch |  | LSL | http://www.toronto.ca/TWONTO#level_switch |  | Phosphorous Removal System, Pumps
10274 | 29964 | FCL-ACC-FS-0101 | Heater, Convection, Admin Building Ground Floor, Women's Washroom 106 | FCL-ACC-AHU-0101 | Switch,Flow | Switch |  | FS | http://www.toronto.ca/TWONTO#flow_switch |  | Air Handling Unit, Low Lift Screen Room Ventilation System, Low lift Screen Room
74580 | 35764 | THR-AI-F-2506 | Filter, Oil, Air Discharge Header, Instrument Air | THR-AI | Filter,Membrane | Filter |  | F | http://www.toronto.ca/TWONTO#replaceable_oil_or_fuel_filter |  | Air, Instrument, Compressors
26305 | 30818 | FHO-GRK-DR-2067S | Door, (FD-S2-67), Fire Rated, Admin Building, S2, EICT Shop, West | FHO-GRK-FEQ-0001 | Fire Prevention,Door | Door |  | DR | http://www.toronto.ca/TWONTO#fire_rated_door
92972 | 61489 | WTR-PLW-RPU-0004 | Remote Processing Unit | WTR-PLW-ELS | RPU | Remote Processor Unit |  | RPU | http://www.toronto.ca/TWONTO#RPU_panel |  | Electrical System
68621 | 65088 | FHO-ACC-F-1512 | Filter, Air Inlet, AHU-1511, Ozone Building, L1, Mechanical Room 1 | FHO-ACC-AHU-1511 |  | Filter |  | F | http://www.toronto.ca/TWONTO#replaceable_air_filter |  | Air Handling Unit, Ozone Building, L1, Mechanical Room 1
30654 | 81050 | FIS-SES-SCBA-0401 | Self Contained Breathing Apparatus, Filter Complex, Mezzanine | FIS-SES-SQ-0001 | PPE,SCBA | Safety Equipment |  | SCBA | http://www.toronto.ca/TWONTO#self-contained_breathing_apparatus |  | Emergency Breathing Apparatus
34431 | 70017 | MAIN-037 | Main 037 | WTR-LWA | [6 empty] | Work Area 2 Central Mains and Chambers
129295 | 32027 | THC-THK-RPU-1615 | Controller Panel,Centrifuge CF-0500,Thickening Building | THC-THK-ELS | Control Panel,Instrumentation | Remote Processor Unit |  | RPU | http://www.toronto.ca/TWONTO#RPU_panel |  | TWAS Elecftrical equipment Sludge Thickening
120785 | 34056 | THC-ACC-FN-6240 | Fan, Supply, Blower Room, 2nd Floor Mech Room #2, Headworks | THC-ACC-AHU-6200 | Fan | HVAC |  | FN | http://www.toronto.ca/TWONTO#blower_or_fan_with_drive |  | Air Handling Unit, Blower Room, 2nd Floor Mech Room #2, Headworks
55670 | 98021 | TAB-WA3-SQ-DHA3 | Davit Arm (Dura Hoist) DH-3 | TAB-DEW-SQ-0010 | PPE,Lanyard | Safety Equipment |  |  | http://www.toronto.ca/TWONTO#fall_arrest_Davit_arm |  | WA3 Fall arrest systems portable cranes/hoists, come alongs, slings, wire rope, chains, electrical equipment etc.,
26245 | 33343 | FHO-SES-SCBA-0002 | Cylinder, SCBA, Air Pack, 2216 PSI, Ser #OJ-261849 | FHO-SES-SQ-0002 | PPE,SCBA | Safety Equipment |  | SCBA | http://www.toronto.ca/TWONTO#compressed_gas_cylinder |  | Emergency Breathing Apparatus
25661 | 43492 | COL-PSN-MISC(S) | Miscellaneous Equipment | COL-PSN |  |  | 36941 |  |  |  | Second Street Sewage Pumping Station (Wards Island PS#10)
113522 | 25177 | TAB-ENG-TES-0001 | Technical Support, Engineering,Engineering Services Manager | TAB-ADMIN |  |  |  | TES |  |  | Tab Admin
83026 | 87982 | FHA-SES-SQ-0083 | Horizontal tie off anchor point DBI SALA 8517362 anchor point | FHA-SES-SQ-6 |  | Safety Equipment |  | SQ | fall_arrest_anchor |  | Safety Fall Protection Equipment
26309 | 12396 | FHO-SES-SQ-0009 | Fall Lanyards | FHO-SES-SQ-0001 | PPE,Lanyard | Safety Equipment | 34722 | SQ | http://www.toronto.ca/TWONTO#collection_of_assets |  | Safety Equipment
112812 | 6338 | TAB-EL1-PSH-1506B | Switch,Sudden Pressure,EL1-TR-1506,North Substation | TAB-EL1-TR-1506 | Switch,Pressure-High | Switch |  | PSH | http://www.toronto.ca/TWONTO#pressure_switch |  | Transformer,EL1-TR-1506,13.8-4.16KV,3 PH
57058 | 92820 | TAB-SLO-DR-0385 | Door, Overhead, Entrance, Truck Loading Bay, West | TAB-SLO-STRC | Door,Overhead | Door |  | DR | http://www.toronto.ca/TWONTO#roll_up_door
7491 | 39952 | COL-PSS-AIT-0001 | Transmitter, Gas | COL-PSS-MISC | Transmitter |  |  | AIT |  |  | Miscellaneous Equipment
78859 | 75714 | THR-SES-SQ-1448 | Lanyard for Harness, PPE Gurpreet Singh | THR-SES-FAS | Safety | Safety Equipment |  | SQ | lifeline |  | Fall Arrest Sytem (Harness and Lanyard), Safety Equipment
88460 | 86749 | WTR-PTH-PSL-0001 | Switch, Pressure-Low, Water Transmission from District 4 | WTR-PTH-TRW | Switch,Pressure-Low | Switch |  | PSL | http://www.toronto.ca/TWONTO#pressure_switch |  | Treated Water (Transmission)
7927 | 29328 | COL-PTS-P-0100 | Pump Submersible | COL-W-OBSOLETE | Pump |  |  | P |  |  | Col West Obsolete Entities
140883 | 22921 | TRK-COM | COMBINED SEWERS (ALTERNATE GL) | TRK-AGL | [6 empty] | TRK (ALTERNATE GL)
64876 | 34797 | THC-PRM-T-0300 | Tank, Primary Clarifier | THC-PRM-T | Tank | Tank |  | T | http://www.toronto.ca/TWONTO#clarifier |  | Tank, Primary Clarifier
50668 | 76312 | TAB-PLT-WSH-0541? | Switch,weight, High, Screen 0541 | TAB-PLT-SC-0541? | Switch,Weight-High | Switch | 35892 | WSH | http://www.toronto.ca/TWONTO#weight_switch |  | Bar Screen #5
14785 | 28174 | FCL-SH-10 | Safety Harness Full Body | FCL-SES-SQ-0102 | PPE | Safety Equipment |  | SH | http://www.toronto.ca/TWONTO#fall_arrest_harness |  | Safety Harnesses, High Lift Building, Store Room
48213 | 90146 | TAB-ELS-SQ-6102 | Electrical - Rubber Insulating Gloves | TAB-ELS-SQ-GLOVE | PPE,Insulated Glove | Safety Equipment |  | SQ | http://www.toronto.ca/TWONTO#rubber_insulating_gloves |  | High Voltage Gloves
109825 | 17624 | TAB-DEW-TSH-1221B | Switch, Temperature, High, Lub Oil Return from Bearing, Drive end | TAB-DEW-CF-1221 | Switch,Temperature | Switch |  | TSH | http://www.toronto.ca/TWONTO#temperature_switch |  | Centrifuge # 12
127674 | 2239 | THC-PRM-PT-1082 | Transmitter, Pressure, Pump Pressure, Oil Tank 1070 | THC-PRM-P-1080 |  |  |  | PT |  |  | Pump, Centrifugal, Oil Tank 1070
40352 | 71619 | TAB-ACC-FSL-0040 | Switch,Flow,Low,Feed Water Pump, Boiler No4 | TAB-ACC-P-0040 | Switch,Flow | Switch |  | FSL | http://www.toronto.ca/TWONTO#flow_switch |  | Pump, Feed Water, Hot Water Boiler #4
50064 | 11662 | TAB-PLT-P-P | P Building - Sump Pumps, Grit Tanks | TAB-PLT-P | Pump | [5 empty] | P Building - Preliminary Treatment
147023 | 38711 | WTR-RMI-ELS | Electrical System | WTR-RMI | [6 empty] | Milliken Reservoir
87084 | 89328 | WTR-PMI-LSL-0800 | Switch, Level-Low, Pump 0800 | WTR-PMI-P-0800 | Switch,Level-Low | Switch |  | LSL | http://www.toronto.ca/TWONTO#level_switch |  | Pump, Centrifugal, Water Transmission, West Pump Room
78810 | 51111 | FHO-ELS-WR-0503 | Welding Receptacle, Filter Building, L1, Filter Gallery, South | FHO-ELS-LTG |  | Power Distribution Panel |  | WR | http://www.toronto.ca/TWONTO#welding_receptacle |  | Facility Electrical System
33648 | 24516 | COL-YKP-DA-0023S | Davit Arm Assembly with Upper Arm-1734510 | COL-YKP-DA | Safety | Safety Equipment | 45986 | DA | http://www.toronto.ca/TWONTO#fall_arrest_Davit_arm |  | Davit Arm Assembly
68442 | 87976 | THR-ACC-PSL-1301 | Switch, Pressure-Low,NG Valve Train, Boiler 1301, Plant Central Hot Water System, Hot Water Boilers | THR-ACC-BO-1301 | Switch,Pressure-Low | Switch |  | PSL | http://www.toronto.ca/TWONTO#pressure_switch |  | Boiler, Low Pressure, Hot Water, Plant Central Hot Water System, Hot Water Boilers (CRN-H9308.5,TSSA UID-65022703, SNo.-5.1103723)
85133 | 43329 | WTR-PEL-LSL-1021 | Switch, Level, Low, Diesel Fuel Storage Tank T-1020, Generator Building, Bulk Fuel Storage Room | WTR-PEL-T-1020 | Switch,Level-Low | Switch |  | LSL | http://www.toronto.ca/TWONTO#level_switch |  | Tank, Non-Pressurized, Diesel Fuel Storage, Generator Building, Bulk Fuel Storage Room
15610 | 8243 | FHA SCADA SUPPORT | FHA SCADA Support | FHA-SPC1 |  | System Process Control |  |  | activity |  | Process Control Systems - Administrative
127266 | 12238 | THC-PLT-T-5810 | Reservoire, Oil, Hydraulic Pack, Conveyors, Grit Tanks | THC-PLT-GRIT TANKS | Tank,Reservoir | Tank |  | T | http://www.toronto.ca/TWONTO#chemical_storage_tank |  | Grid Tanks
89005 | 95855 | WTR-REG-ZS-0003 | Switch, Position,Door Security | WTR-REG-AUX | Switch,Position | Switch |  | ZS | http://www.toronto.ca/TWONTO#position_switch |  | Auxiliary Equipment (Building Facilities)
8133 | 28131 | COL-PWN-MISC | Miscellaneous Equipment | COL-PWN | [6 empty] | Warren Park Pumping Station
91316 | 2632 | WTR-RDF-DR-0001 | Door, Hatch, Due-North | WTR-RDF-AUX | Door | Door |  | DR | http://www.toronto.ca/TWONTO#door
54988 | 93119 | TAB-THK-MEQ-0701 | Flocculator | TAB-THK-T-0700 | Flocculator | Tank |  | MEQ | http://www.toronto.ca/TWONTO#mixer_or_agitator |  | Floatation Tank #7, Subnatant Recycling
129825 | 81938 | THR-ACC-ER | Air Conditioning, AHU, HVAC, Engine Room | THR-OCS-NEW | H.V.A.C.,Air Conditioner | HVAC |  |  | http://www.toronto.ca/TWONTO#collection_of_assets |  | Odour Control, Biofilter
8341 | 49152 | COL-PWR-TS-0001 | Switch, Automatic Transfer, Emergency Power, East Wall Control Room | COL-PWR-AUX-ELEC | Control Panel | Switch |  | TS | http://www.toronto.ca/TWONTO#transfer_switch |  | Electrical Equipment
23209 | 28413 | COL-PNT-LSL-0106 | Switch, Level-Low | COL-PNT | Switch | Switch | 36021 | LSL | http://www.toronto.ca/TWONTO#level_switch |  | New Toronto Pumping Station
40105 | 52608 | DOS-SES-SCBA-7945 | SCBA 10 minutes escape pack | DOS-SES-SCBA | Safety | Safety Equipment |  | SCBA | http://www.toronto.ca/TWONTO#self-contained_breathing_apparatus |  | Self Contained Breathing Apparatus (SCBA)
25642 | 91016 | COL-PSM-TS-0001 | Switch, Transfer | COL-PSM-MISC | Switch |  |  | TS |  |  | Miscellaneous Equipment
54965 | 9406 | TAB-THK-FSL-4304 | Switch,Flow Indication, Polymer inlet to Pump-P-4304 | TAB-THK-P-4304 | Switch,Flow | Switch |  | FSL | http://www.toronto.ca/TWONTO#flow_switch |  | Pump, Mixed Polymer Feed
10369 | 49756 | FCL-ACC-HTR-0317 | Heater, Baseboard, 208V, 1.5kW, Admin Building, First Floor, Library 118, West Wall Centre | FCL-ACC-ADMIN |  |  |  | HTR |  |  | Administration Building HVAC Equipment
70366 | 81855 | THC-PRS-RPU-1303 | RPU,Ferrous Chloride System, Ferrous Chloride Building | THC-PRS-BLDG |  | Remote Processor Unit |  | RPU | http://www.toronto.ca/TWONTO#RPU_panel |  | Phosphorous removal system, Building and Storage
135954 | 60262 | THR-FT-T-3230 | Tank, Non-Pressurized, Scum, Scum Pumping | THR-FT-T-SCUM | Tank,Non-Pressurized | Tank |  | T | http://www.toronto.ca/TWONTO#storage_tank |  | Final Tank, Scum Tanks
73136 | 48 | THR-ACC-NR-659 | HVAC Unit & Fan, Women Washroom | THR-ACC-ADM | H.V.A.C.,Heater,Unit | HVAC |  | NR | http://www.toronto.ca/TWONTO#heater |  | Air Conditioning, HVAC, Admin Building
4802 | 74044 | COL-PHP-FEQ-0001S | Fire Prevention, Extinguisher | COL-PHP-MISC | Fire Prevention,Extinguisher |  | 42686 | FEQ |  |  | Miscellaneous Equipment
72875 | 80443 | THR-ACC-FPW | Air Conditioning, HVAC, Filtered Plant Water Building | THR-EPS | H.V.A.C.,Air Conditioner | HVAC |  |  | http://www.toronto.ca/TWONTO#collection_of_assets |  | Effluent Pumping Station
65234 | 16504 | THC-ELS-MCC-1102 | Control Panel,MCC,Headhouse | THC-ELS-PS-0001 | Control Panel,MCC | Motor Control Centre |  | MCC | http://www.toronto.ca/TWONTO#LV_electrical_panel |  | Primary Power Equipment
18103 | 28673 | FHA-SED-ZSH-0204A | Switch, Limit, Access Hatch Zone 4, Settling Basin T-0201 | FHA-SED-ZSH-0204 |  | Security System |  | ZSH | http://www.toronto.ca/TWONTO#position_switch |  | Switch, Limit, Access Hatch Zone 2
105543 | 8957 | SWM-PDU-CH-0001 | Chamber, Valve | SWM-PDU-MISC | Chamber |  |  | CH |  |  | Miscellaneous Equipment
140116 | 16868 | TNT-CSO-TPB-0402 | Tipping Bucket, CSO Storage Tank Flushing | TNT-CSO-P-0400 | Tank,Reservoir | Tank |  | TPB | http://www.toronto.ca/TWONTO#instrument_gauge_or_display |  | Pump, Centrifugal, Flush, Maintenance Hole No. 1
131395 | 41117 | THR-BG-P | Blended Gas, Pumping | THR-BG | [6 empty] | Blended Gas
8530 | 84838 | COL-RBB-GRF-0001 | Indicator, Ground Fault | COL-RBB |  |  |  | GRF |  |  | Western Beaches Tunnel (Battery Park)-Storm
32979 | 32882 | KR2231A | Unit Heater, Silo #1, 3rd Floor, Silo Building | TAB-ACC-HTR | H.V.A.C.,Heater | HVAC |  |  | http://www.toronto.ca/TWONTO#heater |  | Heaters- Convection,
28088 | 40251 | FIS-FLT-F-0100 | Filter, Settled Water, Filter Building, Filter Gallery | FIS-FLT | Filter | Filter |  | F | http://www.toronto.ca/TWONTO#filtration_tank |  | Filtration
48188 | 58602 | TAB-ELS-SQ-1009 | PPE Cabinet with PPE- Z Bldg Machine Shop & Mezzanine Flr | TAB-ELS-ESQ | PPE | Safety Equipment |  | SQ | ppe_cabinet |  | Electrical Safety Equipment
136553 | 57085 | THR-GRK-SM | Machine Shop, WTP Housekeeping | THR-STRC-WA2 |  | Grounds |  |  | activity |  | Structural, Walls, Floors, Roofs, Ceiling, Work Area 2
63138 | 63163 | THC-DIG-HTR-4040 | Eliminated Role: H.V.A.C.,Heater,Heating,Roof,Digesters | THC-SUS | H.V.A.C.,Heater | HVAC | 40450 | HTR | http://www.toronto.ca/TWONTO#heater |  | THC records of assets and roles that are no longer in service or exists
132816 | 6557 | THR-DIG-PSH-4051 | Switch, Pressure-High, Discharge Pump 4051/4052, Digester Tank 0300, Solid Treatment, Mezzanine Floor | THR-DIG-HE-4057 | Switch,Pressure-High | Switch |  | PSH | http://www.toronto.ca/TWONTO#pressure_switch |  | Heat Exchanger, Tank 0300, Solids Treatment, Digester Tank 3
45443 | 27852 | TAB-DIG-PSL-9401 | Switch,Pressure,Low, PSL300-4, Digester Gas Train, Boiler #4, Z Building | TAB-ACC-DIG-0040 | Switch,Pressure | Switch |  | PSL | http://www.toronto.ca/TWONTO#pressure_switch |  | Digester Gas Train, Boiler #4, Z Building
52996 | 93502 | TAB-RSP-SQ-M | Atmosphere Monitoring,Emerg. Eyewash and Shower Stations, First Aid Kits, M Bldg | TAB-RSP-STRC-M | PPE,Eyewash Station | Safety Equipment |  |  | http://www.toronto.ca/TWONTO#collection_of_assets |  | M Building - Safety Equipment,Building Services,Drains, Plumbing
130087 | 98476 | THR-ACC-HVAC | Air Conditioning, Heating, Ventilation & Air Conditioning | THR-ACC-WA3 | [6 empty] | Air Conditioning, Boiler, Fans & AHU
11249 | 79246 | COL-MTI-G-2902 | Gate 2,Roxton St. Control Chamber No.29, MTI | COL-MTI-CH-2900 | Valve,Gate,Sluice,Act. | Gate |  | G | http://www.toronto.ca/TWONTO#channel_gate
14782 | 65348 | FCL-SH-05 | Safety Harness Full Body | FCL-SES-SQ-0102 | PPE | Safety Equipment |  | SH | http://www.toronto.ca/TWONTO#fall_arrest_harness |  | Safety Harnesses, High Lift Building, Store Room
13038 | 75826 | FCL-FLO-CP-0101 | Control Panel, Pre-treatment Module 1 Inlet Valve, Flocculation &Sedimentation Area South | FCL-FLO-V-0101 |  |  |  | CP |  |  | Valve, Butterfly, Actuated, Raw Water, Sedimentation Tank 0101, Mixing Tank/ Coagulation
9526 | 69007 | DOS-YCM-VEH-205018 | 2012 MACK GU813 - Vehicle Unit# 205018 | FAC-YCM-VEH | Vehicle,Licensed | Vehicle |  | VEH | http://www.toronto.ca/TWONTO#passenger_vehicle | ?
123619 | 84376 | THC-DIG-PSH-3200 | Switch,Pressure-High,Discharge,C-3200B,Gas High Pressure System,Building U | THC-DIG-C-3200 | Switch,Pressure-High | Switch |  | PSH | http://www.toronto.ca/TWONTO#pressure_switch |  | Compressor,Sliding Vane,Building U Gas Booster,Gas High Pressure System,Building U
54386 | 40212 | TAB-STR-LSL-4007R | Switch,Level,Low, Oil tank, Blower 4007 lubrication | TAB-STR-T-4007R | Switch,Level | Safety Equipment |  | LSL | http://www.toronto.ca/TWONTO#level_switch |  | Tank , Reservoir Aux Oil, Blower 4007
79160 | 27458 | THR-ELS-MCC-3402 | Control Panel, MCC 3402, Digesters, Tanks 0700 & 0800 | THR-ELS-LTG-EMS | Control Panel,MCC | Motor Control Centre |  | MCC | http://www.toronto.ca/TWONTO#LV_electrical_panel |  | Lighting System, Security , East Maintenance Building
116237 | 57906 | TAB-PRS-T-FECL2 | Ferrous Chloride Tanks & Valves | TAB-PRS2 | [6 empty] | Phosphorus Removal System
84561 | 8060 | THR-SPC-COM-5300 | Network Access Closet, Ferrous Chloride Facility | THR-ELS-PRS |  | Network |  | COM | http://www.toronto.ca/TWONTO#network_panel |  | Electrical System, Phosphorous Removal System
75190 | 96899 | THR-FT-PSL-4719 | Switch, Pressure-Low, Pump P-4720 Suction, Cross Feed Pumping - South | THR-FT-P-4720 | Switch,Pressure-Low | Switch |  | PSL | http://www.toronto.ca/TWONTO#pressure_switch |  | Pump, Centrifugal, Sludge Cross Feed, RAS Pumping Station - South
119576 | 48117 | TAB-WA1-LD-1227 | Chain Pulley Block | TAB-WA1-SQ-1000 | Lifting Device | Lifting Device |  | LD | http://www.toronto.ca/TWONTO#lifting_equipment_hoist |  | WA1 Lifting Devices and Slings
28512 | 9770 | FIS-DCL-PSL-0102 | Switch, Pressure, Low, SO2 Evaporator EV-0101 Discharge, Gaseous Chemical Building, Storage Room | FIS-DCL | Valve | Switch |  | PSL | http://www.toronto.ca/TWONTO#pressure_switch |  | De-Chlorination
113451 | 14313 | TAB-ELS-SQ-5028 | Cross Arm Strap(Jeff) | TAB-ELS-SQ-FALL ARST | PPE,Harness | Safety Equipment |  | SQ | lifeline |  | Fall Arrest -Safety Harness & Lanyard
98248 | 85141 | FIS-SES-SQ-6008 | Safety Harness, Full Body | FIS-SES |  | Safety Equipment |  | SQ | http://www.toronto.ca/TWONTO#fall_arrest_harness |  | Safety, Instrumentation & Environmental Services
60358 | 74610 | THC-ACC-V-6513 | Valve, Circuit Balancing, AHU-6500, 2nd Floor Mech Room #1, Headworks | THC-ACC-AHU-6500 | Valve | HVAC |  | V | http://www.toronto.ca/TWONTO#valve |  | Air Handling Unit, Pipe Gallery, 2nd Floor Mech Room #1, Headworks
117322 | 20263 | TAB-RSP-UPS-0211 | UPS forRPU, | TAB-RSP-RPU-0211 | RPU | Remote Processor Unit |  | UPS | http://www.toronto.ca/TWONTO#UPS |  | RPU, RSP Pump # 1
128011 | 93408 | THC-PRM-ZSH-1176 | Switch, Position High, Mech Away, Valve 1171A | THC-PRM-V-1171A | Switch,Position-High | Switch |  | ZSH | http://www.toronto.ca/TWONTO#position_switch |  | Valve, Knife Gate, Primary Sludge Pump (P-1170) Inlet Isolation, NW Plant
7944 | 44390 | COL-PVM-ALR-0002 | Gas Alarm, Exterior | COL-PVM | Fire Prevention,Alarm |  |  | ALR |  |  | Valleymede Sewage Pumping Station
86566 | 67094 | WTR-PKL-PSL-0003 | Switch,Pressure-Low,Main 194 to District 6 | WTR-PKL-TRW | Switch,Pressure-Low | Switch |  | PSL | http://www.toronto.ca/TWONTO#pressure_switch |  | Treated Water (Transmission)
12036 | 88410 | FCL-ELS-ASH-0001 | Smoke Detector, Diesel Tank, ELS-T-0101, Low lift Building | FCL-ELS-T-0101 |  |  |  | ASH |  |  | Tank, Generator G-0100 Oil Fuel Day Tank, Low Lift Building, Screen Room
77733 | 58130 | THR-PRM-PSL-2121 | Switch, Pressure-Low, Suction, Pump 2121, Sludge Pumping - South | THR-PRM-P-2121 | Switch,Pressure-Low | Switch |  | PSL | http://www.toronto.ca/TWONTO#pressure_switch |  | Pump, Centrifugal, Sludge, Primary Station 1
3528 | 34497 | COL-PBR-FEQ-0001S | Fire Prevention, Extinguisher | COL-PBR-MISC | Fire Prevention,Extinguisher |  | 41314 | FEQ |  |  | Miscellaneous Equipment
78679 | 20063 | THR-SES-LD-0506 | Davit Arm 48" Reach | THR-SES-SQ | Safety | Safety Equipment |  | LD | http://www.toronto.ca/TWONTO#fall_arrest_Davit_arm |  | Safety Equipment
52952 | 79639 | TAB-PLT-G-4803 | Gate, Knife Gate, Pneumatic, Screenings Outloading Conveyor 4800, Conveyor Area | TAB-PLT-CV-4800 | Valve,Knife Gate | Gate |  | G | http://www.toronto.ca/TWONTO#valve
93300 | 24262 | FHO-GRK-DR-2069S | Door, (FD-S2-69), Fire Rated, Admin Building, S2, IMMAP Training Centre, South | FHO-GRK-FEQ-0001 | Fire Prevention,Door | Door |  | DR | http://www.toronto.ca/TWONTO#fire_rated_door
117284 | 86947 | TAB-RSP-RPU-0203 | RPU, Pumps MSP-5, MSP-6 & MSP-7 High Level Channel 2 | TAB-RSP-INQ-M | RPU | Remote Processor Unit |  | RPU | http://www.toronto.ca/TWONTO#RPU_panel |  | M Building - Instrumentation Equipment
138701 | 93954 | THR-SES-SQ-0151 | Harness, Full Body, PPE Ravin Sankar | THR-SES-SQ-0944 | Safety | Safety Equipment |  | SQ | http://www.toronto.ca/TWONTO#fall_arrest_harness |  | Lanyard for Harness, PPE Ravin Sankar
88596 | 62203 | WTR-PWT-LSHH-1100 | Switch, Level, High High, Fuel Day Tank | WTR-PWT-GEN-1100 | Switch,Level-High-High | Switch |  | LSHH | http://www.toronto.ca/TWONTO#level_switch |  | Generator, Diesel, Standby Power, Outdoor, West Tor PS
58544 | 80959 | THC-ACC-DM-0632 | Damper,Motorized,Outdoor Air to Sampling Room,South Pumping Station,Sampling Room,Ground Level | THC-ACC-BLDG L |  | HVAC |  | DM | http://www.toronto.ca/TWONTO#air_damper |  | Plant Effluent Pumping Station, HVAC
8611 | 56366 | COL-BCV-TSL-0001 | Switch, Temperature-Low | COL-BCV-MISC | Switch | Switch |  | TSL | http://www.toronto.ca/TWONTO#temperature_switch |  | Miscellaneous Equipment
34417 | 47344 | MAIN-016 | Main 016 | WTR-LWA | [6 empty] | Work Area 2 Central Mains and Chambers
7297 | 59251 | COL-PSK-WEL-0500 | Wet Well | COL-PSK-MISC |  |  |  | WEL |  |  | Miscellaneous Equipment
118042 | 3759 | TAB-SES-SQ-0660 | Emergency Eyewash Station,Seawall Substation,Electrical Room | TAB-SES-WA8 | PPE,Eyewash Station | Safety Equipment |  | SQ | http://www.toronto.ca/TWONTO#emergency_eyewash |  | WA 8 Safety Equipment,
8291 | 61866 | COL-PWR-LSL-0005 | Switch, Level-Low | COL-PWR-MISC | Switch,Level |  | 35109 | LSL |  |  | Miscellaneous Equipment
27494 | 35752 | FHO-WWW-XSH-0101 | Switch, Torque, High, Rake, Clarifier 1 | FHO-WWW-T-0102 | Sensor,Position | Switch |  | XSH | http://www.toronto.ca/TWONTO#torque_switch |  | Tank, Clarifier 0102, Waste Water System, Clarifier Building, West
15250 | 80706 | FCL-TRW-TSL-0001 | Switch, Temperature-Low, Building, Treated Water Pumping Station | FCL-TRW-2 | Switch,Temperature-Low | Switch |  | TSL | http://www.toronto.ca/TWONTO#temperature_switch |  | Treated Water Pumping
48053 | 56441 | TAB-EL3-PDP-6014A | Control Panel, Power Distribution, Auxiliary Systems Building, Main Floor | TAB-ELS-SEAWALL | Control Panel,Power Distribution Panel | Power Distribution Panel |  | PDP | http://www.toronto.ca/TWONTO#LV_electrical_panel |  | Seawall Substation
69302 | 91030 | THR-AER-LSL-1401 | Switch, Level-Low, Lube Oil Tank, Blower 1411, Blower Building, Air Blower System | THR-AER-P-1401 | Switch,Level-Low | Switch |  | LSL | http://www.toronto.ca/TWONTO#level_switch |  | Pump, Centrifugal, Auxilliary Oil Supply to Blower 1411, Blower Building, Blower System
40401 | 5573 | TAB-ACC-FSL-3811 | Switch,Flow,Low,Water From Pump | TAB-ACC-P-3811 | Switch,Flow | Switch |  | FSL | http://www.toronto.ca/TWONTO#flow_switch |  | Pump, Circulating,Hot Water ,P29/30/31-2
16798 | 91858 | COL-PCU-FN-0001 | HVAC, Fan, Centrifugal, Downblast, Two-speed Dry Well Roof Fan | COL-PCU-MISC | Fan,Centrifugal | HVAC |  | FN | http://www.toronto.ca/TWONTO#blower_or_fan_with_drive |  | Miscellaneous Equipment
74540 | 83493 | THR-FT-FSL-3626 | Switch, Flow-Low, WHF, Pump 3620, Secondary Treatment, Scum Pumping - North | THR-FT-P-3620 | Switch,Flow-Low | Switch |  | FSL | http://www.toronto.ca/TWONTO#flow_switch |  | Pump, Rotary Vane, Scum Tank 3600, System 9, Scum Pumping
66407 | 37347 | THC-SPC-COM-1806 | Termination Panel, Network,Phase IV Primary Treatment Area, TunnelT19 | THC-SPC-COM-1802 | SCADA | Communications Equipment |  | COM | termination_panel |  | SCADA & Computer
53607 | 14142 | TAB-SES-LTX-2280 | Exit Sign, Battery Unit, 2 LED heads, PRS Bldg | TAB-SUSPENDED ENTITY | Lighting,Exit | Safety Equipment | 41285 | LTX | http://www.toronto.ca/TWONTO#lighting_unit |  | Suspended entities
52079 | 63022 | TAB-PWA-DBLDG | Plant Water System- D Bldg | TAB-WORK-AREA-1 | [6 empty] | Work Area 1
119615 | 70810 | TAB-WA1-SQ-1002 | Sling | TAB-WA1-SQ-1000 | Lifting Device,Sling | Lifting Device |  | SQ | http://www.toronto.ca/TWONTO#fall_protection_sling |  | WA1 Lifting Devices and Slings
24579 | 88634 | COL-PRD-WEL-0100 | Wet well | COL-PRD | Well |  |  | WEL |  |  | Redland Pumping Station
24728 | 15524 | COL-PRX-P-0200 | Pump, Centrifugal | COL-PRX | Pump |  |  | P |  |  | Roxborough Sewage Pumping Station
136997 | 4450 | THR-OCS-T-0543 | Tank, Reservoir, Hypochlorite Day Tanks, Plant Services, Odour Control System | THR-OCS-T | Tank,Reservoir | Tank |  | T | http://www.toronto.ca/TWONTO#chemical_storage_tank |  | Odour Control System, Tanks
126197 | 49119 | THC-INC-PSL-2064 | Switch, Pressure-Low, Natural Gas Train, Incinerator 2000 | THC-INC-FU-2000 | Switch,Pressure-Low | Switch | 34753 | PSL | http://www.toronto.ca/TWONTO#pressure_switch |  | Furnace, Incinerator 2000
137510 | 45125 | THR-PLT-RPU-0002 | RPU, Preliminary Treatment, South Grit | THR-PLT-HH | RPU | Remote Processor Unit |  | RPU | http://www.toronto.ca/TWONTO#RPU_panel |  | Preliminary Treatment, Head House
39202 | 14283 | TAB-ACC-F-6531 | Filter, Prefilter, AHU-6530, Mechanical Room No. 3, Screen Bldg., P Bldg. | TAB-ACC-AHU-6530 | Filter | HVAC |  | F | http://www.toronto.ca/TWONTO#replaceable_air_filter |  | Air Handling Unit, Mechanical Room no.3, Screen Bldg., P Bldg.
46624 | 47007 | TAB-DIS-F-0012 | Filter , Chlorine | TAB-DIS-CHL-2 | Filter | Chemical Feeder |  | F | http://www.toronto.ca/TWONTO#discrete_unit_of_treatment_filter |  | Chlorination Train #2
122055 | 41278 | THC-AER-TSH-7142 | Switch,Temperature-High,Oil Tank 7140,Blower 7100,Phase I & IV Blower Building | THC-AER-BL-7100-I-IV | Switch,Temperature | Switch |  | TSH | http://www.toronto.ca/TWONTO#temperature_switch |  | Blower, Aeration System
91352 | 43995 | FHO-DOZ-PS-1150 | Power Supply Unit, Ozone Generator OZ-1100, Ozone Building, L1, Ozone Equipment Room | FHO-DOZ-GEN | Generator,Electricity | Switch |  | PS | power_supply |  | FHO OZONE GENERATION SYSTEM
143237 | 67868 | WTR-PAH-MCC-0201 | Motor Control Center | WTR-PAH-BUS-0201 | Control Panel,MCC | Motor Control Center |  | MCC | http://www.toronto.ca/TWONTO#LV_electrical_panel |  | Switchgear, 52 CS / 43 (L/R)
116654 | 56731 | TAB-PWA-STR-0540 | Strainer, Plant Water Process Piping | TAB-PWA-F | Strainer | Filter |  | STR | http://www.toronto.ca/TWONTO#strainer |  | Plant Water - Filters and Strainers
26332 | 37544 | FHO-SES-SQ-6033 | High Voltage Insulated Glove,Grouped Group 2 | FHO-SES-SQ-0001 | PPE,Insulated Glove | Safety Equipment |  | SQ | http://www.toronto.ca/TWONTO#PPE |  | Safety Equipment
144497 | 12887 | WTR-PJS-HE-0016 | Heat Exchanger, DLWC, Enwave | WTR-PJS-ENW |  |  |  | HE |  |  | Enwave Process
66852 | 21284 | THC-GRK-VEH-319069 | Vehicle, Tractor (WA3) | THC-GRK-VEHICLES | Vehicle,Unlicensed | Vehicle | 35860 | VEH | http://www.toronto.ca/TWONTO#golf_cart
136664 | 14851 | THR-MCS-LD-0530 | Come Along, Work Area 3 | THR-LD-WA3 | Lifting Device | Lifting Device |  | LD | winch |  | Lifting Devices, Chain Hoist, Come Along & Slings
79129 | 73706 | THR-ELS-MCC-0901 | Control Panel, MCC 0901, East Maintenance Bldg, North Final Area MCC-0901 & 0902 (MCC N4) | THR-ELS-EMS | Control Panel,MCC | Motor Control Centre |  | MCC | http://www.toronto.ca/TWONTO#LV_electrical_panel |  | Electrical System, East Maintenance Shop
21883 | 93385 | COL-PMY-MCC-0002 | Motor Control Centre, Emergency Power | COL-PMY | Control Panel,MCC |  |  | MCC |  |  | Maryport Sewage Pumping Station
29556 | 34060 | FIS-SPC-RPU-1822 | Remote Processing Unit, Zebra Mussel, Intake Valve Chamber, Upper Level | FIS-RW |  | Remote Processor Unit |  | RPU | http://www.toronto.ca/TWONTO#RPU_panel |  | Raw Water Production
120257 | 54960 | THC-ACC-AHU-0267 | Air Handling Unit, Building A | THC-ACC-BLDG A | Air Handling Unit | HVAC |  | AHU | http://www.toronto.ca/TWONTO#air_handler_unit |  | Old Plant Blower Building HVAC
94869 | 98878 | FHO-SES-SQ-6101 | Inertia Reel, Fall Arrest, Serial Number 116759, Admin Building, S2, Stores Area | FHO-SES-SQ-0005 | PPE | Safety Equipment |  | SQ | lifeline |  | Fall Arrest Systems
119755 | 13541 | TAB-WA2-ADM-0001 | Admin. Work- Work Area 2 | TAB-WORK-AREA-2 |  |  |  | ADM |  |  | Work Area 2
55468 | 26126 | TAB-WA1-SQ-1172 | Sling | TAB-WA1-SQ-1000 | Lifting Device,Sling | Lifting Device |  | SQ | http://www.toronto.ca/TWONTO#fall_protection_sling |  | WA1 Lifting Devices and Slings
18741 | 71977 | FHA-SES-SQ-6091 | Davit Base | FHA-SES |  | Safety Equipment |  | SQ | davit_base |  | Safety & Environmental Services
106226 | 76944 | TAB-ACC-DM-6433 | Damper, Motorized, Outside Air, FN- 6432, Corridor Area of AHU-6430, Existing Grit Bldg. | TAB-ACC-AHU-6430 | Damper/Louver | HVAC |  | DM | http://www.toronto.ca/TWONTO#air_damper |  | Air Handling Unit, Roof, Grit Bldg., P Bldg.
119964 | 25824 | TAB-WA4-SQ-3426 | Harness, Safety - 1109751C | TAB-WA4-SQ-0010 |  | Safety Equipment |  | SQ | http://www.toronto.ca/TWONTO#fall_arrest_harness |  | WA4 Fall arrest systems
46765 | 24030 | FCL-ACC-HTR-0804 | Heater, Unit, Surge Building, South | FCL-ACC-P-HL |  |  |  | HTR |  |  | High Lift Pumping Station HVAC Equipment
92932 | 13113 | FHO-FLT-F-0201 | Filter Bed # 2 | FHO-FLT-T-0201-KQ | Tank,Reservoir | Tank |  | F | http://www.toronto.ca/TWONTO#filtration_tank |  | Filter 2
140866 | 30018 | TNT-WA9-SQ-0123 | SRL | TNT-WA9-SQ-0010 | PPE | Safety Equipment |  | SQ | self_retracting_line |  | Fall arrest systems
29512 | 84082 | FIS-GRK-0001 | FIS, Building Maintenance | FIS-GRK |  |  |  | GRK |  |  | FIS Buildings & Grounds
81775 | 19391 | TRK-COM-HMR | COMBINED SEWERS - HUMBER DRAINAGE AREA | TRK-COM | [6 empty] | COMBINED SEWERS (ALTERNATE GL)
96598 | 75848 | FIS-ELS-CBL-5280 | Cable,HV,4.16 kV,Workshop Mezzanine,FIS-ELS-SWG-0108,Feeder,Workshop Main Floor,FIS-ELS-TR-2000 | {FIS-ELS-CBL} |  |  |  | CBL |  |  | Asset Group,ELS Lines,13.8 kV / 4.16 kV
131396 | 18383 | THR-AI-F-0300 | Filter, Instrument Air Building | THR-AI-C-0300 | Filter,Membrane | Filter |  | F | http://www.toronto.ca/TWONTO#replaceable_air_filter |  | Air Compressor,Instrument Air Building
88190 | 40542 | WTR-PSC-CLB-0001 | Calibrator, Druck, Venturi, S/N 6100829812 | WTR-EAST-ANL | Analyzer | Test Equipment |  | CLB | venturi_calibrator |  | Analyzers, Air Monitors & Calibration Equipment - EWA
140604 | 91599 | TNT-MCS-LD-0020 | Trolley | TNT-MCS-LD | Lifting Device | Lifting Device |  | LD | lifting_device_support |  | Lifting Devices , cranes/ Portable crane/hoists, come alongs, slings, wire rope, chains
140248 | 41522 | TNT-DIG-LS-3201 | Switch, Level, Drainage Tank | TNT-DIG-T-3200 | Tank,Reservoir | Switch |  | LS | http://www.toronto.ca/TWONTO#level_switch |  | Tank, Drainage System
81878 | 98753 | FHA-SES-LDR-0415 | FHA-SES-LD-0063 - 4' Rolling Ladder steel Blue (Thickeners) | FHA-SES | Safety | Safety Equipment |  | LDR | http://www.toronto.ca/TWONTO#portable_ladder |  | Safety & Environmental Services
138917 | 81733 | THR-SPC-COM-5311 | Multinet Device, Ferrous Chloride Facility | THR-SPC-COM-5301 |  | Network |  | COM | http://www.toronto.ca/TWONTO#network_panel |  | Termination Panel, Ferrous Chloride Facility
47382 | 69323 | FCL-ACC-TT-0311 | Transmitter, Temperature, Admin Building, Second Floor, Women's Washroom 212 | FCL-ACC-ADMIN |  |  |  | TT |  |  | Administration Building HVAC Equipment
10272 | 5409 | FCL-ACC-FN-AM | Alum Storge & Tank RM. VENT. Sys. | FCL-ACC-P-LL | [6 empty] | Low Lift Pumping Station HVAC Equipment
80479 | 25853 | THR-FT-RPU-0012S | Remote Processor Unit, Final Tanks, Clarifiers 1-12 (172.22.37.183) | THR-ELS-FST | RPU | Remote Processor Unit | 39571 | RPU | http://www.toronto.ca/TWONTO#RPU_panel |  | Electrical System, Final Sedimentation Tanks & Galleries
28843 | 82666 | FIS-SA-F-0102-SUS | Filter, Outlet, Instrument Air, Dryer 0101, Service Air Monitoring | FIS-SA-C-0100 | Filter | Filter | 38398 | F | http://www.toronto.ca/TWONTO#replaceable_air_filter |  | Compressor, Reciprocating, Constant Speed, Filter Building, Pump Room West
97077 | 85422 | FIS-FL-T-0001 | Tank, Fluoride Mixing, Filter Building, Chemical Room | FIS-FL |  | Tank |  | T | http://www.toronto.ca/TWONTO#chemical_storage_tank |  | Fluoridation
8141 | 36076 | COL-PWN-SW-0003 | Switch, Heater | COL-PWN | Switch | Switch |  | SW | http://www.toronto.ca/TWONTO#disconnect_switch |  | Warren Park Pumping Station
132849 | 2492 | THR-DIG-PSL-3041 | Switch, Pressure-Low, Inlet Pump 3041, Digester Tank 0600, Digester Tank 1-6 | THR-DIG-P-3041 | Switch,Pressure-Low | Switch |  | PSL | http://www.toronto.ca/TWONTO#pressure_switch |  | Centrifugal Pump, Sludge Transfer to MTI Line 1 & 2, Tank 0400
44128 | 34658 | FCL-ACC-HTR-0322 | Heater, Re-Heat Unit, 208V, 3PH, Admin Building, First Floor, Vestibule 100, Ceiling | FCL-ACC-ADMIN |  |  |  | HTR |  |  | Administration Building HVAC Equipment
49217 | 36572 | FCL-CLA-T-0101 | Tank, Expansion, CLA Weigh Scale 0101, Machine Room, Gaseous Chemical Building | FCL-CLA1 | Tank | Tank |  | T | expansion_tank |  | Pre-Chlorination
76483 | 70115 | THR-DIG-RPU-0015S | Remote Processor Unit, Digester, Waste Gas Burner 7780 (172.22.39.133) | THR-DIG-BU-7780S | RPU | Remote Processor Unit | 38937 | RPU | http://www.toronto.ca/TWONTO#RPU_panel |  | Burner, Waste Gas
79892 | 58784 | THR-WA1-LD-98-22 | Sling, Nylon, Work Area 1 (NYLON BELT SLING SIZE; 1' X 2', CAPACITY 3200 LBS, SN 1073598-22) A | THR-LD-NYLN-WA1 | Lifting Device,Sling | Lifting Device |  | LD | synthetic_web_sling |  | Slings, Nylon, Work Area 1
120522 | 59152 | THC-ACC-DM-6121 | Damper, Motorized, Inlet, Supply Fan FN-6120, 2nd Floor Mech Room #2, Headworks | THC-ACC-AHU-6100 | Damper/Louver | HVAC |  | DM | http://www.toronto.ca/TWONTO#air_damper |  | Air Handling Unit, Truck Loading Bay, Mech Room #2, Headworks
9083 | 83547 | COL-YKP-DA-1710020 | Davit Mast-1710020 | COL-YKP-DA | Safety | Safety Equipment |  | DA | davit_base |  | Davit Arm Assembly
89842 | 97584 | WTR-PPD-DR-0001 | Door | WTR-PPD-AUX | Door,Access | Door |  | DR | http://www.toronto.ca/TWONTO#door
72704 | 85956 | THR-DIS-CHL | Disinfection, Chlorination System | THR-DIS-EV |  |  | 34704 |  |  |  | Disinfection, Chlorine Evaporator
47731 | 53685 | TAB-EL2-MCC-6322 | Motor Control Center- Incinerator Stack | TAB-WA4-ELS | Control Panel,MCC | Motor Control Centre |  | MCC | http://www.toronto.ca/TWONTO#LV_electrical_panel |  | WA4 Electric Equipments
66684 | 10101 | THC-STR-T-8130 | Tank, Hypochlorite Storage, Phase I, Secondary Clarifier | THC-SUSPENDED | Tank | Tank | 33425 | T | http://www.toronto.ca/TWONTO#chemical_storage_tank |  | Suspended entity
78215 | 51664 | THR-PRS-T-9002 | Tank, Ferrous Chloride Storage, Chemical Building, (TEMPORARY) | THR-PRS-T | Tank,Non-Pressurized | Tank |  | T | http://www.toronto.ca/TWONTO#chemical_storage_tank |  | Phosphorous Removal System, Storage Tank
63470 | 58902 | FCL-PAC-CP-0101A | Control Panel, PAC Aeration Blower BL-0101, Dry Chemical Building Basement | FCL-PAC-BL-0101 |  |  |  | CP |  |  | Blower, PD, PAC Mixing Air Supply, Dry Chemical Building Basement
67059 | 13280 | THC-THK-T-1100 | Tank,Make-up,Polymer Make-up System-1100,Thickening Building | THC-THK-POL | Chemical Feeder | Tank |  | T | http://www.toronto.ca/TWONTO#chemical_storage_tank |  | Thickening Polymer System
80473 | 74097 | THR-FT-RPU-0008 | Remote Processor Unit, Final Tank 1400, Tank 1500 (172.22.37.191) | THR-ELS-FST | RPU | Remote Processor Unit |  | RPU | http://www.toronto.ca/TWONTO#RPU_panel |  | Electrical System, Final Sedimentation Tanks & Galleries
34799 | 68473 | COL-YKP-FAK-0008S | First Aid Kit, Truck #080048 (F550) | COL-W-OBSOLETE | Safety,First Aid Kit | Safety Equipment | 39332 | FAK | http://www.toronto.ca/TWONTO#first_aid_kit |  | Col West Obsolete Entities
128747 | 37069 | THC-SES-MEQ-1102 | Anchor,Fall Arrest,HPU1100 Building,Roof | THC-PRM-BLDG-HPU1100 | PPE | Safety Equipment |  | MEQ | fall_arrest_anchor |  | HPU Building 11
98243 | 74197 | FIS-SES-SQ-5002 | Eyewash/Shower Station, (EYE-1008), Ammonia/Fluoride Building, Fluoride Tanks 1&2 Room, South East | FIS-SES-EYE | Safety | Safety Equipment |  | SQ | http://www.toronto.ca/TWONTO#emergency_eyewash_and_shower |  | Eyewash Stations
60333 | 93939 | THC-ACC-V-6093 | Valve, Circuit Balancing, Glycol Return, Lower Level 2 Blower Room, Headworks | THC-ACC-HE-6001 | Valve | HVAC |  | V | http://www.toronto.ca/TWONTO#valve |  | Heat Exchanger, Heating Glycol System, Lower Level 2 Blower Room, Headworks
38741 | 78572 | TAB-ACC-AHU-1250 | Air Handing unit,Flotation Bldg | TAB-ACC-AHU | Air Handling Unit | HVAC |  | AHU | http://www.toronto.ca/TWONTO#air_handler_unit |  | Air Handling Unit & Supply Fan
131165 | 64378 | THR-AER-RPU-0001 | Remote Processor Unit, South Aeration, Blower 1111 (172.22.37.160) | THR-AER-BL-1111 | RPU | Remote Processor Unit |  | RPU | http://www.toronto.ca/TWONTO#RPU_panel |  | Blower, Centrifugal, Secondary Treatment, Aeration Blower System - Engine Room
76494 | 29586 | THR-OCS-T | Odour Control System, Tanks | THR-OCS | [6 empty] | Odour Control System
46685 | 9285 | TAB-DIS-PSH-0017 | Switch, Pressure,High, Chlorine , Relief Valve Line | TAB-DIS-CHL-7 | Switch,Pressure-High | Switch |  | PSH | http://www.toronto.ca/TWONTO#pressure_switch |  | Chlorination Train #7
105168 | 51031 | PA50258 | Paging/Intercom System, P Bldg Prelim Treatment | TAB-PLT-P | Public Address System | Communications Equipment |  |  | http://www.toronto.ca/TWONTO#public_annoucement_speaker |  | P Building - Preliminary Treatment
94783 | 36186 | FHO-SES-SCBA-0032 | Cylinder, SCBA, Air Pack, 2216 PSI, Ser #OJ-359623 | FHO-SES-SQ-0001 | PPE,SCBA | Safety Equipment |  | SCBA | http://www.toronto.ca/TWONTO#compressed_gas_cylinder |  | Safety Equipment
128020 | 75862 | THC-PRM-ZSH-1276 | Switch, Position High, Mech Away, Valve 1271 | THC-PRM-V-1271 | Switch,Position-High | Switch |  | ZSH | http://www.toronto.ca/TWONTO#position_switch |  | Valve, Hydraulic Cylinder, Scum Skimmer, Primary Clarifier 1200, NW Plant
76478 | 87671 | THR-DIG-RPU-0012 | Remote Processor Unit, Digester Compressor 5680 & Compressor 5660 & Compressor 5640 (172.22.39.127) | THR-DIG-C | RPU | Remote Processor Unit |  | RPU | http://www.toronto.ca/TWONTO#RPU_panel |  | Digester, Gas Compressors
55856 | 31697 | FCL-ELS-LP-0400C | Lighting Panel, Low Lift Screen Room | FCL-ELS-6 |  |  |  | LP |  |  | Interior Lighting
112684 | 85822 | TAB-EL1-MCC-6223 | Motor Control Centre 600V - D Bldg | TAB-EL1-MCC | Control Panel,MCC | Motor Control Centre |  | MCC | http://www.toronto.ca/TWONTO#LV_electrical_panel |  | Motor Control Center- North Substation
61744 | 49573 | THC-FT-T-7720 | Distribution Chamber, Mixed Liquor, Tank 0900-1200, Secondary Clarification | THC-FT-PHASE I-IV | Tank | Tank |  | T | http://www.toronto.ca/TWONTO#storage_tank |  | Secondary Clarifiers, Phase I-IV
55426 | 23854 | TAB-WA1-SQ-1088 | Sling | TAB-WA1-SQ-1000 | Lifting Device,Sling | Lifting Device |  | SQ | http://www.toronto.ca/TWONTO#fall_protection_sling |  | WA1 Lifting Devices and Slings
119634 | 96740 | TAB-WA1-SQ-1032 | Sling | TAB-WA1-SQ-1000 | Lifting Device,Sling | Lifting Device |  | SQ | http://www.toronto.ca/TWONTO#fall_protection_sling |  | WA1 Lifting Devices and Slings
107754 | 85731 | TAB-ACC-TIT-6451 | Transmitter, Temperature, Outside Air, AHU-6450, Ground, East Operating Gallery | TAB-ACC-AHU-6450 | Transmitter,Temperature | HVAC |  | TIT | http://www.toronto.ca/TWONTO#temperature_transmitter |  | Air Handling Unit, Primary Tank Operating Gallery, Ground, East Side
6342 | 68251 | COL-PMY-CP-0001 | Control Panel. Instrumentation, Instrument Air Pressure Control | COL-PMY-MISC | Control Panel |  |  | CP |  |  | Miscellaneous Equipment
120245 | 41257 | THC-ACC-AHU-0061 | Air handling Unit, Ground Floor North Zone(Process Control), Admin Building Roof | THC-ACC-BLDG K | Air Handling Unit | HVAC |  | AHU | http://www.toronto.ca/TWONTO#air_handler_unit |  | Administration Building, HVAC
126374 | 34855 | THC-ITS-PA-4010 | IDF Panel, Public Address System, , Bldg. M | THC-ITS-MDF-1000 | Network,Telecommunication | Communications Equipment |  | PA | http://www.toronto.ca/TWONTO#public_annoucement_speaker |  | Public Address System, Master Distribution , Control System, Admin Bldg,
26029 | 42972 | FIS-ACC-AHU-0401 | Air Handling Unit, Filter Complex, Basement Floor, Pump Room, North Unit | FIS-HVAC | Air Handling Unit | HVAC | 46012 | AHU | http://www.toronto.ca/TWONTO#air_handler_unit |  | Climate Control
56120 | 19009 | TAB-STR-RPU-0515 | RPU-GE0515 | TAB-STR-RPU | RPU | Remote Processor Unit |  | RPU | http://www.toronto.ca/TWONTO#RPU_panel |  | Aeration Gallery - RPUs
59206 | 1137 | THC-ACC-HTR-4070 | H.V.A.C.,Heater,Glycol Heating,Basement,Building U | THC-ACC-AHU-0411 | H.V.A.C.,Heater | HVAC |  | HTR | http://www.toronto.ca/TWONTO#heater |  | Air Handling Unit,Basements,Roof,Building U
38845 | 94649 | TAB-ACC-AHU-8234 | AHU,M Bldg | TAB-ACC-AHU-M&T | Air Handling Unit | HVAC |  | AHU | http://www.toronto.ca/TWONTO#air_handler_unit |  | AHUs/Supply Fans, Dampers M&T Bldg.
40405 | 35504 | TAB-ACC-FSL-4505 | Switch, Flow, Low, Exhaust Fan Inlet | TAB-ACC-FN-4505 | Switch,Flow-Low | Switch |  | FSL | http://www.toronto.ca/TWONTO#flow_switch |  | Fan, Exhaust, Drip Trap Room Exhaust Dig .1~4
43654 | 69365 | TAB-DEW-FSL-0511 | Switch, Flow, Low,Seal water, Sludge Feed Pump 0511 | TAB-DEW-P-0511 | Switch,Flow | Switch |  | FSL | http://www.toronto.ca/TWONTO#flow_switch |  | Pump, Sludge Feed # 5 (DP0105)
37252 | 97008 | NX2080A | Fan, Air Intake Unit, Dewatering Bldg. | TAB-ACC-AHU-DEW | Fan | HVAC |  |  | http://www.toronto.ca/TWONTO#blower_or_fan_with_drive |  | AHUs/Supply Fans Dewater. Bldg.
48697 | 22614 | TAB-MCS-LD-5806 | Lifting Device, Trolley, Gear type, 2 Ton, Truck Loading, 2nd Floor | TAB-MCS-CRN | Lifting Device,Hoist,Electrical | Lifting Device |  | LD | lifting_device_support |  | TAB Cranes and Lifting Devices
74348 | 35982 | THR-AER-RPU-0023 | Remote Processor Unit, North Aeration, Blower 1911 (172.22.37.171) | THR-ELS-AER | RPU | Remote Processor Unit |  | RPU | http://www.toronto.ca/TWONTO#RPU_panel |  | Electrical System, Aeration and Galleries
81874 | 34530 | FHA-SES-LDR-0412 | FHA-SES-LD-0003 - 4' Ladder Fiberglass (RMF EICT Shop) | FHA-SES | Safety | Safety Equipment |  | LDR | http://www.toronto.ca/TWONTO#ladder |  | Safety & Environmental Services
125822 | 10162 | THC-GRK-DR-TUNNEL | Doors, Access House to Tunnel | THC-GRK-ELS-TUNNEL |  | Door |  |  | http://www.toronto.ca/TWONTO#door
87637 | 23997 | WTR-PRH-LSH-0004 | Switch, Level High, Generator 1100 Containment, Generator Room | WTR-PRH-GEN-1100 | Switch,Level-High | Switch |  | LSH | http://www.toronto.ca/TWONTO#level_switch |  | Generator, Diesel, Generator Room
34520 | 2686 | MAIN-183 | Main 183 | WTR-MT1 | [6 empty] | Work Area 1 EAST Mains and Chambers
46625 | 88987 | TAB-DIS-F-0013 | Filter , Chlorine | TAB-DIS-CHL-3 | Filter | Chemical Feeder |  | F | http://www.toronto.ca/TWONTO#discrete_unit_of_treatment_filter |  | ChlorinatIon Train #3
11546 | 12588 | FCL-CLA-RD-0201 | Rupture Disk, Vent, CLA Evaporator 0201, Gaseous Chemical Building, Machine Room | FCL-CLA-EV-0201 |  |  |  | RD |  |  | Evaporator, Chlorine Gas, Chlorination System
56281 | 30854 | FCL-ELS-LSL-0100 | Switch,Level-Low,Outdoor Main Substation,Transformer TR-0100 Oil | FCL-ELS-TR-0100 | Switch,Level-Low | Switch |  | LSL | http://www.toronto.ca/TWONTO#level_switch |  | Transformer,Power,Oil Filled,Outdoor Main Substation,27.6-4.16kV,10/13.3MVA
56174 | 2584 | TAB-STR-SP-3132? | Sampler,Final Effluent FES-2 | TAB-SUSPENDED ENTITY | Sampler | Sampler | 34190 | SP | http://www.toronto.ca/TWONTO#auto_sampler |  | Suspended entities
147452 | 41416 | WU2010A | Deaerator, 408A | TAB-SLD-P | Valve,Pressure Relief | Tank |  |  | http://www.toronto.ca/TWONTO#pressure_vessel |  | Pelletizer Bldg. - Thermal Oil Heating System, Pumps, Strainer & Expanasion Tanks
61185 | 76243 | THC-ELS-SQ-830310 | Electrical Safety gloves, High Voltage, Class 0, # 830310 | THC-SES-SQ | PPE,Insulated Glove | Safety Equipment |  | SQ | http://www.toronto.ca/TWONTO#rubber_insulating_gloves |  | Safety Equipment
61770 | 95346 | FHA-GRK-DR-0200 | Door, Main Property Entrance Gate, North | FHA-GRK-PRTY-0001 | Door,Overhead | Gate |  | DR | http://www.toronto.ca/TWONTO#roll_up_door
18115 | 26652 | FHA-SED-ZSH-0302B | Switch, Limit, Access Hatch Zone 2, Settling Basin T-0301 | FHA-SED-ZSH-0302 |  | Security System |  | ZSH | http://www.toronto.ca/TWONTO#position_switch |  | Switch, Limit, Access Hatch Zone 3
129717 | 24860 | THR-ACC-CU-3601 | Air Conditioning, Condensing Unit, East Maintenance Building | THR-ACC-WA4 | H.V.A.C.,Air Conditioner | HVAC |  | CU | http://www.toronto.ca/TWONTO#AC_condenser_unit |  | Air Conditioning, AHU, HVAC,Work Area4
25224 | 32175 | COL-PSL-LSH-0203 | Switch, Level-High | COL-PSL-MISC | Switch,Level |  |  | LSH |  |  | Miscellaneous Equipment
34436 | 95245 | MAIN-061 | Main 061 | WTR-LWA | [6 empty] | Work Area 2 Central Mains and Chambers
71679 | 28888 | THR-DIG-PSL-2523 | Switch, Pressure-Low, Inlet Pump 2523, Digester Tank 0300 | THR-DIG-P-2523 | Switch,Pressure-Low | Switch |  | PSL | http://www.toronto.ca/TWONTO#pressure_switch |  | Pump, Centrifugal, Sludge Transfer, Tank 0300
7213 | 1240 | COL-PSH-LSLL-0101 | Switch, Level Low-Low | COL-PSH | Switch,Level |  |  | LSLL |  |  | Senior’s Home Sewage Pumping Station (Wards Island PS#6)
145061 | 4264 | WTR-PLW-FAR-0003 | Winch, Fall Arrest, S/N 09563 | WTR-CENTRAL-SES | Lifting Device,Sling | Safety Equipment |  | FAR | winch |  | Safety & Lifting Devices
7397 | 21963 | COL-PSM-M-0101 | Motor | COL-PSM-MISC |  |  |  | M |  |  | Miscellaneous Equipment
4797 | 22094 | COL-PHP-CP-0001 | Control Panel, Operator | COL-PHP-MISC | Control Panel |  |  | CP |  |  | Miscellaneous Equipment
26262 | 89197 | FHO-GRK-DR-2016L | Door, (FD-2-16), Fire Rated, Admin Building, L2, West Conference Room, West | FHO-GRK-FEQ-0001 | Fire Prevention,Door | Door |  | DR | http://www.toronto.ca/TWONTO#fire_rated_door
58528 | 80538 | THC-ACC-DM-0441 | Damper/Louver,FN-0441 Suction,AHU-0440,Building UU | THC-ACC-FN-0441 | Damper/Louver | HVAC |  | DM | http://www.toronto.ca/TWONTO#air_damper |  | Fan,Supply,AHU-0440,Drip Trap Room,Building UU
75994 | 13054 | THR-JHSC-FPW | Filtered Plant Water Building | THR-JHSC-WA4 |  | Safety Equipment |  |  | http://www.toronto.ca/TWONTO#space |  | Joint Health & Safety Committee WA4
49997 | 81251 | FCL-ELS-MCC-01CL | Control Panel,MCC,Clarification - Electrical Room,600V | FCL-ELS-PS-0001 | Control Panel,MCC | Motor Control Centre |  | MCC | http://www.toronto.ca/TWONTO#LV_electrical_panel |  | Uninterruptible Power Supply,High Lift Bldg - Switchgear Room,LP-0001
61123 | 29391 | THC-ELS-PS-0002 | Secondary Power Equipment | THCLIQOPS |  |  |  | PS |  |  | THC Liquids Operations
25462 | 75627 | COL-PSM-JIT-0002 | Meter, Power Indicating Transmitter, Main Power | COL-PSM-MISC | Meter |  |  | JIT |  |  | Miscellaneous Equipment
96557 | 64214 | FIS-ELS-CAB-6001 | ELS Cabinet,600 V,Workshop Building,Mezzanine,PDP Electrical Distribution Cabinet | {FIS-ELS-CAB} |  |  |  | CAB |  |  | Asset Group,Electrical Distribution Bus Cabinets
126216 | 12861 | THC-INC-T-2061 | Tank, Ash, Incinerator 2000 | THC-INC-GDR-1061 | Tank | Tank |  | T | http://www.toronto.ca/TWONTO#storage_tank |  | Grinder, Ash Tank 1061, Incinerator 1000
78929 | 53428 | THR-SES-SQ-8638 | Lanyard for Harness, PPE Walter Postolovskyj | THR-SES-FAS | Safety | Safety Equipment |  | SQ | lifeline |  | Fall Arrest Sytem (Harness and Lanyard), Safety Equipment
139397 | 1928 | THR-WA1-LD-115-2 | Sling, Nylon, Work Area 1 (NYLON SLING 4" X 4', CAPACITY 11500 LBS, SN 523115-2) | THR-LD-NYLN-WA1 | Lifting Device,Sling | Lifting Device |  | LD | synthetic_web_sling |  | Slings, Nylon, Work Area 1
61479 | 78854 | THC-FEQ-FSP-0017 | Fire Hose cabinets,Digesters,. Bldg U | THC-FEQ-FSP | Fire Prevention,Hose | Safety Equipment | 43241 | FSP | ? |  | Sprinkler System
18539 | 23575 | FHA-SES-SCBA-0001 | Self-Contained Breathing Apparatus (SCBA) SW182053 | FHA-SES-SQ-2 | PPE,SCBA | Safety Equipment |  | SCBA | http://www.toronto.ca/TWONTO#self-contained_breathing_apparatus |  | Emergency Breathing Apparatus SCBA
3562 | 89885 | COL-PBR-UPS-0001 | UPS | COL-PBR | Uninterruptible Power Supply |  |  | UPS |  |  | Berry Road Sewage Pumping Station
76192 | 84218 | THR-MCS-LD-6652 | Come Along, Work Area 2 | THR-LD-WA2 | Lifting Device,Chain | Lifting Device | 34738 | LD | winch |  | Lifting Devices, Chain Hoist, Come Along & Slings
70448 | 90763 | THR-CW-SQ-0110 | Eyewash and Shower Station, Filtered Plant Water Building | THR-EWSS-WA4 | Safety,Eye wash | Safety Equipment |  | SQ | http://www.toronto.ca/TWONTO#emergency_eyewash_and_shower |  | Eyewash and Shower Station, Work Area 4
46867 | 94923 | TAB-EL1-BLDG-E0001 | North Substation Electrical | TAB-EL1-BLDG-0001 | [6 empty] | MSA Substation
93444 | 57136 | FHO-MCS-CRN-1501 | Crane, Overhead, Travelling, Ozone Building, S3, Filter Pipe Gallery | FHO-MCS-LD | Crane,Overhead | Lifting Device |  | CRN | http://www.toronto.ca/TWONTO#crane |  | Lifting Devices & Elevators
117289 | 43606 | TAB-RSP-RPU-0215 | RPU, RSP Pump # 5 | TAB-RSP-INQ | RPU | Remote Processor Unit |  | RPU | http://www.toronto.ca/TWONTO#RPU_panel |  | T Building - Instrumentation
113502 | 64802 | TAB-ELS-SQ-FIRST AID | First Aid Kits | TAB-ELS-ESQ |  | Safety Equipment |  |  | http://www.toronto.ca/TWONTO#collection_of_assets |  | Electrical Safety Equipment
126466 | 14815 | THC-MCS-LD-21153 | ELECTRIC HOIST (insp Liftsafe) | THC-MCS-LD | Lifting Device | Lifting Device |  | LD | http://www.toronto.ca/TWONTO#lifting_equipment_hoist |  | Mechanical Services, Lifting Device
38421 | 65813 | QT0502A | Arc Welding Machine | TAB-MCS-MT | Welding Equipment,Welding Machine | Tool |  |  | welder |  | Machine Shop Mechanical Equipment
51701 | 85350 | TAB-GRK-VEH-378322 | Kubota | TAB-GRK-VEH | Vehicle,Unlicensed | Vehicle |  | VEH | http://www.toronto.ca/TWONTO#golf_cart
137478 | 67015 | THR-PLT-T-0300 | Tank, Grit Removal, Grit Tanks, North Grit Building | THR-PLT-GRITS | Tank | Tank |  | T | http://www.toronto.ca/TWONTO#sedimentation_tank |  | Gate,Sluice,Preliminary Treatment, Grit Building
130021 | 69034 | THR-ACC-HH | Heating, Ventilation and Air Conditioning, Head House | THR-ACC-WA3 |  | HVAC |  |  | http://www.toronto.ca/TWONTO#collection_of_assets |  | Air Conditioning, Boiler, Fans & AHU
107798 | 59866 | TAB-ACC-TSL-1510 | Switch, Temperature, Low, AHU-1500, Loading Bay Rooftop | TAB-ACC-AHU-1400 | Switch,Temperature-Low | Switch |  | TSL | http://www.toronto.ca/TWONTO#temperature_switch |  | Air Handling Unit, D Bldg Roof
130599 | 37656 | THR-ACC-TSH-0100 | Switch,Temperature, High, Discharge Air, Air Handling Unit AHU-0100, Headhouse Roof | THR-ACC-AHU-0100 | Switch,Temperature-High | Switch |  | TSH | http://www.toronto.ca/TWONTO#temperature_switch |  | Air Handling Unit,Main Equipment Room Mezzanine,Main Equipment Room Air Handling Unit
68171 | 84389 | FCL-TRW-V-0024A | Valve, Gate, Isolation, TW Sample to Analyser AIT-0004, Venturi Room 2, Low Lift PS Basement | FCL-TRW-AIT-0003 |  |  |  | V |  |  | Analyzer, Fluoride, TRW Output, District 2 Venturi Room, TRW Pumping Station
40135 | 46980 | DOS-YCM-PPE-147011 | Rubber Electrical High Voltage Insulating Glove, Class 0, 11 Inch | FAC-YCM-SES | PPE,Insulated Glove | Safety Equipment | 46826 | PPE | http://www.toronto.ca/TWONTO#rubber_insulating_gloves |  | SAFETY & ENVIRONMENTAL SERVICES
4276 | 69266 | COL-PFB-CP-0001 | Control Panel, Operator | COL-PFB-MISC | Control Panel |  |  | CP |  |  | Miscellaneous Equipment
125966 | 81571 | THC-GRK-PLQ-0001 | Plumbing | THC-GRK-MAINT | Building Service,Domestic Plumbing | Plumbing |  | PLQ | plumbing |  | Building Maintenance
74514 | 32308 | THR-FT-FSL-2721 | Switch, Flow-Low, Pump 2721, Seal Water, RAS Pumping - North | THR-FT-P-2721 | Switch,Pressure-Low | Switch |  | FSL | http://www.toronto.ca/TWONTO#flow_switch |  | Pump, Centrifugal, Secondary Treatment,Tunnel 23 North, RAS Pumping - North
84730 | 1892 | WTR-PEG-LSL-0100 | Switch,Level-Low, Pump 0100 | WTR-PEG-P-0100 | Switch,Level-Low | Switch |  | LSL | http://www.toronto.ca/TWONTO#level_switch |  | Pump, Centrifugal, District 3E
104795 | 57519 | NX2329A | Air Handling Unit A/c, Aux., 2nd Flr, Electric RmW. | TAB-ACC-CI | H.V.A.C.,Air Conditioner | HVAC | 35289 |  | http://www.toronto.ca/TWONTO#air_handler_unit |  | Chiller and Air Coolers
106688 | 10223 | TAB-ACC-FSL-6012 | Switch,Flow,Low,Water From Pump | TAB-ACC-P-6012 | Switch,Flow | Switch |  | FSL | http://www.toronto.ca/TWONTO#flow_switch |  | Pump, Circulating, Hot Water,Dig 13-16 Sludge Heating, P14-2,
139696 | 622 | TNT-ACC-HW-HEADER | Hot water Heades, Valves, Ect., | TNT-ACC-HW | [6 empty] | Hot water Circulation System
106568 | 4217 | TAB-ACC-FN-6542 | Fan, Centrifugal, exhaust air, Mechanical Room No. 3, Screen Bldg., P Bldg. | TAB-ACC-FN-PBLDG | Fan,Centrifugal | HVAC |  | FN | http://www.toronto.ca/TWONTO#blower_or_fan_with_drive |  | Exhaust Fans , P Bldg
126519 | 83143 | THC-MCS-T-0006 | Domestic Hot Water Tank, Building H | THC-PWA-HWT | Tank,Domestic Hot Water | Tank |  | T | http://www.toronto.ca/TWONTO#tanked_hot_water_heater |  | Domestic Hot Water Tanks
52964 | 72714 | TAB-PLT-G-5302 | Gate, Knife Gate, Pneumatic, Screenings Outloading Conveyor 5300, Conveyor Area | TAB-PLT-CV-5300 | Valve,Knife Gate | Gate |  | G | http://www.toronto.ca/TWONTO#valve
19243 | 76943 | FHA-WWW-P-2201-KQ | Centrifuge Feed Pump 2 | FHA-WWW-THICK |  |  | 33380 | P |  |  | Sludge Thickening
110682 | 84575 | TAB-DIG-FSL-4190 | Switch ,Flow, Low,Chill water Supply to Compressor C-4190 | TAB-DIG-C-4190 | Switch,Flow | Switch |  | FSL | http://www.toronto.ca/TWONTO#flow_switch |  | Compressor #1,Gas (DX5001A) Digester Tank 19 & 21
44452 | 9675 | TAB-DIG-BU | Waste Gas Burner | TAB-WORK-AREA-6 |  | Burner |  |  | http://www.toronto.ca/TWONTO#waste_gas_burner |  | Work Area 6
8973 | 85584 | COL-YKP-DA-139158 | Davit Base Leg-139158 | COL-YKP-DA | Safety | Safety Equipment |  | DA | davit_base |  | Davit Arm Assembly
18562 | 45402 | FHA-SES-SCBA-0039 | Cylinder for Air Pack Ser # OJ 377371 | FHA-SES-SCBA-CYLINDER | PPE,SCBA | Safety Equipment |  | SCBA | http://www.toronto.ca/TWONTO#compressed_gas_cylinder |  | Breathing Air Tanks (SCBA cylinders)
125518 | 15352 | THC-FEQ-FSP-0013 | Fire Hose cabinets, Thickening process,. Bldg J | THC-FEQ-FSP | Fire Prevention,Hose | Safety Equipment | 43237 | FSP | ? |  | Sprinkler System
122514 | 69773 | THC-DCL-LSLL-0601 | Level Switch Low-Low, SBSS Feed Tank, Dechlorination | THC-SUSPENDED |  | Switch | 34143 | LSLL | http://www.toronto.ca/TWONTO#level_switch |  | Suspended entity
136655 | 28007 | THR-MCS-LD-0338 | Chain Hoist, Manual,3/4T, Work Area 1, | THR-LD-WA1 | Lifting Device | Lifting Device |  | LD | http://www.toronto.ca/TWONTO#lifting_equipment_hoist |  | Lifting Devices, Chain Hoist, Come Along & Slings
73790 | 86752 | THR-ELS-LSH-0003 | Switch,Level-High,Basement South Center Wall,Basement Sump Pump CP-0102 Flood Alarm | THR-ELS-CP-0102 |  | Switch |  | LSH | http://www.toronto.ca/TWONTO#level_switch |  | Control Panel,Electrical,Basement South Wall,Basement Sump Pump Control Panel
74544 | 85414 | THR-FT-FSL-3736 | Switch, Flow-Low, WHF, Pump 3730, Secondary Treatment, Scum Pumping - North | THR-FT-P-3730 | Switch,Flow-Low | Switch |  | FSL | http://www.toronto.ca/TWONTO#flow_switch |  | Pump, Rotary Vane, Scum Tank 3700, System 8, Scum Pumping
118826 | 69942 | TAB-STR-SP-3132 | Sampler, North Final Effluent Conduit-FES-2(PK2409D) | TAB-DIS-CHL1 | Sampler | Sampler |  | SP | http://www.toronto.ca/TWONTO#auto_sampler |  | Chlorination Process
112699 | 76800 | TAB-EL1-MCC-6542 | Motor Control Centre, Z Bldg | TAB-EL1-MCC | Control Panel,MCC | Motor Control Centre |  | MCC | http://www.toronto.ca/TWONTO#LV_electrical_panel |  | Motor Control Center- North Substation
62263 | 84201 | THC-INC-T-2083 | Tank, Air Receiver, Compressed Air System, Bldg. M | THC-ACC-BLDG M | Tank,Reservoir | Tank |  | T | http://www.toronto.ca/TWONTO#pressure_vessel |  | Incineration Building, HVAC
139216 | 23131 | THR-THK-RPU | RPU & UPS, Sludge Thickening Building | THR-THK | RPU | Remote Processor Unit |  |  | http://www.toronto.ca/TWONTO#collection_of_assets |  | Sludge Thickening
125236 | 57529 | THC-ELS-SQ-6325015 | Spares, Electrical Safety rubber gloves, High Voltage, Class 0, # 6325015 | THC-SES-SQ | PPE,Insulated Glove | Safety Equipment |  | SQ | http://www.toronto.ca/TWONTO#rubber_insulating_gloves |  | Safety Equipment
51897 | 70113 | FCL-FLT-SW-0601-SUS | Sweeps, Surface Wash, Filter #6 | FCL-SUSPENDED | Filter | Filter | 36637 | SW | filter_sweeping_arm |  | Suspended entity
95269 | 70517 | FHO-TRW-T-0001 | Tank, Surge, District 1E1, Surge Building, S4, Tank Room | FHO-TRW-T-0001-KQ | Vessel,Pressure,Surge | Tank |  | T | http://www.toronto.ca/TWONTO#pumping_surge_suppression_tank |  | Surge Tank 1
26487 | 86283 | COL-PSS-LIT-0101 | Transmitter, Level | COL-PSS | Transmitter,Level |  |  | LIT |  |  | Scott Sewage Pumping Station
70034 | 67320 | THR-CG-PSL-1161 | Switch, Pressure, Low, Lube Oil System, Engine-Gen 1101 | THR-CG-ENG-1101 |  | Switch |  | PSL | http://www.toronto.ca/TWONTO#pressure_switch |  | Engine, Generator 1101, Engine Room, Engine-Generator & Heat Recovery System
138687 | 95244 | THR-SES-SPL-2687 | Spill Kit, NaClO, Disinfection Bldg., Hypo Room,WA4 | THR-SES-SPL | Safety | Safety Equipment |  | SPL | http://www.toronto.ca/TWONTO#spill_kit |  | Spill Containment Kits, Humber Treatment Plant
49113 | 83122 | TAB-OCS-LSH-6701 | Switch, Level High, Biofilter Humidification Unit HU-6710, Biofilter Area, P Bldg. | TAB-OCS-HU-6710 | Switch,Level-High | Switch |  | LSH | http://www.toronto.ca/TWONTO#level_switch |  | Humidifier, Humidification Chamber, Biofilter Area, P Bldg.
81483 | 78882 | FHA-SES-LDR-0102 | FHA-SES-LD-0034 - 10' Ladder Fiberglass ( TRW Basement ) | FHA-SES-LD-1 | Safety | Safety Equipment |  | LDR | http://www.toronto.ca/TWONTO#ladder |  | Ladders
106783 | 24715 | TAB-ACC-HS-4513 | Switch, Occupancy, Dig 1-4 Drip room | TAB-ACC-AHU-DIG | Switch | Switch |  | HS | hand_switch |  | AHUs/Supply Fans Dig. Bldg.
8919 | 43870 | COL-YKP-DA-0012(S) | Davit Arm-158189 | YKP-BLD |  | Safety Equipment | 39117 | DA | http://www.toronto.ca/TWONTO#fall_arrest_Davit_arm |  | Collections - 435 Kipling Ave. Building envelope
12328 | 78729 | COL-PCU-FIT-5118 | Transmitter, Flow | COL-PCU-SUSPENDED | Transmitter |  | 34950 | FIT |  |  | Cumber P.S.suspended entities
26354 | 14201 | COL-YKP-VEH-067149 | Vehicle, Truck #067149 (Dodge Ram 2500) | COL-YKP | Vehicle,Licensed | Vehicle |  | VEH | http://www.toronto.ca/TWONTO#pickup_truck
65811 | 39181 | FCL-SPC-COM-1401 | Termination Panel, Surge Chamber | FCL-SPC |  |  |  | COM |  |  | Process Control Systems - Services Area
134971 | 61227 | THR-ELS-MCC-1801 | Control Panel, MCC 1801, High Pressure Blower Building, North Final Area MCC-1801 & 1802 (MCC N1) | THR-ELS-HPBB | Control Panel,MCC | Motor Control Centre |  | MCC | http://www.toronto.ca/TWONTO#LV_electrical_panel |  | Electrical System, High Pressure Blower Building
34468 | 49314 | MAIN-119 | Main 119 | WTR-MT1 | [6 empty] | Work Area 1 EAST Mains and Chambers
9806 | 97641 | FAC-YCM-VEH | EQUIPMENT-LICENSED | FAC-YCM-EQUIP | Vehicle,Licensed | Vehicle |  |  | http://www.toronto.ca/TWONTO#collection_of_assets
61623 | 62838 | FHA-ELS-PDP-0500A | Power Distribution Panel, 600V, 800A, 3 PH, Filter Building, Pipe Gallery Adjacent to Scrubber | FHA-ELS-PRIMARY | Switchgear | Power Distribution Panel |  | PDP | http://www.toronto.ca/TWONTO#LV_electrical_panel |  | Primary Electrical System
138199 | 49343 | THR-PRS-PSL-0055 | Switch, Pressure-Low, Pump P-0055 Suction, Ferrous Chloride System | THR-PRS-P-0055 | Switch,Pressure-Low | Switch |  | PSL | http://www.toronto.ca/TWONTO#pressure_switch |  | Pump, Ferrous Chloride, Primary, Chemical Building
130842 | 44888 | THR-ACC-WA1 | Air Conditioning, AHU, HVAC,Work Area1 | THR WORK AREA 1 | [6 empty] | Solid Handling
135185 | 78605 | THR-EPS-PSH-0316 | Switch, Pressurel-High, Grease Pump, Centrifugal 0316, Plant Service, Effluent Pump, Centrifugaling | THR-EPS-P-0310 | Switch,Pressure-High | Switch |  | PSH | http://www.toronto.ca/TWONTO#pressure_switch |  | Pump, Centrifugal, Screw
18725 | 432 | FHA-SES-SQ-1003 | FHA SH 03 - Safety Harness Full Body | FHA-SES-SQ-6 | PPE | Safety Equipment |  | SQ | http://www.toronto.ca/TWONTO#fall_arrest_harness |  | Safety Fall Protection Equipment
7391 | 80494 | COL-PSM-LSH-0104 | Switch, Level-High | COL-PSM | Switch,Level |  |  | LSH |  |  | Simcoe St Sewage Pumping Station
81436 | 53676 | TNT-MCS-LD-4001 | Davit, Lifting, Drain Pumps, Dry Pit Pumping Station | TNT-MCS-LD | Lifting Device | Lifting Device |  | LD | http://www.toronto.ca/TWONTO#fall_arrest_Davit_arm |  | Lifting Devices , cranes/ Portable crane/hoists, come alongs, slings, wire rope, chains
8313 | 82368 | COL-PWR-MISC | Miscellaneous Equipment | COL-PWR-SUSPENDED |  |  | 35110 |  |  |  | West Rouge P.S.suspended entities
107601 | 84561 | TAB-ACC-TE-1488B | Temperature Element, Space Temperature | TAB-ACC-VAV-1488 | Sensor,Temperature | HVAC |  | TE | http://www.toronto.ca/TWONTO#temperature_sensor_element |  | Heater, Hot Water Reheat Coil, Variable air
24345 | 49175 | FHO-MCS-MEQ-1401-SUSP | Digital Backflow Preventer Testing Kit | FHO-OBSOLETE | Machine Tool | Tool | 34954 | MEQ | backflow_preventer_tester |  | Removed From Service
58265 | 58124 | THC-CW-T-5802 | Tank,Expansion,Domestic Hot Water,Plant Stores | THC-ACC-BLDG B |  | Tank |  | T | expansion_tank |  | Mechanical Shop (Chlorine) Building HVAC
130992 | 26758 | THR-AER-LSL-4810 | Switch, Level-Low, Sump, Gallery T-14S (North End), Flood Monitoring System | THR-AER-P-4810 | Switch,Level-High | Switch |  | LSL | http://www.toronto.ca/TWONTO#level_switch |  | Pump, Centrifugal, Sump, T14S
20591 | 90850 | COL-PMT-CP-0002 | Control Panel, Electrical | COL-PMT | Control Panel |  |  | CP |  |  | Military Trail Sewage Pumping Station
15928 | 94089 | FHA-ELS-MCC-0200A | MCC, 2000A, 600V, 3PH, RMF, Ground Level, Electrical Room #1 | FHA-ELS-PRIMARY | Switchgear | Motor Control Centre |  | MCC | http://www.toronto.ca/TWONTO#LV_electrical_panel |  | Primary Electrical System
38731 | 6550 | SWM-PDU-TS-0001 | Switch, Transfer | SWM-PDU | Switch |  |  | TS |  |  | Dunker's Storm
55308 | 65599 | TAB-WA1-LD-1235 | Devit Arm | TAB-WA1-SQ-1000 | Lifting Device | Lifting Device |  | LD | http://www.toronto.ca/TWONTO#fall_arrest_Davit_arm |  | WA1 Lifting Devices and Slings
21686 | 33473 | FHO-DOZ-TPD-1511 | Trap Prime Device, Ozone Building, L1, Gate Room | FHO-DOZ |  | Plumbing |  | TPD | http://www.toronto.ca/TWONTO#trap_priming_device |  | Ozonation System
119834 | 74529 | TAB-WA2-SQ-3426 | Extension Motiram | TAB-WA2-SQ-0001 | PPE,Harness | Safety Equipment |  | SQ | ? |  | Fall Arrest System , Tripod and SRL
96721 | 87332 | FIS-ELS-LS-2103 | Switch, Level, Float, Fuel Oil Day Tank T-2102 Spill Containment, Workshop Building, Main Floor, Generator Room | FIS-ELS-T-2102 |  | Switch |  | LS | http://www.toronto.ca/TWONTO#level_switch |  | Tank, 450 L, Generator GEN-2100 Fuel Oil Day Tank, Workshop Building, Generator Room
134715 | 80151 | THR-ELS-DP-3702 | Distribution Panel 3702, SP Aeration Tank Electrical Building | THR-ELS-RSPS |  | Power Distribution Panel |  | DP | http://www.toronto.ca/TWONTO#LV_electrical_panel |  | Electrical System, Returns Sludge Pumping Station
38261 | 23695 | OTH-DIS-NOR | DISTRICT OPERATIONS - NORTH | FAC-PHA | [6 empty] | YARD - 125 PHARMACY ROAD
67281 | 75978 | THC-TPA-PA-6010A | Paging Panel, Headworks, Electrical Room, Ground Floor | THC-PLT-BLDG-0001 | Public Address System | Communications Equipment |  | PA | http://www.toronto.ca/TWONTO#public_annoucement_speaker |  | New Head House, preliminary process
118880 | 23254 | TAB-STR-T-7000 | Wet Well, Gland Water Pumping Supply | TAB-STR-P-GLAND | Tank,Reservoir | Tank |  | T | http://www.toronto.ca/TWONTO#storage_tank |  | Secondary Pumps Gland Water Supply System
120552 | 8164 | THC-ACC-DM-6801 | Damper,Motorized, Supply Fan, Ferrous Chloride Building | THC-ACC-FN-6801 |  | HVAC |  | DM | http://www.toronto.ca/TWONTO#air_damper |  | Fan, Centrifugal, Supply, Ferrous Chloride Building
87692 | 28194 | WM2006A | Filter, Pre Finish, 826D | TAB-SLD-F | Filter | Filter |  |  | http://www.toronto.ca/TWONTO#replaceable_air_filter |  | Pelletizer Bldg. - Filters, Fans & Pellet Cooler Bags
76497 | 47589 | THR-DIG-RPU-0021A | Remote Processor Unit, Digester 1-6 mezzanine | THR-DIG-RPU | RPU | Remote Processor Unit |  | RPU | http://www.toronto.ca/TWONTO#RPU_panel |  | RPU, UPS, Digester
46695 | 42944 | TAB-DIS-SQ-0003 | SCBA Breathing Apparatus | TAB-SES-SCBA | PPE,SCBA | Safety Equipment |  | SQ | http://www.toronto.ca/TWONTO#self-contained_breathing_apparatus |  | WA4 Safety Equipment, SCBA
53625 | 64717 | TAB-SES-LTX-2298 | Exit Sign, Battery Unit, 2 LED heads, Tunnel 'H' | TAB-STR-SQ | Lighting,Exit | Safety Equipment | 41302 | LTX | http://www.toronto.ca/TWONTO#lighting_unit |  | WA2 Safety Equipment,lifting devices, ladders, Eye Wash station, First Aid Kits, Lock out stations
92667 | 48245 | FHO-FL-T-0101 | Tank, Fluoride Storage Tank 1, Fluoride System, S4 Fluoride Room | FHO-FL-TANK-0101 | Tank,Reservoir | Tank |  | T | http://www.toronto.ca/TWONTO#chemical_storage_tank |  | Fluoride Storage Tank 1
19805 | 61650 | FHO-ACC-FS-1542 | Switch, Flow, Air, FN-1542 Outlet, Ozone Building, S1, Mechanical Room 3 | FHO-ACC-FN-1542 |  | Switch |  | FS | http://www.toronto.ca/TWONTO#flow_switch |  | Fan, Exhaust, Ozone Equipment Room Ventilation, Ozone Building, S1, Mechanical Room 3
65736 | 85857 | THC-ELS-VSS-4001 | Surge Protection Device, PDP-4001, Headworks | THC-ELS-PDP-4001 | Safety | Power Distribution Panel |  | VSS | http://www.toronto.ca/TWONTO#surge_suppressor |  | Power Distribution Panel, Electrical Room, Headworks
8039 | 2526 | COL-PWC-LSH-0001 | Switch, Level-High | COL-PWC | Switch,Level |  |  | LSH |  |  | Wirral Court Sewage Pumping Station
107396 | 55948 | TAB-ACC-PSH-1800 | Switch, Pressure, High, Filter, Fan, 1800, AHU-1800, Loading Bay Rooftop | TAB-ACC-AHU-1800 | Switch,Pressure-High | Switch |  | PSH | http://www.toronto.ca/TWONTO#pressure_switch |  | Air Handling Unit, D Bldg Roof
116708 | 57772 | TAB-PWA-PSH-2703 | Switch, Pressure, High | TAB-DIS-NAOCL | Switch,Pressure-High | Switch |  | PSH | http://www.toronto.ca/TWONTO#pressure_switch |  | Disinfection - Sodium Hypochlorite
69293 | 8477 | THR-AER-LSH-4890 | Switch, Level-High, Sump, Gallery T-17E, Flood Monitoring System | THR-FPW | Switch,Level-High | Switch |  | LSH | http://www.toronto.ca/TWONTO#level_switch |  | Filtered Plant Water
78667 | 33129 | THR-SES-LD-0008 | Base, Exposed for Davit Arm, Primary Tank 3 | THR-LD-WA2 | Safety | Safety Equipment |  | LD | davit_base |  | Lifting Devices, Chain Hoist, Come Along & Slings
147096 | 66051 | WTR-RMI-ZS-0020 | Switch, Position,Door Security | WTR-RMI-AUX | Switch,Position | Switch |  | ZS | http://www.toronto.ca/TWONTO#position_switch |  | Auxiliary Equipment (Building Facilities)
113489 | 31015 | TAB-ELS-SQ-6164 | Electrical - Rubber Insulating Gloves Class 1 | TAB-ELS-SQ-GLOVE | PPE,Insulated Glove | Safety Equipment |  | SQ | http://www.toronto.ca/TWONTO#rubber_insulating_gloves |  | High Voltage Gloves
54381 | 59252 | TAB-STR-LSHH-6092 | Switch, Level High-High, Aeration Gallery, East, Tank #1 | TAB-STR-P-6092 |  | Switch |  | LSHH | http://www.toronto.ca/TWONTO#level_switch |  | Pump, Sump,GX2015A
127837 | 69118 | THC-PRM-V-1172 | Valve, Hydraulic Cylinder, Scum Skimmer, Tank 1100, Primary Clarifier, Phase IV | THC-PRM-CM-1150 | Actuator,Hydraulic,Cylinder | Hydraulic System |  | V | http://www.toronto.ca/TWONTO#hydraulic_power_pack |  | Scum Skimmer System, Tank 1100, Primary Clarifier
58917 | 35693 | THC-ACC-FN-2172 | Fan, Exhaust, Access Building T19A, Phase IV Secondary | THC-ACC-FN-2170 | Air Handling Unit | HVAC |  | FN | http://www.toronto.ca/TWONTO#blower_or_fan_with_drive |  | Air Handling Unit, (new tunnel ventilation ECAP-01)
113060 | 36281 | TAB-EL2-MCC-6623 | Motor Control Centre, 600V | TAB-EL2-MCC | Control Panel,MCC | Motor Control Centre |  | MCC | http://www.toronto.ca/TWONTO#LV_electrical_panel |  | Motor Control Center- South Substation
13962 | 86835 | FCL-SPC-RPU-1521 | RPU Panel, Settled Water Conduit Level and General Backwash, Filter Gallery | FCL-ELS-PS-0001 | Control Panel | Remote Processor Unit |  | RPU | http://www.toronto.ca/TWONTO#RPU_panel |  | Uninterruptible Power Supply,High Lift Bldg - Switchgear Room,LP-0001
65347 | 14150 | FCL-SES-SCBA-0008 | Self Contained Breathing Apparatus, Gaseous Building, Third Floor, Corridor Outside Control Room | FCL-SES-2 | PPE,SCBA | Safety Equipment |  | SCBA | http://www.toronto.ca/TWONTO#self-contained_breathing_apparatus |  | SCBA's
118819 | 94112 | TAB-STR-PLQ-0201 | Blower Bldg- Plumbing | TAB-STR-STRC | Building Service,Domestic Plumbing | Plumbing |  | PLQ | plumbing |  | Blower Bldg Services - Drains, Electrical Service(110/220V), Lighting, Plumbing
107348 | 87709 | TAB-ACC-PDSH-6305 | Switch, Pressure Differential Switch High, F-6301, Mechanical Room, Dig 9-12 Control Building. | TAB-ACC-F-6301 | Switch,Pressure-High | Switch |  | PDSH | http://www.toronto.ca/TWONTO#pressure_switch |  | Filter, Bypass, Glycol System, Mechanical Room, Dig 9-12 Control Building.
107434 | 55685 | TAB-ACC-SQ-0205 | Emerg. Eyewash & Shower Stns, Boiler Rm/Z Bldg | TAB-WA6-SQ | PPE,Eyewash Station | Safety Equipment | 35587 | SQ | http://www.toronto.ca/TWONTO#emergency_eyewash_and_shower |  | WA6 Safety Equipment
126533 | 88243 | THC-MCS-T-0028 | Domestic Hot Water Tank, Bldg. under the sink | THC-MCS-T-BLDG M | Tank,Domestic Hot Water | Tank |  | T | http://www.toronto.ca/TWONTO#tanked_hot_water_heater |  | Domestic Hot Water Tank, Building M
14199 | 73776 | COL-PGR-LSHH-0104 | Switch, Level | COL-PGR | Switch,Level |  |  | LSHH |  |  | Grand River Sewage Pumping Station
86083 | 84053 | WTR-PJS-HE-0012 | Heat Exchanger, DLWC, Enwave | WTR-PJS-ENW |  |  |  | HE |  |  | Enwave Process
24733 | 35677 | COL-PRX-SW-0002 | Switch, Main Electrical Disconnect | COL-PRX | Switch |  |  | SW |  |  | Roxborough Sewage Pumping Station
120899 | 25034 | THC-ACC-HTR-0319U | Air Heater, Building M | THC-ACC-HEATERS | H.V.A.C.,Heater,Unit | HVAC |  | HTR | http://www.toronto.ca/TWONTO#heater |  | Air Heaters, Building M
6617 | 74454 | COL-PNT-LSH-0103 | Switch,Level, High, Wet Well #1 | COL-PNT-WEL-0100 | Switch,Level-High | Switch |  | LSH | http://www.toronto.ca/TWONTO#level_switch |  | Wet Well
127084 | 60778 | THC-PLT-SP-0004 | Autosampler Unit, Preliminary, North side of Headworks over the Influent channel | THC-PLT | Sampler | Sampler |  | SP | http://www.toronto.ca/TWONTO#auto_sampler |  | Preliminary Treatment (Grit and Screenings)
94767 | 74192 | FHO-SES-SCBA-0017 | Cylinder, SCBA, Air Pack, 2216 PSI, Ser #OJ-261845 | FHO-SES-SQ-0003 | PPE,SCBA | Safety Equipment |  | SCBA | http://www.toronto.ca/TWONTO#compressed_gas_cylinder |  | Breathing Air Tanks
25273 | 93698 | FHO-SPC-RPU-1722A | RPU, Filters 1 & 2 PLC Expansion, Filter 1-8 Building, S2, Filter Pipe Gallery, East Wall | FHO-FLT |  | Remote Processor Unit |  | RPU | http://www.toronto.ca/TWONTO#RPU_panel |  | Filtration
79201 | 71673 | THR-ELS-RPU-0003 | Remote Processing Unit, Control Room, West Substation (172.22.37.117) | THR-ELS-SS | Control Panel,Instrumentation | Remote Processor Unit |  | RPU | http://www.toronto.ca/TWONTO#RPU_panel |  | Electrical System, South Main Substation
59065 | 30544 | THC-ACC-HTR-0353 | Air Heater, Building M | THC-ACC-HEATERS | H.V.A.C.,Heater,Unit | HVAC |  | HTR | http://www.toronto.ca/TWONTO#heater |  | Air Heaters, Building M
40921 | 20726 | TAB-ACC-NGS-0020A | Natural Gas Train, Boiler #2, Z Building | TAB-ACC-BO 2 |  |  |  | NGS |  |  | Boiler # 2, Hot Water Heating, Volcano B-2
144971 | 40887 | WTR-PKN-LSH-0002 | Switch, Level-High, Northeast Sump | WTR-PKN-AUX | Switch,Level-High | Switch |  | LSH | http://www.toronto.ca/TWONTO#level_switch |  | Auxiliary Equipment (Building Facilities)
79786 | 7228 | THR-WA1-LD-535-1 | Sling, Nylon, Work Area 1 (NYLON BELT SLING SIZE; 2" X 2', CAPACITY 6400 LBS, SN 1421535-1) A | THR-LD-NYLN-WA1 | Lifting Device,Sling | Lifting Device |  | LD | synthetic_web_sling |  | Slings, Nylon, Work Area 1
27194 | 15587 | DOS-YCM-VEH-884162 | 2019 FORD TRANSIT 250 - Vehicle Unit# 884162 | FAC-YCM-VEH | Vehicle,Licensed | Vehicle |  | VEH | http://www.toronto.ca/TWONTO#passenger_vehicle
73146 | 50305 | THR-ACC-NR-688 | HVAC Unit & Fan, Main Floor Library | THR-ACC-ADM | H.V.A.C.,Heater,Unit | HVAC |  | NR | http://www.toronto.ca/TWONTO#heater |  | Air Conditioning, HVAC, Admin Building
93194 | 88453 | FHO-GRK-DR-1018L | Door, (FD-1-18), Fire Rated, Admin Building, L1, Main Entrance From Lobby | FHO-GRK-FEQ-0001 | Fire Prevention,Door | Door |  | DR | http://www.toronto.ca/TWONTO#fire_rated_door
112201 | 33246 | TAB-DIS-LSL-2004 | Switch, Level, Low,Scrubber SB2002 | TAB-DIS-SB-2002 | Switch,Level | Switch |  | LSL | http://www.toronto.ca/TWONTO#level_switch |  | Scrubber, # 2,Chlorine Bldg.,
21633 | 20296 | FHO-DOZ-PSH-5010 | Switch,Pressure,High,Cooling Water Expansion Tank T-5001,Ozone Building,L1,Ozone Equipment Room | FHO-DOZ-T-5001 | Switch,Pressure-High | Switch |  | PSH | http://www.toronto.ca/TWONTO#pressure_switch |  | Tank, Closed Loop Cooling Water Expansion, Ozone Building,L1,Ozone Equipment Room,Cooling Water Skid
45148 | 60123 | TAB-DIG-LSH-1001 | Switch, Level-High, Emergency Overflow, Digester 10 Roof N/W, Digester 9-12 Control Building. | TAB-DIG-T-1000 | Switch,Level-High | Switch |  | LSH | http://www.toronto.ca/TWONTO#level_switch |  | Tank, Digester tank, Digester 10
85635 | 45805 | TNT-ACC-BU-5101 | Burner, Boiler #5100 | TNT-ACC-BO-5100 | Burner | Burner |  | BU | http://www.toronto.ca/TWONTO#burner_component_of_asset |  | Boiler, Hot Water
121208 | 20705 | THC-ACC-T-0576 | Tank,Hot Water,Lower Basement,Incineration Building M | THC-MCS-T-BLDG M | Tank,Domestic Hot Water | Tank |  | T | http://www.toronto.ca/TWONTO#tanked_hot_water_heater |  | Domestic Hot Water Tank, Building M
78690 | 78290 | THR-SES-LD-6148 | Retractable Winch for Davit Arm | THR-SES-LD | Safety | Safety Equipment |  | LD | winch |  | Lifting Device, Safety Equipment
19993 | 34902 | COL-PMD-LIT-0201 | Transmitter, Level | COL-PMD | Transmitter,Level |  |  | LIT |  |  | Midland Pumping Station
25237 | 94879 | COL-PSL-T-0002 | Tank, Domestic Hot Water | COL-PSL | Tank |  |  | T |  |  | Sewells Road Sewage Pumping Station
59356 | 53374 | THC-ACC-P-6002 | Pump, Hot Water System, Lower Level 2 Blower Room, Headworks | THC-ACC-AHU-6100 | Pump | HVAC |  | P | http://www.toronto.ca/TWONTO#pump_set_-_with_drive |  | Air Handling Unit, Truck Loading Bay, Mech Room #2, Headworks
12813 | 68668 | FCL-ELS-TR-0200P | Transformer, 600/120/208V,112.5kW, Lighting Panels LP-0200P &0200B, High Lift Switchgear Floor East | FCL-ELS-6 |  |  |  | TR |  |  | Interior Lighting
65821 | 57965 | FCL-SPC-COM-1605 | Termination Panel, Filter Building, Pipe Gallery, South, Ceiling | FCL-SPC |  |  |  | COM |  |  | Process Control Systems - Services Area
135283 | 52171 | THR-FPW-PSL-0016 | Switch, Pressurel-Low, Secondary Effluent Pump Suction Line, Plant Water Building | THR-FPW | Switch,Pressure-Low | Switch |  | PSL | http://www.toronto.ca/TWONTO#pressure_switch |  | Filtered Plant Water
24287 | 63901 | FHO-MCS-BFP-0101 | Backflow Preventer, RW Pump | FHO-MCS-PWA | Valve,Backflow Preventer,Reduced Pressure | Plumbing | 32077 | BFP | http://www.toronto.ca/TWONTO#backflow_preventer |  | Service Water & Backflow Prevention
66932 | 51591 | THC-INC-BU-2032 | Burner, Hearth 1, Incinerator 2000 | THC-INC-FU-2000? | Burner | Burner |  | BU | http://www.toronto.ca/TWONTO#burner_component_of_asset |  | Furnace, Incinerator 2000
58772 | 92731 | THC-DEW-RPU | Incineration RPUs | THC-INC | [6 empty] | Incineration Process
21886 | 17798 | COL-PMY-P-0100 | Pump, Centrifugal | COL-PMY | Pump |  |  | P |  |  | Maryport Sewage Pumping Station
81670 | 58109 | TNT-SES-SQ-0202 | Pack, Emergency, 5Min | TNT-GRK-SCBA | PPE,SCBA | Safety Equipment |  | SQ | http://www.toronto.ca/TWONTO#self-contained_breathing_apparatus |  | SCBA Breathing Apparatus
114495 | 2754 | TAB-PLT-FSL-0181? | Switch ,Flow, Low,Scrubber 0287 Supplyl Fan 0181 Discharge | TAB-SUSPENDED ENTITY | Switch,Flow | Switch | 35878 | FSL | http://www.toronto.ca/TWONTO#flow_switch |  | Suspended entities
146119 | 37915 | WTR-PRV-ZS-0003 | Switch, Position,Door Security | WTR-PRV-AUX | Switch,Position | Switch |  | ZS | http://www.toronto.ca/TWONTO#position_switch |  | Auxiliary Equipment (Building Facilities)
108833 | 86800 | TAB-AUX-LSHH-8032 | Switch, Level High-High, Auxiliary Bldg, North 'M' Tunnel | TAB-AUX-P-8032 |  | Switch |  | LSHH | http://www.toronto.ca/TWONTO#level_switch |  | Pump, Submersible, Storm Water, Auxiliary Systems Building, Tunnel I
93515 | 94802 | FHO-MCS-PSL-0201 | Switch, Pressure, Low, Service Water to Vacuum Priming Pump P-0201, S3, Compressor Room | FHO-MCS-P-0201-KQ | Switch,Pressure-Low | Switch |  | PSL | http://www.toronto.ca/TWONTO#pressure_switch |  | Vacuum Priming Pump 2
127270 | 38887 | THC-PLT-T-6200 | Reservoir, Oil, Hydraulic Pack 2, Bar Screens | THC-PLT-HPU-6200 | Tank,Reservoir | Tank | 40025 | T | http://www.toronto.ca/TWONTO#chemical_storage_tank |  | Hydraulic Pack 2, Headhouse
90871 | 33553 | FHO-CLB-PSH-0101 | Switch, Pressure, Post ChlorinationTrain 1 Evaporator Inlet, Chemical Bldg, Main Floor, Machine Rm | FHO-CLB-CHL-0101-KQ | Switch,Pressure-High | Switch |  | PSH | http://www.toronto.ca/TWONTO#pressure_switch |  | Post ChlorinationTrain 1
43181 | 36437 | TAB-CW-FSH-0012 | Switch, Flow, High,Eye Wash & Shower Station , Bio Soild Bldg.,Sodium Hypochlorite Loading station | TAB-CW-SQ-0012 | Switch,Flow-High | Safety Equipment |  | FSH | http://www.toronto.ca/TWONTO#flow_switch |  | Eye Wash & Shower Station , Silo Building, Basement
40099 | 23131 | DOS-SES-SCBA-5187 | SCBA 10 minutes escape pack | FAC-YCM-SES | Safety | Safety Equipment |  | SCBA | http://www.toronto.ca/TWONTO#self-contained_breathing_apparatus |  | SAFETY & ENVIRONMENTAL SERVICES
125849 | 96428 | THC-INC-BU-1033 | Burner, Hearth 1, Incinerator 1000 | THC-INC-FU-1000 | Burner | Burner |  | BU | http://www.toronto.ca/TWONTO#burner_component_of_asset |  | Furnace, Incinerator 1000
121753 | 6289 | THC-ACC-V-6301 | Valve, Motorized, Glycol Heating Return Line, 2nd Floor Mech Room #1 | THC-ACC-AHU-6300 | Valve | HVAC |  | V | http://www.toronto.ca/TWONTO#valve |  | Air Handling Unit, Screen Room/Conveyor Areas, 2nd Floor Mech Room #1, Headworks
63264 | 89929 | THC-OCS-STR-0416 | Strainer, Pump Suction Line, Humidification Pump #5, Phase I/IV Odour Control | THC-OCS-P-0410 | Strainer,Self Cleaning Motorized | Plumbing |  | STR | http://www.toronto.ca/TWONTO#strainer |  | Pump, #5, Humidification, Phase I/IV Odour Control
16271 | 84507 | FHA-CLB-P-0001A-KQ | Pump Location,After Post CL2 Water Sample #1A | FHA-CLB-SAMP |  |  | 33344 | P |  |  | After Post CL2 Sampling
47305 | 92254 | TAB-EL1-MCC-6124 | Switchgear, 600V MCC AT3 | TAB-STR-ELQ | Switchgear,Indoor | Motor Control Centre |  | MCC | http://www.toronto.ca/TWONTO#LV_electrical_panel |  | Blower Building - Power Distribution & Electrical Equipment
20665 | 99285 | FHO-AM-FSL-0001 | Switch, Flow-Low, Inlet, Siphon Breaker, Ammonia to Primary TRW W-Chem Mix Channel, S2,Mix Gallery,S | FHO-AM-SB-0001 | Switch,Flow-Low | Switch |  | FSL | http://www.toronto.ca/TWONTO#flow_switch |  | Scrubber, Ammonia, Chemical Building, North Penthouse
109320 | 73445 | TAB-DEW CENTRIFUGES | Centrifuge Systems | TAB-WORK-AREA-3 | [6 empty] | Work Area 3
129111 | 25698 | THC-STW-F-0012 | Filter, Duplex bag, Discharge, harvested Rainwater Circ. Pump, Admin. Bldg Basement Mechanical Rm | THC-STW-P-0012 |  | Filter |  | F | http://www.toronto.ca/TWONTO#replaceable_air_filter |  | Pump, Centrifugal, Harvested Rainwater Circulation, Admin. Building Basement Mechanical Room
129108 | 58179 | THC-STW | Storm Water | THCLIQMNT | Building Service,Floor Drain | Drain |  |  | http://www.toronto.ca/TWONTO#collection_of_assets |  | THC Liquids Maintenance
69231 | 40257 | FCL-WWW-V-5505 | Valve, Plug, Isolation, Centrifuge/Conveyor Centrate to Process Drain Sump, RMF Centrifuge Building | FCL-WWW-CF-5501 |  |  |  | V |  |  | Centrifuge Dewatering, West
137477 | 48425 | THR-PLT-T-0201 | Tank, Grit Bin, Preliminary Treatment, Grit Removal - Grit Tanks - North Plant | THR-PLT-GRITS | Tank | Tank |  | T | http://www.toronto.ca/TWONTO#storage_tank |  | Gate,Sluice,Preliminary Treatment, Grit Building
88304 | 24354 | WTR-PSC-PS-0501 | Switch, Vacuum | WTR-PSC-C-0001 | Switch,Pressure | Switch |  | PS | http://www.toronto.ca/TWONTO#pressure_switch |  | Vacuum, Pump System, Vacuum Pump
132814 | 22285 | THR-DIG-PSH-3271 | Switch, Pressure-High, Discharge, Pump 3271, Solids Treatment, Transfer System - Digesters - Tank 0900 & Tank 1000 | THR-DIG-P-3271 | Switch,Pressure-High | Switch |  | PSH | http://www.toronto.ca/TWONTO#pressure_switch |  | Pump, Centrifugal, Sludge Transfer, Digester Tank 1000
134982 | 78261 | THR-ELS-MCC-3302S | Control Panel, MCC 3302, Filtered Plant Water, MCC-3301 & 3302 (MCC PWF) | THR-ELS-FPW | Control Panel,MCC | Motor Control Centre | 40861 | MCC | http://www.toronto.ca/TWONTO#LV_electrical_panel |  | Electrical System, Filtered Plant Water Building
133993 | 70533 | THR-DIS-I-0134 | Injector, Chlorinator 1231, Chlorination Building, Disinfection, Chlorination System | THR-DIS-CHL-1231 | Injector | Injector | 34796 | I | http://www.toronto.ca/TWONTO#ejector |  | Chlorinator, Chlorination Building, Disinfection, Chlorination System
132865 | 3496 | THR-DIG-PSL-5280 | Switch, Pressure-Low, Inlet Gas compressor 5280 | THR-DIG-C-5280 | Switch,Pressure-Low | Switch |  | PSL | http://www.toronto.ca/TWONTO#pressure_switch |  | Compressor, Gas, Mixing System, Digester Tank#2
131445 | 25433 | THR-BG-TSH-0202 | Switch, Temperature, High, Compressor 0201 Cooling Water, Gas Compressor Bldg | THR-BG-C-0201 |  | Switch |  | TSH | http://www.toronto.ca/TWONTO#temperature_switch |  | Compressor, Centrifugal, Fuel Gas, Compressor Building, Gas Compressor (And Dryer), for COGEN
96991 | 15786 | FIS-FEQ-FEQ-4002-SUS | Fire extinguisher, Type ABC, Fire Prevention, Mechanical/Electrical Room | FIS-SUSPENDED |  | Safety Equipment | 46928 | FEQ | ? |  | Obsolete Entities/Processes
8943 | 27657 | COL-YKP-DA-0021S | Davit Arm Assembly with Upper Arm-1671155 | COL-YKP-DA | Safety | Safety Equipment | 45526 | DA | http://www.toronto.ca/TWONTO#fall_arrest_Davit_arm |  | Davit Arm Assembly
119792 | 13228 | TAB-WA2-SQ-1215 | EE2 - 902 T3 Nylon Sling | TAB-SES-LD | Lifting Device,Sling | Lifting Device |  | SQ | synthetic_web_sling |  | WA2 Lifting devices
34570 | 75442 | MAIN-234 | Main 234 | WTR-LWA | [6 empty] | Work Area 2 Central Mains and Chambers
38596 | 6690 | TAB-ACC-6100 | Digester 5-8 Space Heating | TAB-ACC |  | HVAC |  | ACC | http://www.toronto.ca/TWONTO#collection_of_assets |  | Plant HVAC Equipment
58116 | 43149 | THC-ACC-AHU-0502 | Air Handling Unit,Old Steam Generator Room, Building M | THC-ACC-AHU BLDG M | Air Handling Unit | HVAC | 40178 | AHU | http://www.toronto.ca/TWONTO#air_handler_unit |  | Air Handling Units, Building M
20042 | 89079 | COL-PHP-MCC-0001 | Motor Control Center | COL-PHP-MISC |  | Motor Control Centre |  | MCC | http://www.toronto.ca/TWONTO#LV_electrical_panel |  | Miscellaneous Equipment
116655 | 22657 | TAB-PWA-STR-0555 | Strainer, Plant Water, Floatation | TAB-PWA-P-0555 | Strainer | Filter |  | STR | http://www.toronto.ca/TWONTO#strainer |  | Pump, Effluent, Filtered, Plant Water
139508 | 60788 | THR-WA3-LD-0044 | Sling, Wire Rope, Work Area 3 (1/2" X 6') | THR-LD-WIRE-WA3 | Lifting Device,Sling | Lifting Device |  | LD | wire-rope_sling |  | Slings, Wire Rope, Work Area 3
15222 | 31755 | FCL-TRW-PSL-0003 | Switch, Pressure-Low, Air Supply, Surge Tank Building | FCL-TRW-T-0003 | Switch,Pressure-Low | Switch |  | PSL | http://www.toronto.ca/TWONTO#pressure_switch |  | Vessel, Pressure, Air Supply, Surge Tank Building
40995 | 83614 | TAB-ACC-TIT-6452 | Transmitter, Temperature, Outside Air, AHU-6450, Ground, East Operating Gallery | TAB-ACC-AHU-6450 | Transmitter,Temperature | HVAC |  | TIT | http://www.toronto.ca/TWONTO#temperature_transmitter |  | Air Handling Unit, Primary Tank Operating Gallery, Ground, East Side
144150 | 24546 | WTR-PHL-P | Pumping | WTR-PHL | [6 empty] | High Level Pumping Station
62434 | 11716 | THC-ITS-PA-2710 | IDF Panel, Public Address System, Aeration Tanks 13-16 Elec room | THC-ITS-MDF-1000 | Network,Telecommunication | Communications Equipment |  | PA | http://www.toronto.ca/TWONTO#public_annoucement_speaker |  | Public Address System, Master Distribution , Control System, Admin Bldg,
76190 | 18195 | THR-MCS-LD-6246S | Come Along, Work Area 2 | THR-LD-WA2 | Lifting Device,Chain | Lifting Device | 47395 | LD | winch |  | Lifting Devices, Chain Hoist, Come Along & Slings
78754 | 37285 | FHA-RADIO-0003 | Radio, Walkie Talkie | FHA-GRK-COM-0001 |  | Communications Equipment |  | RADIO | radio_system |  | Telephone and Paging System
6449 | 28549 | COL-PMYA-MISC | Miscellaneous Equipment | COL-PMYA | [6 empty] | Maryport Sewage Pumping Station 8A (Keele)
140212 | 6291 | TNT-DCL-T-0200 | Tank, Sodium Bisulphite | TNT-DCL | Tank,Reservoir | Tank |  | T | http://www.toronto.ca/TWONTO#chemical_storage_tank |  | Dechlorination
95582 | 30107 | FHO-WWW-PSH-0601 | Switch, Pressure High, Discharge WW Blower WWW-BL-0601, S5 Blower Room | FHO-WWW-BL-0601 | Switch,Pressure-High | Switch |  | PSH | http://www.toronto.ca/TWONTO#pressure_switch |  | Blower, Process Air to Waste Water Tank 1, S5 Blower Room
91777 | 16948 | FHO-ELS-INQ | Power Management | FHO WORK AREA 2 | [6 empty] | Services
129492 | 71561 | THC-TPA-PA-6010 | Speaker, Headworks, 2nd Floor, Mech Room #1 N/W | THC-TPA-PA-6010A | Public Address System | Communications Equipment |  | PA | http://www.toronto.ca/TWONTO#public_annoucement_speaker |  | Paging Panel, Headworks, Electrical Room, Ground Floor
118536 | 91616 | TAB-STR-DEF-WA2 | WA2 LifePak CR Plus Defibrillator, SN 32598787 | TAB-STR-STRC | PPE | Safety Equipment |  |  | http://www.toronto.ca/TWONTO#automatic_external_defibrillator |  | Blower Bldg Services - Drains, Electrical Service(110/220V), Lighting, Plumbing
18474 | 30382 | FHA-SES-LDR-0503 | FHA-SES-LD-0032 - 8' Ladder Fiberglass ( West Filter Gallery by Filter #16 ) | FHA-SES-LD-1 | Safety | Safety Equipment |  | LDR | http://www.toronto.ca/TWONTO#ladder |  | Ladders
76292 | 82135 | FHA-FEQ-DT-0001 | Firesystem Sprinkler drain trap,Garage #1 West wall | FHA-SES-FEQ-1 | Drain | Drain |  | DT | http://www.toronto.ca/TWONTO#drain |  | Fire Sprinkler System
26299 | 83447 | FHO-SES-SCBA-OCT | SCBA Cylinder Group 10 | FHO-SES-SQ-0002 | PPE,SCBA | Safety Equipment |  |  | http://www.toronto.ca/TWONTO#compressed_gas_cylinder |  | Emergency Breathing Apparatus
126007 | 37041 | THC-GRK-VEH-396094 | Lawnmower Riding | THC-SUSPENDED | Groundskeeping,Lawnmower,Ride on | Grounds | 34012 | VEH | http://www.toronto.ca/TWONTO#golf_cart |  | Suspended entity
86685 | 56486 | WTR-PKN-TSH-0001 | Switch, Temperature, High, Smoke Alarm, Kennedy Pumping Station | WTR-SUSPENDED | Switch,Temperature-High | Switch |  | TSH | http://www.toronto.ca/TWONTO#temperature_switch |  | Suspended Obsolete entity for storage purpose
65342 | 88910 | FCL-SES-LTX-0105-SUS | Exit light, 105, High Lift Pumping Station, Ground Floor, Copy Room South Door | FCL-ELS-6 |  |  | 46608 | LTX |  |  | Interior Lighting
4618 | 5678 | COL-PHA-V-0005 | Valve | COL-PHA-MISC |  |  |  | V |  |  | Miscellaneous Equipment
93522 | 14206 | FHO-MCS-T-0201-KQ | Tank, TRW Vacuum Priming | FHO-TRW-VP | Tank | Tank |  | T | http://www.toronto.ca/TWONTO#pressure_vessel |  | Vacuum Priming
55542 | 34430 | TAB-WA2-SQ-1096 | Lanyard 3' Jackie Whyte | TAB-WA2-SQ-0001 | PPE,Harness | Safety Equipment |  | SQ | lifeline |  | Fall Arrest System , Tripod and SRL
67430 | 45341 | THC-ITS-COM-2403 | Termination Panel,South Effluent Pump Station,Sampling Room,Ground Floor | THC-ITS-COM-2402 |  | Network |  | COM | http://www.toronto.ca/TWONTO#network_panel |  | Telecommunication Enclosure,South Effluent Pump Station,Sampling Room,Ground Floor
125194 | 1929 | THC-ELS-SQ-211159R | Electrical Safety gloves, High Voltage, Class 1, #211159R | THC-SES-SQ |  | Safety Equipment | 38528 | SQ | http://www.toronto.ca/TWONTO#rubber_insulating_gloves |  | Safety Equipment
52924 | 98190 | TAB-RSP-PLQ-T | Plumbing, General, T Bldg | TAB-RSP-STRC-T | Building Service,Domestic Plumbing | Plumbing |  |  | plumbing |  | T Building - Safety Equipment,Wall, Ceiling & Floor
18067 | 4821 | COL-PLB-FS-0100 | Switch, Flow-Low | COL-PLB-AHU-0100 | Switch,Flow | Switch |  | FS | http://www.toronto.ca/TWONTO#flow_switch |  | Air Handling Unit
119295 | 27320 | TAB-THK-LSHH-8050A | Switch, Level High-High, Flotation Bldg, Basement, South West Sump | TAB-THK-P-8050 |  | Switch |  | LSHH | http://www.toronto.ca/TWONTO#level_switch |  | Pump,Sump
41089 | 65153 | TAB-ACC-PDSL-1481 | Switch, Filter Differential Pressure Low,AHU,Boiler Room and Basement | TAB-ACC-AHU-1480 | Switch,Pressure-Low | Switch |  | PDSL | http://www.toronto.ca/TWONTO#pressure_switch |  | Air Handling Unit, Repair Facility/Steam Boiler Room Supply
127606 | 2123 | THC-PRM-SP-0004 | Autosampler Unit, Primary, Old section, Effluent 7-8, TEMP 3 | THC-PRM | Sampler | Sampler | 35761 | SP | http://www.toronto.ca/TWONTO#auto_sampler |  | Primary Treatment
140426 | 33859 | TNT-DIS-SQ-0001 | Emergency Eye Wash/Shower Station | TNT-DIS | Safety,Eye wash | Safety Equipment |  | SQ | http://www.toronto.ca/TWONTO#emergency_eyewash |  | Disinfection
133828 | 5648 | THR-DIS-CHL-1231 | Chlorinator, Chlorination Building, Disinfection, Chlorination System | THR-DIS-EV | Chemical Feeder,Gas | Chemical Feeder | 34315 | CHL | http://www.toronto.ca/TWONTO#chlorinator_system |  | Disinfection, Chlorine Evaporator
59657 | 11915 | THC-ACC-TSL-0012 | Switch, Temperature, Ice in Slab, Snow Melting System, Zone #2, Admin Building, South/West Area | THC-ACC-CT-0122 |  | HVAC |  | TSL | http://www.toronto.ca/TWONTO#temperature_switch |  | Controller, MAN-0012, Admin Building, Snow Melting, Zone #2
42101 | 35554 | TAB-ACC-V-6483 | Valve, 2-Way Modulating, heating Coil,6403, Grit Tank Area north, Existing Grit Bldg. | TAB-ACC-HE-6403 | Valve | HVAC |  | V | http://www.toronto.ca/TWONTO#valve |  | Heat Exchanger, Heating Coil box, Ground Floor, North Side, Grit Bldg., P Bldg.
137376 | 67819 | THR-PLT-LD-2152C | Lifting Device, Sparger Arm, Tank 300, Grit Bldg. | THR-PLT-T-0300 | Lifting Device | Hydraulic System | 35264 | LD | http://www.toronto.ca/TWONTO#hydraulic_system |  | Tank, Grit Removal, Grit Tanks, North Grit Building
8311 | 38274 | COL-PWR-MCC-0001 | Motor Control Centre | COL-PWR | Control Panel,MCC |  | 35099 | MCC |  |  | West Rouge Pumping Station
147712 | 95070 | YTF-CW-HU-7201 | H.V.A.C., Humidifier, RN151, City Water | YTF-CW | H.V.A.C.,Humidifier | HVAC |  | HU | http://www.toronto.ca/TWONTO#humidier |  | City Water
68893 | 80505 | THC-PRM-G-5151 | Gate, Sluice, Primary Clarifier 11 and 12 Effluent Chamber (CH-5150) Bypass Gate, NW Plant | THC-PRM-CH-5150 | Valve,Sluice Gate | Gate |  | G | http://www.toronto.ca/TWONTO#channel_gate
76594 | 76775 | THR-DR-DIS-0002 | Overhead Door, Diisinfection Building, Workshop North | THR-DR-WA4 | Door,Overhead | Door |  | DIS | http://www.toronto.ca/TWONTO#roll_up_door
89529 | 57552 | WTR-300-RPU-1101 | Remote Processor Unit | WTR-300-CH-0012 | Meter,Flow,Magmeter | Remote Processor Unit |  | RPU | http://www.toronto.ca/TWONTO#RPU_panel |  | Chamber,Revenue Meter,Islington-Steeles (Magmeter)
56048 | 63831 | FCL-SPC-RPU-2522 | Remote Processor Unit, Sedimentation Tank T-0200 | FCL-ELS-PS-0002 | Controller,PLC | Remote Processor Unit |  | RPU | http://www.toronto.ca/TWONTO#RPU_panel |  | Uninterruptible Power Supply,Low Lift Bldg - Switchgear Room,LP-0002
39126 | 59594 | TAB-ACC-DM-6464 | Damper, Motorized, Supply Air, AHU-6460, Ground, Existing west operating gallery | TAB-ACC-AHU-6460 | Damper/Louver | HVAC |  | DM | http://www.toronto.ca/TWONTO#air_damper |  | Air Handling Unit, Existing Primary Tank Operating Gallery, Ground, West Side
129952 | 24204 | THR-ACC-FSL-0013 | Switch, Flow, Low, Hot Water Recirculation Pump-0102, Ground Floor | THR-ACC-P-0102 | Switch,Flow-Low | Switch |  | FSL | http://www.toronto.ca/TWONTO#flow_switch |  | Pump, Hot Water Recirculation, STB Ground Floor
57104 | 91749 | THC-ACC-T-0006 | Tank, Hot water, Oil bunker room | THC-ACC-HEAT PUMPS | Tank | Tank |  | T | http://www.toronto.ca/TWONTO#tanked_hot_water_heater |  | Pumps, Heating System, Building M
58587 | 41889 | THC-ACC-DM-5931 | Damper,Motorized,Exhaust Fan FN-5930,Disinfection Bldg,Tank Storage Room,East Wall | THC-ACC-FN-5930 |  | HVAC |  | DM | http://www.toronto.ca/TWONTO#air_damper |  | Fan,Centrifugal,Exhaust,Disinfection Bldg,Tank Storage Room,East Wall
76470 | 58730 | THR-DIG-RPU-0003 | Remote Processor Unit, Digester, Tank 0700 (172.22.39.128) | THR-DIG-PD-0700 | RPU | Remote Processor Unit |  | RPU | http://www.toronto.ca/TWONTO#RPU_panel |  | Tank, Primary Digester-7, Solids Treatment
76136 | 63796 | THR-MCS-LD-0532 | Overhead on Pole and Swing I-Beam With Electric Hoist, OCS | THR-CRN-WA1 | Crane,Overhead,Travelling | Lifting Device |  | LD | http://www.toronto.ca/TWONTO#lifting_equipment_hoist |  | Cranes, Overhead Lifting Devices,WA1
134342 | 54689 | THR-DR-HH-0535 | Overhead Door, Grit Building Truck Door East | THR-DR-WA3 | Door,Overhead | Door |  | HH | http://www.toronto.ca/TWONTO#roll_up_door
109588 | 33520 | TAB-DEW-LSHH-8041A | Switch, Level High-High, Dewatering Bldg, Basement, North-West Sump | TAB-DEW-P-8041 |  | Switch |  | LSHH | http://www.toronto.ca/TWONTO#level_switch |  | Pump, Sump
62649 | 32457 | THC-MCS-MT-0011 | Personal Tool Kit, B. Michlits | THC-MCS-MEQ-0005 |  | Tool | 35552 | MT | tool_kit |  | Mechanical Equipment, Building M
112731 | 53434 | TAB-EL1-MCC-6631 | Control Panel, MCC,Electrical Room,Grit Build,P Building | TAB-EL1-PDP-6011 | Control Panel,MCC | Motor Control Centre |  | MCC | http://www.toronto.ca/TWONTO#LV_electrical_panel |  | Power Distribution Panel, 600V, PT 1-9 Outdoor Sub.
146118 | 58440 | WTR-PRV-ZS-0002 | Switch, Position,Door Security | WTR-PRV-AUX | Switch,Position | Switch |  | ZS | http://www.toronto.ca/TWONTO#position_switch |  | Auxiliary Equipment (Building Facilities)
16519 | 28591 | COL-PKP-MISC | Miscellaneous Equipment | COL-PKP | [6 empty] | Kennedy Park Sewage Pumping Station
106673 | 99633 | TAB-ACC-FSL-4511 | Switch, Flow, Low, Exhaust Fan Inlet | TAB-ACC-FN-4511 | Switch,Flow-Low | Switch |  | FSL | http://www.toronto.ca/TWONTO#flow_switch |  | Fan, Exhaust, Pump Room Heat Relief Exhaust Dig .1~4
40767 | 93429 | TAB-ACC-T-6402 | Tank, Expansion, Mechanical Room No.5, Old Screen Bldg., P Bldg. | TAB-ACC-HE-6401 | Tank | HVAC |  | T | expansion_tank |  | Heat Exchanger, Mechanical Room No.5, Old Screen Bldg., P Bldg.
14489 | 78887 | FCL-SES-FA-0005 | DBI Sala | FCL-SES |  | Safety Equipment |  | FA | ? |  | Safety and Environmental Services
106636 | 47250 | TAB-ACC-FSL-1402 | Switch, Flow-Low, Pump, Secondary Hot Water Circulating | TAB-ACC-P-1410 | Switch,Flow-Low | Switch |  | FSL | http://www.toronto.ca/TWONTO#flow_switch |  | Pump,Centrifugal, Secondary Hot Water Circulating
82842 | 9617 | FHA-SES-SQ-0042 | Safety Harnesses Safewaze 7510 full body harness Ser 07312 | FHA-SES-SQ-6 |  | Safety Equipment |  | SQ | http://www.toronto.ca/TWONTO#fall_arrest_harness |  | Safety Fall Protection Equipment
101501 | 38494 | MAIN-011 | Main 011 | WTR-LWA | [6 empty] | Work Area 2 Central Mains and Chambers
24460 | 18007 | FHO-NIT-SYS | NITROGEN SYSTEM | FHO-DOZ | [6 empty] | Ozonation System
139222 | 88044 | THR-THK-RPU-0008 | Remote Processor Unit, Thickening Main Centrifuge 2 | THR-THK-CF | RPU | Remote Processor Unit |  | RPU | http://www.toronto.ca/TWONTO#RPU_panel |  | Centrifuge, Sludge Thickening
67933 | 45658 | FCL-TRW-SAMP | Treated Water Sampling | FCL-SAMP | [6 empty] | Sampling Systems
80038 | 21875 | THR-WA3-LD-0100 | Sling, Nylon, Work Area 3 (2" X 4') | THR-LD-NYLN-WA3 | Lifting Device,Sling | Lifting Device |  | LD | synthetic_web_sling |  | Slings, Nylon, Work Area 3
125190 | 31609 | THC-ELS-SQ-1537799 | Spares, Electrical Safety gloves, High Voltage, Class 0, # 1537799 | THC-SES-SQ |  | Safety Equipment | 35221 | SQ | http://www.toronto.ca/TWONTO#rubber_insulating_gloves |  | Safety Equipment
131676 | 28669 | THR-CG-SB | Co-Generation Scubber, Digester Gas | THR-DIG | [6 empty] | Digester
138696 | 1055 | THR-SES-SQ-0004 | Eyewash and Shower Station, Disinfection Building, South Vestibule by Lab | THR-EWSS-WA4 | Safety,Eye wash | Safety Equipment |  | SQ | http://www.toronto.ca/TWONTO#emergency_eyewash_and_shower |  | Eyewash and Shower Station, Work Area 4
118813 | 95914 | TAB-STR-RPU-0504 | RPU-GE0504 | TAB-STR-RPU |  | Remote Processor Unit |  | RPU | http://www.toronto.ca/TWONTO#RPU_panel |  | Aeration Gallery - RPUs
8043 | 823 | COL-PWC-LSL-0102 | Switch, Level-Low | COL-PWC-MISC | Switch,Level |  |  | LSL |  |  | Miscellaneous Equipment
55278 | 52030 | TAB-TPA-2203 | Speaker, Paging/Intercom System, PRS Bldg | TAB-PRS-INQ | Control Panel,Instrumentation | Communications Equipment |  | TPA | http://www.toronto.ca/TWONTO#public_annoucement_speaker |  | Instrumentation Equipment
45399 | 32131 | TAB-DIG-RPU-1007 | Remote Processing Unit | TAB-DIG-ELQ-T13-16 | RPU | Remote Processor Unit |  | RPU | http://www.toronto.ca/TWONTO#RPU_panel |  | Digester Tanks 13-16, Electrical Equipment
58593 | 21343 | THC-ACC-DM-6205 | Damper, Isolation, Exhaust Duct, AHU-6200, 2nd Floor Mech Room #2, Headworks | THC-ACC-AHU-6200 | Damper/Louver | HVAC |  | DM | http://www.toronto.ca/TWONTO#air_damper |  | Air Handling Unit, Blower Room, 2nd Floor Mech Room #2, Headworks
31403 | 45907 | FIS-GRK-VEH-0104 | GATOR, Machine Shop | FIS-VEH | Vehicle,Unlicensed | Vehicle |  | VEH | http://www.toronto.ca/TWONTO#golf_cart
123470 | 96610 | THC-DIG-LSHH-5286 | Eliminated Role: Switch,Level-High High,Sump, East Storm Sump Pump 5286A, Primary Digesters,Building U | THC-SUS | Switch,Level | Switch | 40488 | LSHH | http://www.toronto.ca/TWONTO#level_switch |  | THC records of assets and roles that are no longer in service or exists
74873 | 52910 | THR-FT-LSHH-5712 | Switch, Level-High-High,Pump 5712, Sump, Aeration Gallery, Tunnel 14, South | THR-FT-P-5712 | Switch,Level-High-High | Switch |  | LSHH | http://www.toronto.ca/TWONTO#level_switch |  | Pump, Sump, Aeration Gallery, Tunnel 14, South
8712 | 65429 | COL-RBG-FIT-0001 | Flow Indicating Transmittetr, | COL-RBG | Transmitter |  |  | FIT |  |  | Glendale Shaft (WBT)-storm
7279 | 9641 | COL-PSK-RPU-0001 | Control Panel, Operator | COL-PSK | Control Panel |  |  | RPU |  |  | Skydome Sewage Pumping Station
120747 | 96444 | THC-ACC-FN-0911 | Fan, Dechlorination | THC-ACC-AHU-0910 |  | HVAC |  | FN | http://www.toronto.ca/TWONTO#blower_or_fan_with_drive |  | Air Handling Unit, Dechlorination Building
92934 | 15138 | FHO-FLT-F-0601 | Filter Bed # 6 | FHO-FLT | Tank,Reservoir | Tank |  | F | http://www.toronto.ca/TWONTO#filtration_tank |  | Filtration
137886 | 88871 | THR-PRM-T-0800 | Tank, Primary Clarification - Primary Tank - South | THR-PRM-T | Tank | Tank |  | T | http://www.toronto.ca/TWONTO#clarifier |  | Primary Sedimentation Tanks
34421 | 32545 | MAIN-028A | Main 028A | WTR-LWA | [6 empty] | Work Area 2 Central Mains and Chambers
139880 | 75048 | TNT-AER-ML-CHNL | Mixed liquer Channel | TNT-AER | [6 empty] | Aeration Treatment
14765 | 96679 | FCL-SES-SQ-0102 | Safety Harnesses, High Lift Building, Store Room | FCL-SES |  |  |  | SQ |  |  | Safety and Environmental Services
86949 | 59815 | TNT-ELS-PDP-6106 | 600V Power Distribution Panel | TNT-ELS-PDP-6002 | Control Panel,Power Distribution Panel | Power Distribution Panel |  | PDP | http://www.toronto.ca/TWONTO#LV_electrical_panel |  | 600V Power Distribution Panel
138635 | 30936 | THR-SES-LD-3052 | Retractable Winch for Davit Arm WA4 | THR-SES-LD | Safety | Safety Equipment |  | LD | winch |  | Lifting Device, Safety Equipment
6361 | 40221 | COL-PMY-DM-0013 | Damper, Gas | COL-PMY | Damper/Louver |  |  | DM |  |  | Maryport Sewage Pumping Station
135936 | 46488 | THR-FT-T-0502 | Tank, Plant Flushing Hot Water | THR-FT-HWT | Tank | Tank |  | T | http://www.toronto.ca/TWONTO#tanked_hot_water_heater |  | Final Tank, Plant Hot Water Tanks
7965 | 76883 | COL-PVM-FQ-0001 | Meter, Flow | COL-PVM | Meter,Flow |  |  | FQ |  |  | Valleymede Sewage Pumping Station
34562 | 30343 | MAIN-226 | Main 226 | WTR-LWA | [6 empty] | Work Area 2 Central Mains and Chambers
34759 | 74943 | MS0117A | Milling Machine | TAB-MCS-MT | Machine Tool,Milling Machine | Tool |  |  | http://www.toronto.ca/TWONTO#milling_machine |  | Machine Shop Mechanical Equipment
103488 | 23806 | MTMH225 | MALVERN STS | TRK-HCK | [6 empty] | HIGHLAND CREEK DRAINAGE AREA
138822 | 92317 | THR-SES-T-0506 | Tank, Air Cylinder, 4500 PSI, Digester Area | THR-SES-SCBA | Safety | Safety Equipment |  | T | http://www.toronto.ca/TWONTO#compressed_gas_cylinder |  | Self Contained Breathing Apparatus
85643 | 68747 | TNT-ACC-F-5101 | Filer, Suction,Oil Pump #5101 | TNT-ACC-P-5101 | Filter | Filter |  | F | http://www.toronto.ca/TWONTO#replaceable_oil_or_fuel_filter |  | Pump, Furnace Oil, to Boiler #5100
96934 | 20287 | FIS-FEQ-DR-0022(S) | Door, Fire, Raw Water Channel Walkway | FIS-GRK-STRC-0001 |  | Door |  | DR | http://www.toronto.ca/TWONTO#door
119323 | 66062 | TAB-THK-P-SUMP | Sump Pumps, Floatation | TAB-THK-STRC | [6 empty] | THK-STRC
121023 | 88994 | THC-ACC-P-0031 | Pump, Snow Melting System, Manifold MAN-0011, Zone #1, Admin Building, North/West Area | THC-ACC-MAN-0011 |  | HVAC |  | P | http://www.toronto.ca/TWONTO#pump_set_-_with_drive |  | Manifold, Snow Melting System, Zone #1, Admin Building, North/West Area
77005 | 75328 | THR-PLT-LSL-1142 | Switch, Level-Low, Grit Classifier 1142, Preliminary Treatment, Grit Removal - Vortex - South Plant (Head house) | THR-PLT-CL-1142 | Switch,Level-Low | Switch |  | LSL | http://www.toronto.ca/TWONTO#level_switch |  | Classifier, Cyclone, 1132, Preliminary Treatment, Grit Removal - Vortex
26172 | 23434 | FHO-GRK-DR-1084L | Door, (FD-1-84), Fire Rated, Chemical Building, L1, Opeartor Lab | FHO-GRK-FEQ-0001 | Fire Prevention,Door | Door |  | DR | http://www.toronto.ca/TWONTO#fire_rated_door
73943 | 34194 | THR-ELS-SQ-0404S | Electrical Rubber Gloves, PPE Issued to Danny Campolucci 5kV | THR-ELS-SQ-ERG | Safety | Safety Equipment | 40909 | SQ | http://www.toronto.ca/TWONTO#rubber_insulating_gloves |  | Electrical Rubber Gloves, Safety Equipment
64786 | 51108 | FCL-SES-FA-0012 | MILLER | FCL-SES-SQ-0007 |  | Safety Equipment |  | FA | lifeline |  | Eyewash Station, Admin Building, Operators Lab,Eye wash station - main change room
43582 | 66717 | FCL-ACC-FN-0414 | Fan, Wall Propeller, High Lift Electrical Shop | FCL-ACC-P-HL |  |  |  | FN |  |  | High Lift Pumping Station HVAC Equipment
89889 | 58306 | YFI-HLG | Haulage | YFI |  | Grounds |  |  | activity |  | Finch Yard
143145 | 82196 | WTR-PDS-AUX | Auxiliary Equipment (Building Facilities) | WTR-PDSS | [6 empty] | Dorset Pumping station (Chamber Replaced with Pod)
117481 | 12356 | TAB-RTE-WA7 | TAB-Routine Work Area 7 | TAB-WORK-AREA-7 | [6 empty] | Work Area 7
127603 | 5951 | THC-PRM-SP-0001 | Autosampler Unit, Primary, Phase I | THC-PRM | Sampler | Sampler |  | SP | http://www.toronto.ca/TWONTO#auto_sampler |  | Primary Treatment
101593 | 3944 | MAIN-182 | Main 182 | WTR-MT3 | [6 empty] | Work Area 3 WEST Mains and Chambers
11978 | 58132 | FCL-DEW-RW | Raw water Area Dewatering | FCL-DEW | Tank,Reservoir | Tank |  |  | http://www.toronto.ca/TWONTO#collection_of_assets |  | Dewatering
24879 | 61982 | COL-PMM-FN-0001 | Fan, Exhaust | COL-PMM-CP-0100 | Fan | HVAC |  | FN | http://www.toronto.ca/TWONTO#blower_or_fan_with_drive |  | Ventillation control panel
62495 | 10016 | FHA-FLT-F-3301 | Filter #33, Filter Building, East Filter Gallery South | FHA-FLT | Filter | Filter |  | F | http://www.toronto.ca/TWONTO#filtration_tank |  | Filtration
48089 | 26622 | TAB-ELS | WA7 Electrical | TAB-WORK-AREA-7 | [6 empty] | Work Area 7
87935 | 66631 | WTR-PRV-TSH-0002 | Switch,Temperature-High, Building Alarm | WTR-PRV-AUX | Switch,Temperature-High | Switch |  | TSH | http://www.toronto.ca/TWONTO#temperature_switch |  | Auxiliary Equipment (Building Facilities)
12289 | 69093 | COL-PCU-CP-0002 | Control Panel, Operator, PLC, Cumber PS | COL-PCU-MISC | Control Panel |  | 34984 | CP |  |  | Miscellaneous Equipment
27864 | 70804 | COL-PWC-LIT-0101 | Transmitter, Level | COL-PWC-MISC | Transmitter,Level |  |  | LIT |  |  | Miscellaneous Equipment
142855 | 10401 | WTR-359-LSH-0401 | Switch, Level High, Flood Alarm | WTR-359-CP-0401 | Transmitter,Pressure | Switch |  | LSH | http://www.toronto.ca/TWONTO#level_switch |  | Control Panel, Electrical
115429 | 20374 | TAB-PRM-FSL-3601 | Switch, Flow Low, Raw Sludge Pump P-3601 Seal Water Line, Primary Gallery | TAB-PRM-P-3601 | Switch,Flow-Low | Switch |  | FSL | http://www.toronto.ca/TWONTO#flow_switch |  | Pump, Centrifugal, PRS from Primary Tank 0900, Primary Treatment, Sludge Pumping
87210 | 95753 | WTR-PMI-TSL-0004 | Switch, Temperature, Low, Water Transmission | WTR-PMI-AUX |  | Switch |  | TSL | http://www.toronto.ca/TWONTO#temperature_switch |  | Auxiliary Equipment (Building Facilities)
5953 | 94799 | COL-PLV-LSHH-0002 | Switch, Level High-High | COL-PLV-MISC | Switch,Level |  |  | LSHH |  |  | Miscellaneous Equipment
47682 | 41187 | TAB-EL2-LSHH-8063 | Switch, Level High-High, South Substation, Basement | TAB-EL2-P-8063 |  | Switch |  | LSHH | http://www.toronto.ca/TWONTO#level_switch |  | Pump, Sump
34450 | 94300 | MAIN-096 | Main 096 | WTR-MT1 | [6 empty] | Work Area 1 EAST Mains and Chambers
62403 | 19909 | FCL-FLT-F-1302 | Filter, Inlet Side of PDIT-1301, Filter F-1301, Filtration Pipe Gallery | FCL-FLT-PDIT-1301 |  |  |  | F |  |  | Transmitter, Pressure (Differential), Loss of Head for Filter 1301, Filter No.1301
11244 | 76027 | COL-MTI-G-2301C | Gate 1,Simcoe Control Chamber No.23C, MTI | COL-MTI-CH-2300C | Valve,Gate,Sluice,Act. | Gate |  | G | http://www.toronto.ca/TWONTO#channel_gate
6807 | 25888 | COL-PQW-LSH-0205 | Switch, Level-High | COL-PQW-MISC | Switch,Level | Switch |  | LSH | http://www.toronto.ca/TWONTO#level_switch |  | Miscellaneous Equipment
21840 | 31949 | COL-PMY-FEQ-0006S | Fire Prevention, Extinguisher | COL-W-OBSOLETE | Fire Prevention,Extinguisher |  | 40925 | FEQ |  |  | Col West Obsolete Entities
84500 | 12605 | WTR-MT3 | Work Area 3 WEST Mains and Chambers | WTR-WEST | [6 empty] | Water Supply Work Area 3 WEST
38585 | 85961 | TAB-ACC-1800 | Heating ,Space ,Blower Bldg, | TAB-ACC |  | HVAC |  | ACC | http://www.toronto.ca/TWONTO#collection_of_assets |  | Plant HVAC Equipment
40134 | 4635 | DOS-YCM-PFD-JF | Personal Flotation Device (PFD) - Freeman, Jefferey | FAC-YCM-SES | PPE,Harness | Safety Equipment |  |  | http://www.toronto.ca/TWONTO#personal_floatation_device |  | SAFETY & ENVIRONMENTAL SERVICES
98249 | 37711 | FIS-SES-SQ-6008 | Safety Harness, Full Body | FIS-SES-SQ-6001 |  | Safety Equipment |  | SQ | http://www.toronto.ca/TWONTO#fall_arrest_harness |  | Safety Harness, Full Body
43207 | 50553 | TAB-CW-PS-0705 | Switch, Pressure, Before Backflow Preventer 0705 | TAB-CW-V | Switch,Pressure | Switch |  | PS | http://www.toronto.ca/TWONTO#pressure_switch |  | Valves, Pipe lines City Water
144822 | 20237 | WTR-PKL-FS-0001 | Switch,Flow,Station Flow Directional Switch District 5 | WTR-PKL-TRW | Switch,Flow | Switch |  | FS | http://www.toronto.ca/TWONTO#flow_switch |  | Treated Water (Transmission)
147419 | 84203 | WTR-WEST-PS | Work Area 3 WEST Pumping Stations | WTR-WEST | [6 empty] | Water Supply Work Area 3 WEST
110679 | 2760 | TAB-DIG-FSL-4130 | Switch ,Flow, Low,Chill water Supply to Compressor C-4130 | TAB-DIG-C-4130 | Switch,Flow | Switch |  | FSL | http://www.toronto.ca/TWONTO#flow_switch |  | Compressor # 1, Gas (DX2601)
84512 | 86815 | WTR-PAH-CW | City Water System | WTR-PAH | [6 empty] | Armour Heights Pumping Station
98224 | 4373 | FIS-SES-SQ-0401 | Eyewash Station, (EYE-1004), Filter Building Pipe Gallery | FIS-SES-EYE | Safety,Eye wash | Safety Equipment |  | SQ | http://www.toronto.ca/TWONTO#emergency_eyewash |  | Eyewash Stations
75088 | 59572 | THR-FT-PSH-2524 | Switch, Pressure-Low, Pump P-2524 Discharge, FT 16/17 RAS Pumps | THR-FT-P-2524 | Switch,Pressure-High | Switch |  | PSH | http://www.toronto.ca/TWONTO#pressure_switch |  | Pump, Centrifugal, Tank 1600 & 1700, RAS Pumping,Tunnel 23, South
110811 | 94580 | TAB-DIG-LSHH-8081A | Switch, Level High-High, Digesters 13-16, Basement, North-West Sump | TAB-DIG-P-8081 |  | Switch |  | LSHH | http://www.toronto.ca/TWONTO#level_switch |  | Pump,Sump
116110 | 65756 | TAB-PRS-LSH-0990 | Switch, Level, High, Chemical Containment Area, Ferrous Chloride Room | TAB-PRS-T-0990 | Switch,Level-High | Switch |  | LSH | http://www.toronto.ca/TWONTO#level_switch |  | Tank, Ferrous Chloride, D Building
130851 | 24817 | THR-ADM-ASH-4007S | Carbon Monoxide(CO) Detector (Training Room- Admin Building) | THR-ELS-ADM | Fire Prevention,Heat Detector | Switch | 42098 | ASH | http://www.toronto.ca/TWONTO#flame_or_combustion_sensing_instrument |  | Electrical System, Administration Building
76599 | 6987 | THR-DR-HH-0513 | Overhead Door, Head House | THR-DR-WA2 | Door,Overhead | Door |  | HH | http://www.toronto.ca/TWONTO#roll_up_door
61724 | 16609 | THC-FT-T-0380 | Scum Pit, Tank 0300, Secondary Clarifier | THC-FT-T-0300 |  | Tank |  | T | http://www.toronto.ca/TWONTO#storage_tank |  | Tank, Secondary Clarifier
21454 | 34596 | FHO-DEW-T-0010 | Tank, Sump Well, Drainage & Sump Pumps, Ozone Building,S5, Filter 9-13 Pipe Gallery Basement,W | FHO-DEW |  | Tank |  | T | http://www.toronto.ca/TWONTO#storage_tank |  | Dewatering & Drainage
27863 | 8569 | COL-PWC-LIT-0101 | Transmitter, Level | COL-PWC | Transmitter,Level |  |  | LIT |  |  | Wirral Court Sewage Pumping Station
89348 | 96954 | FHO-TRW-F-0101 | Filter, Fluoride Analyzer AIT-0003, TRW Sampling, TRW Building, S5, Basement, Valve Chamber Hall | FHO-TRW-AIT-0003 |  | Filter |  | F | http://www.toronto.ca/TWONTO#discrete_unit_of_treatment_filter |  | Analyzer, Fluoride, OutputSampling, TRW Building, S5, Basement, Valve Chamber Hall
122802 | 29809 | THC-DEW-RPU-2304 | Remote Processing Unit,Dewatering,Sliding Frame-6510 RPU,3rd Floor,Biosolids Building West | THC-DEW-HPU-6510 |  | Remote Processor Unit |  | RPU | http://www.toronto.ca/TWONTO#RPU_panel |  | Hydraulic Power Pack,Sliding Frame,BTU Hopper 6500,Solids Treatment
21407 | 32140 | FHO-ELS-LP-0712 | Lighting Panel, 600/347V, Chemical Building, S2, Room CH402 | FHO-ELS-LTG-2000 |  | Power Distribution Panel |  | LP | http://www.toronto.ca/TWONTO#LV_electrical_panel |  | Lighting, Facility Interior : Plant wide, interior lighting
19832 | 59432 | COL-PLV-FN-0002 | Fan, Centrifugal | COL-PLV-MISC | Fan |  |  | FN |  |  | Miscellaneous Equipment
139478 | 52358 | THR-WA2-LD-95-23 | Sling, Nylon, Work Area 2 (Sr 1469395-23) SIZE; 2" X 4', | THR-LD-NYLN-WA2 | Lifting Device,Sling | Lifting Device |  | LD | synthetic_web_sling |  | Slings, Nylon, Work Area 2
44066 | 18259 | TAB-DEW-T-0830 | Tank, DWS from Centrifuge #8 | TAB-DEW-P-0831 | Tank | Tank |  | T | http://www.toronto.ca/TWONTO#storage_tank |  | Pump, Sludge Cake Transfer, Baby Schwing #8, Dewater. Bldg, 2/F NE middle
8843 | 11225 | COL-SMC-T-0100 | Tank, Stormwater | COL-SMC | Tank |  |  | T |  |  | Maclean Detention Tank-storm
47386 | 48867 | TAB-EL1-MCC-6621A | Motor Control Centre ,Digesters 9-12 | TAB-EL1-PDP-6011 |  | Motor Control Centre |  | MCC | http://www.toronto.ca/TWONTO#LV_electrical_panel |  | Power Distribution Panel, 600V, PT 1-9 Outdoor Sub.
91411 | 20264 | FHO-DOZ-TSL-4304 | Switch, Temperature, Low, Off-Gas Preheater HTR-4304 Outlet,Ozone Building, L1, Ozone Equipment Room | FHO-DOZ-HTR-4304 | Switch,Temperature-Low | Switch |  | TSL | http://www.toronto.ca/TWONTO#temperature_switch |  | Heater, Off-Gas Preheater, Off Gas Distruct Skid 4300, Ozone Building, L1, Ozone Equipment Room
55444 | 65559 | TAB-WA1-SQ-1131 | Sling | TAB-WA1-SQ-1000 | Lifting Device,Sling | Lifting Device |  | SQ | http://www.toronto.ca/TWONTO#fall_protection_sling |  | WA1 Lifting Devices and Slings
29661 | 50539 | FIS-TRW-RPU-0001 | Remote Processing Unit | FIS-TRW |  | Remote Processor Unit |  | RPU | http://www.toronto.ca/TWONTO#RPU_panel |  | Treated Water Production
114412 | 51512 | TAB-PLT-F-6300 | Biofilter, Odour Control, Biofilter Area | TAB-PLT-BIO | Filter | Filter |  | F | http://www.toronto.ca/TWONTO#filtration_tank |  | D Building - Odour control System, Bio Filter
34481 | 64090 | MAIN-133 | Main 133 | WTR-LWA | [6 empty] | Work Area 2 Central Mains and Chambers
7349 | 44459 | COL-PSL-WEL-0100 | Wet well | COL-PSL | Well |  |  | WEL |  |  | Sewells Road Sewage Pumping Station
137930 | 56140 | THR-PRM-RPU-0010 | RPU, Primary Treatment, Grit New Electrical Room (172.22.37.123) | THR-ELS-PRMS | RPU | Remote Processor Unit |  | RPU | http://www.toronto.ca/TWONTO#RPU_panel |  | Electrical System, Primary Station South
25283 | 26905 | FHO-RW-P-2601-KQ | RW Pump Unit 26 | FHO-RAW |  |  |  | P |  |  | Raw Water Production
129510 | 11969 | THC-TPA-PA-6045 | Speaker, Headworks, Lower Level 2, Vortex Gallery E | THC-TPA-PA-6010A | Public Address System | Communications Equipment |  | PA | http://www.toronto.ca/TWONTO#public_annoucement_speaker |  | Paging Panel, Headworks, Electrical Room, Ground Floor
64152 | 44247 | FCL-RW-CP-0101 | Control Panel, Raw Water Screen SC-0101, Low Lift PS Screen Room S/W | FCL-RW-SC-0101 |  |  |  | CP |  |  | Screen, Bar, Raw Water, Intake and Screen Room
141134 | 25242 | WM2001A | Filter, Pellet Cooler Bag, 810A | TAB-SLD-F | Filter | Filter |  |  | http://www.toronto.ca/TWONTO#replaceable_air_filter |  | Pelletizer Bldg. - Filters, Fans & Pellet Cooler Bags
87731 | 65723 | WTR-PRH-ZS-0005 | Switch, Position,Door Security | WTR-PRH-AUX | Switch,Position | Switch |  | ZS | http://www.toronto.ca/TWONTO#position_switch |  | Auxiliary Equipment (Building Facilities)
68484 | 95330 | THR-ACC-T-0520S | Tank, Hot Water, Return Sludge Pumping Station, Basement | THR-ACC-BO | Tank | Tank | 46682 | T | http://www.toronto.ca/TWONTO#tanked_hot_water_heater |  | Air Conditioning, Heating and Ventilation, Boiler
109813 | 11139 | TAB-DEW-T-6004 | Tank, Dewatered Solids Silo DEW-T-6004 East, DEW Bsmt | TAB-DEW-SLUDGE SILO | Tank | Tank |  | T | http://www.toronto.ca/TWONTO#storage_tank |  | Sludge Holding Tank System, Conveyors
44052 | 960 | TAB-DEW-SQ-9107 | First Aid Kit-Dewatering Bldg. WA3 Office | TAB-DEW-SAFETY | Safety,First Aid Kit | Safety Equipment |  | SQ | http://www.toronto.ca/TWONTO#first_aid_kit |  | Safety Equipment
111098 | 59964 | TAB-DIG-RPU-1021 | RPU, DIG Gas Control Bldg. | TAB-GAS-ELS | RPU | Remote Processor Unit |  | RPU | http://www.toronto.ca/TWONTO#RPU_panel |  | Digester Control Building - Electrical System
40720 | 11465 | DR8014A | Air, Handling Unit, AHU-4, (1.9 L/S), Seawall Tunnel, below Dig Gas Ctrl Bldg | TAB-ACC-AHU-TUN | Air Handling Unit | HVAC |  |  | http://www.toronto.ca/TWONTO#air_handler_unit |  | AHUs/Supply Fans, All tunnels
63404 | 63663 | FCL-MCS-LD-0004 | Lifting Device, 2 Wheel Cart | FCL-MCS-LD | Lifting Device | Lifting Device |  | LD | lift_truck |  | Lifting Devices
56722 | 43008 | FCL-ELS-PSHA-0100 | Switch,Pressure-High,Outdoor Main Substation,Transformer TR-0100 Sudden Gas | FCL-ELS-TR-0100 | Switch,Pressure-High | Switch |  | PSHA | http://www.toronto.ca/TWONTO#pressure_switch |  | Transformer,Power,Oil Filled,Outdoor Main Substation,27.6-4.16kV,10/13.3MVA
62672 | 14551 | THC-MCS-T-0017 | Domestic Hot Water Tank (East), Building R | THC-MCS-T-BLDG K | Tank,Domestic Hot Water | Tank |  | T | http://www.toronto.ca/TWONTO#tanked_hot_water_heater |  | Domestic Hot Water Tank, Building K
18807 | 17228 | FHA-GRK-VEH-0401 | Vehicle, Golf Cart, Carryall 2 Club Card, Plant | FHA-MCS-VEH | Groundskeeping | Vehicle |  | VEH | http://www.toronto.ca/TWONTO#golf_cart
86640 | 81669 | WTR-PKN-ELS | Electrical System | WTR-PKN | [6 empty] | Kennedy Pumping Station
45434 | 28067 | TAB-DIG-PSL-4160A | Switch,Pressure,Low, Oil supply to G.Compr. C4160 | TAB-DIG-C-4160 | Switch,Pressure | Switch |  | PSL | http://www.toronto.ca/TWONTO#pressure_switch |  | Compressor # 6, Gas(DX2606)
15608 | 61365 | FHA RMF VESTIBULE | Computer Location | FHA-SERVICE BLDG | [6 empty] | Building Location
9333 | 58968 | COL-YKP-SRL-11971 | Self Retrieval Line- 11971 | YKP-BLD | Safety | Safety Equipment |  | SRL | self_retracting_line |  | Collections - 435 Kipling Ave. Building envelope
145063 | 51260 | WTR-PLW-FAR-0006 | Winch, Fall Arrest, S/N 036160 | WTR-WEST-SES | PPE | Safety Equipment | 38535 | FAR | winch |  | Safety & Lifting Devices
12460 | 92374 | COL-PCU-LSH-5004 | Switch, Level-High | COL-PCU-SUSPENDED | Switch,Level |  | 34970 | LSH |  |  | Cumber P.S.suspended entities
18573 | 82948 | FHA-SES-SPL-0404 | FHA-SES-SPILL-11 - Spill Response Kit 11- RMF Phosphoric acid Starage room. | FHA-SES-SM |  | Safety Equipment |  | SPL | http://www.toronto.ca/TWONTO#spill_kit |  | Spill /Waste Management
106576 | 253 | TAB-ACC-FN-6593 | Fan, ceiling type, Exhaust Air, Workshop server closet, Screen Bldg., P Bldg. | TAB-ACC-FN-PBLDG | Fan | HVAC |  | FN | http://www.toronto.ca/TWONTO#blower_or_fan_with_drive |  | Exhaust Fans , P Bldg
146361 | 99066 | WTR-PSC-LSL-1700 | Switch, Level-Low, Pumps 1700A & 1700B to Vacuum Air System | WTR-PSC-P-1700 | Switch,Level-Low | Switch |  | LSL | http://www.toronto.ca/TWONTO#level_switch |  | Pump, Centrifugal, District 4
42080 | 73164 | TAB-ACC-V-6403 | Valve, Actuated, Fire Protection System, Ground Floor, Old Screen Bldg., P Bldg. | TAB-ACC-P-6414 | Valve | HVAC |  | V | http://www.toronto.ca/TWONTO#valve |  | Pump, jockey Pump, Pump Room, Grit Bldg., P Bldg.
19845 | 66825 | COL-PLV-LSH-0103 | Switch, Level-High | COL-PLV | Switch,Level |  |  | LSH |  |  | Livingston Road Pumping Station
47472 | 26848 | TAB-EL1-PDP-0912 | Panel, Power Distribution Panel, PDP-0912, Sludge Heater Room, Digester 9-12 Control Building. | TAB-EL1-MCC-6654 | Control Panel | Power Distribution Panel |  | PDP | http://www.toronto.ca/TWONTO#LV_electrical_panel |  | Motor Control Centre
80951 | 94817 | TNT-DIG-T-5200 | Tank, Drainage System | TNT-DIG-PD | Tank,Reservoir | Tank |  | T | http://www.toronto.ca/TWONTO#storage_tank |  | Primary Digester Tanks,Drainage Tanks
9192 | 42253 | COL-YKP-FAK-0032 | First Aid Kit, Truck #112520 (FORD TRANSIT 250) | COL-YKP-VEH-112520 | Safety,First Aid Kit | Safety Equipment |  | FAK | http://www.toronto.ca/TWONTO#first_aid_kit |  | Vehicle, Truck #112520 (FORD TRANSIT250)
74507 | 86818 | THR-FT-FSL-2320 | Switch, Flow-Low, Pump 2320, Seal Water, RAS Pumping - North | THR-FT-P-2320 | Switch,Pressure-Low | Switch |  | FSL | http://www.toronto.ca/TWONTO#flow_switch |  | Pump, Centrifugal, Secondary Treatment, RAS Pumping - North
90890 | 54971 | FHO-CLB-T-0401 | Tank, Expansion, Post Chlorination Train 4, Chlorination System, S2 Chlorine Storage Room | FHO-CLB-CHL-0401 | Vessel,Pressure | Tank |  | T | expansion_tank |  | Chlorinator, Post Chlorination East Train 4,Chemical Building, L1, Evaporator Room
40891 | 96709 | TAB-ACC-LSL-3422 | Switch,Level, Low,Glycol Make Up Line tank | TAB-ACC-T-3472 | Switch,Level | Switch |  | LSL | http://www.toronto.ca/TWONTO#level_switch |  | Tank, Make Up, Glycol Make Up Line
138827 | 53831 | THR-SES-WA4 | Safety & Environmental Services | THR WORK AREA 4 | Safety | Safety Equipment |  |  | http://www.toronto.ca/TWONTO#collection_of_assets |  | Liquid Handling 2
3040 | 30606 | COL-MTI-RES-2402 | Accummulator 2 , HPU, Hydraulic Power Unit, Spadina Control Chamber #24 | COL-MTI-CH-2400 |  | Tank |  | RES | http://www.toronto.ca/TWONTO#chemical_storage_tank |  | Chamber,Spadina Control Chamber No.24, MTI
24341 | 17320 | FHO-MCS-MEQ-1201 | Valve Operator Tool, Cart Mounted | FHO-MCS-MEQ | Machine Tool | Tool |  | MEQ | valve_operator |  | Machine Shop & Equipment
4861 | 59455 | COL-PIR-LP-0001 | Control Panel, Lighting | COL-PIR | Control Panel |  |  | LP |  |  | Island Road Sewage Pumping Station
26126 | 21605 | FHO-GRK-DR-1002SB | Door, (SB-2),Double Doors, Surge Building, Main Level, Entrance to Compressors, West | FHO-GRK-FEQ-0001 | Fire Prevention,Door | Door |  | DR | http://www.toronto.ca/TWONTO#fire_rated_door
74535 | 9678 | THR-FT-FSL-3440 | Switch, Flow-Low, Seal Water, Pump 3440, Secondary Treatment, Secondary Scum Pumping - North Plant | THR-FT-P-3440 | Switch,Flow-Low | Switch |  | FSL | http://www.toronto.ca/TWONTO#flow_switch |  | Pump, Rotary Vane, Scum Tank 3400, System 5, Scum Pumping
76159 | 52320 | THR-MCS-LD-1349 | Chain Hoist, Manual, Work Area 4 | THR-LD-WA3 | Lifting Device,Hoist,Manual | Lifting Device |  | LD | http://www.toronto.ca/TWONTO#lifting_equipment_hoist |  | Lifting Devices, Chain Hoist, Come Along & Slings
145905 | 71652 | WTR-PRH-P | Pumping | WTR-PRH | [6 empty] | Rosehill Pumping Station
128012 | 80298 | THC-PRM-ZSH-1178 | Switch, Position High, Mech Away, Valve 1172B | THC-PRM-V-1172 | Switch,Position-High | Switch |  | ZSH | http://www.toronto.ca/TWONTO#position_switch |  | Valve, Hydraulic Cylinder, Scum Skimmer, Tank 1100, Primary Clarifier, Phase IV
88637 | 75782 | WTR-PWT-T-0003 | Tank, Expansion, Process Water , Basement | WTR-PWT-AUX | Tank | Tank |  | T | expansion_tank |  | Auxiliary Equipment (Building Facilities)
34420 | 54696 | MAIN-025 | Main 025 | WTR-LWA | [6 empty] | Work Area 2 Central Mains and Chambers
80351 | 69515 | FHA-SED-ZSH-0405 | Switch, Limit, Access Hatch Zone 4 | FHA-SED |  | Security System |  | ZSH | http://www.toronto.ca/TWONTO#position_switch |  | Sedimentation
25053 | 94346 | COL-PSK-LIT-0101 | Transmitter, Level | COL-PSK-MISC | Transmitter,Level |  |  | LIT |  |  | Miscellaneous Equipment
34164 | 61226 | COL-YKP-DA-1671155A(S) | Davit Base Leg-1671155A | COL-YKP-DA-0021S | Safety | Safety Equipment | 45524 | DA | davit_base |  | Davit Arm Assembly with Upper Arm-1671155
19833 | 43390 | COL-PLV-FQ-0001 | Meter, Flow | COL-PLV | Meter,Flow |  |  | FQ |  |  | Livingston Road Pumping Station
64754 | 87448 | FCL-SES-CYL-0003 | Air Cylinder Carbon Fiber | FCL-SES | PPE,SCBA | Tank |  | CYL | gas_cylinder |  | Safety and Environmental Services
93473 | 66843 | FHO-MCS-LD-0229 | Loading Dolly # 229 | FHO-MCS-LD | Lifting Device,Hoist,Manual | Rigging Equipment |  | LD | manual_handling_device |  | Lifting Devices & Elevators
97067 | 16079 | FIS-FL-FSL-0001 | Switch, Flow, Low, Sampling to Fluoride Residual Analyser AIT-0001, Filter Building, Pump Room East | FIS-FL-AIT-0001 | Switch,Flow-Low | Switch |  | FSL | http://www.toronto.ca/TWONTO#flow_switch |  | Analyzer, Fluoride Residual, Filter Complex, Basement Floor, Pump Room East
12306 | 4043 | COL-PCU-DR-5332 | Door Entry System | COL-PCU-MISC |  |  | 35002 | DR |  |  | Miscellaneous Equipment
93516 | 2178 | FHO-MCS-PSL-0301 | Switch, Pressure, Low, Service Water to Vacuum Priming Pump P-0301, S3, Compressor Room | FHO-MCS-P-0301 | Switch,Pressure-Low | Switch |  | PSL | http://www.toronto.ca/TWONTO#pressure_switch |  | Pump, Centrifugal, Vacuum Tanks T-0101&0201, S3, Compressor Room
109725 | 90688 | TAB-DEW-PS-2301 | Power Pack, Hydraulic, DWS Pump#2301 | TAB-DEW-P-2301 | Power Pack,Hydraulic | Hydraulic System |  | PS | http://www.toronto.ca/TWONTO#hydraulic_power_pack |  | Pump, Sludge Cake Transfer #2301
135933 | 49055 | THR-FT-T-0200 | Tank, Final Settling, Mixed Liquor, Secondary Clarification - South (Tank#02) | THR-FT-T | Tank | Tank |  | T | http://www.toronto.ca/TWONTO#sedimentation_tank |  | Final Sedimentation Tank & Dedicated WAS Pumping
49601 | 46277 | FCL-ELS-LN-0001 | Switch, Main, Line 1, Plant Power Supply Line 1 (30M5) West Pole | FCL-ELS | Switch | Power Distribution Panel |  | LN | http://www.toronto.ca/TWONTO#breaker |  | Electrical Distribution
144315 | 79804 | WTR-PJO-GFI-0002 | Ground Fault Circuit Interrupter | WTR-PJO-AUX |  |  |  | GFI |  |  | Auxiliary Equipment (Building Facilities)
136609 | 15304 | THR-JHSC-PSMCC | Primary Pumping Stn.1&2 MCC Rooms | THR-JHSC-WA3 |  | Safety Equipment |  |  | http://www.toronto.ca/TWONTO#space |  | Joint Health & Safety Committee WA3
80292 | 49342 | FHA-SED-ZSH-0402A | Switch, Limit, Access Hatch Zone 2, Settling Basin T-0401 | FHA-SED-ZSH-0402 |  | Security System |  | ZSH | http://www.toronto.ca/TWONTO#position_switch |  | Switch, Limit, Access Hatch Zone 4
18595 | 2170 | FHA-SES-SQ-0045 | Safety Harnesses Safewaze 7510 full body harness Ser 07306 | FHA-SES-SQ-6 |  | Safety Equipment |  | SQ | http://www.toronto.ca/TWONTO#fall_arrest_harness |  | Safety Fall Protection Equipment
117120 | 66653 | TAB-RSP-F-1211B | Filter, Lube Oil Supply, Raw Sewage Pump 1210, B side | TAB-RSP-P-1210 | Filter | Filter |  | F | http://www.toronto.ca/TWONTO#replaceable_oil_or_fuel_filter |  | Pump,Raw Sewage Transfer #1
139486 | 38331 | THR-WA3-LD-0007 | Sling, Nylon, Work Area 3 | THR-LD-NYLN-WA3 | Lifting Device,Sling | Lifting Device | 35424 | LD | synthetic_web_sling |  | Slings, Nylon, Work Area 3
144208 | 22164 | WTR-PHL-T-0005-SUS | SCBA 3000 psi Bottle, ARAP | WTR-CENTRAL-SES | Tank | Safety Equipment | 47438 | T | http://www.toronto.ca/TWONTO#compressed_gas_cylinder |  | Safety & Lifting Devices
136443 | 11158 | THR-GQ-HPBB | High Pressure Blower Bldg., Work Area 3 | THR-GQ-WA3 | [6 empty] | Grounds, Work Area 3
96429 | 1471 | FIS-DCL-PSL-0101 | Switch, Pressure, Low, SO2 Gas, WCS-0101 Discharge, Gaseous Chemical Building, Storage Room | FIS-DCL | Sensor,Level | Switch |  | PSL | http://www.toronto.ca/TWONTO#pressure_switch |  | De-Chlorination
78914 | 37465 | THR-SES-SQ-7388 | Harness, Full Body, PPE Danny Oliveira | THR-SES-SQ-2632 | Safety | Safety Equipment | 35745 | SQ | http://www.toronto.ca/TWONTO#fall_arrest_harness |  | Lanyard for Harness, PPE Danny Oliveira
72314 | 9509 | THR-ACC-AC-4704 | Fan Coil Unit, Ductless Split System Indoor Unit, Switchgear Bldg South | THR-ACC-WA4 | H.V.A.C.,Air Conditioner | HVAC |  | AC | http://www.toronto.ca/TWONTO#air_condition |  | Air Conditioning, AHU, HVAC,Work Area4
40971 | 56479 | TAB-ACC-P-3050 | Pump, Fire, Main, | TAB-WA1-SQ-7200 | Pump,Centrifugal | Safety Equipment |  | P | http://www.toronto.ca/TWONTO#pump |  | Fire PumpSkid, D Bldg
95243 | 13080 | FHO-TRW-PSL-0005 | Switch, Pressure, Low, Priming Pump Control, TRW Building, S3, Compressor Room | FHO-TRW-VP | Switch,Pressure-Low | Switch |  | PSL | http://www.toronto.ca/TWONTO#pressure_switch |  | Vacuum Priming
33683 | 5035 | COL-YKP-DA-149313 | Davit Base Leg-149313 | COL-YKP-DA | Safety | Safety Equipment |  | DA | davit_base |  | Davit Arm Assembly
132953 | 43297 | THR-DIG-SSL-5178A | Digester Gas Mixing, Tank 0200, Solids Treatment, Digester Tanks 1-6 | THR-DIG-MX-0200 | Switch,Speed-Low | Switch |  | SSL | http://www.toronto.ca/TWONTO#speed_switch |  | Digester Gas Mixing, Digester Tank 0200
125166 | 59112 | THC-ELS-PS-0003-L | Emergency Power Equipment, Diesel & UPS, Building L | THC-ELS-PS-0003 |  |  |  | PS |  |  | Power supply, UPS
4094 | 7831 | COL-PCU-LSL-0202 | Sensor, Switch, Low, Wet Well #2 | COL-PCU-WEL-0200 | Switch,Level-Low | Switch |  | LSL | http://www.toronto.ca/TWONTO#level_switch |  | Well, Wet Well #2, Cumber PS
46758 | 81869 | FCL-ACC-HTR-0786 | Heater, Snow Melting, Gaseous Chemical Building, Main Stair Well | FCL-ACC-CL |  |  |  | HTR |  |  | Gaseous Chemical Building HVAC Equipment
42935 | 54128 | FCL-ACC-CT-0302 | Controller, AHU-0302, Admin Building | FCL-ACC-AHU-0302 |  |  |  | CT |  |  | Air Handling Unit, Roof Top Unit, Admin Building Roof West
70452 | 21863 | THR-CW-SQ-17P | Portable Eyewash Station, Gas Compressor Building | THR-S-E | Safety,Eye wash | Safety Equipment | 33496 | SQ | eye_wash_bottle |  | SUSPENDED ENTITY
90725 | 1726 | FHO-CLA-CHL-0201-KQ | Pre Chlorination Train 2 | FHO-CLA |  |  |  | CHL |  |  | Pre Chlorination System
21656 | 33746 | FHO-DOZ-T-5007-SUS | Tank, Chemical Pot Feeder | FHO-SUSPENDED | Chemical Feeder | Chemical Feeder | 37569 | T | http://www.toronto.ca/TWONTO#chemical_storage_tank |  | Suspended Entity List
65084 | 75580 | THC-ELS-LP-2810A | Lighting Panel,Boiler Building,Boiler Room | THC-ELS-MCC-2810 |  | Power Distribution Panel |  | LP | http://www.toronto.ca/TWONTO#LV_electrical_panel |  | Motor Control Center,Boiler Building,Boiler Room
138646 | 51913 | THR-SES-PGM-00212 | Personal Gas Meter (Sno. 07000212) | THR-SES-SQ-PGM | Safety | Safety Equipment |  | PGM | http://www.toronto.ca/TWONTO#portable_gas_detector |  | Personal Gas Meter
9347 | 51194 | COL-YKP-SRL-F20183828503 | Self Retrieval Line-F20183828503 | YKP-BLD | Safety | Safety Equipment |  |  | self_retracting_line |  | Collections - 435 Kipling Ave. Building envelope
65902 | 39312 | THC-ELS-PS-0001-O | Primary Power Equipment, Building O | THC-GRK-ELS-O |  | Control Panel,MCC |  | PS | http://www.toronto.ca/TWONTO#collection_of_assets |  | Building O
146859 | 73150 | WTR-REG-ZS-0004 | Switch, Position,Door Security | WTR-REG-AUX | Switch,Position | Switch |  | ZS | http://www.toronto.ca/TWONTO#position_switch |  | Auxiliary Equipment (Building Facilities)
13868 | 13887 | COL-PGB-LSHH-0104 | Switch, Level High-High | COL-PGB-MISC | Switch,Level |  |  | LSHH |  |  | Miscellaneous Equipment
133936 | 76196 | THR-DIS-CP-0810 | Panel, Control Panel, Pump 0810, Disinfection Building Main Floor North side | THR-DIS-P-SUMP | Control Panel | Power Distribution Panel |  | CP | http://www.toronto.ca/TWONTO#process_control_panel |  | Disinfection - Pump, Sump
66429 | 40256 | FHA-SPC-RPU-1622 | RPU, Filters F-2901-3201, East Filter Pipe Gallery | FHA-ELS |  | Remote Processor Unit |  | RPU | http://www.toronto.ca/TWONTO#RPU_panel |  | Electrical
80269 | 24178 | FHA-SED-ZSH-0204B | Switch, Limit, Access Hatch Zone 4, Settling Basin T-0201 | FHA-SED-ZSH-0204 |  | Security System |  | ZSH | http://www.toronto.ca/TWONTO#position_switch |  | Switch, Limit, Access Hatch Zone 2
25626 | 60219 | COL-PSM-M-0201 | Motor | COL-PSM-P-0200 |  |  |  | M |  |  | Pump, Submersible
16580 | 6183 | FHA-DRN-53792 | Drains | FHA-GRK-PRTY-1000 | Building Service,Floor Drain | Drain |  | DRN | http://www.toronto.ca/TWONTO#drain |  | CMS Work Orders
106563 | 14731 | TAB-ACC-FN-6501 | Fan, Ceiling type, Exhaust air, Washroom, Screen Bldg., P Bldg. | TAB-ACC-FN-PBLDG | Fan | HVAC |  | FN | http://www.toronto.ca/TWONTO#blower_or_fan_with_drive |  | Exhaust Fans , P Bldg
15122 | 88266 | COL-PHP-WEL-0600 | Dry Well | COL-PHP |  |  |  | WEL |  |  | High Park Sewage Pumping Station
98261 | 39182 | FIS-SES-SQ-6112 | Electrical Safety Gloves, High Voltage, Class 4, Group 2, # | FIS-SES | PPE,Insulated Glove | Safety Equipment |  | SQ | http://www.toronto.ca/TWONTO#rubber_insulating_gloves |  | Safety, Instrumentation & Environmental Services
108948 | 72727 | TAB-CAP-PRJ-0021 | Odour Control Project - Biorem | TAB-SLO-LOADING |  |  |  | PRJ |  |  | Sludge Loading - Bio-Solids
61853 | 26043 | THC-GRK-COM-0001 | Intercom, Main Gate | THC-GRK-MAINT | Security System,Intercom | Communications Equipment |  | COM | radio_system |  | Building Maintenance
109321 | 86940 | TAB-DEW EQUAL OCS | Equalization Tank Odour Control System | TAB-DEW-EQUALIZATION | [6 empty] | Equalization Tank System
53012 | 66476 | TAB-RSP-TSH-1230I | Switch, Temperature, High, RSPump-1230 | TAB-RSP-P-1230 | Switch,Temperature | Switch |  | TSH | http://www.toronto.ca/TWONTO#temperature_switch |  | Pump,Raw Sewage Transfer #3
41061 | 82828 | TAB-ACC-PDS-3894A | Switch,Pressure ,Silancer A, AHU3894 | TAB-ACC-AHU-3894SUS | Switch,Pressure | Switch |  | PDS | http://www.toronto.ca/TWONTO#pressure_switch |  | AHU,Incinerator Bldg
59629 | 81621 | THC-DIG-TSH-0643 | Switch,Temperature-High,Discharge,Primary Digester Gas MIxing,C-0637,Gas Low Pressure System,Building U | THC-DIG-C-0637 | Switch,Temperature | Switch |  | TSH | http://www.toronto.ca/TWONTO#temperature_switch |  | Compressor,Sliding Vane,Primary Digester Gas MIxing,PD-0600,Gas Low Pressure System,Building U
115614 | 52449 | TAB-PRM-TSH-0360 | Switch, Temperature High, Polymer Feed Pump P-0360, Polymer Room, Old Screen Bldg., P Bldg. | TAB-PRM-P-0360 | Switch,Temperature-High | Switch |  | TSH | http://www.toronto.ca/TWONTO#temperature_switch |  | Pump, Polymer Feed, Positive Displacement, Polymer Room, Old Screen Bldg., P Bldg.
125192 | 68939 | THC-ELS-PS-0001-E | Primary Power Equipment, Building E | THC-GRK-ELS-E |  | Control Panel,MCC |  | PS | http://www.toronto.ca/TWONTO#collection_of_assets |  | Building E
125890 | 6672 | THC-GRK-VEH-378160 | Vehicle, 2009 Kubota (WA3) | THC-GRK-VEHICLES | Vehicle,Unlicensed | Vehicle |  | VEH | http://www.toronto.ca/TWONTO#golf_cart
25048 | 53276 | COL-PSK-GC-0001 | Grit Chamber | COL-PSK |  |  |  | GC |  |  | Skydome Sewage Pumping Station
15820 | 73588 | COL-PIR-WEL-0100 | Wet well | COL-PIR | Well |  |  | WEL |  |  | Island Road Sewage Pumping Station
107591 | 81989 | TAB-ACC-TE-1461B | Temperature Element, Space Temperature | TAB-ACC-HTR-1461 | Sensor,Temperature | HVAC |  | TE | http://www.toronto.ca/TWONTO#temperature_sensor_element |  | Heater, Electric Reheat Coil
96315 | 19173 | FIS-CLB-PSH-0102 | Switch, Pressure, High, Post-Chlorine Evaporator EV-0101 Discharge,Gaseous Chemical Bldg, Machine Rm | FIS-CLC-CHL-0101 | Sensor,Pressure | Switch |  | PSH | http://www.toronto.ca/TWONTO#pressure_switch |  | Chemical Feeder, Gas, Chlorine, Trim Chlorination, Chlorination System
51709 | 75995 | TAB-GRK-VEH-378399SUS | John Deere, Gator 4X4, LIMM | TAB-GRK-VEH | Vehicle,Unlicensed | Vehicle | 47468 | VEH | http://www.toronto.ca/TWONTO#golf_cart
109738 | 97096 | TAB-DEW-PSH-3402 | Switch Pressure,High,Delivery,Centrate Pump-3402 | TAB-DEW-P-3402 | Switch,Pressure | Switch |  | PSH | http://www.toronto.ca/TWONTO#pressure_switch |  | Pump, Old Wet Well #2
112939 | 67685 | TAB-EL1-UPS-0327 | UPS for Remote Processing Unit 0327,Electrical,P Building Substation | TAB-EL1-RPU-0327 | UPS | Remote Processor Unit |  | UPS | http://www.toronto.ca/TWONTO#UPS |  | Remote Processing Unit 0327,Electrical,P Building Substation
118513 | 15095 | TAB-STR-F-4001S | Air Filter, Blower 1 | TAB-STR-BL-4001 | Motor,AC | Filter |  | F | http://www.toronto.ca/TWONTO#replaceable_air_filter |  | Blower #4001
108626 | 37194 | TAB-ACC-V-6522 | Valve, Actuated, Fire Protection System, Mechanical Room No. 1, Screen Bldg., P Bldg. | TAB-ACC-P-6511 | Valve | HVAC |  | V | http://www.toronto.ca/TWONTO#valve |  | Pump, Fire pump, Mechanical Room No. 1, Screen Bldg., P Bldg.
40136 | 79298 | DOS-YCM-PPE-6456386 | Rubber Electrical High Voltage Insulating Glove, Class 0, 11 Inch | FAC-YCM-SES | PPE,Insulated Glove | Safety Equipment |  | PPE | http://www.toronto.ca/TWONTO#rubber_insulating_gloves |  | SAFETY & ENVIRONMENTAL SERVICES
66537 | 81034 | THC-STR-ODOUR | Odour Control | THC-STR | [6 empty] | Secondary Treatment
4650 | 32389 | COL-PHB-LS-0103 | Switch, Level-High | COL-PHB | Switch,Level | Switch |  | LS | http://www.toronto.ca/TWONTO#level_switch |  | Humber Sewage Pumping Station
88311 | 30884 | WTR-PSC-SW-0003 | Switch, Splitter | WTR-PSC-ELS | Switch | Switch |  | SW | http://www.toronto.ca/TWONTO#disconnect_switch |  | Electrical System
96405 | 29979 | YTF-ACC-AHU-5501 | Air Handling Unit, A Building Electrical Room, HVAC Exhaust Fans and AHU's | YTF-ACC | Air Handling Unit | HVAC |  | AHU | http://www.toronto.ca/TWONTO#air_handler_unit |  | HVAC Equipment
86051 | 7558 | FHA-WWW-T-0701 | Tank, SBS Storage, RMF, SBS Storage Room | FHA-WWW-P-0711-KQ | Tank | Tank |  | T | http://www.toronto.ca/TWONTO#chemical_storage_tank |  | SBS Pump Location
130483 | 77286 | THR-ACC-RPU-0100 | RPU, Plant Services,South,SP RAS Pumping Station Electrical Building | THR-ELS-RSPS | RPU | Remote Processor Unit |  | RPU | http://www.toronto.ca/TWONTO#RPU_panel |  | Electrical System, Returns Sludge Pumping Station
48336 | 69606 | TAB-GAS-ELS | Digester Control Building - Electrical System | TAB-DIG-GAS | [6 empty] | Digester Gas Control
136768 | 26348 | THR-MCS-MT-0557 | Lift Table | THR-LD-WA3 |  | Tool |  | MT | lift_table |  | Lifting Devices, Chain Hoist, Come Along & Slings
139838 | 60004 | TNT-AER-BLOW | Blowers, Aeration | TNT-AER | [6 empty] | Aeration Treatment
101804 | 85623 | MS0123A | Milling Machine | TAB-MCS-MT | Machine Tool,Milling Machine | Tool |  |  | http://www.toronto.ca/TWONTO#milling_machine |  | Machine Shop Mechanical Equipment
59324 | 64261 | FCL-ELS-TS-0613-SUS | Switch, Transfer, Generator 0100, Electrical Switchgear Room | FCL-SUSPENDED | Switch | Switch | 36601 | TS | http://www.toronto.ca/TWONTO#transfer_switch |  | Suspended entity
129800 | 38690 | THR-ACC-DM-4200 | Damper, Control, Shutoff, Motorized, Outlet, Gallery T13, FN-4200 | THR-ACC-FN-4200 | Damper/Louver | HVAC |  | DM | http://www.toronto.ca/TWONTO#air_damper |  | Fan, Exhaust, T13 ,Wall Mounted
129758 | 80447 | THR-ACC-DM-0104 | Damper, Intake, Exhaust Fan FN-0100,Headhouse Roof | THR-ACC-FN-0100A | Damper/Louver | HVAC |  | DM | http://www.toronto.ca/TWONTO#air_damper |  | Fan, Centrifugal, Exhaust Air, Headhouse Roof
94865 | 75598 | FHO-SES-SQ-6069 | High Voltage Safety Equipment, Insulated Gloves, Class 0, Serial Number 2214, Barry Kelly | FHO-SES-SQ-1000 | PPE,Insulated Glove | Safety Equipment |  | SQ | http://www.toronto.ca/TWONTO#rubber_insulating_gloves |  | High Voltage Insulated Gloves
10967 | 71448 | COL-PBF-HTR-0001 | Heater, Main Control Panel | COL-PBF | Heater |  |  | HTR |  |  | Bluffers Park Sewage Pumping Station
135873 | 99130 | THR-FT-PSL-2523 | Switch, Pressure-Low, Pump P-2523 Discharge, FT 16/17 RAS Pumps- South | THR-FT-P-2523 | Switch,Pressure-Low | Switch |  | PSL | http://www.toronto.ca/TWONTO#pressure_switch |  | Pump, Centrifugal, Tank 1600 & 1700, RAS Pumping,Tunnel 23,South
31431 | 69359 | COL-RBB-LD-0001 | Lifting Device | COL-RBB-MISC |  | Lifting Device |  | LD | http://www.toronto.ca/TWONTO#collection_of_assets |  | Miscellaneous Equipment
45233 | 45342 | FCL-BW-F-0001 | Air Filter, Blower Common Inlet | FCL-BW-BL-0100 |  | Filter |  | F | http://www.toronto.ca/TWONTO#replaceable_air_filter |  | Blower, Multi-stage Centrifugal, Filter Backwash Air Scour,Filter Building ,South End.
50865 | 68416 | TAB-PRM-LSHH-0521 | Switch, Level High High, Coagulant Tank Storage Containment Area No.2 Sump, Grit Bldg., P Bldg. | TAB-PRM-P-0520 | Switch,Level-High-High | Switch |  | LSHH | http://www.toronto.ca/TWONTO#level_switch |  | Pump, Submersible, Portable, Sump, Coagulant Tank Containment Area No. 2, Grit Bldg., P Bldg.
39133 | 13623 | TAB-ACC-DM-6485 | Damper, Motorized, Outside Air, FN- 6485, Grit Tank Area north, Existing Grit Bldg. | TAB-ACC-FN-6485 | Damper/Louver | HVAC |  | DM | http://www.toronto.ca/TWONTO#air_damper |  | Fan, Centrifugal, Supply Air, CEPT, Grit Bldg., P Bldg.
30667 | 67963 | FIS-SES-SQ-0003 | RW Intake RPU Smoke Detector | FIS-SPC-RPU-1821 |  | Safety Equipment |  | SQ | http://www.toronto.ca/TWONTO#flame_or_combustion_sensing_instrument |  | Remote Processing Unit, Intake Valves, Intake Valve Chamber, Upper Level
133861 | 89664 | THR-DIS-CW-S | Disinfection, City Water, BFP | THR-DIS |  |  | 34862 |  |  |  | Disinfection
84 | 84560 | 50683 | Emerg. Eyewash & Shower Stns, South Training Bldg | TAB-SES-SQ | PPE,Eyewash Station | Safety Equipment |  |  | http://www.toronto.ca/TWONTO#emergency_eyewash_and_shower |  | WA7 Safety Equipment
105955 | 47643 | TAB-ACC-AHU-4504 | AHU, Digester 1-4, Pump Room | TAB-ACC-AHU-DIG | Air Handling Unit | HVAC |  | AHU | http://www.toronto.ca/TWONTO#air_handler_unit |  | AHUs/Supply Fans Dig. Bldg.
61612 | 23833 | FHA-ELS-PDP-0100B | Power Distribution Panel, 600V, 600A, 3 PH, Service Building 1st Floor by Tunnel | FHA-ELS-PRIMARY | Switchgear | Motor Control Centre |  | PDP | http://www.toronto.ca/TWONTO#LV_electrical_panel |  | Primary Electrical System
140199 | 29790 | TNT-CSO-SP-0200 | Sampler, Tank Overflow at Weir | TNT-CSO | Sampler | Sampler |  | SP | http://www.toronto.ca/TWONTO#auto_sampler |  | Combined Sewer Overflow and storage system
118876 | 14640 | TAB-STR-T-4008R | Tank , Reservoir Aux Oil, Blower 4008 | TAB-STR-BL-4008 | Tank,Reservoir | Tank |  | T | http://www.toronto.ca/TWONTO#chemical_storage_tank |  | Blower #4008
119269 | 79917 | TAB-THK-FSL-2201 | Switch,Flow Indication, Seal Water to Pump P-2201 | TAB-THK-P-2201 | Switch,Flow | Switch |  | FSL | http://www.toronto.ca/TWONTO#flow_switch |  | Pump,TWAS Transfer
54042 | 60949 | TAB-RSP-UPS-0203 | UPS for RPU | TAB-RSP-RPU-0203 | UPS | Remote Processor Unit |  | UPS | http://www.toronto.ca/TWONTO#UPS |  | RPU, Pumps MSP-5, MSP-6 & MSP-7 High Level Channel 2
96921 | 34569 | FIS-FEQ-DM-4002 | Damper, Fire, AHU Return Air Duct, Marine Yard Building, Mechanical/Electrical Room | FIS-ACC-AHU-4001 |  | Safety Equipment |  | DM | http://www.toronto.ca/TWONTO#air_damper |  | Air Handling Unit, Marine Yard Ventilation, Mechanical/Electrical Room
113519 | 23275 | TAB-GRK-VEH-043281 | Truck, Dodge Ram 1500 | TAB-GRK-VEH1 | Vehicle,Licensed | Vehicle |  | VEH | http://www.toronto.ca/TWONTO#pickup_truck
140599 | 86818 | TNT-MCS-LD-0014 | Trolley | TNT-MCS-LD | Lifting Device | Lifting Device |  | LD | lifting_device_support |  | Lifting Devices , cranes/ Portable crane/hoists, come alongs, slings, wire rope, chains
32170 | 43644 | COL-RBC-SW-0001 | Switch, Main Power | COL-RBC | Switch |  |  | SW |  |  | Cowan Shaft (WBT)-storm
105882 | 59012 | TAB-ACC-AC-9211 | Conditioner#1, Air, M&T Bldg | TAB-ACC-AHU-TRL | H.V.A.C.,Air Conditioner | HVAC |  | AC | http://www.toronto.ca/TWONTO#air_condition |  | AHUs/Supply Fans - Consultant Trailer
18707 | 97909 | FHA-SES-SQ-0459 | FHA-SQ-LP-0009 - Life Preserver | FHA-SES-LP |  | Safety Equipment |  | SQ | http://www.toronto.ca/TWONTO#personal_floatation_device |  | Life Preservers
115487 | 96242 | TAB-PRM-LSHH-0432 | Switch, Level High High, CEPT Coagulant Tank T-0430, Grit Bldg., P Bldg. | TAB-PRM-T-0430 | Switch,Level-High-High | Switch |  | LSHH | http://www.toronto.ca/TWONTO#level_switch |  | Tank, Coagulant, CEPT Coagulant Dosing System, Grit Bldg., P Bldg.
9580 | 4937 | DOS-MCS-LD-0004 | Lifting Device, Fall Arrest Support System, TRI POD, 400 LBS, 4'5"\7 FT | FAC-YCM-SES | Lifting Device,Sling | Safety Equipment |  | LD | http://www.toronto.ca/TWONTO#fall_arrest_Davit_arm |  | SAFETY & ENVIRONMENTAL SERVICES
126689 | 41324 | THC-OCS-RPU-2901 | RPU,Biofilter,Sludge Storage Building | THC-DEW-BIOFILTER | Control Panel,Instrumentation | Remote Processor Unit |  | RPU | http://www.toronto.ca/TWONTO#RPU_panel |  | DEW Biofilter System, Sludge Storage
29967 | 24929 | FIS-RW-FSL-0009-SUS | Switch, Flow-Low, Deep Well Submersible Sampling Pump 0003, Intake & Intake Valve Chamber | FIS-RW-P-0003-SUS | Switch,Flow-Low | Switch | 38342 | FSL | http://www.toronto.ca/TWONTO#flow_switch |  | Pump, Submersible, Deep Well Raw Water Sampling, Intake Valve Chamber Upper Level, Intake & Intake Valve Chamber
76607 | 60427 | THR-DR-RH-0514S | Overhead Door, Manual, Returns Low Pressure Blower Building | THR-DR-WA4 | Door,Overhead | Door | 34487 | RH | http://www.toronto.ca/TWONTO#roll_up_door
96506 | 76526 | FIS-DEW-LSH-0006 | Switch, Level, High, Maintenance Hole No.5 Tank T-0004, Metering Building, Maintenance Hole No.5 | FIS-DEW-T-0004 | Sensor,Level | Switch |  | LSH | http://www.toronto.ca/TWONTO#level_switch |  | Tank, Dewatering, Maintenance Hole No.5, Flow Metering Building
28243 | 27705 | FIS-CLA-CHL-0201 | Chlorinator, Pre Chlorination Train 2, Gaseous Chemical Building, Machine Room | FIS-CLA | Chemical Feeder,Gas | Chemical Feeder |  | CHL | http://www.toronto.ca/TWONTO#chlorinator_system |  | Pre-Chorination System
126505 | 38424 | THC-MCS-MT-0026 | Portable Welding Machine, Building A | THC-MCS-MEQ | Welding Equipment,Welding Machine | Tool | 35556 | MT | welder |  | Machine Shop and Equipment
78125 | 42509 | THR-PRS-LSH-9001 | Switch, Level High, Sump System, Chemical Building, (TEMPORARY) | THR-PRS-P | Transmitter,Level | Switch |  | LSH | http://www.toronto.ca/TWONTO#level_switch |  | Phosphorous Removal System, Pumps
21804 | 69491 | FHO-ELS-MCC-1020 | Motor Control Centre, Cadmin Building, S4, Main Electrical Room | FHO-ELS-INQ | Control Panel,MCC | Motor Control Centre |  | MCC | http://www.toronto.ca/TWONTO#LV_electrical_panel |  | Power Management
81880 | 25086 | FHA-SES-LDR-0419 | FHA-SES-LD-0051 - 20' Ext Ladder Fiberglass ( Ammonia Storage Room ) | FHA-SES | Safety | Safety Equipment |  | LDR | http://www.toronto.ca/TWONTO#ladder |  | Safety & Environmental Services
71733 | 92012 | THC-STW-F-0013 | Filter, Cartridge, Discharge, Water Feature Circultion Pump, Admin. Bldg Basement Mechanical Rm | THC-STW-P-0012 |  | Filter |  | F | http://www.toronto.ca/TWONTO#discrete_unit_of_treatment_filter |  | Pump, Centrifugal, Harvested Rainwater Circulation, Admin. Building Basement Mechanical Room
35852 | 22805 | MTMH135 | DUFFERIN STS | TRK-DON | [6 empty] | DON DRAINAGE AREA
119341 | 39629 | TAB-THK-POL | Polymer System | TAB-WORK-AREA-5 | [6 empty] | Work Area 5
41131 | 77827 | TAB-ACC-PSH-7331 | Switch, Digester Gas Pressure High,Boiler 0030, Plant Wide Heating System | TAB-ACC-DIG-0030 | Switch,Pressure-High | Switch |  | PSH | http://www.toronto.ca/TWONTO#pressure_switch |  | Digester Gas Train, Boiler #3, Z Building
128971 | 10413 | THC-STR-T-0042 | Tank, Sodium Hypochlorite, Disinfection | THC-SUSPENDED | Tank,Non-Pressurized | Tank | 32256 | T | http://www.toronto.ca/TWONTO#chemical_storage_tank |  | Suspended entity
68664 | 3070 | THR-ACC-TSH-0110 | Switch, Temperature, High, Discharge Air, Air Handling Unit AHU-0110, Headhouse Roof | THR-ACC-AHU-0110 | Switch,Temperature-High | Switch |  | TSH | http://www.toronto.ca/TWONTO#temperature_switch |  | Air Handling Unit, Headhouse Grit Area Air Supply, Headhouse Roof
13968 | 23696 | FCL-SPC-RPU-1623 | RPU Panel, Filters 1201 and 1201, Filter Gallery | FCL-ELS-PS-0001 | Control Panel | Remote Processor Unit |  | RPU | http://www.toronto.ca/TWONTO#RPU_panel |  | Uninterruptible Power Supply,High Lift Bldg - Switchgear Room,LP-0001
63058 | 50200 | THC-OCS-F-6300 | Filter, Biofilter Cell, Headworks Odour Control | THC-PLT-BLDG-0001 | Filter | Tank |  | F | http://www.toronto.ca/TWONTO#filtration_tank |  | New Head House, preliminary process
39456 | 41946 | TAB-ACC-ASH-3661 | Smoke Detectors, OPS Air Supply | TAB-ACC-AHU-3660 | Fire Prevention,Smoke Detector | Switch |  | ASH | http://www.toronto.ca/TWONTO#flame_or_combustion_sensing_instrument |  | AHU, OPS #1
34361 | 11028 | MAIN-009 | Main 009 | WTR-MT3 | [6 empty] | Work Area 3 WEST Mains and Chambers
136728 | 80260 | THR-MCS-LD-6694 | Come Along, Work Area 2 | THR-LD-WA3 | Lifting Device,Chain | Lifting Device | 34739 | LD | winch |  | Lifting Devices, Chain Hoist, Come Along & Slings
69304 | 89541 | THR-AER-LSL-1914 | Switch, Level-Low, Auxiliary Oil Tank, Blower 1911, Secondary Treatment, Aeration Blower System - North | THR-AER-BL-1911 | Switch,Level-Low | Switch |  | LSL | http://www.toronto.ca/TWONTO#level_switch |  | Blower, Centrifugal, Secondary Treatment, Aeration Blower System - HPBB
126410 | 36291 | THC-MCS-LD-0000000005 | BELOW THE HOOK ATTACHMENT SPREADER BAR (insp Liftsafe) | THC-MCS-LD | Lifting Device | Lifting Device |  | LD | http://www.toronto.ca/TWONTO#fall_protection_sling |  | Mechanical Services, Lifting Device
30772 | 1042 | FIS-SPC-COM-1100 | Access Closet, Metering Building | FIS-SPC |  | System Process Control |  | COM | http://www.toronto.ca/TWONTO#network_panel |  | Process Control Systems - Services Area
93318 | 31466 | FHO-GRK-DR-2098S | Door, (FD-S2-98), Fire Rated, Standby Power Building, S2, Vestibule 1, West | FHO-GRK-FEQ-0001 | Fire Prevention,Door | Door |  | DR | http://www.toronto.ca/TWONTO#fire_rated_door
71883 | 92625 | THC-THK-RPU-1616 | Controller Panel,Centrifuge CF-0600,Thickening Building | THC-THK-CF-0600 | Control Panel,Instrumentation | Remote Processor Unit |  | RPU | http://www.toronto.ca/TWONTO#RPU_panel |  | Centrifuge,WAS Thickening
51665 | 18800 | TAB-PRS-PSL-3120 | Switch, Pressure-Low,Chemical Dosing Pump, Secondary Dosing | TAB-PRS-P-3120 | Switch,Pressure-Low | Switch |  | PSL | http://www.toronto.ca/TWONTO#pressure_switch |  | Pump, Chemical Dosing, Secondary Dosing
53656 | 53835 | TAB-SES-SQ-0006 | SCBA Breathing Apparatus, Blower Bldg., 1st Flr. LAH 317 165 TS | TAB-SES-SCBA | PPE,SCBA | Safety Equipment |  | SQ | http://www.toronto.ca/TWONTO#self-contained_breathing_apparatus |  | WA4 Safety Equipment, SCBA
72289 | 42956 | THR-ACC-AC-0130 | Air Conditioner, Electrical Room, Headhouse | THR-ACC-HH | H.V.A.C.,Air Conditioner | HVAC |  | AC | http://www.toronto.ca/TWONTO#air_condition |  | Heating, Ventilation and Air Conditioning, Head House
73173 | 20387 | THR-ACC-NR-789 | HVAC, Heater Unit & Fan,Chlorine Bldg | THR-ACC-DIS | H.V.A.C.,Heater,Unit | HVAC |  | NR | http://www.toronto.ca/TWONTO#heater |  | Air Conditioning, HVAC, Chlorine Building
12295 | 54415 | COL-PCU-CP-0007 | Control Panel, Operator, Battery Charger, Cumber PS115VAC/11AMP/60HZ, 24VDC/30AMP. Cell: 20N1-CA | COL-PCU | Control Panel |  | 34989 | CP |  |  | Cumber Pumping Station
27213 | 1739 | COL-PSU-LIT-0101 | Transmitter, Level | COL-PSU | Transmitter,Level |  |  | LIT |  |  | Sunnyside Pumping Station
33003 | 95241 | KU3615A | Filter, Plant Water, Floatation | TAB-PWA-F | Filter | Filter |  |  | http://www.toronto.ca/TWONTO#collection_of_assets |  | Plant Water - Filters and Strainers
93198 | 81045 | FHO-GRK-DR-1025L | Door, (FD-1-25), Fire Rated, Admin Building, L1, Conference Room Vestibul, Roof Exit | FHO-GRK-FEQ-0001 | Fire Prevention,Door | Door |  | DR | http://www.toronto.ca/TWONTO#fire_rated_door
58559 | 60379 | THC-ACC-DM-1142 | Damper,Motorized | THC-PRM-BLDG-HPU1100 |  | HVAC |  | DM | http://www.toronto.ca/TWONTO#air_damper |  | HPU Building 11
146298 | 82318 | WTR-PSC-ELS | Electrical System | WTR-PSC | [6 empty] | Scarborough Pumping Station
24717 | 12767 | COL-PRX-LSH-0103 | Switch, Level | COL-PRX | Switch,Level |  |  | LSH |  |  | Roxborough Sewage Pumping Station
88168 | 86959 | WTR-037-RPU-0001 | Remote Processing Unit, RPU-0001 Panel, Chamber 037-01, Gerrard & Kingswood | CH 037 01 | RPU | Remote Processor Unit |  | RPU | http://www.toronto.ca/TWONTO#RPU_panel |  | Chamber
87795 | 66390 | FHO OFFICE | Computer Location | FHO-SPC | [6 empty] | Process Control Systems - Services Area
104081 | 18914 | MTMH328 | ST. CLAIR STS | TRK-HMR | [6 empty] | HUMBER DRAINAGE AREA
104741 | 83438 | NX2173 | Fan, Supply -Z Bldg, Boiler room, Mezzanine Flr. | TAB-ACC-AHU | Fan | HVAC | 36125 |  | http://www.toronto.ca/TWONTO#blower_or_fan_with_drive |  | Air Handling Unit & Supply Fan
80605 | 67906 | TNT-AER-T-0200 | Tank,Aeration, # 2 | TNT-AER | Tank,Non-Pressurized | Tank |  | T | http://www.toronto.ca/TWONTO#aeration_tank |  | Aeration Treatment
17260 | 10125 | FHA-FLT-SAMP | Filtration Sampling | FHA-SAMP | [6 empty] | Sampling Systems
76931 | 4831 | THR-PLT-GRIT-G | Gate, Sluice, North Grit, Preliminary Treatment | THR-PLT-GRITS | Valve,Gate,Act. | [5 empty] | Gate,Sluice,Preliminary Treatment, Grit Building
59438 | 47399 | THC-ACC-RPU-2901 | RPU,Sludge Storage and Transfer | THC-THK-ELS | Control Panel,Instrumentation | Remote Processor Unit |  | RPU | http://www.toronto.ca/TWONTO#RPU_panel |  | TWAS Elecftrical equipment Sludge Thickening
86921 | 22660 | TNT-ELS-LP-2104C | 208/120V Lighting Panel | TNT-ELS-TR-6104C | Control Panel,Lighting | Power Distribution Panel |  | LP | http://www.toronto.ca/TWONTO#LV_electrical_panel |  | 600-208/120V Transformer
145130 | 80017 | WTR-PLW-OFFICE | Computer Location | WTR-WORK AREA 3 | [6 empty] | Building Location
55980 | 81758 | FCL-SPC-RPU-1726 | RPU, Preatreatment - Sedimentation, PAC Pump Area, ALM-CP-0401 | FCL_ELS_MISCELLANEOUS | Control Panel | Remote Processor Unit |  | RPU | http://www.toronto.ca/TWONTO#RPU_panel |  | FCL_ELS_MISCELLANEOUS
21354 | 98809 | FHO-DCL-T-0201 | Tank, Expansion, Dechlorination Train 2, SO2 System, S2 Chemical Storage Room | FHO-DCL-SO-0201-KQ | Vessel,Pressure | Tank |  | T | expansion_tank |  | Dechlorination Train 2
21874 | 96280 | COL-PMY-LP-0002 | Control Panel, Lighting | COL-PMY-MISC | Control Panel |  |  | LP |  |  | Miscellaneous Equipment
74353 | 9061 | THR-AER-RPU-0100 | Remote Processor Unit, SCADA,GE RX3i 172.22.37.236 THRPSN04 Aeration Tank Electrical Building | THR-SPC | RPU | Remote Processor Unit |  | RPU | http://www.toronto.ca/TWONTO#RPU_panel |  | Process Control Systems - Services Area
74530 | 44373 | THR-FT-FSL-3340 | Switch, Flow-Low, Seal Water, Pump 3340, Secondary Treatment, Secondary Scum Pumping - North Plant | THR-FT-P-3340 | Switch,Flow-Low | Switch |  | FSL | http://www.toronto.ca/TWONTO#flow_switch |  | Pump, Rotary Vane, Scum Tank 3300, System 4, Scum Pumping
134955 | 90683 | THR-ELS-MCC-0401 | Control Panel, MCC 0901, Chemical Building, RAS MCC-0401 & 0402 (MCC S4) | THR-ELS-PRS | Control Panel,MCC | Motor Control Centre |  | MCC | http://www.toronto.ca/TWONTO#LV_electrical_panel |  | Electrical System, Phosphorous Removal System
76294 | 37598 | FHA-FEQ-DT-0005 | Firesystem Sprinkler drain trap, RMF At top of west stairs by door to south chemical corridor | FHA-SES-FEQ-1 | Drain | Drain |  | DT | http://www.toronto.ca/TWONTO#drain |  | Fire Sprinkler System
140561 | 42185 | TNT-FT-LSL-1301 | Switch, Level,Low | TNT-FT-T-1300 | Switch,Level | Switch |  | LSL | http://www.toronto.ca/TWONTO#level_switch |  | SumpTank # 3
137342 | 44287 | THR-PLT-HS-0222 | Switch, Hand, Conveyor 0222, Path A, Head house, Preliminary Treatment, Screening | THR-PLT-CV-0222 | Switch,Hand | Switch |  | HS | hand_switch |  | Conveyor 1, Bar Screen 0152 Path A, Head house, Preliminary Treatment - S
11151 | 35162 | COL-PBY-LSHH-0104 | Switch, Level High-High | COL-PBY-MISC | Switch,Level |  |  | LSHH |  |  | Miscellaneous Equipment
132850 | 50280 | THR-DIG-PSL-3071 | Switch, Pressure-Low, Inlet Pump 3071, Digester Tank 0600, Digester Tank 1-6 | THR-DIG-P-3071 | Switch,Pressure-Low | Switch |  | PSL | http://www.toronto.ca/TWONTO#pressure_switch |  | Centrifugal Pump, Sludge Transfer to MTI Line 1 & 2, Tank 0600
51628 | 99777 | TAB-GRK-VEH-329030 | Forklift, Electric, Indoor Tires, No 35, Hyster N35ZRS - 14.5 | TAB-GRK-VEH2 | Forklift,Electric | Vehicle |  | VEH | http://www.toronto.ca/TWONTO#forklift
18498 | 67508 | FHA-SES-LDR-0901 | FHA-SES-LD-0008 - 4' Ladder Fiberglass ( Operators Change Change Room Washroom) | FHA-SES | Safety | Safety Equipment |  | LDR | http://www.toronto.ca/TWONTO#ladder |  | Safety & Environmental Services
50943 | 2918 | TAB-PRM-PSL-2501? | Switch Pressure,Low, Pump P-2501 Suction | TAB-PRM-P-2501? | Switch,Pressure | Switch | 34236 | PSL | http://www.toronto.ca/TWONTO#pressure_switch |  | Pump, Scum
130462 | 23696 | THR-ACC-T-0535S | Tank, Expansion, Hot Water, Grit Building Boiler Room | THR-ACC-T | Tank | Tank | 37960 | T | expansion_tank |  | Air Conditioning, Glycol Heating Packages
38013 | 72778 | SM2005A | Filter, Air,Floatation Bsmt., North Side Compr.room | TAB-AI FLOATATION | Filter | Filter |  |  | http://www.toronto.ca/TWONTO#filtration_tank |  | Air Equipment, Floatation Building
132448 | 10094 | THR-DIG-FSL-3211 | Flow Switch, Pump Seal Water | THR-DIG-T-7-10 | Transmitter,Pressure | Switch |  | FSL | http://www.toronto.ca/TWONTO#flow_switch |  | Digester, Entities Common to Tanks 7-10
89882 | 92716 | YDA-ITM | Integrated Technology Management | YDA | [6 empty] | Dee Avenue
76049 | 53183 | THR-LD-WIRE-WA3 | Slings, Wire Rope, Work Area 3 | THR-LD-WA3 | Lifting Device,Sling | Lifting Device |  |  | wire-rope_sling |  | Lifting Devices, Chain Hoist, Come Along & Slings
96711 | 27882 | FIS-ELS-WR-0603-SUS | Welding Receptacle, 600V, Marine Yard Building, North Wall, East | FIS-ELS-MCC-0600 |  | Power Distribution Panel | 38544 | WR | http://www.toronto.ca/TWONTO#welding_receptacle |  | MCC,600 V,Filter Building,Mezzanine,West
38938 | 15303 | TAB-ACC-C-0001 | Cooler, Walk In, Lab, Water Cool | TAB-ACC-CI | H.V.A.C.,Air Conditioner | HVAC |  | C | walk_in_cooler |  | Chiller and Air Coolers
138745 | 9712 | THR-SES-SQ-19P | Portable, (Bottled) Eyewash Station, Final Tank 13 Basement | THR-SQ-PEWS-WA2 | Safety,Eye wash | Safety Equipment |  | SQ | eye_wash_bottle |  | Portable, (Bottled) Eye Wash Station, Work Area 2
88417 | 82173 | WTR-PTH-CW | City Water System | WTR-PTH | [6 empty] | Thornhill Pumping Station
144918 | 59556 | WTR-PKL-MCC-0101 | Motor Control Center, Bus 0101 | WTR-PKL-BUS-0101 | Control Panel | Motor Control Center |  | MCC | http://www.toronto.ca/TWONTO#LV_electrical_panel |  | Motor Control Center,Keele Pumping Station
6488 | 57099 | COL-PSS-MCC-0001 | Motor Control Center | COL-PSS |  | Motor Control Centre |  | MCC | http://www.toronto.ca/TWONTO#LV_electrical_panel |  | Scott Sewage Pumping Station
88870 | 12033 | WTR-RDF-ZS-0002 | Switch, Position, Door Security, South Access House | WTR-RDF-AUX | Switch,Position | Switch |  | ZS | http://www.toronto.ca/TWONTO#position_switch |  | Auxiliary Equipment (Building Facilities)
52761 | 51273 | FCL-ELS-5 | Security System | FCL-ELS |  |  |  | ELS |  |  | Electrical Distribution
86939 | 35409 | TNT-ELS-MCC-1603 | MCC,Filter Bldg | TAB-SUSPENDED ENTITY | Control Panel,MCC | Motor Control Centre |  | MCC | http://www.toronto.ca/TWONTO#LV_electrical_panel |  | Suspended entities
71146 | 86926 | FHA-BW-T-0101 | Tank T-0101, Wash Water, South Filtration Bldg. | FHA-BW | Tank | Tank |  | T | http://www.toronto.ca/TWONTO#storage_tank |  | Backwash System
53011 | 55625 | TAB-RSP-TSH-1220I | Switch, Temperature, High, RSPump-1220 | TAB-RSP-P-1220 | Switch,Temperature | Switch |  | TSH | http://www.toronto.ca/TWONTO#temperature_switch |  | Pump,Raw Sewage Transfer #2
69353 | 68304 | THR-AER-PSH-1115 | Switch, Pressure-High, Pump 1115, Secondary Treatment, Aeration - Blower System - South | THR-AER-T-1114 | Switch,Pressure-High | Switch |  | PSH | http://www.toronto.ca/TWONTO#pressure_switch |  | Tank, Reservoir, Auxiliary Oil for Blower 1111, Secondary Treatment, Aeration - Blower System - South
50003 | 21584 | FCL-ELS-MCC-0500 | Control Panel,MCC,Low Lift Bldg - Electrical Room,600V | FCL-ELS-PS-0001 | Control Panel,MCC | Motor Control Centre |  | MCC | http://www.toronto.ca/TWONTO#LV_electrical_panel |  | Uninterruptible Power Supply,High Lift Bldg - Switchgear Room,LP-0001
13958 | 22977 | FCL-SPC-RPU-1221 | RPU Panel, Backwash Pumps 0101-0401, High Lift Bldg - Switchgear Room | FCL_ELS_MISCELLANEOUS | Control Panel | Remote Processor Unit |  | RPU | http://www.toronto.ca/TWONTO#RPU_panel |  | FCL_ELS_MISCELLANEOUS
40402 | 84462 | TAB-ACC-FSL-4411 | Switch,Flow,Low,Water From Pump | TAB-ACC-P-4411 | Switch,Flow | Switch |  | FSL | http://www.toronto.ca/TWONTO#flow_switch |  | Pump , Circulating , Hot Water System
21843 | 96827 | COL-PMY-FIT-0201 | Transmitter, Flow | COL-PMY | Transmitter |  |  | FIT |  |  | Maryport Sewage Pumping Station
129504 | 59946 | THC-TPA-PA-6035 | Speaker, Headworks, lower Level 1, Truck Load Bay, Middle W | THC-TPA-PA-6010A | Public Address System | Communications Equipment |  | PA | http://www.toronto.ca/TWONTO#public_annoucement_speaker |  | Paging Panel, Headworks, Electrical Room, Ground Floor
13103 | 42134 | COL-PEV-LSH-0001 | Switch, Level-High | COL-PEV | Switch,Level |  |  | LSH |  |  | Ellis Sewage Pumping Station
96926 | 58616 | FIS-FEQ-DR-0009 | Door, Fire, Filter Complex | FIS-GRK-STRC-0001 |  | Door |  | DR | http://www.toronto.ca/TWONTO#door
66381 | 90064 | THC-SES-SQ-610978456 | SCBA Unit, Kit, T1 Shop | THC-SES-SQ-SCBA | PPE,SCBA | Safety Equipment |  | SQ | http://www.toronto.ca/TWONTO#self-contained_breathing_apparatus |  | SCBA Units, virtual entity
33538 | 98949 | COL-YKP-DA-0007(S) | Davit Arm-150960 | COL-W-OBSOLETE |  | Safety Equipment | 39112 | DA | http://www.toronto.ca/TWONTO#fall_arrest_Davit_arm |  | Col West Obsolete Entities
12312 | 27533 | COL-PCU-FE-5331 | Flow Element | COL-PCU | Switch,Flow |  | 34992 | FE |  |  | Cumber Pumping Station
126498 | 7584 | THC-MCS-MT-0009 | Centre Lathe Machine, Building A | THC-MCS-MEQ | Machine Tool,Lathe | Tool |  | MT | http://www.toronto.ca/TWONTO#lathe |  | Machine Shop and Equipment
129833 | 9161 | THR-ACC-EV-3602 | Evaporator,2,Cooling,Electrical Room,East Workshop | THR-ACC-WA4 | H.V.A.C.,Air Conditioner | HVAC |  | EV | http://www.toronto.ca/TWONTO#AC_evaporator_unit |  | Air Conditioning, AHU, HVAC,Work Area4
3223 | 55979 | COL-PCF-FN-0100 | Drywell Supply Fan, FN-0100 | COL-PCF-MISC | Fan | HVAC |  | FN | http://www.toronto.ca/TWONTO#blower_or_fan_with_drive |  | Miscellaneous Equipment
128754 | 22097 | THC-SES-MEQ-442225 | FALL ARREST- HARNESS (insp Liftsafe) | THC-MCS-LD | PPE | Lifting Device |  | MEQ | http://www.toronto.ca/TWONTO#fall_arrest_harness |  | Mechanical Services, Lifting Device
33554 | 66927 | COL-YKP-DA-0013(S) | Davit Arm-1671138 | COL-YKP-DA |  | Safety Equipment | 39118 | DA | http://www.toronto.ca/TWONTO#fall_arrest_Davit_arm |  | Davit Arm Assembly
3976 | 97075 | COL-PCP-WEL-0200 | Well, Dry | COL-PCP-MISC | Well |  |  | WEL |  |  | Miscellaneous Equipment
11108 | 96076 | COL-PBR-CP-0001 | Control Panel, Operator | COL-PBR | Control Panel |  |  | CP |  |  | Berry Road Sewage Pumping Station
58259 | 53144 | FHA-ACC-AC-0366 | FHA-ACC-AC-0016 - Air Conditioner | FHA-MCS-ACC | H.V.A.C.,Air Conditioner | HVAC |  | AC | http://www.toronto.ca/TWONTO#air_condition |  | HVAC
138729 | 34730 | THR-SES-SQ-14P | Portable, (Bottled) Eyewash Station, Ferrous Bldg., Bsmt. South Wall | THR-SQ-PEWS-WA2 | Safety,Eye wash | Safety Equipment |  | SQ | eye_wash_bottle |  | Portable, (Bottled) Eye Wash Station, Work Area 2
75896 | 84807 | FHA-ELS-PRIMARY | Primary Electrical System | FHA-ELS | [6 empty] | Electrical
78166 | 85112 | THR-PRS-PSH-0395S | Switch, Pressure-High, Ferrous Chloride to South Aeration Tank 0500 & North Aeration Tank 0600 Standby Pump Discharge, Chemical Building, Secondary Treatment, Phosphorous Removal | THR-PRS-P-0395S | Switch,Pressure-High | Switch | 39827 | PSH | http://www.toronto.ca/TWONTO#pressure_switch |  | Pump, Diaphragm, Ferrous Chloride to South Aeration Tank 0500 & North Aeration Tank 0600, Chemical Building, Secondary Treatment, Phosphorous Removal
132956 | 64808 | THR-DIG-T-0110 | Tank, New Oil, Lube Oil System, Gas Compressor Building | THR-DIG |  | Tank |  | T | http://www.toronto.ca/TWONTO#chemical_storage_tank |  | Digester
50935 | 50049 | TAB-PRM-PSH-2501? | Switch Pressure,High, Pump-2501 Discharge | TAB-SUSPENDED ENTITY | Switch,Pressure | Switch | 34233 | PSH | http://www.toronto.ca/TWONTO#pressure_switch |  | Suspended entities
79605 | 93532 | THR-FPW-RPU-0002 | RPU, Control Panel, Filters Inlet Valve Operator, Filtered Plant Water Building, Plant Services (172.22.37.241) | THR-FPW-F | RPU | Remote Processor Unit |  | RPU | http://www.toronto.ca/TWONTO#RPU_panel |  | Filtered Plant Water, Filter Beds
48130 | 58391 | TAB-ELS-NOPARENT | Temporary Parent for Entities to be Assigned a Parent | TAB-ELS-ROUTES | [6 empty] | Top-level hierarchy for generic entities that represent muliti-equipment inspection routes
86059 | 5521 | FHA-WWW-T-4031 | Tank, Decant, RMF, Dicant Tanks Area | FHA-WWW-DECANT | Tank | Tank |  | T | http://www.toronto.ca/TWONTO#sedimentation_tank |  | Decant Tanks
61712 | 69194 | THC-FT-PSL-1695 | Switch, Inlet, Pressure-Low,Scum Transfer Pump 1690,Secondary,Phase IV | THC-FT-P-1690-SCRP | Switch,Pressure-Low | Switch |  | PSL | http://www.toronto.ca/TWONTO#pressure_switch |  | Pump, for Scum Pit Tank 1680, for final tank 1600, Secondary Clarifier
61149 | 83977 | THC-ELS-SQ-211160 | Electrical Safety gloves, High Voltage, Class 1, # 211160 | THC-SES-SQ |  | Safety Equipment | 36310 | SQ | http://www.toronto.ca/TWONTO#rubber_insulating_gloves |  | Safety Equipment
119959 | 40672 | TAB-WA4-SQ-3416 | Harness, Safety - FP81F/EDBA | TAB-WA4-SQ-0010 |  | Safety Equipment |  | SQ | http://www.toronto.ca/TWONTO#fall_arrest_harness |  | WA4 Fall arrest systems
20802 | 10726 | FHO-DOZ-INJ-3241 | Injector, ORP Analyzer AIT-3241 Sampling, Ozone Building, S2, Access/Sampling Area 3 | FHO-DOZ-AIT-3241 |  | Injector |  | INJ | http://www.toronto.ca/TWONTO#ejector |  | Analyzer, Ozone, Dissolved Ozone in Water, Contact Tank T-2200, Ozone Building, S2, Access/Sampling Area 3
26141 | 66638 | FHO-GRK-DR-1022L | Door, (FD-1-22), Fire Rated, Admin Building, L1, Conference Room, Storage | FHO-GRK-FEQ-0001 | Fire Prevention,Door | Door |  | DR | http://www.toronto.ca/TWONTO#fire_rated_door
137345 | 60900 | THR-PLT-HS-0232 | Switch, Hand, Conveyor 0232, Path A, Head house, Preliminary Treatment, Screening | THR-PLT-CV-0232 | Switch,Hand | Switch |  | HS | hand_switch |  | Conveyor, Screw, Bar Screens, Path A, Head house, Preliminary Treatment - S
26275 | 55715 | FHO-SES-SCBA-0048 | Cylinder, SCBA, Air Pack, 3000 PSI, Ser #LT29203 | FHO-SES-SQ-0003 | PPE,SCBA | Safety Equipment |  | SCBA | http://www.toronto.ca/TWONTO#compressed_gas_cylinder |  | Breathing Air Tanks
132359 | 6882 | THR-DIG-CG | Digester Gas, Co-Generation | THR-CG | [6 empty] | Co-Generation
17625 | 81170 | FHA-RADIO-0001 | Radio, Walkie Talkie | FHA-GRK-COM-0001 |  | Communications Equipment |  | RADIO | radio_system |  | Telephone and Paging System
112947 | 34617 | TAB-EL1-TSH-1505A | Switch,Winding Temperature,High,EL1-TR-1505,North Substation | TAB-EL1-TR-1505 | Switch,Temperature-High | Switch |  | TSH | http://www.toronto.ca/TWONTO#temperature_switch |  | Transformer,EL1-TR-1505,13.8-4.16KV,3 PH
27577 | 85918 | COL-PSW-SS-0152 | Door entry system | COL-PSW-MISC | Security System | Security System | 36091 | SS | http://www.toronto.ca/TWONTO#security_system |  | Miscellaneous Equipment
38812 | 36824 | SWM-PIT-LSH-0102 | Switch, Level-High | SWM-PIT | Switch,Level | Switch |  | LSH | http://www.toronto.ca/TWONTO#level_switch |  | Islington Storm Pumping Station
9212 | 311 | COL-YKP-FAK-080123 | First Aid Kit, Truck # 080123 (2022 FORD F550) | COL-YKP-VEH-080123 | Safety,First Aid Kit | Safety Equipment |  | FAK | http://www.toronto.ca/TWONTO#first_aid_kit |  | Vehicle, Truck #080123 (2022 FORD F550)
10268 | 73265 | FCL-ACC-FN-0904 | Fan, Exhaust, (FN-0003), 1.5kW. RMF, Centrifuge Building, HVAC Room | FCL-ACC-RMF |  |  |  | FN |  |  | Residue Management HVAC Equipment
61728 | 62626 | THC-FT-T-0580 | Scum Pit, Tank 0500, Secondary Clarifier | THC-FT-T-0500 |  | Tank |  | T | http://www.toronto.ca/TWONTO#storage_tank |  | Tank, Secondary Clarifier
127272 | 11289 | THC-PLT-TPD-6007 | Trap Priming Device, Electronic, Storage Room, Headworks | THC-ELS-LP-4043A | Piping | Plumbing |  | TPD | http://www.toronto.ca/TWONTO#trap_priming_device |  | Lighting Panel, Storage Room, Headworks
72531 | 47520 | THR-ACC-CU-0713 | Condensing Unit, Air Conditioning, Digester Gas Compressor Bldg., South | THR-ACC-DIG | Air Handling Unit,Blow Thru | Condensing Unit |  | CU | http://www.toronto.ca/TWONTO#AC_condenser_unit |  | Air Conditioning, HVAC, Digesters
47723 | 9770 | TAB-EL2-MCC-6174 | Motor Control Center- Chlorine Bldg | TAB-WA4-ELS | Control Panel,MCC | Motor Control Centre |  | MCC | http://www.toronto.ca/TWONTO#LV_electrical_panel |  | WA4 Electric Equipments
72753 | 96623 | FHA-CLB-T-0201 | Tank, Expansion, Chlorine Gas to Post-Chlorine EV-0201, Filter Building, Cl2/SO2 Storage Room | FHA-CLB-CHL-0201 | Tank | Tank |  | T | expansion_tank |  | Chlorinator, Solution Feed Gas Dispenser, Vacuum Operated, Filtration Building, Cl2/SO2 Feeder Room
9058 | 9696 | COL-YKP-VEH-0026 | Vehicle, Truck #065125 (F250) | COL-YKP | Vehicle,Licensed | Vehicle |  | VEH | http://www.toronto.ca/TWONTO#pickup_truck
3300 | 58147 | COL-PBF-DM-0001 | Damper/Louver | COL-PBF-MISC | Damper/Louver |  |  | DM |  |  | Miscellaneous Equipment
136541 | 58231 | THR-GRK-PRTY-0404 | Groundskeeping, General Labour | THR-GRK-PRTY4 |  | Grounds |  | PRTY | activity |  | Groundskeeping for Waste Water Worker
20604 | 78864 | COL-PMT-P-0100 | Pump, Centrifugal | COL-PMT | Pump |  |  | P |  |  | Military Trail Sewage Pumping Station
8808 | 14400 | COL-SMC-FEQ-0001S | Fire Prevention, Extinguisher | COL-SMC | Fire Prevention,Extinguisher |  | 46864 | FEQ |  |  | Maclean Detention Tank-storm
7682 | 42632 | COL-PSU-GRF-0001 | Indicator, Ground Fault | COL-PSU |  |  |  | GRF |  |  | Sunnyside Pumping Station
66434 | 71349 | FHA-SPC-RPU-1825 | RPU, Chemical Gas "A" Cl & SO2, Filter Pipe Gallery Centre | FHA-ELS |  | Remote Processor Unit |  | RPU | http://www.toronto.ca/TWONTO#RPU_panel |  | Electrical
21654 | 60377 | FHO-DOZ-T-5006-SUS | Tank, Chemical Pot Feeder | FHO-DOZ-P-5020 | Chemical Feeder | Chemical Feeder | 37568 | T | http://www.toronto.ca/TWONTO#chemical_storage_tank |  | Pump, Closed Loop Cooling Water Pump, Ozone Building, L1, Ozone Equipment Room
21764 | 33087 | COL-PMY-FA-0003S | Fire Alarm System, Fan Room | COL-PMY-MISC | Building Service,Fire Alarm |  | 42921 | FA |  |  | Miscellaneous Equipment
4630 | 364 | COL-PHA-V-0302 | Valve | COL-PHA-P-0300 |  |  |  | V |  |  | Pump
34706 | 15056 | MAIN-372 | Main 372 | WTR-MT3 | [6 empty] | Work Area 3 WEST Mains and Chambers
127025 | 21604 | THC-PLT-G-0352 | Gate, Sluice, Motorized, Perforate Screen SC-0350 Effluent Channel, Raw Sewage Screening | THC-PLT-SC-0350 | Gate,Sluice | Gate |  | G | http://www.toronto.ca/TWONTO#channel_gate
39439 | 91984 | TAB-ACC-FN-6511 | Fan, Centrifugal, Supply air, AHU-6510, Mechanical room No. 1, Screen Bldg., P Bldg. | TAB-ACC-AHU-6510 | Fan,Centrifugal | HVAC |  | FN | http://www.toronto.ca/TWONTO#blower_or_fan_with_drive |  | Air Handling Unit, Mechanical Room no.1, Screen Bldg., P Bldg.
79769 | 28884 | THR-WA1-LD-0026 | Sling, Nylon, Work Area 1 (NYLON BELT SLING SIZE; 3" X 6', CAPACITY 4800 LBS,SN ) | THR-LD-NYLN-WA1 | Lifting Device,Sling | Lifting Device |  | LD | synthetic_web_sling |  | Slings, Nylon, Work Area 1
13134 | 6098 | COL-PEV-WEL-0500 | Wet well | COL-PHP-MISC |  |  |  | WEL |  |  | Miscellaneous Equipment
27161 | 60610 | FHO-WWW-LSL-0102 | Switch, Level-Low, Clarifier 1, S4, Basement | FHO-WWW-T-0102 |  | Switch |  | LSL | http://www.toronto.ca/TWONTO#level_switch |  | Tank, Clarifier 0102, Waste Water System, Clarifier Building, West
109409 | 82025 | TAB-DEW-F-4321 | Canister, Sludge Holding Tank#3 Odour Control West | TAB-DEW-T-4300 | Tank | Tank |  | F | http://www.toronto.ca/TWONTO#discrete_unit_of_treatment_filter |  | Tank, Sludge Holding #3
7988 | 6622 | COL-PVM-MON-0002 | Monitor | COL-PSS-P-0300 |  |  |  | MON |  |  | Pump, Centrifugal
101590 | 45880 | MAIN-180 | Main 180 | WTR-LWA | [6 empty] | Work Area 2 Central Mains and Chambers
74158 | 68425 | THR-AER-F-1401 | Filter, Lube Oil Tank, Blower 1411, Blower Building, Air Blower System | THR-AER-BL-1411 | Filter | Filter |  | F | http://www.toronto.ca/TWONTO#replaceable_oil_or_fuel_filter |  | Blower, Centrifugal, Secondary Treatment, Aeration Blower System - Engine Room
56934 | 38470 | THC-ACC-OIT-1601 | Operator Interface Terminal,HVAC RPU,WAS Thickening Building | THC-ACC-RPU-1601 | Control Panel,Operator | Communications Equipment |  | OIT | http://www.toronto.ca/TWONTO#operator_interface_terminal |  | RPU,HVAC,WAS Thickening Building (1)
96056 | 71168 | WTR-RWB-RPU-0001S | RPU | WTR-RWB-ELSS | RPU | Remote Processor Unit | 35936 | RPU | http://www.toronto.ca/TWONTO#RPU_panel |  | Electrical System
43472 | 73964 | FCL-ACC-F-0406 | Filter, FN-0406 Inlet, High Lift Switchgear Room Ventilation, Electrical Equipment Room | FCL-ACC-FN-0406 |  |  |  | F |  |  | Fan, Exhaust, High Lift PS Roof S/W
98222 | 91421 | FIS-SES-SQ-0100 | High Voltage Electrical Safety Equipment - Group 1 | FIS-SES | Safety | Safety Equipment |  | SQ | http://www.toronto.ca/TWONTO#PPE |  | Safety, Instrumentation & Environmental Services
65338 | 70929 | FCL-SES-LTX-0103-SUS | Exit light, 103, Admin Building, First Floor, Lunch Room | FCL-ELS-6 |  |  | 46606 | LTX |  |  | Interior Lighting
82868 | 94709 | FHA-SES-SQ-0070 | Safewaze 3512-0241 6’ shock absorber lanyard Ser 77623 | FHA-SES |  | Safety Equipment |  | SQ | lifeline |  | Safety & Environmental Services
18608 | 76557 | FHA-SES-SQ-0057 | Safety Harnesses | FHA-SES |  | Safety Equipment |  | SQ | http://www.toronto.ca/TWONTO#fall_arrest_harness |  | Safety & Environmental Services
63792 | 88902 | THC-PLT-SW-5181 | Switch,Motion-Low,Conveyor 5180,Screening,Head House | THC-PLT-CV-5180 | Switch,Motion | Switch |  | SW | http://www.toronto.ca/TWONTO#motion_sensor_element |  | Conveyor, Screening
8505 | 26400 | COL-RBB-CP-0003 | Control Panel, Operator | COL-RBB | Control Panel |  |  | CP |  |  | Western Beaches Tunnel (Battery Park)-Storm
18726 | 71352 | FHA-SES-SQ-1005 | FHA SH 05 - Safety Harness Full Body | FHA-SES-SQ-6 | PPE | Safety Equipment |  | SQ | http://www.toronto.ca/TWONTO#fall_arrest_harness |  | Safety Fall Protection Equipment
140890 | 28227 | TRK-SAN-HCK | SANITARY SEWERS - HIGHLAND CREEK DRAINAGE AREA | TRK-SAN | [6 empty] | SANITARY SEWERS (ALTERNATE GL)
139710 | 21541 | TNT-ACC-CU-2010B | Air Conditioner, outdoor condensor | TNT-ACC-AC | H.V.A.C.,Chiller | HVAC |  | CU | http://www.toronto.ca/TWONTO#AC_condenser_unit |  | HVAC- Air conditioner and cooling units
82866 | 16107 | FHA-SES-SQ-0067 | Safewaze 3512-0241 6’ shock absorber lanyard Ser 77594 | FHA-SES |  | Safety Equipment |  | SQ | lifeline |  | Safety & Environmental Services
73177 | 50951 | THR-ACC-NR-795 | HVAC, Heater Unit & Fan,Chlorine Bldg | THR-ACC-DIS | H.V.A.C.,Heater,Unit | HVAC |  | NR | http://www.toronto.ca/TWONTO#heater |  | Air Conditioning, HVAC, Chlorine Building
106302 | 89270 | TAB-ACC-F-1320 | Filter, Exhaust Fan 1320, AHU-1300, Screen Bldg. Rooftop | TAB-ACC-AHU-1300 | Filter | Filter |  | F | http://www.toronto.ca/TWONTO#replaceable_air_filter |  | Air Handling Unit, D Bldg Roof
85844 | 10510 | WTR-PHL-ZS-0013 | Switch, Position,Door Security | WTR-PHL-AUX | Switch,Position | Switch |  | ZS | http://www.toronto.ca/TWONTO#position_switch |  | Auxiliary Equipment (Building Facilities)
24729 | 3120 | COL-PRX-PIP-0001 | Piping | COL-PRX-MISC | Pump |  |  | PIP |  |  | Miscellaneous Equipment
2847 | 75384 | COL-MTI-RPU-3400 | Remote Processing Unit, Parkside Control Chamber No.34, MTI | COL-MTI | RPU | Remote Processor Unit |  | RPU | http://www.toronto.ca/TWONTO#RPU_panel |  | Mid-Toronto Interceptor
118437 | 12813 | TAB-STR-ALP-Z | Aeration Supplementary Air Supply | TAB-STR-BL | [6 empty] | Process Air Blowers & Lube Oil Pumps
8912 | 63923 | COL-YKP-DA-0009(S) | Davit Arm-153456 | YKP-BLD |  | Safety Equipment | 39114 | DA | http://www.toronto.ca/TWONTO#fall_arrest_Davit_arm |  | Collections - 435 Kipling Ave. Building envelope
65904 | 50632 | THC-ELS-PS-0001-S | Primary Power Equipment, Building S | THC-ELS-PS-0001 |  | Control Panel,MCC |  | PS | http://www.toronto.ca/TWONTO#collection_of_assets |  | Primary Power Equipment
58259 | 40554 | THC-CW-SQ-0203 | Emergency Eyewash Station, Building J | THC-SES-SQ-EYE | PPE,Eyewash Station | Safety Equipment | 32209 | SQ | http://www.toronto.ca/TWONTO#emergency_eyewash |  | Eyewash Stations THC (Virtual entity #)
17795 | 37810 | FHA-SAMP | Sampling Systems | FHA WORK AREA 1 | [6 empty] | Process
101703 | 81710 | MAIN-325 | Main 325 | WTR-LWA | [6 empty] | Work Area 2 Central Mains and Chambers
107123 | 30185 | TAB-ACC-HTR-6555 | Heater, Unit, Hot Water, screen area, Screen Bldg., P Bldg. | TAB-ACC-HTR-PBLDG | H.V.A.C.,Heater | HVAC |  | HTR | http://www.toronto.ca/TWONTO#heater |  | Unit Heaters- P Bldg
30873 | 18234 | FIS-TRW-LSH-0001 | Flood Alarm | FIS-TRW |  | Switch |  | LSH | http://www.toronto.ca/TWONTO#level_switch |  | Treated Water Production
26074 | 85372 | FIS-ACC-DM-4005 | Damper, Motorized, Air to Outside, Mechanical/Electrical Room | FIS-ACC-CP-4000 |  | HVAC |  | DM | http://www.toronto.ca/TWONTO#air_damper |  | Panel, Control, Building Automation System, Mechanical/Electrical Room
132645 | 48010 | THR-DIG-PD-1000 | Tank, Primary Digester-10, Solids Treatment | THR-DIG-T-9-10 | Tank | Tank |  | PD | http://www.toronto.ca/TWONTO#digester_tank |  | Digester, Entities Common to Tanks 9-10
81855 | 47306 | FHA-SES-LDR-0309 | FHA-SES-LD-0025 - 8' Ladder Fiberglass ( Alum Room ) | FHA-SES-LD-1 | Safety | Safety Equipment |  | LDR | http://www.toronto.ca/TWONTO#ladder |  | Ladders
71199 | 1100 | THR-DIG-FSL-3116 | Flow Switch, Pump Seal Water | THR-DIG-T-7-10 | Transmitter,Pressure | Switch |  | FSL | http://www.toronto.ca/TWONTO#flow_switch |  | Digester, Entities Common to Tanks 7-10
79068 | 709 | THR-SQ-PEWS-WA2 | Portable, (Bottled) Eye Wash Station, Work Area 2 | THR-SQ-PEWS-WA1 | Safety,Eye wash | Safety Equipment |  |  | eye_wash_bottle |  | Portable. (Gravity Operated) Eyewash Station, Dig9&10 Bsmnt
135248 | 81046 | THR-FPW-FW | Filtered Plant Water, Flushing Water | THR-FPW | [6 empty] | Filtered Plant Water
63053 | 90466 | THC-OCS-F-0400 | Filter, Modular Biofilter #2, Phase I/IV Odour Control | THC-OCS-BLDG-O | Vessel | Tank |  | F | http://www.toronto.ca/TWONTO#filtration_tank |  | Phase IV, Building O Odour Control System
30661 | 19579 | FIS-SES-SH-0017 | Safety Harness Full Body | FIS-SES |  | Safety Equipment |  | SH | http://www.toronto.ca/TWONTO#fall_arrest_harness |  | Safety, Instrumentation & Environmental Services
2537 | 77419 | COL-CED-RPU-0100 | Remote Processing Unit | COL-CED | RPU | Remote Processor Unit |  | RPU | http://www.toronto.ca/TWONTO#RPU_panel |  | Coatsworth Cut CSO Storage Tank
65469 | 29405 | THC-PRS-T-0300 | Tank, FRP, Ferrous Chloride, Storage, Storage Tank Area | THC-PRS-BLDG | Tank | Tank |  | T | http://www.toronto.ca/TWONTO#chemical_storage_tank |  | Phosphorous removal system, Building and Storage
139164 | 99440 | THR-THK-T-5002 | Tank, TWAS Holding | THR-THK-P-TWAS | Tank | Tank |  | T | http://www.toronto.ca/TWONTO#storage_tank |  | TWAS Transfer Pumps & Holding Tanks
39111 | 88614 | TAB-ACC-DM-6414 | Damper, Motorized, Outside Air, Corridor Area of AHU-6410, Existing Grit Bldg. | TAB-ACC-AHU-6410 | Damper/Louver | HVAC |  | DM | http://www.toronto.ca/TWONTO#air_damper |  | Air Handling Unit, Roof, Grit Bldg., P Bldg.
37255 | 38213 | NX2082A | Fan, Air Intake Unit, Dewatering Bldg. | TAB-ACC-AHU | Fan | HVAC |  |  | http://www.toronto.ca/TWONTO#blower_or_fan_with_drive |  | Air Handling Unit & Supply Fan
132967 | 50103 | THR-DIG-T-5231 | Tank, Condensate and Sediment Accumulator, C-5240, Digester Mixing System | THR-DIG-C-5240 | Tank | Tank |  | T | sediment_trap |  | Compressor, Gas, Mixing System, Digester Tank#1
26166 | 6368 | FHO-GRK-DR-1070L | Door, (FD-1-70), Fire Rated, Ozone Building, L1, Equipment Room, Loading Bay North | FHO-GRK-FEQ-0001 | Fire Prevention,Door | Door |  | DR | http://www.toronto.ca/TWONTO#fire_rated_door
86669 | 22468 | WTR-PKN-PSL-0001 | Switch, Pressure-Low, Water Transmission From District 4 and Milliken Reservoir, Kennedy Pumping Station | WTR-PKN-TRW | Switch,Pressure-Low | Switch |  | PSL | http://www.toronto.ca/TWONTO#pressure_switch |  | Treated Water (Transmission)
117589 | 96939 | TAB-SA-T-0801 | Tank, Intermediate Air Receiver, Auxiliary Systems Building, Main Floor | TAB-SA-C-0100 | Tank | Tank |  | T | http://www.toronto.ca/TWONTO#pressure_vessel |  | Air Compressor, Auxiliary Systems Building, Main Floor
65069 | 5076 | THC-ELS-LP-1204 | Lighting Panel, Supply From TR-1204, Admin. Building Ground Floor, Electrical Room | THC-ELS-MCC-1202 |  | Power Distribution Panel |  | LP | http://www.toronto.ca/TWONTO#LV_electrical_panel |  | Control Panel,MCC,Admin
16426 | 64746 | FHA-FLT-MX-2001 | FHA-FLT-SW-2001 - Sweeps, Surface Wash, Filter #20 | FHA-FLT-F-2001 | Filter | Filter |  | MX | filter_sweeping_arm |  | Filter #20, Filter Building, West Filter Gallery North
6806 | 8989 | COL-PQW-LSH-0203 | Switch, Level-High | COL-PQW-MISC | Switch,Level | Switch |  | LSH | http://www.toronto.ca/TWONTO#level_switch |  | Miscellaneous Equipment
81790 | 16802 | THR-OCS-BIOFILTER | Biofilter Odour Control, North & South plant | THR-ACC-WA3 |  | Biofilter |  |  | http://www.toronto.ca/TWONTO#collection_of_assets |  | Air Conditioning, Boiler, Fans & AHU
146559 | 38091 | WTR-PWT-DR-0004 | Door, Overhead | WTR-PWT-AUX |  |  |  | DR |  |  | Auxiliary Equipment (Building Facilities)
58675 | 14028 | THC-ACC-F-0612 | Filter,Outdoor Air,South Pumping Station,Plenum Shaft,Ground Level | THC-ACC-BLDG L |  | Filter |  | F | http://www.toronto.ca/TWONTO#replaceable_air_filter |  | Plant Effluent Pumping Station, HVAC
45445 | 24696 | TAB-DIG-PSL-9726 | Switch, Pressure,Low, | TAB-DIG-P-9726 | Switch,Pressure | Switch |  | PSL | http://www.toronto.ca/TWONTO#pressure_switch |  | Pump, Chilled Water Circulating, CWCP-1, Digester Gas Control Build, Basement
58223 | 93836 | THC-ACC-CT-0013 | Controller, Heating System, Admin Building, Basement, Storage Room West B107 | THC-ACC-HTR-0013 |  | HVAC |  | CT | http://www.toronto.ca/TWONTO#thermostat_or_zone_controller_unit |  | Heater, Unit, Electric, 6.3kW, Admin. Building Basement, Storage Room B107 South/West
120535 | 63070 | THC-ACC-DM-6302 | Damper, Inlet, Outdoor Air, AHU-6300, 2nd Floor Mech Room #1, Headworks | THC-ACC-AHU-6300 | Damper/Louver | HVAC |  | DM | http://www.toronto.ca/TWONTO#air_damper |  | Air Handling Unit, Screen Room/Conveyor Areas, 2nd Floor Mech Room #1, Headworks
120018 | 22964 | TAB-WA5-SQ-2041 | Spill Response Kit, Non-Aggressive Fluid | TAB-THK-SQ | Spill Kit | Safety Equipment | 34588 | SQ | http://www.toronto.ca/TWONTO#spill_kit |  | WA5 Safety Equipment
91048 | 87536 | FHO-DCL-FSL-0402 | Switch, Flow, Residual Chlorine Analyzer Before SO2 AIT-0001, S2 TW Trans. channel Gallery E-wall, S | FHO BEFORE SO2 | Switch,Flow-Low | Switch |  | FSL | http://www.toronto.ca/TWONTO#flow_switch |  | Sampling
127277 | 20932 | THC-PLT-TSL-6702 | Switch,Temperature Low,Ozonator Room North,Odour Control,Headhouse | THC-SUSPENDED | Switch,Temperature | Switch | 37930 | TSL | http://www.toronto.ca/TWONTO#temperature_switch |  | Suspended entity
80606 | 19054 | TNT-AER-T-0500 | Tank,Aeration, # 5 | TNT-AER | Tank,Non-Pressurized | Tank |  | T | http://www.toronto.ca/TWONTO#aeration_tank |  | Aeration Treatment
120738 | 17315 | THC-ACC-FN-0620 | Fan,Centrifugal,Exhaust,South Pumping Station,Electrical Room Roof | THC-ACC-BLDG L |  | HVAC |  | FN | http://www.toronto.ca/TWONTO#blower_or_fan_with_drive |  | Plant Effluent Pumping Station, HVAC
18735 | 632 | FHA-SES-SQ-1106 | FHA-SES-SQ-0106 - Davit arm Base North FP6660 davit base Ser 4985 | FHA-SES-SQ-6 |  | Safety Equipment |  | SQ | davit_base |  | Safety Fall Protection Equipment
13436 | 28008 | FCL-FLT-V-0717 | Valve, Gate, WPS to Filter 0701 Drain, Filter 0701 | FCL-FLT-F-0701 |  |  |  | V |  |  | Filter, Carbon Activated, Filter Building, Filter Gallery West
140621 | 25716 | TNT-MCS-SQ-1003 | Sling | TNT-MCS-LD | Lifting Device,Sling | Lifting Device |  | SQ | http://www.toronto.ca/TWONTO#fall_protection_sling |  | Lifting Devices , cranes/ Portable crane/hoists, come alongs, slings, wire rope, chains
66685 | 47096 | THC-STR-T-8200 | Tank, Hypochlorite Storage, Phase I, Secondary Clarifier | THC-ODOUR-PHASE I-IV | Tank | Tank | 33426 | T | http://www.toronto.ca/TWONTO#chemical_storage_tank |  | Odour Control
26955 | 25987 | FIS-CLA-F-0201-SUS | Filter, Gaseous Discharge Header from Pre Chlorination Evaporator 0201 Train 2, Chlorination System | FIS-CLA-CHL-0201 | Filter | Filter | 38162 | F | http://www.toronto.ca/TWONTO#replaceable_air_filter |  | Chlorinator, Pre Chlorination Train 2, Gaseous Chemical Building, Machine Room
63881 | 45177 | FCL-PAC-T-0501 | Tank, Reservoir, PAC Slurry Calibrated Cylinder, Dry Chemical Building, Basement | FCL-PAC | Tank,Reservoir | Tank |  | T | http://www.toronto.ca/TWONTO#chemical_storage_tank |  | Taste and Odour Control (PAC)
139161 | 79195 | THR-THK-T-1001 | Tank, WAS Storage, STB | THR-THK-T | Tank | Tank |  | T | http://www.toronto.ca/TWONTO#storage_tank |  | WAS Storage Tanks & Headers
123461 | 12664 | THC-DIG-LSH-3320 | Switch,Level,High,Interstage Separator,F­3320,Gas High Pressure System,Building U | THC-DIG-CYC-3320 | Switch,Level-High | Switch |  | LSH | http://www.toronto.ca/TWONTO#level_switch |  | Cyclone,Separator,Outlet,Intercooler C­3301,Gas High Pressure System,Building U
4859 | 25606 | COL-PIR-JIT-0001 | Meter, Power Indicating Transmitter, Main Power | COL-PIR | Meter |  |  | JIT |  |  | Island Road Sewage Pumping Station
135281 | 42089 | THR-FPW-PSH-4902 | Switch, Pressure-High, Valve Chamber, Raw Plant Water Pumping | THR-FPW-P-4902 | Switch,Pressure-High | Switch |  | PSH | http://www.toronto.ca/TWONTO#pressure_switch |  | Pump, Submersible, Raw Plant Water
109541 | 29339 | TAB-DEW-HPU-6006 | Power Pack, Hydraulic, Sliding Frame for Silo DEW-T-6002, DEW Level Bsmt | TAB-DEW-T-6001 | Tank | Hydraulic System |  | HPU | http://www.toronto.ca/TWONTO#hydraulic_power_pack |  | Tank, Dewatered Solids Silo DEW-T-6001 West, DEW Bsmt
9345 | 18812 | COL-YKP-SRL-2000127 | Self Retrieval Line - 2000127 | YKP-BLD | Safety | Safety Equipment |  | SRL | self_retracting_line |  | Collections - 435 Kipling Ave. Building envelope
67361 | 54774 | THC-MCS-DR-0002 | Door, Overhead, Building K | THC-GRK-DR-K | Door,Overhead | Door |  | DR | http://www.toronto.ca/TWONTO#roll_up_door
38665 | 20533 | TAB-ACC-AC-3610 | Conditioner, Air,Old Admin Bldg, Roof | TAB-ACC-CI | H.V.A.C.,Air Conditioner | HVAC |  | AC | http://www.toronto.ca/TWONTO#air_condition |  | Chiller and Air Coolers
56289 | 15002 | FCL-ELS-LTX | Exit Lighting | FCL-ELS | [6 empty] | Electrical Distribution
8402 | 91787 | DA0153A | Air Handling Unit, ECB 5-Dew.Bldg. | TAB-ACC-AHU-DEW | Air Handling Unit | HVAC |  |  | http://www.toronto.ca/TWONTO#air_handler_unit |  | AHUs/Supply Fans Dewater. Bldg.
125855 | 46251 | THC-GRK-LD-0001 | Vehicle, Genie Articulate Boom Lift Type (WA3) | THC-GRK-VEHICLES | Forklift,Gas/Propane Dual Fuel | Vehicle |  | LD | power_mobile_equipment
97367 | 66592 | FIS-MCS-MT-4501 | Machine Tool, Lathe, Workshop Building, Machine Shop | FIS-MCS | Machine Tool,Lathe | Tool |  | MT | http://www.toronto.ca/TWONTO#lathe |  | Mechanical Services
136758 | 62097 | THR-MCS-MT-0510 | Bandsaw, Horizontal | THR-MT-WA3 |  | Tool |  | MT | http://www.toronto.ca/TWONTO#band_saw |  | Machine Tools
9125 | 57631 | COL-YKP-DA-187987 | Davit Base Leg-187987 | COL-YKP-DA | Safety | Safety Equipment |  | DA | davit_base |  | Davit Arm Assembly
47734 | 80863 | TAB-EL2-MCC-6324 | Motor Control Center- Incinerator | TAB-EL2-PDP-6013 | Control Panel,MCC | Motor Control Centre |  | MCC | http://www.toronto.ca/TWONTO#LV_electrical_panel |  | Power distribution Panel, 600V
40068 | 72202 | DOS-MCS-LD-133337 | Lifting Device, Chain Fall, STEEL BODY, 3 TON, 3/8" | FAC-YCM-SES | Lifting Device,Sling | Safety Equipment |  | LD | http://www.toronto.ca/TWONTO#lifting_equipment_hoist |  | SAFETY & ENVIRONMENTAL SERVICES
108955 | 84669 | TAB-CMS | CMS Work Orders | TAB-WORK-AREA-WWPW | [6 empty] | TAB Work Area WWPW
138676 | 32397 | THR-SES-SPL | Spill Containment Kits, Humber Treatment Plant | THR-SES-WA3 | Safety | Safety Equipment |  |  | http://www.toronto.ca/TWONTO#spill_kit |  | Safety & Environmental Services
81905 | 61323 | FHA-SES-LDR-0523 | FHA-SES-LD-0059 - 10' Single Ladder Fiberglass Orange ( Filter #22 ) | FHA-SES | Safety | Safety Equipment |  | LDR | http://www.toronto.ca/TWONTO#ladder |  | Safety & Environmental Services
35003 | 14377 | COL-YKP-FAK-0036 | First Aid Kit, Truck #041226 (Escape) | COL-YKP | Safety,First Aid Kit | Safety Equipment |  | FAK | http://www.toronto.ca/TWONTO#first_aid_kit |  | Kipling Yard
63495 | 21589 | FCL-PAC-LSL-0501 | Switch, Low Level, Feed Tank T-0501, Dry Chemical Building Basement | FCL-PAC-T-0501 | Switch,Level-Low | Switch |  | LSL | http://www.toronto.ca/TWONTO#level_switch |  | Tank, Reservoir, PAC Slurry Calibrated Cylinder, Dry Chemical Building, Basement
114531 | 95729 | TAB-PLT-G-4601 | Gate, Knife Gate, Pneumatic, Discharge, Screenings Receiving Conveyor 4600, Conveyor Area | TAB-PLT-CV-4600 | Valve,Knife Gate | Gate |  | G | http://www.toronto.ca/TWONTO#valve
81750 | 65805 | TNT-WA9-SQ-0116 | HARNESS | TNT-WA9-SQ-0010 | PPE | Safety Equipment |  | SQ | http://www.toronto.ca/TWONTO#fall_arrest_harness |  | Fall arrest systems
135958 | 5805 | THR-FT-T-3600 | Tank, Non-Pressurized, Scum, System 9, Scum Pumping | THR-FT-T-SCUM | Tank,Non-Pressurized | Tank |  | T | http://www.toronto.ca/TWONTO#storage_tank |  | Final Tank, Scum Tanks
120324 | 65325 | THC-ACC-COM-0011 | Communication, HVAC, Admin Building | THC-ACC-BLDG K |  | HVAC |  | COM | http://www.toronto.ca/TWONTO#collection_of_assets |  | Administration Building, HVAC
113473 | 18123 | TAB-ELS-SQ-6128 | Electrical - Rubber Insulating Gloves | TAB-ELS-SQ-GLOVE | PPE,Insulated Glove | Safety Equipment |  | SQ | http://www.toronto.ca/TWONTO#rubber_insulating_gloves |  | High Voltage Gloves
25008 | 27628 | COL-PSH-LSLL-0104 | Switch, Level Low-Low | COL-PSH | Switch,Level |  |  | LSLL |  |  | Senior’s Home Sewage Pumping Station (Wards Island PS#6)
105567 | 27721 | SWM-PET-CP-0001 | Control Panel, Operator | SWM-PET | Control Panel |  |  | CP |  |  | Eglinton - Bellamy Storm Pumping Station
108949 | 6914 | TAB-CBM | Condition Based Monitoring | TAB | [6 empty] | Ashbridges Bay Treatment Plant
4865 | 46526 | COL-PIR-LTG-0001 | Lighting | COL-PIR-MISC | Control Panel |  |  | LTG |  |  | Miscellaneous Equipment
12196 | 62347 | COL-PCF-LSL-0102 | Switch Level, Low, Wet Well | COL-PCF | Switch,Level-Low | Switch |  | LSL | http://www.toronto.ca/TWONTO#level_switch |  | Clark Pumping Station
95183 | 44004 | FHO-TRW-LSL-1000 | Switch, Level, Low, Pump P-1000 Loss of Prime, Treated Water Building, S3, Pump Room | FHO-TRW-P-1000 | Switch,Level-Low | Switch |  | LSL | http://www.toronto.ca/TWONTO#level_switch |  | Pump, Centrifugal, Treated Water Building, S3, Treated Water Pump Room
90763 | 1543 | FHO-CLA-T-0101 | Tank, Expansion Pre Chlorination Train 1, Chlorination System, S2 Chem. Storage Rm | FHO-CLA-CHL-0101 | Vessel,Pressure | Tank |  | T | expansion_tank |  | Chlorinator, Pre Chlorination Train 1, Chemical Building, L1, Machine Room
42843 | 17824 | TAB-AUX-LSHH-5113 | Switch, Level High-High, Auxiliary Bldg Sub Basement, South Wall | TAB-AUX-P-5113 |  | Switch |  | LSHH | http://www.toronto.ca/TWONTO#level_switch |  | Pump, Submersible, Sanitary, Auxiliary Systems Building, Sub-Basement
85209 | 41972 | WTR-PEL-SQ-0001 | Eye Wash Station | WTR-PEL-AUX | PPE,Eyewash Station | Safety Equipment |  | SQ | http://www.toronto.ca/TWONTO#emergency_eyewash |  | Auxilliary Equipment (Building Facilities)
140676 | 85808 | TNT-PRM-LS-0502 | Switch, Level Indicating, | TNT-PRM-T-0500 | Switch,Level | Switch |  | LS | http://www.toronto.ca/TWONTO#level_switch |  | Wet Well, Primary Sludge
104793 | 54335 | NORTH SUBSTN_BTTRY RM | MSA Substation,Battery Room | TAB_EL1_NS | [6 empty] | Electrical Distribution,North Substation
93296 | 73649 | FHO-GRK-DR-2062S | Door, (FD-S2-62), Fire Rated, Admin Building, S2, Maintenance Lunch Room, East | FHO-GRK-FEQ-0001 | Fire Prevention,Door | Door |  | DR | http://www.toronto.ca/TWONTO#fire_rated_door
96251 | 16015 | FIS-CLA-PSH-0102 | Switch, Pressure, High, Pre-Chlorine Evaporator EV-0101 Discharge, Gaseous Chemical Bldg, Machine Rm | FIS-CLA-CHL-0101 | Sensor,Pressure | Switch |  | PSH | http://www.toronto.ca/TWONTO#pressure_switch |  | Chlorinator, Pre Chlorination Train 1, Gaseous Chemical Building, Machine Room
52800 | 19910 | TAB-RSP-FN | M & T Building - Odour Control Fans & Filters | TAB-RSP | [6 empty] | Raw Sewage Pumping
6893 | 38411 | COL-PRD-GEN-0002 | Portable Generator, Electricity | COL-PRD | Generator |  |  | GEN |  |  | Redland Pumping Station
21146 | 72357 | FHO-CLB-PSL-0402 | Switch, Pressure Low, Post East, Train 4, Outlet from Evaporator,Main Floor, Chemical Supply Room | FHO-CLB-CHL-0401 | Switch,Pressure-Low | Switch |  | PSL | http://www.toronto.ca/TWONTO#pressure_switch |  | Chlorinator, Post Chlorination East Train 4,Chemical Building, L1, Evaporator Room
76956 | 41595 | THR-PLT-LD-2132A | Lifting Device, Sparger Arm, Tank 100, Grit Bldg. | THR-PLT-LD-0100 | Lifting Device | Hydraulic System | 35252 | LD | http://www.toronto.ca/TWONTO#hydraulic_system |  | Lifting Devices, Sparger Arms, Tank 100, Grit Bldg.
9069 | 34731 | COL-YKP-DA-1671155A(S) | Davit Base Leg-1671155A | COL-W-OBSOLETE | Safety | Safety Equipment | 45524 | DA | davit_base |  | Col West Obsolete Entities
110556 | 49039 | TAB-DIG-DT-5070 | Drain, Continuous Flow Drip Trap, Digester Control Building Second Floor | TAB-DIG-T-0900 | Drain | Drain |  | DT | sediment_trap |  | Tank, Digester tank, Digester 9
8547 | 67996 | COL-RBB-LP-0001 | Control Panel, Lighting | COL-RBB-MISC | Control Panel |  |  | LP |  |  | Miscellaneous Equipment
20769 | 37379 | FHO-AUX-CAL-GRP1 | Meters, Group 1, Admin Building, S2, Electrical Work Shop | FHO-AUX | Meter | Test Equipment |  |  | electrical_meter |  | Lab/Portable Testing Instruments
13094 | 69802 | COL-PEV-GC-0001 | Grit Chamber | COL-PEV |  |  | 34396 | GC |  |  | Ellis Sewage Pumping Station
58409 | 12133 | THC-ACC-DM-0073 | VAV Box, Admin Building, Ground Floor, Office Room 110 | THC-ACC-AHU-0071 |  | HVAC |  | DM | http://www.toronto.ca/TWONTO#air_damper |  | Air handling Unit, Ground Floor West Zone(Administration), Admin Building Roof
10429 | 5161 | FCL-ACC-HTR-0356 | Heater, Baseboard, 208V, 1.25kW, Admin Building, Second Floor, Office 208, East Wall North | FCL-ACC-ADMIN |  |  |  | HTR |  |  | Administration Building HVAC Equipment
9821 | 46978 | DU6501A | Digester 19-22 Air Receiver | DU6501 | Vessel,Pressure | Tank |  |  | http://www.toronto.ca/TWONTO#pressure_vessel |  | Digester 19-22 Air Equipment
27167 | 51789 | DOS-YCM-VEH-135150 | 2011 Vercedes Sprinter 3500 - Vehicle Unit# 135150 | FAC-YCM-VEH |  | Vehicle |  | VEH | http://www.toronto.ca/TWONTO#passenger_vehicle
112747 | 76986 | TAB-EL1-MCC-6682 | Motor Control Centre 600V - Chemical Bldg. | TAB-EL1-MCC-6632 | Control Panel,MCC | Motor Control Centre |  | MCC | http://www.toronto.ca/TWONTO#LV_electrical_panel |  | Motor Control Centre 600V - P Bldg.
34591 | 98126 | MAIN-253 | Main 253 | WTR-MT1 | [6 empty] | Work Area 1 EAST Mains and Chambers
31362 | 33288 | IU2026A | Receiver, Air, Aux., 1st Flr | IU2026 | Vessel,Pressure | Tank |  |  | http://www.toronto.ca/TWONTO#pressure_vessel |  | Auxilliary Building Air Equipment
9201 | 85475 | COL-YKP-FAK-050163 | First Aid Kit, Truck #050163 (2022 DODGE RAM 1500) | COL-YKP | Safety,First Aid Kit | Safety Equipment |  | FAK | http://www.toronto.ca/TWONTO#first_aid_kit |  | Kipling Yard
136647 | 63659 | THR-MCS-LD-0100 | Chain Hoist, JET,3/4T | THR-LD-WA3 | Lifting Device,Hoist,Manual | Lifting Device |  | LD | http://www.toronto.ca/TWONTO#lifting_equipment_hoist |  | Lifting Devices, Chain Hoist, Come Along & Slings
4599 | 46945 | COL-PGR-SW-0001 | Switch, Fused | COL-PGR-MISC | Switch |  |  | SW |  |  | Miscellaneous Equipment
115563 | 72845 | TAB-PRM-PSL-2300A | Switch Pressure,Low,Suction side of Pump-2200 | TAB-PRM-P-2300 | Switch,Pressure | Switch |  | PSL | http://www.toronto.ca/TWONTO#pressure_switch |  | Pump, Scum, PST 5 & 6
14487 | 22084 | FCL-SES-FA-0002-SUS | Annunciator Panel, Fire Alarm System, Admin Building, Vestibule (Room 100) East Wall | FCL-SES-SQ-0007 |  | Safety Equipment | 46423 | FA | http://www.toronto.ca/TWONTO#annunciator_panel |  | Eyewash Station, Admin Building, Operators Lab,Eye wash station - main change room
50805 | 40699 | TAB-PRM-FSL-2601 | Switch ,Flow, Low,Seal water to Scum Pump P-2601 | TAB-PRM-P-2601 | Switch,Flow | Switch |  | FSL | http://www.toronto.ca/TWONTO#flow_switch |  | Pump, Scum
114788 | 37742 | TAB-PLT-RPU-0407 | RPU, Remote Processor Unit | TAB-PLT-INQ-D | RPU | Remote Processor Unit |  | RPU | http://www.toronto.ca/TWONTO#RPU_panel |  | D Building - Instrumentation Equipment
49214 | 32735 | FCL-CLA-PSL-0201 | Switch, Pressure Low, Chlorine Gas, CLA Weigh Scale 0201, Chlorination System | FCL-CLA | Switch,Pressure-Low | Switch |  | PSL | http://www.toronto.ca/TWONTO#pressure_switch |  | Pre-Chlorination
106670 | 92692 | TAB-ACC-FSL-4507 | Switch, Flow, Low, Exhaust Fan Inlet | TAB-ACC-FN-4507 | Switch,Flow-Low | Switch |  | FSL | http://www.toronto.ca/TWONTO#flow_switch |  | Fan, Exhaust, Sldge Heater Room Exhaust Dig .1~4
44148 | 84146 | FCL-ACC-HTR-0367 | Heater, Baseboard, 208V, 2kW, Admin Building, Second Floor, Office 204, North Wall | FCL-ACC-ADMIN |  |  |  | HTR |  |  | Administration Building HVAC Equipment
6124 | 66208 | COL-PSD-RPU-0001 | Remote Processing Unit, All control and Instrumentation Equipment - RPU | COL-PSD |  | Remote Processor Unit |  | RPU | http://www.toronto.ca/TWONTO#RPU_panel |  | Spadina Sewage Pumping Station
53097 | 89233 | TAB-RTE-WA6 | TAB-Routine Work Area 6 | TAB-WORK-AREA-6 | [6 empty] | Work Area 6
147370 | 36291 | WTR-RWA-CW | City Water System | WTR-RWA | [6 empty] | Warden Tank
131682 | 78982 | THR-CG-T-1106 | Tank, High Pressure Air Storage, Engine Air Starting System | THR-AI-C | Tank | Tank | 34871 | T | http://www.toronto.ca/TWONTO#pressure_vessel |  | Compressors, Instrument & Service Air
70453 | 8720 | THR-CW-SQ-17P | Portable Eyewash Station, Gas Compressor Building | THR-SQ-PEWS-WA2 | Safety,Eye wash | Safety Equipment | 33496 | SQ | eye_wash_bottle |  | Portable, (Bottled) Eye Wash Station, Work Area 2
71670 | 63591 | THR-DIG-PSL-0701 | Switch, Pressure Low, Tank 0700 Sampling Pump Suction, Digester Tanks - Sampling System | THR-DIG-P-0701 | Switch,Pressure-Low | Switch |  | PSL | http://www.toronto.ca/TWONTO#pressure_switch |  | Pump, Tank 0700 Sampling, Digester Tanks - Sampling System
39209 | 7288 | TAB-ACC-F-8222 | Filter, Glycol Chemical feeder Line | TAB-ACC-P-8220 | Filter | Filter |  | F | http://www.toronto.ca/TWONTO#discrete_unit_of_treatment_filter |  | Pump, Circulating, M Bldg
64234 | 56390 | FCL-RW-PSH-0601 | Raw Water Pumping Station | FCL-RW-P-0601 | Switch,Pressure-High | Switch |  | PSH | http://www.toronto.ca/TWONTO#pressure_switch |  | Pump Centrifugal, Raw Water
51689 | 77942 | TAB-GRK-VEH-378255 | Polaris, Ranger, LIMM | TAB-GRK | Vehicle,Unlicensed | Vehicle |  | VEH | http://www.toronto.ca/TWONTO#golf_cart
119901 | 40597 | TAB-WA3-SQ-C0BB | Body Harness- (San Kim) | TAB-DEW-SQ-0010 | PPE,Harness | Safety Equipment |  |  | http://www.toronto.ca/TWONTO#fall_arrest_harness |  | WA3 Fall arrest systems portable cranes/hoists, come alongs, slings, wire rope, chains, electrical equipment etc.,
27155 | 98684 | DOS-YCM-TRL-VEH270008 | 2008 Homemade Modular - Vehicle Trailer Unit# 270008 | DOS-YCM-VEH-TRL | Vehicle,Licensed | Vehicle |  |  | trailer
115421 | 28605 | TAB-PRM-FSL-2501? | Switch ,Flow, Low,Seal water to Scum Pump p-2501 | TAB-PRM-P-2501? | Switch,Flow | Switch | 34240 | FSL | http://www.toronto.ca/TWONTO#flow_switch |  | Pump, Scum
9323 | 75636 | COL-YKP-SRL-0050 | Self Retrieval Line -F4/556 | YKP-BLD |  | Safety Equipment | 39005 | SRL | self_retracting_line |  | Collections - 435 Kipling Ave. Building envelope
71767 | 94721 | THR-DIG-SSL-5184A | Digester Gas Mixing, Tank 0200, Solids Treatment, Digester Tanks 1-6 | THR-DIG-MX-0200 | Switch,Speed-Low | Switch |  | SSL | http://www.toronto.ca/TWONTO#speed_switch |  | Digester Gas Mixing, Digester Tank 0200
88469 | 2986 | WTR-PTH-TSL-0402 | Switch, Temperature-Low, AHU 0401 | WTR-PTH-AHU-0401 | Switch,Temperature-Low | Switch |  | TSL | http://www.toronto.ca/TWONTO#temperature_switch |  | Air Handling Unit
38648 | 54997 | SWM-PBL-LSLL-0101 | Switch, Level Low-Low | SWM-PBL | Switch,Level | Switch |  | LSLL | http://www.toronto.ca/TWONTO#level_switch |  | Bloor Storm Pumping Station
66382 | 21902 | THC-SES-SQ-6821 | Eyewash Station, Exterior, Ferrous Chloride Building | THC-PRS-BLDG |  | Safety Equipment |  | SQ | http://www.toronto.ca/TWONTO#emergency_eyewash |  | Phosphorous removal system, Building and Storage
120197 | 71615 | THC - C01 - S246 | Door, Building C | THC-GRK-DR-B |  | Door |  |  | http://www.toronto.ca/TWONTO#door
18788 | 20006 | FHA-GRK-DR-0701 | Door, Overhead, RMF,HVAC Last Garage East | FHA-GRK-PRTY-0001 | Door,Overhead | Door |  | DR | http://www.toronto.ca/TWONTO#roll_up_door
34728 | 29749 | MH3966816328 | STORAGE PIPE | TNT-OF | Door,Overhead | [5 empty] | Outfall, Weirs, CSO and Detention Tanks
21742 | 74273 | COL-PMY-DM-0007 | Damper, Gas | COL-PMY-MISC | Damper/Louver |  |  | DM |  |  | Miscellaneous Equipment
6901 | 51137 | COL-PRD-LSH-0105 | Switch, Level-High | COL-PRD-MISC | Switch,Level |  |  | LSH |  |  | Miscellaneous Equipment
18695 | 15613 | FHA-SES-SQ-0311 | FHA-SES-SHOW-0001 - Emergency Shower | FHA-SES-SQ-0008 | PPE,Eyewash Station | Safety Equipment |  | SQ | http://www.toronto.ca/TWONTO#emergency_eyewash_and_shower |  | Eyewash Stations & Showers
107353 | 27404 | TAB-ACC-PDSL-4901 | Pressure Differential Switch, Low, AHU-4901, Waste Gas Burner Station | TAB-ACC-AHU-4901 | Switch,Pressure-Low | Switch |  | PDSL | http://www.toronto.ca/TWONTO#pressure_switch |  | Air Handling Unit, Waste Gas Buner Station
9056 | 6580 | COL-YKP-DA-16072A(S) | Davit Base Leg-16072A | COL-W-OBSOLETE | Safety | Safety Equipment | 45517 | DA | davit_base |  | Col West Obsolete Entities
64776 | 34993 | FCL-SES-FA-0001-SUS | Fire Alarm System, Control Panel, High Lift Building | FCL-SES |  | Safety Equipment | 46422 | FA | http://www.toronto.ca/TWONTO#annunciator_panel |  | Safety and Environmental Services
128777 | 28073 | THC-SES-SQ-0901 | Eyewash Station, Dechlorination Building | THC-SES-SQ-EYE |  | Safety Equipment |  | SQ | http://www.toronto.ca/TWONTO#emergency_eyewash |  | Eyewash Stations THC (Virtual entity #)
113756 | 66819 | TAB-MCS-CRN-HR | Cranes - Heat Recovery | TAB-MCS-CRN | [6 empty] | TAB Cranes and Lifting Devices
140524 | 95235 | TNT-ELS-TS-6104C | Power Distribution, Automatic Transfer Switch, 600v | TNT-ELS-MCC-6104 | Switchgear,Indoor | Switch |  | TS | http://www.toronto.ca/TWONTO#transfer_switch |  | Control Centre, Motor, Electrical Sub-Station
87794 | 82757 | FHO OFFICE | Computer Location | FHO MAIN BLDG | [6 empty] | Building Location
26851 | 82585 | FHO-TRW-T-0002 | Tank, Surge, District 1E2, Surge Building, S4, Tank Room | FHO-TRW- SURGE | Vessel,Pressure,Surge | Tank |  | T | http://www.toronto.ca/TWONTO#pumping_surge_suppression_tank |  | Surge Protection System
55419 | 97536 | TAB-WA1-SQ-1074 | Sling | TAB-WA1-SQ-1000 | Lifting Device,Sling | Lifting Device |  | SQ | http://www.toronto.ca/TWONTO#fall_protection_sling |  | WA1 Lifting Devices and Slings
74755 | 14561 | FHA-DEW-P-1701-KQ | Pump Location,Dewatering#17 | FHA-SUSPENDED |  |  | 33352 | P |  |  | Suspended Obsolete entity for storage purpose
38767 | 31155 | TAB-ACC-AHU-1904 | AHU, Server Room, Blower Bldg | TAB-ACC-AHU | Air Handling Unit | HVAC |  | AHU | http://www.toronto.ca/TWONTO#air_handler_unit |  | Air Handling Unit & Supply Fan
105736 | 80670 | SWM-PNQ-FA-0001S | Fire Alarm System | SWM-PNQ | Building Service,Fire Alarm |  | 42938 | FA |  |  | North Queen Storm Pumping Station
31223 | 64959 | COL-RBB-CB-0001 | Circuit Breaker, Electronic Trip | COL-RBB-MISC | Circuit Breaker |  |  | CB |  |  | Miscellaneous Equipment
118516 | 61202 | TAB-STR-F-4007T | Air Filter, Blower 7 | TAB-STR-BL-4007 | Filter | Filter |  | F | http://www.toronto.ca/TWONTO#replaceable_air_filter |  | Blower #4007
70029 | 38629 | THR-CG-PSH-0901 | Switch, Pressure, High, Strainer 0901, Gas Compressor Building | THR-DIG |  | Switch |  | PSH | http://www.toronto.ca/TWONTO#pressure_switch |  | Digester
135844 | 29792 | THR-FT-PSH-3140S | Switch, Pressure-High, Discharge, Pump 3140, Secondary Treatment, Scum Pumping | THR-FT-P-3140S | Switch,Pressure-High | Switch | 39546 | PSH | http://www.toronto.ca/TWONTO#pressure_switch |  | Pump, Rotary Vane, Scum Tank 3130, System 2, Scum Pumping
4245 | 60729 | COL-PEV-MON-0002 | Monitor | COL-PSP-MISC |  |  |  | MON |  |  | Miscellaneous Equipment
98694 | 62446 | FIS_FSA | Asset Group, Facility Support | FIS-ELS | [6 empty] | System, Electrical Distribution System
40514 | 12528 | TAB-ACC-HS-4538 | Switch, Occupancy, Dig 1-4 Mechanical room | TAB-ACC-AHU-DIG | Switch | Switch |  | HS | hand_switch |  | AHUs/Supply Fans Dig. Bldg.
20584 | 90948 | COL-PMP-FEQ-0001S | Fire Prevention, Extinguisher | COL-W-OBSOLETE | Fire Prevention,Extinguisher |  | 40171 | FEQ |  |  | Col West Obsolete Entities
52997 | 39868 | TAB-RSP-SQ-T | Safety Equipment, Emerg. Eyewash and Shower Stations, T Bldg | TAB-RSP-STRC-T | PPE,Eyewash Station | Safety Equipment |  |  | http://www.toronto.ca/TWONTO#emergency_eyewash_and_shower |  | T Building - Safety Equipment,Wall, Ceiling & Floor
56884 | 75104 | TAB-THK-RPU-0604 | RPU-GE0604 | TAB-THK-RPU | RPU | Remote Processor Unit |  | RPU | http://www.toronto.ca/TWONTO#RPU_panel |  | RPU Location
113278 | 17093 | TAB-EL3-MCC-6224 | Motor Control Centre, Plant Water Bldg | TAB-EL3-PDP-6016 | Control Panel,MCC | Motor Control Centre |  | MCC | http://www.toronto.ca/TWONTO#LV_electrical_panel |  | Power distribution Panel, 600V
63698 | 59768 | THC-PLT-MSL-0346 | Switch,Motion-Low, Bar screen 0340,Head House | THC-PLT-SC-0340 | Switch,Motion | Switch |  | MSL | http://www.toronto.ca/TWONTO#motion_sensor_element |  | Bar Screen 0340
9043 | 77706 | COL-YKP-VEH-0013S | Vehicle, Truck #064118 (F250) | COL-YKP | Vehicle,Licensed | Vehicle | 41255 | VEH | http://www.toronto.ca/TWONTO#pickup_truck
58669 | 81309 | THC-ACC-F-0301 | Filter,Self Cleaning,B1,Incineration Building M | THC-ACC-FN-0324 | Filter | Filter |  | F | http://www.toronto.ca/TWONTO#replaceable_air_filter |  | Air Handling Unit, Building M
68307 | 30893 | FCL-TRW-V-0090 | Valve, Butterfly,Isolation,Service Water Sedimentation/Flocculation Tanks Ring Flocculation Tank No3 | FCL-FLO-T-0301 |  |  |  | V |  |  | Tank, Flocculation
18546 | 83291 | FHA-SES-SCBA-0008 | Self Contained Breathing Apparatus BKAH091702 | FHA-SES-SQ-2 | PPE,SCBA | Safety Equipment |  | SCBA | http://www.toronto.ca/TWONTO#self-contained_breathing_apparatus |  | Emergency Breathing Apparatus SCBA
14740 | 64776 | FCL-SES-LTX-0107-SUS | Exit light, 106, Low Lift Building, Basement B1, Pump Room South West Door | FCL-ELS-6 |  |  | 46610 | LTX |  |  | Interior Lighting
61942 | 4440 | THC-DEW-RPU-2101A | Remote Processing Unit | THC-DEW-RPU | Controller,PLC | Remote Processor Unit |  | RPU | http://www.toronto.ca/TWONTO#RPU_panel |  | Incineration RPUs
51676 | 39909 | TAB-PRS-SQ-0001SUS | Emerg. Eyewash and Shower Stations, Chlorine Building/Basement | TAB-SLO-SES | PPE,Eyewash Station | Safety Equipment | 47662 | SQ | http://www.toronto.ca/TWONTO#emergency_eyewash_and_shower |  | TABWA4 Health and Safety Equipment
66379 | 82088 | THC-SES-SQ-610958663 | SCBA Unit , Kit, T1 Control Room | THC-SES-SQ-SCBA | PPE,SCBA | Safety Equipment | 42414 | SQ | http://www.toronto.ca/TWONTO#self-contained_breathing_apparatus |  | SCBA Units, virtual entity
98219 | 69374 | FIS-SES-SQ-0003 | RW Intake RPU Smoke Detector | FIS-SES-LTG |  | Safety Equipment |  | SQ | http://www.toronto.ca/TWONTO#flame_or_combustion_sensing_instrument |  | Emergency Lights
32977 | 96596 | KR2222A | Unit Heater, Silo #1, 2nd Floor, Silo Building | TAB-ACC-HTR | H.V.A.C.,Heater | HVAC |  |  | http://www.toronto.ca/TWONTO#heater |  | Heaters- Convection,
60356 | 85913 | THC-ACC-V-6435 | Valve, Ball, Manual, AHU-6400, 2nd Floor Mech Room #1, Headworks | THC-ACC-AHU-6400 | Valve,Ball | HVAC |  | V | http://www.toronto.ca/TWONTO#valve |  | Air Handling Unit, Screen Room/Conveyor Areas, 2nd Floor Mech Room #1, Headworks
120855 | 53849 | THC-ACC-HTR-0225 | Heater, Perimeter. Admin Building | THC-ACC-BLDG K |  | HVAC |  | HTR | http://www.toronto.ca/TWONTO#heater |  | Administration Building, HVAC
136675 | 48321 | THR-MCS-LD-0557 | Lift Table, Machine Shop | THR-LD-WA3 | Lifting Device | Lifting Device |  | LD | lift_truck |  | Lifting Devices, Chain Hoist, Come Along & Slings
55499 | 98108 | TAB-WA1-SQ-5675 | Rescue Tripad | TAB-WA1-SQ-0001 | Safety,Emergency Kit | Safety Equipment |  | SQ | http://www.toronto.ca/TWONTO#fall_arrest_Davit_arm |  | WA1 Fall Arrest System
90124 | 83588 | YTF-SES | Safety Equipment | YTF-BLDG | [6 empty] | Bullding Services
20252 | 19914 | FHO-CLA-F-0201 | Filter, Gas, Pre Chlorination Train 2, Chemical Building, Main Floor, Machine Room | FHO-CLA-CHL-0101 |  | Filter |  | F | http://www.toronto.ca/TWONTO#replaceable_air_filter |  | Chlorinator, Pre Chlorination Train 1, Chemical Building, L1, Machine Room
113478 | 57156 | TAB-ELS-SQ-6137 | Electrical - Rubber Insulating Gloves Class 1 | TAB-ELS-SQ-GLOVE | PPE,Insulated Glove | Safety Equipment |  | SQ | http://www.toronto.ca/TWONTO#rubber_insulating_gloves |  | High Voltage Gloves
41507 | 71523 | TAB-ACC-TSH-1800 | Switch, Temperature, High, AHU-1800, Loading Bay Rooftop | TAB-ACC-AHU-1800 | Switch,Temperature-High | Switch |  | TSH | http://www.toronto.ca/TWONTO#temperature_switch |  | Air Handling Unit, D Bldg Roof
139453 | 29935 | THR-WA2-LD-195-6 | Sling, Wire Rope, Work Area 2 (Sr 263195-6) SIZE; 3/8" X 6', | THR-LD-NYLN-WA2 | Lifting Device,Sling | Lifting Device |  | LD | wire-rope_sling |  | Slings, Nylon, Work Area 2
134345 | 99168 | THR-DR-PH-0512 | Overhead Door, Primary Pumping Station 1 | THR-DR-WA2 | Door,Overhead | Door |  | PH | http://www.toronto.ca/TWONTO#roll_up_door
132950 | 54412 | THR-DIG-SSL-5125A | Switch, Speed-Low, Digester Gas Mixing, Tank 0100, Solids Treatment, Digester Tanks 1-6 | THR-DIG-MX-0100 | Switch,Speed-Low | Switch |  | SSL | http://www.toronto.ca/TWONTO#speed_switch |  | Digester Gas Mixing, Digester Tank 0100
136744 | 50008 | THR-MCS-LD-9058 | Come Along, Work Area 2 | THR-LD-WA2 | Lifting Device,Chain | Lifting Device |  | LD | winch |  | Lifting Devices, Chain Hoist, Come Along & Slings
85277 | 72458 | FHA-WWW-HS-2430 | Switch, Emergency Rope Switch, CV-2430, RMF, Dewatering Cake Loading Area | FHA-WWW-CV-2430 | Switch | Switch |  | HS | hand_switch |  | Conveyor, Bin 1 Loading, RMF, Dewatering Cake Loading Area
107598 | 14915 | TAB-ACC-TE-1486A | Temperature Element, Space Temperature | TAB-ACC-VAV-1486 | Sensor,Temperature | HVAC |  | TE | http://www.toronto.ca/TWONTO#temperature_sensor_element |  | Heater, Hot Water Reheat Coil, Variable air
131388 | 75473 | THR-BG-LSH-0202 | Switch, Level, High, Tank 0202, Compressor 0201, High Pressure Gas System, Gas Compressor Bldg | THR-BG-C-0201 |  | Switch |  | LSH | http://www.toronto.ca/TWONTO#level_switch |  | Compressor, Centrifugal, Fuel Gas, Compressor Building, Gas Compressor (And Dryer), for COGEN
106285 | 41197 | TAB-ACC-DM-6586 | Damper, Motorized, Outside Air, Corridor Area of AHU-6580, Workshop Bldg. | TAB-ACC-AHU-6580 | Damper/Louver | HVAC |  | DM | http://www.toronto.ca/TWONTO#air_damper |  | Air Handling Unit, Workshop Roof, P Bldg.
119739 | 89034 | TAB-WA1-SQ-2035 | Spill Response Kit, Non-Aggressive Fluid | TAB-PLT-SQ-D | Spill Kit | Safety Equipment |  | SQ | http://www.toronto.ca/TWONTO#spill_kit |  | D Building - Safety Equipment, Atmosphere monitors
145120 | 31514 | WTR-PLW-MEQ-0005 | Laser Alignment Tool, S/N 119940 | WTR-PLW-AUX |  | Tool |  | MEQ | laser_alignment_tool |  | Auxilliary Equipment (Building Facilities)
78867 | 22984 | THR-SES-SQ-2151 | Harness, Full Body, PPE Nardo Serrano | THR-SES-FAS | Safety | Safety Equipment |  | SQ | http://www.toronto.ca/TWONTO#fall_arrest_harness |  | Fall Arrest Sytem (Harness and Lanyard), Safety Equipment
138717 | 80856 | THR-SES-SQ-10P | Portable, Bottled) Eyewash Station, EPS East End | THR-EWSS-WA4 | Safety,Eye wash | Safety Equipment |  | SQ | eye_wash_bottle |  | Eyewash and Shower Station, Work Area 4
107394 | 48821 | TAB-ACC-PSH-1650 | Switch, Pressure, High, Filter, Fan 1650, Vestibule 101, Loading Bay | TAB-ACC-FN-1650 | Switch,Pressure-High | Switch |  | PSH | http://www.toronto.ca/TWONTO#pressure_switch |  | Fan, Supply, Vestibule Pressurization, Vestibule 101
76601 | 14776 | THR-DR-HH-0533 | Overhead Door, Grit Bldg, Stores Delivery Door | THR-DR-WA3 | Door,Overhead | Door |  | HH | http://www.toronto.ca/TWONTO#roll_up_door
37578 | 81889 | NX3109A | Heater/Air Conditioner Primary Tnks 1-2, MCC Rm Roof | TAB-ACC-PRM | H.V.A.C.,Air Conditioner | HVAC |  |  | http://www.toronto.ca/TWONTO#air_condition |  | HVAC, Primary & Corrosion Control Units
136464 | 8872 | THR-GRK-DRN-WA1 | Drains, Floor, Work Area 1 | THR-GRK-WA1 |  | Plumbing |  |  | http://www.toronto.ca/TWONTO#drain |  | Building & Grounds Work Area 1
138680 | 75409 | THR-SES-SPL-0400 | Spill Kit, Glycol, For Glycol Skid T-0401 | THR-SES-SPL | Safety | Safety Equipment |  | SPL | http://www.toronto.ca/TWONTO#spill_kit |  | Spill Containment Kits, Humber Treatment Plant
72317 | 82912 | THR-ACC-AC-4710 | Fan Coil Unit, Ductless Split System Indoor Unit, Electrical Bldg RPU Rm | THR-ACC-WA4 | H.V.A.C.,Air Conditioner | HVAC |  | AC | http://www.toronto.ca/TWONTO#air_condition |  | Air Conditioning, AHU, HVAC,Work Area4
62890 | 14096 | THC-DIG-BU-5100 | Burner,Waste Gas,Building UU | THC-DIG-BURNERS | Burner,Waste Gas | Burner |  | BU | http://www.toronto.ca/TWONTO#waste_gas_burner |  | Waste Gas Burners
50125 | 86814 | TAB-PLT-SC-D | D Building - Bar / Perforated Screen | TAB-PLT-D | Screen,Bar | [5 empty] | D Building - Preliminary Treatment
90999 | 62838 | FHO-CLC-PSL-0101 | Switch, Liquid Pressure, Trim Chlorination Header Train 1, S2 Chemical Storage Room | FHO-CLC-CHL-0101-KQ | Switch,Pressure-Low | Switch |  | PSL | http://www.toronto.ca/TWONTO#pressure_switch |  | Trim Chlorination Train 1
43186 | 73833 | TAB-CW-FSH-0038 | Switch,Flow,High,Eye Wash Station- Aux. Bldg. 1st Floor Front of Elevator | TAB-CW-SQ-0038 | Switch,Flow-High | Safety Equipment |  | FSH | http://www.toronto.ca/TWONTO#flow_switch |  | Eye Wash Station- Aux. Bldg. 1st Flr, Front of Elevator
9077 | 40302 | COL-YKP-DA-1697326 | Davit Mast-1697326 | COL-YKP-DA-0014S | Safety | Safety Equipment |  | DA | davit_base |  | Davit Arm Assembly with Upper Arm-1731955
73261 | 82268 | THR-DRN-WA4 | Drains, Work Area 4 | THR-GRK-PRTY-WA4 | [6 empty] | WA4 Property, Humber T. P. for DOS Work Oders
125517 | 54952 | THC-FEQ-FSP-0011 | Fire Hose cabinets, Thickening process,. Bldg J | THC-FEQ-FSP | Fire Prevention,Hose | Safety Equipment | 43235 | FSP | ? |  | Sprinkler System
40896 | 91231 | TAB-ACC-LSLL-0501 | Switch, Level, Low,Low | TAB-ACC-MEQ-0501 | Switch,Level-Low-Low | Switch |  | LSLL | http://www.toronto.ca/TWONTO#level_switch |  | Indicator, Boiler Water Level
113747 | 66267 | TAB-MCS-CRN | TAB Cranes and Lifting Devices | TAB-WORK-AREA-WWPW | [6 empty] | TAB Work Area WWPW
53587 | 77876 | TAB-SES-LTG-2281A | Lighting, 2 LED heads, PRS Bldg | TAB-STR-SQ | Lighting | Safety Equipment |  | LTG | http://www.toronto.ca/TWONTO#lighting_unit |  | WA2 Safety Equipment,lifting devices, ladders, Eye Wash station, First Aid Kits, Lock out stations
51681 | 64175 | TAB-PRS-SQ-0008 | Emerg. Eyewash and Shower Stations, Ferric Gallery-2nd Set of Ferrous Pumps from South End | TAB-STR-SQ | PPE,Eyewash Station | Safety Equipment |  | SQ | http://www.toronto.ca/TWONTO#emergency_eyewash_and_shower |  | WA2 Safety Equipment,lifting devices, ladders, Eye Wash station, First Aid Kits, Lock out stations
57 | 88033 | 16847 | Treated Water Suction Channel | FIS-TRW | [6 empty] | Treated Water Production
23678 | 6483 | COL-PPU-GEN-0001 | Generator, Electricity | COL-PPU | Generator |  |  | GEN |  |  | Port Union Road Sewage Pumping Station
111094 | 74529 | TAB-DIG-RPU-0909B | RPU Control Panel, PLC, Digester 5-12 Electrical Control Room. | TAB-DIG-ELQ-T9-12 | RPU | Remote Processor Unit |  | RPU | http://www.toronto.ca/TWONTO#RPU_panel |  | Digester Tanks 9-12, Electrical Equipment
19072 | 42570 | FHA-WWW-CF-2501-KQ | Centrifuge Unit 2501 | FHA-WWW-CENTRIF |  |  | 33375 | CF |  |  | Centrifuges
8945 | 30011 | COL-YKP-DA-0023S | Davit Arm Assembly with Upper Arm-1734510 | COL-W-OBSOLETE | Safety | Safety Equipment | 45986 | DA | http://www.toronto.ca/TWONTO#fall_arrest_Davit_arm |  | Col West Obsolete Entities
56165 | 2924 | TAB-STR-RPU-0725 | RPU-GE0725 | TAB-STR-RPU | RPU | Remote Processor Unit |  | RPU | http://www.toronto.ca/TWONTO#RPU_panel |  | Aeration Gallery - RPUs
116707 | 81480 | TAB-PWA-PSH-2702 | Switch, Pressure, High | TAB-DIS-NAOCL | Switch,Pressure-High | Switch |  | PSH | http://www.toronto.ca/TWONTO#pressure_switch |  | Disinfection - Sodium Hypochlorite
106067 | 92680 | TAB-ACC-CT-1463 | Control Panel, Zone Controller | TAB-ACC-HTR-1463 | Control Panel,HVAC | HVAC |  | CT | http://www.toronto.ca/TWONTO#thermostat_or_zone_controller_unit |  | Heater unit, Z Bldg
58560 | 95358 | THC-DEW-CF-0312/0313 | Sludge Dewatering, Centrifuge CF-312/313 | THC-DEW-SOLIDS |  |  | 35332 | CF |  |  | Solids Treatment, System Dewatering
113040 | 83902 | TAB-EL2-MCC-6271 | Motor Control Centre, Chlorine Bldg | TAB-EL2-MCC-6242E |  | Motor Control Centre |  | MCC | http://www.toronto.ca/TWONTO#LV_electrical_panel |  | Motor Control Center- Biosolids Silo Bldg
6421 | 82718 | COL-PMY-LTG-0002S | Lighting, Emergency Lighting | COL-W-OBSOLETE | Lighting |  | 42949 | LTG |  |  | Col West Obsolete Entities
134646 | 84156 | THR-ELS-COMM | Plant External & Internal Phone System | THR-ELS | Silencer | [5 empty] | Electrical Power System
7162 | 63815 | COL-PSD-LSLL-0101 | Switch, Level Low-Low | COL-PSD-MISC | Switch,Level |  |  | LSLL |  |  | Miscellaneous Equipment
5168 | 89234 | COL-PKP-SW-0004 | Switch, Unit Heater | COL-PKP-MISC | Switch | Switch |  | SW | http://www.toronto.ca/TWONTO#disconnect_switch |  | Miscellaneous Equipment
3144 | 86850 | COL-MTI-T-2902 | Tank, Nitrogen-Charged Piston Accumulator, Pressurized Hydraulic Fluid Storage, MTI Chamber CH-2900 | COL-MTI-CH-2900 | Tank | Tank |  | T | http://www.toronto.ca/TWONTO#chemical_storage_tank |  | Chamber,Roxton St. Control Chamber No.29, MTI
33546 | 12278 | COL-YKP-DA-0010(S) | Davit Arm-150958 | COL-YKP-DA |  | Safety Equipment | 39115 | DA | http://www.toronto.ca/TWONTO#fall_arrest_Davit_arm |  | Davit Arm Assembly
95224 | 82045 | FHO-TRW-P-1000-KQ | TRW Pump Unit 10 | FHO-OBSOLETE |  |  |  | P |  |  | Removed From Service
124773 | 20414 | THC-ELS-LP-2523 | Lighting Panel, Primary Clarifier 11, HPU Building | THC-PRM-BLDG-HPU1100 |  | Power Distribution Panel |  | LP | http://www.toronto.ca/TWONTO#LV_electrical_panel |  | HPU Building 11
96430 | 83653 | FIS-DCL-PSL-0102 | Switch, Pressure, Low, SO2 Evaporator EV-0101 Discharge, Gaseous Chemical Building, Storage Room | FIS-DCL-SO-0201 | Valve | Switch |  | PSL | http://www.toronto.ca/TWONTO#pressure_switch |  | Sulphonator, Gaseous Chemical Building, Machine Room
7978 | 84617 | COL-PVM-LSLL-0101 | Switch, Level Low-Low | COL-PVM | Switch,Level |  |  | LSLL |  |  | Valleymede Sewage Pumping Station
34411 | 33252 | COL-YKP-DA-211172 | Davit Mast -211172 | COL-YKP-DA | Safety | Safety Equipment |  | DA | davit_base |  | Davit Arm Assembly
6346 | 40679 | COL-PSM-MCC-0001 | Motor Control Center | COL-PSM-MISC |  | Motor Control Centre |  | MCC | http://www.toronto.ca/TWONTO#LV_electrical_panel |  | Miscellaneous Equipment
68957 | 59779 | FCL-WWW-LSL-1101 | Switch, Level, Low, Clarifier T-1100 Sump, RMF Clarification Facility | FCL-WWW-T-1100 |  |  |  | LSL |  |  | Tank, Clarifier, North, RMF Clarification Facility
70405 | 17906 | FHA-AM-T-0301-KQ | Tank Location, Ammonia Storage Room | FHA-AM |  |  | 33326 | T |  |  | Ammoniation
32227 | 95244 | COL-SKW-FEQ-0001S | Fire Prevention, Extinguisher | COL-SKW-MISC | Fire Prevention,Extinguisher |  | 46860 | FEQ |  |  | Miscellaneous Equipment
44114 | 32192 | FCL-ACC-HTR-0264 | Heater Radiant, Electric (RD-1D), 2kW, Flocculation/Sedimentation Tank Lower Gallery | FCL-ACC-P-HL |  |  |  | HTR |  |  | High Lift Pumping Station HVAC Equipment
107803 | 1371 | TAB-ACC-TSL-6301 | HVAC, Temperature Low Switch, AHU-6301, Mechanical Room, Dig 9-12 Control Building. | TAB-ACC-AHU-6301 | Switch,Temperature-Low | HVAC |  | TSL | http://www.toronto.ca/TWONTO#temperature_switch |  | Air Handling Unit, Gas Room Ventilation, Mechanical Room, Dig 9-12 Control Building.
88876 | 41720 | WTR-RDF-ZS-0202 | Switch, Position,Door Security | WTR-RDF-AUX | Switch,Position | Switch |  | ZS | http://www.toronto.ca/TWONTO#position_switch |  | Auxiliary Equipment (Building Facilities)
44587 | 59951 | FCL-AI-F-0004 | Filter, Instrument Air, Compressor C-0201 Discharge, High Lift Building, Compressor Room | FCL-TRW-C-0102 | Filter | Filter |  | F | http://www.toronto.ca/TWONTO#replaceable_air_filter |  | Compressor, Service Air Monitoring - High Lift
106225 | 98430 | TAB-ACC-DM-6426 | Damper, Motorized, Outside Air, Grit Tank Area, Existing Grit Bldg. | TAB-ACC-AHU-6420 | Damper/Louver | HVAC |  | DM | http://www.toronto.ca/TWONTO#air_damper |  | Air Handling Unit, Roof, Grit Bldg., P Bldg.
41236 | 3924 | TAB-ACC-T-0145 | Tank #2, Expansion, Primary Loop | TAB-PWH | Tank,Non-Pressurized | Tank |  | T | expansion_tank |  | Primary Heating Loop
9523 | 45828 | DOS-YCM-VEH-188029 | 2012 Internatio 7500 - Vehicle Unit# 188029 | FAC-YCM-VEH | Vehicle,Licensed | Vehicle |  | VEH | http://www.toronto.ca/TWONTO#passenger_vehicle | ?
126390 | 98641 | THC-LAB-DIST-0001 | Distiler, Water, MEGA-PURE 3A Water Still, Series 675 | THC-LAB |  | Evaporator | 43529 | DIST | lab_equipment |  | Laboratory Equipment
48771 | 16325 | FCL-BW-T-0200 | Vacuum Tank 0200 Backwash Pumps | FCL-BW |  | Tank |  | T | http://www.toronto.ca/TWONTO#pressure_vessel |  | Backwash System
66359 | 70362 | THC-SES-MEQ-Q1191588 | FALL ARREST- HARNESS (insp Liftsafe)-Brad S | THC-MCS-LD | PPE | Lifting Device |  |  | http://www.toronto.ca/TWONTO#fall_arrest_harness |  | Mechanical Services, Lifting Device
126422 | 34957 | THC-MCS-LD-0000000027 | LIFTING SUPPORT STRUCTURE - JIB WITH KBK 2 RAIL (insp Liftsafe) | THC-MCS-LD | Lifting Device | Lifting Device |  | LD | lifting_device_support |  | Mechanical Services, Lifting Device
71889 | 53537 | THR-DIG-TSH-7750 | Switch, Temperature High, Burner 7750, Waste Gas Burner | THR-DIG-BU-7750S | Analyzer,UV | Switch |  | TSH | http://www.toronto.ca/TWONTO#temperature_switch |  | Burner, Waste Gas
17701 | 54708 | FHA-RW-P-1501B-KQ | Pump Location,Raw Water Sample | FHA-RW-SAMP2 |  |  | 33364 | P |  |  | After Pre-Chlorine Sampling
83048 | 934 | FHA-SES-SQ-0415 | FHA-SES-SHOW-0007 - Emergency Shower | FHA-SES-SQ-0008 | PPE,Eyewash Station | Safety Equipment |  | SQ | http://www.toronto.ca/TWONTO#emergency_eyewash_and_shower |  | Eyewash Stations & Showers
139951 | 59912 | TNT-AER-F-2002 | Filter, Air, Mabr Compressors - Effluent Filter, Aeration | TNT-AER-C-2100 | Filter | Filter |  | F | http://www.toronto.ca/TWONTO#replaceable_air_filter |  | Compressor, Reciprocating, Mabr Compressor 1, Aeration
34467 | 5541 | MAIN-118 | Main 118 | WTR-MT3 | [6 empty] | Work Area 3 WEST Mains and Chambers
106605 | 46801 | TAB-ACC-FSH-0205 | Switch, Flow, High, Eye wash station, | TAB-ACC-SQ-0205 | Switch,Flow-High | Safety Equipment |  | FSH | http://www.toronto.ca/TWONTO#flow_switch |  | Emerg. Eyewash & Shower Stns, Boiler Rm/Z Bldg
47981 | 79967 | TAB-EL3-MCC-6122 | Motor Control Unit, MCC-401, Maintenance Workshop Building, Bio-Solid Loading Bay Facility | TAB-WA4-ELS | Control Panel,MCC | Motor Control Centre |  | MCC | http://www.toronto.ca/TWONTO#LV_electrical_panel |  | WA4 Electric Equipments
79009 | 48308 | THR-SQ-FAK-WA2 | First Aid Kit, Work Area 2 | THR-JHSC-WA2 | Safety | Safety Equipment |  |  | http://www.toronto.ca/TWONTO#first_aid_kit |  | Joint Health & Safety Committee WA2
58260 | 18333 | FHA-ACC-AC-6843 | FHA-WWW-AC-6843 - Air Conditioner, Ceiling Mounted | FHA-MCS-ACC | H.V.A.C.,Air Conditioner | HVAC |  | AC | http://www.toronto.ca/TWONTO#air_condition |  | HVAC
16189 | 82044 | FHA-CLA-PSH-0302 | Switch, Pressure, High, Discharge Evaporator CLA-EV-0301, Chemical Storage Room, Filter Building | FHA-CLA-EV-0301 | Switch,Pressure | Switch |  | PSH | http://www.toronto.ca/TWONTO#pressure_switch |  | Evaporator, Chlorine, Filtration Bldg., Chlorine Storage Room
6597 | 15058 | COL-PNT-FS-0100 | Switch, Flow-Low | COL-PNT-MISC | Switch,Flow | Switch |  | FS | http://www.toronto.ca/TWONTO#flow_switch |  | Miscellaneous Equipment
54488 | 98646 | TAB-STR-PSH-4009 | Switch,Pressure,High, Oil, Blower BL4009 lubrication | TAB-STR-P-4009 | Switch,Pressure | Safety Equipment |  | PSH | http://www.toronto.ca/TWONTO#pressure_switch |  | Pump, Main Oil ,Blower BL4009
73154 | 40433 | THR-ACC-NR-705 | HVAC Unit & Fan, Electrical Shop | THR-ACC-ADM | H.V.A.C.,Heater,Unit | HVAC |  | NR | http://www.toronto.ca/TWONTO#heater |  | Air Conditioning, HVAC, Admin Building
139538 | 22709 | THR-WA3-LD-0114 | Sling, Nylon, Work Area 3 (1" X 3') | THR-LD-NYLN-WA3 | Lifting Device,Sling | Lifting Device |  | LD | synthetic_web_sling |  | Slings, Nylon, Work Area 3
78304 | 57483 | THR-SES-CS-0004 | Front Entry Chemical Protective Suit (FAILED) | THR-SES-SQ | Safety | Safety Equipment | 34337 | CS | http://www.toronto.ca/TWONTO#chemical_suit |  | Safety Equipment
88933 | 15605 | FHO-ACC-FS-1541 | Switch, Flow, Air, AHU-1541 Outlet, Ozone Building, L1, Mechanical Room 1 | FHO-ACC-AHU-1541 |  | Switch |  | FS | http://www.toronto.ca/TWONTO#flow_switch |  | Air Handling Unit, Ozone Equipment Room Ventilation, Ozone Building, L1, Mechanical Room 1
93177 | 68521 | FHO-GRK-DR-0301 | Door, Overhead, Admin Building S2 Loading Bay East Door | FHO-GRK-PRTY-0001 | Door,Overhead | Door |  | DR | http://www.toronto.ca/TWONTO#roll_up_door
81344 | 61890 | TNT-FT-T-1200 | SumpTank # 2 | TNT-FT-SUMP | Tank,Reservoir | Tank |  | T | http://www.toronto.ca/TWONTO#storage_tank |  | Sump Pumps- Aeration Gallery Bsmt
29862 | 64352 | FIS-WWW-CH-1200-SUS | Slow Sand Fiter | FIS-SUSPENDED | Filter | Filter | 38490 | CH | http://www.toronto.ca/TWONTO#filtration_tank |  | Obsolete Entities/Processes
136670 | 63681 | THR-MCS-LD-0542S | Come Along, Work Area 2 | THR-SES-LD | Lifting Device,Chain | Lifting Device | 41080 | LD | winch |  | Lifting Device, Safety Equipment
119575 | 3230 | TAB-WA1-LD-1226 | Chain Pulley Block | TAB-WA1-SQ-1000 | Lifting Device | Lifting Device |  | LD | http://www.toronto.ca/TWONTO#lifting_equipment_hoist |  | WA1 Lifting Devices and Slings
11076 | 10829 | COL-PBP-LSHH-0105 | Switch, Level High-High | COL-PBP-MISC | Switch,Level | Switch |  | LSHH | http://www.toronto.ca/TWONTO#level_switch |  | Miscellaneous Equipment
87749 | 91299 | WTR-PRV-CW | City Water System | WTR-PRV | [6 empty] | Richview Pumping Station
12483 | 22991 | COL-PCU-LTG-0004S | Lighting, Emergency, Pump Floor | COL-PCU-AUX-ELEC | Lighting,Emergency | Safety Equipment | 42944 | LTG | http://www.toronto.ca/TWONTO#lighting_unit |  | Electrical Equipment
42097 | 88676 | TAB-ACC-V-6429 | Valve, 2-Way Modulating, PreHeater Coil,AHU-6410, Roof, Existing Grit Bldg. | TAB-ACC-AHU-6410 | Valve | HVAC |  | V | http://www.toronto.ca/TWONTO#valve |  | Air Handling Unit, Roof, Grit Bldg., P Bldg.
119351 | 87064 | TAB-THK-PSL-0305 | Switch,Pressure,Low,AIS to Recycle Pump P-0305 Discharge | TAB-THK-P-0305 | Switch,Pressure | Switch |  | PSL | http://www.toronto.ca/TWONTO#pressure_switch |  | Pump,Recycle SX2003
105813 | 44607 | SWM-PWD-SW-0004 | Switch, Lighting Panel | SWM-PWD | Switch |  |  | SW |  |  | Warden Storm
48203 | 65199 | TAB-ELS-SQ-5032 | Lanyard & Absorber(Yul) | TAB-ELS-SQ-FALL ARST | PPE,Lanyard | Safety Equipment |  | SQ | lifeline |  | Fall Arrest -Safety Harness & Lanyard
21347 | 6814 | FHO-ELS-DP-0923 | Distribution Panel, 600 V, 100A, Panel Board, Admin Building, S4, Main Electrical Room, MCC-0920 | FHO-ELS-MCC-0920 |  | Power Distribution Panel |  | DP | http://www.toronto.ca/TWONTO#LV_electrical_panel |  | Motor Control Centre, Admin Building, S4, Main Electrical Room
55285 | 28485 | TAB-TPA-PA-2211 | Speaker, Paging/Intercom System, Tunnel 'J' | TAB-PRS-INQ | Control Panel,Instrumentation | Communications Equipment |  | PA | http://www.toronto.ca/TWONTO#public_annoucement_speaker |  | Instrumentation Equipment
134335 | 64329 | THR-DR-DIS-0517 | Overhead Door, Disinfection Building, Truck Door South | THR-DR-WA1 | Door,Overhead | Door |  | DIS | http://www.toronto.ca/TWONTO#roll_up_door
22755 | 57614 | FHO-ELS-PS-0004 | Solar Power system | FHO WORK AREA 2 |  |  |  | PS |  |  | Services
24783 | 50569 | FHO-PCL-T-0201 | Tank, PACL Storage, S4, Chemical Building | FHO-PCL | Tank,Reservoir | Tank |  | T | http://www.toronto.ca/TWONTO#chemical_storage_tank |  | PACL System
26454 | 63247 | FHO-SPC-COM-1203 | Termination Panel, Chemical Building, S4, Chemical Gallery | FHO-SPC |  | Communications Equipment |  | COM | termination_panel |  | Process Control Systems - Services Area
106680 | 5465 | TAB-ACC-FSL-5010 | Switch,Flow,Water From Pump | TAB-ACC-P-5010 | Switch,Flow | Switch |  | FSL | http://www.toronto.ca/TWONTO#flow_switch |  | Pump, Circulating, Hot Water , P15-1, New Gas Control Building Basement, Mid Section
112705 | 47629 | TAB-EL1-MCC-6566 | Motor Control Centre, ,Z Bldg Gr.Flr.West Side of Machine Shop | TAB-ELS-WA7 | Control Panel,MCC | Motor Control Centre |  | MCC | http://www.toronto.ca/TWONTO#LV_electrical_panel |  | Equipment location, TAB-ELS-WA7, Electrical Equipment, Work Area7 ( Panelboards, MCC )
117119 | 21750 | TAB-RSP-F-1211A | Filter, Lube Oil Supply, Raw Sewage Pump 1210, A side | TAB-RSP-T-1211 | Filter | Filter |  | F | http://www.toronto.ca/TWONTO#replaceable_oil_or_fuel_filter |  | Tank, Oil, Raw Sewage Pump #1 Bearing Lubrication System
107433 | 53166 | TAB-ACC-SQ-0205 | Emerg. Eyewash & Shower Stns, Boiler Rm/Z Bldg | TAB-SUSPENDED ENTITY | PPE,Eyewash Station | Safety Equipment | 35587 | SQ | http://www.toronto.ca/TWONTO#emergency_eyewash_and_shower |  | Suspended entities
140228 | 31424 | TNT-DECOM | Building Location | TNT-EUS | [6 empty] | Production & End User Support
136570 | 2550 | THR-GRK-VEH-071002 | Vehicle,Dodge Ram 350 Pick Up Truck, Licensed AF 97750 | THR-GRK-GQ-WA4 | Vehicle,Licensed | Vehicle |  | VEH | http://www.toronto.ca/TWONTO#pickup_truck
75111 | 13724 | THR-FT-PSL-2175 | Switch, Pressure-Low, Pump 2175, Secondary Treatment, RAS Pumping - South | THR-FT-P-2175S | Switch,Pressure-Low | Switch |  | PSL | http://www.toronto.ca/TWONTO#pressure_switch |  | Pump, Centrifugal, RAS from Drain Header to Mixed Liquor Conduit, RAS Pumping,Tunnel 20, South
136605 | 75495 | THR-JHSC-HHMCC | Head House MCC Room | THR-JHSC-WA3 |  | Safety Equipment |  |  | http://www.toronto.ca/TWONTO#space |  | Joint Health & Safety Committee WA3
83019 | 32656 | FHA-SES-SQ-0078 | Davit arm Base North FP6660/00 davit base Ser 2686 | FHA-SES |  | Safety Equipment |  | SQ | http://www.toronto.ca/TWONTO#fall_arrest_Davit_arm |  | Safety & Environmental Services
15322 | 93049 | FCL-TRW-V-0096 | Valve, Gate, Isolation, Service Water to Dry Chemical Sprinkler System, Dry Chemical Building | FCL-TRW-STR-0004 |  |  |  | V |  |  | Strainer, Service Water to Dry Chemical Sprinkler System, Dry Chemical Building
71332 | 67056 | THR-DIG-LSH-1006 | Switch, Level-High, Tank 1000 Coffin Overflow, Primary Sludge, Solids Treatment, Transfer System - Digesters - Tank 0900 & Tank 1000 | THR-DIG-PD-1000 | Switch,Level-High | Switch |  | LSH | http://www.toronto.ca/TWONTO#level_switch |  | Tank, Primary Digester-10, Solids Treatment
115561 | 21506 | TAB-PRM-PSL-2100A | Switch Pressure,Low,Suction side of Pump-2100 | TAB-PRM-P-2100 | Switch,Pressure | Switch |  | PSL | http://www.toronto.ca/TWONTO#pressure_switch |  | Pump, Scum, PST 1 & 2
4019 | 72900 | COL-PCU-FE-5331 | Flow Element | COL-PCU-MISC | Switch,Flow |  | 34992 | FE |  |  | Miscellaneous Equipment
21741 | 1057 | COL-PMY-DM-0007 | Damper, Gas | COL-PMY | Damper/Louver |  |  | DM |  |  | Maryport Sewage Pumping Station
8891 | 17582 | COL-YKP-DA-0001(S) | Davit Arm-150961 | YKP-BLD | Safety | Safety Equipment | 39108 | DA | http://www.toronto.ca/TWONTO#fall_arrest_Davit_arm |  | Collections - 435 Kipling Ave. Building envelope
25268 | 51994 | FHO-SPC-RPU-1225 | RPU, Alum System PLC, Chemical Building, S4, Chemical Gallery | FHO-ALM | Controller,PLC | Remote Processor Unit |  | RPU | http://www.toronto.ca/TWONTO#RPU_panel |  | Alum System
61034 | 14525 | FHA-ELS-DP-1901B | Distribution Panel, 600VAC, Filtration Building,West Filter Gallery | FHA-ELS-MCC-0400B | Control Panel,Power Distribution Panel | Power Distribution Panel |  | DP | http://www.toronto.ca/TWONTO#LV_electrical_panel |  | MCC, 2000A, 600V, 3PH, Service Building,RMF, Ground Level, Electrical Room #1
79900 | 25757 | THR-WA2-LD-0024 | Sling, Chain, Work Area 2 | THR-LD-NYLN-WA2 | Lifting Device,Sling | Lifting Device |  | LD | chain_sling |  | Slings, Nylon, Work Area 2
131933 | 86759 | THR-CW-T-0541 | Tank, Hot Water Storage System, Admin Bldg. | THR-CW | Tank | Tank |  | T | http://www.toronto.ca/TWONTO#tanked_hot_water_heater |  | City Water
120202 | 78655 | TAB_EL1_NS | Electrical Distribution,North Substation | TAB-ELS-NORTH | [6 empty] | North Substation
28254 | 24564 | FIS-CLA-PSH-0201 | Switch, Pressure, High, Pre-Chlorine Train 2,Rupture Disc Outlet, Gaseous Chemical Bldg,Storage Rm | FIS-CLA-CHL-0201 | Sensor,Pressure | Switch |  | PSH | http://www.toronto.ca/TWONTO#pressure_switch |  | Chlorinator, Pre Chlorination Train 2, Gaseous Chemical Building, Machine Room
120200 | 74816 | THC - STR - T - 0500 | Door, Old Plant Aeration Tk # A5 | THC-GRK-DR-A |  | Door |  |  | http://www.toronto.ca/TWONTO#door
72907 | 86839 | THR-DIS-PSL-0721 | Switch, Pressure, Low, Transfer Line, Transfer Pump P-0720, Disinfection Building Main Floor | THR-DIS-P-0720 | Switch,Pressure-Low | Switch |  | PSL | http://www.toronto.ca/TWONTO#pressure_switch |  | Pump, Centrifugal, Chemical Transfer, Disinfection Building Main Floor
62654 | 40427 | THC-MCS-MT-0017 | Bantam Lathe, Building A | THC-MCS-MEQ | Machine Tool,Lathe | Tool |  | MT | http://www.toronto.ca/TWONTO#lathe |  | Machine Shop and Equipment
147102 | 46028 | WTR-RMI-ZS-0031 | Instrument, Door Contact, Water Transmission | WTR-RMI-AUX |  | Switch |  | ZS | http://www.toronto.ca/TWONTO#position_switch |  | Auxiliary Equipment (Building Facilities)
138921 | 70664 | THR-SPC-CPU-2425 | Workstation, Headhouse Electrical Room | THR-ELS-HH | Computer Equipment,CPU | Network |  | CPU | http://www.toronto.ca/TWONTO#operator_interface_terminal |  | Electrical System, Head House and Engine Room
50970 | 79796 | TAB-PRM-T-0210 | Tank, Polymer Mix/Hold, Tank, Polymer Room, Old Screen Bldg., P Bldg. | TAB-PRM-POL | Tank,Reservoir | Tank |  | T | http://www.toronto.ca/TWONTO#chemical_storage_tank |  | P Building - Polymer system
3556 | 38827 | COL-PBR-SW-0001 | Switch, Main Electrical Disconnect | COL-PBR-MISC | Switch |  |  | SW |  |  | Miscellaneous Equipment
89649 | 99815 | WTR-RWA-AUX | Auxiliary Equipment (Building Facilities) | WTR-RWA | [6 empty] | Warden Tank
18079 | 85408 | FHA-SED-ZSH-0101D | Switch, Limit, Access Hatch Zone 1, Settling Basin T-0101 | FHA-SED-ZSH-0101 |  | Security System |  | ZSH | http://www.toronto.ca/TWONTO#position_switch |  | Switch, Limit, Access Hatch Zone 1,
7817 | 62347 | COL-PSW-LSL-0109 | Switch, Level-Low | COL-PSW-MISC | Switch,Level | Switch | 36088 | LSL | http://www.toronto.ca/TWONTO#level_switch |  | Miscellaneous Equipment
10744 | 18014 | FCL-ACC-TT-0332 | Transmitter, Temperature, Admin Building, Second Floor, Office Room 201 | FCL-ACC-ADMIN |  |  |  | TT |  |  | Administration Building HVAC Equipment
126589 | 21968 | THC-OCS-FN-3030 | Fan, Foul Air,3040,Storage Tanks Area,Solid Treatment | THC-OCS-BLDG M | Fan,Centrifugal | HVAC |  | FN | http://www.toronto.ca/TWONTO#blower_or_fan_with_drive |  | Incineration Building Odour Control Systems
63747 | 83128 | THC-PLT-PSH-6208 | Switch,Pressure-High,Outlet from Pump 6240 (post-filter) to Bar Screens,Hydr. Sys,Headhouse | THC-PLT-T-6200 | Switch,Pressure-High | Switch |  | PSH | http://www.toronto.ca/TWONTO#pressure_switch |  | Reservoir, Oil, Hydraulic Pack 2, Bar Screens
94955 | 85324 | WTR-PWT-RPU-0002 | Remote Processing Unit, Standby Power, Electrical Room | WTR-PWT-GEN-1100 | RPU | Remote Processor Unit |  | RPU | http://www.toronto.ca/TWONTO#RPU_panel |  | Generator, Diesel, Standby Power, Outdoor, West Tor PS
64421 | 39566 | THC-PRM-LSHH-0174 | Switch, Level High High, Sump Pump Control, NW Plant | THC-PRM-P-0174SUSP | Switch,Level | Switch |  | LSHH | http://www.toronto.ca/TWONTO#level_switch |  | Pump, Sump, Primary Treatment
63386 | 23540 | FCL-MCS | Mechanical Services | FCL WORK AREA 2 | [6 empty] | Plant Services
126772 | 45551 | THC-OCS-F-0400 | Filter, Modular Biofilter #2, Phase I/IV Odour Control | THC-OCS-BLDG O | Vessel | Tank |  | F | http://www.toronto.ca/TWONTO#filtration_tank |  | Aeration Building Odour Control Systems
54012 | 28069 | TAB-RSP-RPU-EIMCO-2 | RPU, | TAB-RSP-INQ-M | RPU | Remote Processor Unit |  | EIMCO | http://www.toronto.ca/TWONTO#RPU_panel |  | M Building - Instrumentation Equipment
87556 | 53804 | FHA-ZMC-P-0101-KQ | Pump Location,Zebra Mussel Sample | FHA-ZMC |  |  | 33336 | P |  |  | Zebra Mussel Control
21753 | 12044 | COL-PMY-DR-0002 | Switch, Door | COL-PMY | Switch |  |  | DR |  |  | Maryport Sewage Pumping Station
24976 | 47295 | FHO-POL-LSH-0002 | Switch, Level, High, Liquid Chemical Spill Containment, S4, Chemical Building | FHO-POL | Switch,Level-High | Switch |  | LSH | http://www.toronto.ca/TWONTO#level_switch |  | Polymer System
51688 | 18338 | TAB-GRK-VEH-378215SUS | John Deere, Gator 6X4, WA-3 | TAB-SUSPENDED ENTITY | Vehicle,Unlicensed | Vehicle | 47467 | VEH | http://www.toronto.ca/TWONTO#golf_cart
121748 | 46718 | THC-ACC-V-6201 | Valve, Motorized, Glycol Heating Return Line, Second floor mechanical room #2 | THC-ACC-AHU-6200 | Valve,Ball | HVAC |  | V | http://www.toronto.ca/TWONTO#valve |  | Air Handling Unit, Blower Room, 2nd Floor Mech Room #2, Headworks
129782 | 88145 | THR-ACC-DM-1011 | Louver,Kiosk, Bridge 1102, Primary Tank#11 | THR-ACC-AC-1011 | Damper/Louver | HVAC |  | DM | http://www.toronto.ca/TWONTO#air_damper |  | Air Conditioner, Bridge Kiosk Primary Tank11
13674 | 52971 | FCL-MCS-LD-0005 | Gantry Crane w/ Trolley 2 Ton | FCL-MCS-LD | Lifting Device | Lifting Device |  | LD | http://www.toronto.ca/TWONTO#crane |  | Lifting Devices
136971 | 10904 | THR-OCS-F-0500B | Filter, Coalescing, Air Handling Units 0500A/B, Ozonator Room, Plant Services, Odour Control System | THR-OCS-D-0500A | Filter | Filter |  | F | http://www.toronto.ca/TWONTO#replaceable_air_filter |  | Dryer, Dessicant, Ozone Generator 3956, Ozonator Room, Plant Services, Odour Control System
6861 | 25928 | COL-PRC-MISC | Miscellaneous Equipment | COL-PRC | [6 empty] | Rectory Café Sewage Pumping Station (Wards Island PS #5)
105975 | 18524 | TAB-ACC-AHU-9100 | AHU,T Bldg | TAB-ACC-AHU-M&T | Air Handling Unit | HVAC |  | AHU | http://www.toronto.ca/TWONTO#air_handler_unit |  | AHUs/Supply Fans, Dampers M&T Bldg.
115586 | 61497 | TAB-PRM-SQ-OPS | Emerg. Eyewash and Shower Stations, Old PS | TAB-SUSPENDED ENTITY | PPE,Eyewash Station | Safety Equipment | 46086 |  | http://www.toronto.ca/TWONTO#emergency_eyewash_and_shower |  | Suspended entities
58328 | 48903 | THC-ACC-CU-0054 | Condensing Unit, Sequirity Equipment Area, Admin Building Roof | THC-ACC-BLDG K |  | HVAC |  | CU | http://www.toronto.ca/TWONTO#AC_condenser_unit |  | Administration Building, HVAC
8283 | 35371 | COL-PWR-LSH-5406 | Switch, Level-High | COL-PWR-SUSPENDED | Switch,Level |  | 35095 | LSH |  |  | West Rouge P.S.suspended entities
11032 | 73419 | COL-PBG-SS-0001 | Station Security System | COL-PBG-MISC |  | Security System |  | SS | http://www.toronto.ca/TWONTO#security_system |  | Miscellaneous Equipment
55921 | 3252 | TAB-WORK-AREA-2 | Work Area 2 | TAB |  |  |  | AREA |  |  | Ashbridges Bay Treatment Plant
112290 | 64806 | TAB-DIS-T-3002 | Tank,Sodium Hypochlorite -North | TAB-DIS-SP | Tank | Tank |  | T | http://www.toronto.ca/TWONTO#chemical_storage_tank |  | Disinfection - Sampling & Metering
8645 | 50061 | COL-BEB-OIT-0001 | Operator Interface Terminal | COL-BEB | Computer Equipment,Monitor |  |  | OIT |  |  | Edenbridge Blower Station
51537 | 10126 | FCL-FLT-F-0201 | Filter, Carbon Activated, Filter Building, Filter Gallery East | FCL-FLT | Filter | Filter |  | F | media_based_filter |  | Filtration
12518 | 91134 | COL-PCU-SUSPENDED | Cumber P.S.suspended entities | COL-PCU | [6 empty] | Cumber Pumping Station
79907 | 16707 | THR-WA2-LD-0028S | Sling, Nylon, Work Area 2 SIZE; 2" X 3', | THR-SES-LD | Lifting Device,Sling | Lifting Device | 40043 | LD | synthetic_web_sling |  | Lifting Device, Safety Equipment
27126 | 13186 | FIS-DCL-F-0001-SUS | Filter, SDL Line1, Sulphur Dioxide System | FIS-SUSPENDED |  | Filter | 38181 | F | http://www.toronto.ca/TWONTO#replaceable_air_filter |  | Obsolete Entities/Processes
81503 | 88428 | TNT-MCS-SQ-1033 | Sling | TNT-MCS-LD | Lifting Device,Sling | Lifting Device |  | SQ | http://www.toronto.ca/TWONTO#fall_protection_sling |  | Lifting Devices , cranes/ Portable crane/hoists, come alongs, slings, wire rope, chains
21893 | 94514 | COL-PMY-RPU-0002 | Remote Processing Unit | COL-PMY | RPU |  |  | RPU |  |  | Maryport Sewage Pumping Station
119343 | 86387 | TAB-THK-PSH-4122 | Switch,Pressure,High,Pump 4122 | TAB-THK-P-4122 | Switch,Pressure | Switch |  | PSH | http://www.toronto.ca/TWONTO#pressure_switch |  | Pump, Polymer Solution Transfer SX2033
3412 | 7271 | COL-PBF-SS-0001 | Security System | COL-PBF-MISC | Security System |  |  | SS |  |  | Miscellaneous Equipment
89333 | 14391 | WTR-RMI-ZS-0024 | Switch, Position,Door Security,Access House | WTR-RMI-AUX | Switch,Position | Switch |  | ZS | http://www.toronto.ca/TWONTO#position_switch |  | Auxiliary Equipment (Building Facilities)
132409 | 84555 | THR-DCL-ZONE-1 | Zone 1, Simulator Contact Point | THR-DCL-ZONE | Sampler | Sampler |  | ZONE | http://www.toronto.ca/TWONTO#sampling_point |  | Simulator Zone, De-chlorination System
7520 | 86979 | COL-PSS-LTG-0003 | Control Panel, Electrical | COL-PSS-MISC | Control Panel |  |  | LTG |  |  | Miscellaneous Equipment
140162 | 80006 | TNT-CSO-ZS-0401 | Switch, Limit, Inlet Channel, TPB-0401 | TNT-CSO-TPB-0404 | Switch,Position | Switch |  | ZS | http://www.toronto.ca/TWONTO#position_switch |  | Tipping Bucket, CSO Storage Tank Flushing
50974 | 82186 | TAB-PRM-T-0600 | Old PS Primary Tank 6 | TAB-PRM-OPS | Tank | Tank |  | T | http://www.toronto.ca/TWONTO#clarifier |  | Old PS - Primary Treatment
147374 | 2443 | WTR-RWA-LSH-0002 | Switch, Level-High, Overflow Alarm, Tank 0001 | WTR-RWA-AUX | Switch,Level-High | Switch |  | LSH | http://www.toronto.ca/TWONTO#level_switch |  | Auxiliary Equipment (Building Facilities)
47397 | 44769 | TAB-EL1-MCC-6629 | Motor Control Centre 600V - P Bldg. | TAB-EL1-PDP-6011 | Control Panel,MCC | Motor Control Centre |  | MCC | http://www.toronto.ca/TWONTO#LV_electrical_panel |  | Power Distribution Panel, 600V, PT 1-9 Outdoor Sub.
120828 | 93239 | THC-ACC-HTR-0057 | Heater, Forced Flow, 9.4kW, Admin. Building Ground Floor, Vestibule 116 | THC-ACC-BLDG K |  | HVAC |  | HTR | http://www.toronto.ca/TWONTO#heater |  | Administration Building, HVAC
71107 | 27027 | THR-DIG-DT-7780 | Drip Trap, Automatic, Burner BU-7780 Digester Gas Condensate, WGB Building | THR-DIG-BU-7780 |  |  |  | DT |  |  | Burner, Waste Gas 7780, Waste Gas Burner Building Roof
93028 | 57953 | FHO-FLT-T-0601-KQ | Filter 6 | FHO-FLT |  |  |  | T |  |  | Filtration
107576 | 52793 | TAB-ACC-TE-1440A | Temperature Element, Supply Air Temperature | TAB-ACC-VAV-1440 | Sensor,Temperature | HVAC |  | TE | http://www.toronto.ca/TWONTO#temperature_sensor_element |  | Heater, Hot Water Reheat Coil, Variable air
116211 | 29883 | TAB-PRS-SQ-0001SUS | Emerg. Eyewash and Shower Stations, Chlorine Building/Basement | TAB-STR-SQ | PPE,Eyewash Station | Safety Equipment | 47662 | SQ | http://www.toronto.ca/TWONTO#emergency_eyewash_and_shower |  | WA2 Safety Equipment,lifting devices, ladders, Eye Wash station, First Aid Kits, Lock out stations
41664 | 61509 | FCL-ACC-AHU-0905 | Air Handling unit, RMF Clarification Facility, HVAC Room 1, Ground Floor, | FCL-ACC-RMF | Air Handling Unit | HVAC |  | AHU | http://www.toronto.ca/TWONTO#air_handler_unit |  | Residue Management HVAC Equipment
109111 | 75544 | TAB-CW-SQ-0005 | Emerg. Eyewash and Shower Stations, Air Scrubber House | TAB-STR-SQ | PPE,Eyewash Station | Safety Equipment | 34470 | SQ | http://www.toronto.ca/TWONTO#emergency_eyewash_and_shower |  | WA2 Safety Equipment,lifting devices, ladders, Eye Wash station, First Aid Kits, Lock out stations
78900 | 4601 | THR-SES-SQ-6476 | Lanyard for Harness, PPE Deodharry Singh | THR-SES-FAS | Safety | Safety Equipment | 35741 | SQ | lifeline |  | Fall Arrest Sytem (Harness and Lanyard), Safety Equipment
86865 | 83175 | WTR-PLW-PPE-0102-SUS | SCBA Facemask | WTR-WEST-SES | PPE,SCBA | Safety Equipment | 47442 | PPE | http://www.toronto.ca/TWONTO#self-contained_breathing_apparatus |  | Safety & Lifting Devices
18433 | 5693 | FHA-SES-LDR-0111 | FHA-SES-LD-0056 - 16' Single Ladder Aluminum( Upper/Lower Flume ( Venturi )) | FHA-SES | Safety | Safety Equipment |  | LDR | http://www.toronto.ca/TWONTO#ladder |  | Safety & Environmental Services
34635 | 40332 | MAIN-295 | Main 295 | WTR-LWA | [6 empty] | Work Area 2 Central Mains and Chambers
38782 | 50606 | TAB-ACC-AHU-4477 | AHU, Aux Bldg | TAB-ACC-AHU | Air Handling Unit | HVAC |  | AHU | http://www.toronto.ca/TWONTO#air_handler_unit |  | Air Handling Unit & Supply Fan
66414 | 23392 | THC-SPC-CPU-1601 | SCADA Operator Workstation,Centrifuge Floor,WAS Thickening Building | THC-THK-CF-0200 | SCADA | Communications Equipment |  | CPU | http://www.toronto.ca/TWONTO#operator_interface_terminal |  | Centrifuge,WAS Thickening
113449 | 47343 | TAB-ELS-SQ-5025 | Cross Arm Strap(Faim) | TAB-ELS-SQ-FALL ARST | PPE,Harness | Safety Equipment |  | SQ | lifeline |  | Fall Arrest -Safety Harness & Lanyard
50947 | 89675 | TAB-PRM-PSL-2502? | Switch Pressure,Low, Pump-2502 Suction | TAB-SUSPENDED ENTITY | Switch,Pressure | Switch | 34235 | PSL | http://www.toronto.ca/TWONTO#pressure_switch |  | Suspended entities
32220 | 34834 | COL-SKW-CH-0005 | Manhole, Tank Discharge to Asbridge Treametn Plant | COL-SKW | Chamber |  |  | CH |  |  | Kew Beach Detention Tank (Kenilworth)-storm
69715 | 98983 | THR-BG-FSL-0211 | Switch, Flow, Low, Lube Oil Discharge, Stage 2 Inlet, Compressor 0201, Gas Compressor Bldg | THR-BG-C-0201 |  | Switch |  | FSL | http://www.toronto.ca/TWONTO#flow_switch |  | Compressor, Centrifugal, Fuel Gas, Compressor Building, Gas Compressor (And Dryer), for COGEN
25955 | 9792 | COL-PSS-FEQ-0001S | Fire Prevention, Extinguisher | COL-PSS | Fire Prevention,Extinguisher |  | 42717 | FEQ |  |  | Scott Sewage Pumping Station
38753 | 73527 | SWM-PET-CP-0005 | Control Panel, Operator | SWM-PET-MISC | Control Panel |  |  | CP |  |  | Miscellaneous Equipment
71195 | 98514 | THR-DIG-FSL-2319 | Flow Switch, Pump Seal Water | THR-DIG-P-2319 | Transmitter,Pressure | Switch |  | FSL | http://www.toronto.ca/TWONTO#flow_switch |  | Pump, Centrifugal, Sludge Recirculation, Tank 0900
119677 | 35449 | TAB-WA1-SQ-1108 | Sling | TAB-WA1-SQ-1000 | Lifting Device,Sling | Lifting Device |  | SQ | http://www.toronto.ca/TWONTO#fall_protection_sling |  | WA1 Lifting Devices and Slings
41115 | 71437 | TAB-ACC-PS-7201 | Switch, Pressure, Z Bldg 2nd Flr, Deaerator 2 | TAB-ACC-MEQ-7201 | Switch,Pressure | Switch |  | PS | http://www.toronto.ca/TWONTO#pressure_switch |  | Tank, Deaerator No.2
21459 | 55517 | FHO-DEW-T-1001 | Tank, Sump Well, Drainage & Sump Pumps, S4 Fluoride Storage Room | FHO-DEW |  | Tank |  | T | http://www.toronto.ca/TWONTO#storage_tank |  | Dewatering & Drainage
16421 | 3683 | FHA-FLT-MX-0901 | FHA-FLT-SW-0901 - Sweeps, Surface Wash, Filter #9 | FHA-FLT-F-0901 | Filter | Filter |  | MX | filter_sweeping_arm |  | Filter #09, Filter Building, West Filter Gallery South
24354 | 91344 | FHO-MCS-MT-1104 | Personal Tool Kit G. Little | FHO-MCS-MEQ | Machine Tool | Tool | 34667 | MT | tool_kit |  | Machine Shop & Equipment
93302 | 79300 | FHO-GRK-DR-2073S | Door, (FD-S2-73), Fire Rated, Admin Building, S2, West Loading Bay Door | FHO-GRK-FEQ-0001 | Fire Prevention,Door | Door |  | DR | http://www.toronto.ca/TWONTO#fire_rated_door
43835 | 671 | FCL-ACC-FS-0406 | Switch, Loss of Water Flow, Chilled Water System, High Lift Heating & Ventilation Room | FCL-ACC-P-0401,2 | Switch,Flow | Switch |  | FS | http://www.toronto.ca/TWONTO#flow_switch |  | Pump Stn.-Chilled Water Sys. CU-1, PCW-1, PCW-2
26832 | 53344 | FHO-TRW-PSL-0004 | Switch, Pressure, Low, Priming Pump Control, TRW Building, S3, Compressor Room | FHO-TRW-VP | Switch,Pressure-Low | Switch |  | PSL | http://www.toronto.ca/TWONTO#pressure_switch |  | Vacuum Priming
38723 | 21531 | SWM-PDU-MISC | Miscellaneous Equipment | SWM-PDU | [6 empty] | Dunker's Storm
64926 | 77412 | THC-PRM-T-1110 | Oil Tank, Hydraulic Power System for Sludge Bottom Scraper Mechanism, Primary Clarifier 1100, NW Plant | THC-PRM-T-1100 | Tank,Reservoir | Tank |  | T | http://www.toronto.ca/TWONTO#chemical_storage_tank |  | Tank, Primary Clarifier
59239 | 53605 | THC-ACC-HTR-6501 | Heater, Heating Coil, Glycol, 2nd Floor Mech Room #1, Headworks | THC-ACC-AHU-6500 | Heater | HVAC |  | HTR | heating_coil |  | Air Handling Unit, Pipe Gallery, 2nd Floor Mech Room #1, Headworks
143974 | 32610 | WTR-PHL-FEQ-SUS | Fire Equipment, High Level Pumping Station | WTR-PHL |  |  | 45018 |  |  |  | High Level Pumping Station
119885 | 51325 | TAB-WA3-SQ-1941 | Self Retracting Lifeline, 50Ft. | TAB-DEW-SQ-0010 | PPE,Lanyard | Safety Equipment |  | SQ | self_retracting_line |  | WA3 Fall arrest systems portable cranes/hoists, come alongs, slings, wire rope, chains, electrical equipment etc.,
8647 | 50385 | COL-RBB-UPS-0001 | UPS, Sample Room | COL-RBB-MISC | Uninterruptible Power Supply |  |  | UPS |  |  | Miscellaneous Equipment
105841 | 11590 | TAB-ACC-AC-0501 | Conditioner, Air,MCC Room South of Digester 5-8 | TAB-ACC-ACC-0501 | H.V.A.C.,Air Conditioner | HVAC |  | AC | http://www.toronto.ca/TWONTO#air_condition |  | Conditioner, Air, Digester 1-4 MCC Room South of Digester 5-8, Outside(2 Tons)
58487 | 61880 | THC-ACC-DM-0151 | Damper,Air Compressor 9040 Ventilation,Air Treatment Building | THC-AI-C-9040 | Air Handling Unit | HVAC |  | DM | http://www.toronto.ca/TWONTO#air_damper |  | Compressor, Instrument Air, Bldg. G
145737 | 42110 | WTR-PPD-PSL-0001 | Switch, Pressure-Low, Suction from Harris Tunnel | WTR-PPD-TRW | Switch,Pressure-Low | Switch |  | PSL | http://www.toronto.ca/TWONTO#pressure_switch |  | Treated Water (Transmission)
54531 | 2522 | TAB-STR-SQ-0010 | Emerg. Eyewash & Shower Stns,Sodium Hypo Tanks Room North Side | TAB-AER-STRC | PPE,Eyewash Station | Safety Equipment | 32921 | SQ | http://www.toronto.ca/TWONTO#emergency_eyewash_and_shower |  | Building Services, Safety, Drains & Plumbing - Air Emission Houses
41526 | 69015 | TAB-ACC-TSL-1836 | Switch,Temperature,Low,Supply Air , | TAB-ACC-AHU-1836 | Switch,Temperature | Switch |  | TSL | http://www.toronto.ca/TWONTO#temperature_switch |  | AHU, Blower Bldg
6360 | 23931 | COL-PMY-DM-0011 | Damper, Gas | COL-PMY | Damper/Louver |  |  | DM |  |  | Maryport Sewage Pumping Station
9166 | 15684 | COL-YKP-FAK-0012S | First Aid Kit, Truck #043194 (Sierra 1500) | COL-W-OBSOLETE | Safety,First Aid Kit | Safety Equipment | 41250 | FAK | http://www.toronto.ca/TWONTO#first_aid_kit |  | Col West Obsolete Entities
137885 | 17591 | THR-PRM-T-0800 | Tank, Primary Clarification - Primary Tank - South | THR-PRM-SOUTH | Tank | Tank |  | T | http://www.toronto.ca/TWONTO#clarifier |  | Primary Treatment, South Primary
4567 | 31806 | COL-PGB-RPU-0001 | Remote Processing Unit | COL-PGB | RPU |  |  | RPU |  |  | Governors Bridge Sewage Pumping Station
66380 | 72994 | THC-SES-SQ-610977144 | SCBA Unit, Kit, T2 Shop | THC-SES-SQ-SCBA | PPE,SCBA | Safety Equipment |  | SQ | http://www.toronto.ca/TWONTO#self-contained_breathing_apparatus |  | SCBA Units, virtual entity
120591 | 99913 | THC-ACC-F-5901 | Filter,Outdoor Air,AHU-5910,Disinfection Bldg | THC-ACC-AHU-5900 |  | Filter |  | F | http://www.toronto.ca/TWONTO#replaceable_air_filter |  | Air Handling Unit,Disinfection Bldg
131639 | 30513 | THR-CG-LSL-1263 | Switch, Level, Low, Engine Oil Sump, Lube Oil System, Engine-Gen 1201 | THR-CG-ENG-1201 |  | Switch |  | LSL | http://www.toronto.ca/TWONTO#level_switch |  | Engine, Generator NT1788901, Engine Room, Engine-Generator & Heat Recovery System
9010 | 7619 | COL-CCC-MISC | Miscellaneous Equipment | COL-CCC | [6 empty] | Charles Caccia Park Storm Sanitary Combined Water Tank
32196 | 18193 | COL-RBG-SP-0414 | Sampler, Overflow | COL-RBG-MISC | Sampler |  |  | SP |  |  | Miscellaneous Equipment
126419 | 22852 | THC-MCS-LD-0000000020 | LIFTING SUPPORT STRUCTURE - GANTRY (insp Liftsafe) | THC-MCS-LD | Lifting Device | Lifting Device |  | LD | lifting_device_support |  | Mechanical Services, Lifting Device
117186 | 22593 | TAB-RSP-G-2016B | Sluice Gate, Raw Sewage Outlet from Screen # 6 to Low Level Wet Well | TAB-RSP-SC-M | Valve,Sluice Gate | Gate |  | G | http://www.toronto.ca/TWONTO#channel_gate
135583 | 80990 | THR-FT-FSL-4405 | Switch, Flow-Low, Seal Water, Pump P-4405, RAS Pumping - South | THR-FT-P-2724 | Switch,Pressure-Low | Switch |  | FSL | http://www.toronto.ca/TWONTO#flow_switch |  | Pump, Centrifugal, Secondary Treatment,Tunnel 23 North, RAS Pumping - North
132176 | 80360 | THR-DCL-T-0001 | Tank, Containment, SBS, NaHSO3 Pump 0100 & 0200 | THR-DCL-T | Tank | Tank |  | T | http://www.toronto.ca/TWONTO#chemical_storage_tank |  | Tank, Containment and Storage, Sodium Bisulphite
68933 | 44906 | FCL-WWW-FSL-7013 | Switch, Flow, Low, Discharge, Before SO2 Chlorine RMF Sampling Pumps, Effluent Chamber | FCL-WWW-P-7013A |  |  |  | FSL |  |  | Pump, Sample Before SO2 Chlorine, RMF dechlorination
8833 | 69414 | COL-SMC-LSH-0203 | Switch, Level-High | COL-SMC | Switch,Level |  |  | LSH |  |  | Maclean Detention Tank-storm
137355 | 84221 | THR-PLT-HS-1234 | Switch, Hand, Conveyor 1234, Path B, Preliminary Treatment, Grit Removal - Vortex - South Plant (Head house) | THR-PLT-CV-1234 | Switch,Hand | Switch |  | HS | hand_switch |  | Conveyor, Screw, Path 4, Preliminary Treatment, Grit Removal - Vortex - S
94870 | 89760 | FHO-SES-SQ-6102 | Davit Arm, Serial Number 50212, Main Floor, Flocculation Gallery, | FHO-SES-SQ-0005 | PPE | Safety Equipment |  | SQ | http://www.toronto.ca/TWONTO#fall_arrest_Davit_arm |  | Fall Arrest Systems
14287 | 29344 | COL-PHB-LSLL-0101 | Switch, Level Low-Low | COL-PHB-MISC | Switch,Level | Switch |  | LSLL | http://www.toronto.ca/TWONTO#level_switch |  | Miscellaneous Equipment
107510 | 68067 | TAB-ACC-T-2220 | Tank, Hot Water Expansion Tank | TAB-ACC-HE-2220 |  | Tank |  | T | expansion_tank |  | Heat Exchanger, Glycol Heat Exchanger
104662 | 99035 | NR3109E | Unit Heater,Convection,P.W.P.S.-H-5 | TAB-ACC-HTR | H.V.A.C.,Heater | HVAC |  |  | http://www.toronto.ca/TWONTO#heater |  | Heaters- Convection,
4344 | 93048 | COL-PLB-D-0100 | Dehumidifier, Motor Floor | COL-PLB-AUX-MECH | H.V.A.C.,Dehumidifier | HVAC |  | D | http://www.toronto.ca/TWONTO#dehumidifier |  | Mechanical Equipment
139907 | 87579 | TNT-AER-RX-0203 | Reactor, Mabr Cassette, Aeration Tank 2 - Mabr Cassette 3, Aeration | TNT-AER-T-0200 |  |  |  | RX |  |  | Tank,Aeration, # 2
18678 | 63016 | FHA-SES-SQ-0071 | Safewaze 3512-0241 6’ shock absorber lanyard Ser 77613 | FHA-SES-SQ-6 |  | Safety Equipment |  | SQ | lifeline |  | Safety Fall Protection Equipment
21958 | 77636 | FHO-ELS-WR-1105 | Welding Receptacle, Ozone Building, L1, Mechanical Room 1 | FHO-ELS-LTG |  | Power Distribution Panel |  | WR | http://www.toronto.ca/TWONTO#welding_receptacle |  | Facility Electrical System
59057 | 15824 | THC-ACC-HTR-0328 | Air Heater, Building M | THC-ACC-HEATERS | H.V.A.C.,Heater,Unit | HVAC |  | HTR | http://www.toronto.ca/TWONTO#heater |  | Air Heaters, Building M
11481 | 58436 | FCL-CHEM-BLDG | Building Location | FCL-EUS | [6 empty] | Production & End User Support
132181 | 25872 | THR-DCL-T-0100 | Tank, Sodium Bisulphite Storage | THR-DCL-T | Tank | Tank |  | T | http://www.toronto.ca/TWONTO#chemical_storage_tank |  | Tank, Containment and Storage, Sodium Bisulphite
93352 | 92884 | FHO-GRK-DR-5012S | Door, (FD-S5-12), Fire Rated, TRW Building, S5, TRW Suction Station East to Ozone Building | FHO-GRK-FEQ-0001 | Fire Prevention,Door | Door |  | DR | http://www.toronto.ca/TWONTO#fire_rated_door
4282 | 87181 | COL-PFB-JIT-0001 | Meter, Power Indicating Transmitter, Main Power | COL-PFB | Meter |  |  | JIT |  |  | Fallingbrook Pumping Station
113781 | 99577 | TAB-MCS-SQ-8001 | Windsock, Chorine Bldg | TAB-SES-SQ |  |  |  | SQ |  |  | WA7 Safety Equipment
106575 | 22099 | TAB-ACC-FN-6591 | Fan, Centrifugal, Supply Air, AHU-6590, Workshop Roof, Screen Bldg., P Bldg. | TAB-ACC-AHU-6590 | Fan,Centrifugal | HVAC |  | FN | http://www.toronto.ca/TWONTO#blower_or_fan_with_drive |  | Air Handling Unit, Workshop Roof, P Bldg.
21085 | 19732 | FHO-CLB-CHL-0101 | Chlorinator, Post Chlorination Train 1 West, Chemical Building, L1, Evaporator Room | FHO-CLB-CHL-0101-KQ | Chemical Feeder,Gas | Chemical Feeder |  | CHL | http://www.toronto.ca/TWONTO#chlorinator_system |  | Post ChlorinationTrain 1
21965 | 45948 | COL-PMYB-MISC | Miscellaneous Equipment | COL-PMB | [6 empty] | Metro Building #2 Sewage Pumping Station
55564 | 67500 | TAB-WA2-SQ-1228 | EE2 - 903 Nylon Sling | TAB-SES-LD | Lifting Device,Sling | Lifting Device |  | SQ | synthetic_web_sling |  | WA2 Lifting devices
92195 | 79110 | WTR-PJS-MCC-0101 | Motor Control Center | WTR-PJS-BUS-0101 | Control Panel,MCC | Motor Control Center |  | MCC | http://www.toronto.ca/TWONTO#LV_electrical_panel |  | Electrical Bus
25961 | 70987 | COL-PSS-GC-0001 | Grit Chamber | COL-PSS |  |  |  | GC |  |  | Scott Sewage Pumping Station
107796 | 31963 | TAB-ACC-TSL-1451 | Switch, Temperature-Low, Air Handling Unit, Locker Room | TAB-ACC-AHU-1450 | Switch,Temperature-Low | Switch |  | TSL | http://www.toronto.ca/TWONTO#temperature_switch |  | Air Handling Unit, Locker Room
126407 | 67054 | THC-MCS-LD-0000000001 | BELOW THE HOOK ATTACHMENT SPREADER BAR\BAG LIFTER (insp Liftsafe) | THC-MCS-LD | Lifting Device | Lifting Device |  | LD | http://www.toronto.ca/TWONTO#fall_protection_sling |  | Mechanical Services, Lifting Device
126916 | 17317 | THC-OCS-STR-1021 | Strainer,Humidification Pump P-1020,Odour Control System,Thickening Building | THC-OCS-P-1020 | Filter | Plumbing |  | STR | http://www.toronto.ca/TWONTO#strainer |  | Pump,Centrifugal,Recirculation,Humidifier HU-1000,Odour Control System,Thickening Building
39164 | 36227 | SWM-SOS | Old Sheppard Park Storm Water Tank | COL-SWQTF-STM |  | Tank |  |  | http://www.toronto.ca/TWONTO#detention_tank |  | Storm
79940 | 9433 | THR-WA2-LD-63-21 | Sling, Nylon, Work Area 2 (Sr 1472763-21) SIZE; 1" X 3', | THR-SES-LD | Lifting Device,Sling | Lifting Device |  | LD | synthetic_web_sling |  | Lifting Device, Safety Equipment
12536 | 59923 | COL-PCU-TSH-0101 | HVAC, Switch, Temperature, Pump Floor, Cumber PS | COL-PCU-AUX-MECH | Switch,Temperature | Switch |  | TSH | http://www.toronto.ca/TWONTO#temperature_switch |  | Mechanical Equipment
140571 | 27927 | TNT-FT-T-1600 | SumpTank # 6 | TNT-FT-SUMP | Tank,Reservoir | Tank |  | T | http://www.toronto.ca/TWONTO#storage_tank |  | Sump Pumps- Aeration Gallery Bsmt
69081 | 34088 | THR-ACC-WA2 | Air Conditioning, AHU, HVAC,Work Area2 | THR WORK AREA 2 | [6 empty] | Liquid Handling
120479 | 27712 | THC-ACC-DM-0613 | Damper,Motorized,Exhaust Fan FN-0610,South Pumping Station,Plenum Shaft,Basement Level | THC-ACC-FN-0610 |  | HVAC |  | DM | http://www.toronto.ca/TWONTO#air_damper |  | Fan,Centrifugal,Exhaust,South Pumping Station,Plenum Wall,Ground Level
104951 | 51764 | NX3054A | Fan, Air Intake Unit, Dewatering Bldg. Main Roof, West (S1) | NX3054 | Fan | HVAC |  |  | http://www.toronto.ca/TWONTO#blower_or_fan_with_drive |  | AHU, Dewatering Bldg, Main Roof, West (S1)
83202 | 35756 | THR-PRM-OIT-0902 | Remote Processor Unit, SCADA,North Primary Tank 9(Wireless) (172.22.37.137) | THR-SPC | RPU | Remote Processor Unit |  | OIT | http://www.toronto.ca/TWONTO#RPU_panel |  | Process Control Systems - Services Area
134694 | 79804 | THR-ELS-FST | Electrical System, Final Sedimentation Tanks & Galleries | THR-ELS | [6 empty] | Electrical Power System
66525 | 32318 | THC-STR-LSHH-0165 | Level Switch High,T33 West Final Tank 0700 & 0800, Old Plant | THC-STR-P-0165 | Switch,Level | Switch |  | LSHH | http://www.toronto.ca/TWONTO#level_switch |  | Pump, Sump, Secondary Treatment
25470 | 69465 | COL-PSM-LSHH-0105 | Switch, Level High-High | COL-PSM-MISC | Switch,Level |  |  | LSHH |  |  | Miscellaneous Equipment
24239 | 67566 | FHO-SES-FAK-1501 | First Aid Kit Station, Ozone Building, L1, Hallway | FHO-SES-SQ-0004 | Safety,First Aid Kit | First Aid |  | FAK | http://www.toronto.ca/TWONTO#first_aid_station_equipment |  | First Aid
66352 | 49813 | THC-SES-MEQ-BD6F1F | FALL ARREST- HARNESS (insp Liftsafe) - SHAWN | THC-MCS-LD | PPE | Lifting Device |  |  | http://www.toronto.ca/TWONTO#fall_arrest_harness |  | Mechanical Services, Lifting Device
131613 | 36029 | THR-CG-FS-1101 | Switch, Flow, Discharge, Pumps 1103 and 1104, Lube Oil System, Engine-Gen 1101 | THR-DIG-P-0101 |  | Switch |  | FS | http://www.toronto.ca/TWONTO#flow_switch |  | Pump, Positive Displacement, Transfer, New Oil, Lube Oil System, Gas Compressor Building
61177 | 7483 | THC-ELS-SQ-6279201 | Spares, Electrical Safety rubber gloves, High Voltage, Class 0, # 6279201 | THC-SES-SQ | PPE,Insulated Glove | Safety Equipment |  | SQ | http://www.toronto.ca/TWONTO#rubber_insulating_gloves |  | Safety Equipment
27542 | 75153 | FIS-ELS-F-2101B | Filter, Fuel Oil, Transfer Pump P-2101B Suction, Workshop Building, Transfer Pump Room | FIS-ELS-P-2101B |  | Filter |  | F | http://www.toronto.ca/TWONTO#replaceable_oil_or_fuel_filter |  | Pump, Centrifugal, Transfer, Storage Tank T-2101 to Day Tank 2102, Workshop Building, Pump Room
96600 | 49882 | FIS-ELS-CBL-5521 | Cable,HV,4.16 kV,Filter Building,Mezzanine,FIS-ELS-BUS-0500,Feeder,FIS-BW-P-0201 | {FIS-ELS-CBL} |  |  |  | CBL |  |  | Asset Group,ELS Lines,13.8 kV / 4.16 kV
79953 | 13157 | THR-WA2-LD-889-7 | Sling, Nylon, Work Area 2 (Sr 788889-7) SIZE; 1" X 8', | THR-SES-LD | Lifting Device,Sling | Lifting Device |  | LD | synthetic_web_sling |  | Lifting Device, Safety Equipment
4055 | 62814 | COL-PCU-GEN-5200 | Generator, Electricity | COL-PCU-SUSPENDED | Generator |  | 34940 | GEN |  |  | Cumber P.S.suspended entities
136654 | 46664 | THR-ITS-COM-4100 | Network Access Closet, SP RAS Pumping Station - South | THR-ELS-COMM | Network,Local Area Networks | Network |  | COM | http://www.toronto.ca/TWONTO#network_panel |  | Plant External & Internal Phone System
4544 | 6944 | COL-PGA-TSH-0101 | Switch,Temperature,High,Electrical Room | COL-PGA-MISC | Switch,Temperature-High | Switch |  | TSH | http://www.toronto.ca/TWONTO#temperature_switch |  | Miscellaneous Equipment
131065 | 52838 | THR-AER-PSH-1401 | Switch, Pressure-High, Lube Oil Tank, Blower 1411, Blower Building, Air Blower System | THR-AER-T-1401 | Switch,Pressure-High | Switch |  | PSH | http://www.toronto.ca/TWONTO#pressure_switch |  | Tank, Lube Oil, Blower 1411, Engine Room, Air Blower System
144276 | 74731 | WTR-PHL-VEH-0012 | HTO To Go Trailer # 290012 | WTR-PHL-TRW |  | Tank |  | VEH | trailer |  | Treated Water (Transmission)
108985 | 69215 | TAB-CHL-MCC-2001 | Motor Control Centre, Chlorination Building | TAB-DIS-ELS |  | Motor Control Centre |  | MCC | http://www.toronto.ca/TWONTO#LV_electrical_panel |  | Chlorine Building Electrical
79888 | 21911 | THR-WA1-LD-95-15 | Sling, Nylon, Work Area 1 (NYLON BELT SLING SIZE; 2" X 8' CAPACITY 6400Lbs SN 1538295-15) | THR-LD-NYLN-WA1 | Lifting Device,Sling | Lifting Device |  | LD | synthetic_web_sling |  | Slings, Nylon, Work Area 1
25177 | 86252 | COL-PSK-MON-0001 | Monitor | COL-PSK-MISC |  |  |  | MON |  |  | Miscellaneous Equipment
120192 | 77501 | THC - A01 - D004 | Door, Building A | THC-GRK-DR-A |  | Door |  |  | http://www.toronto.ca/TWONTO#door
55226 | 74446 | TAB-SLO-STR-0420 | Strainer, Pump suction | TAB-SLO-P-0420 | Strainer | Filter | 46254 | STR | http://www.toronto.ca/TWONTO#strainer |  | Biofilter Pump, Humidification Booster
109147 | 14837 | TAB-CW-SQ-9704 | Eye Wash & Shower Station, Gas Compressor Bldg, Compressor Room West wall | TAB-DIG-SQ | PPE,Eyewash Station | Safety Equipment |  | SQ | http://www.toronto.ca/TWONTO#emergency_eyewash_and_shower |  | Digester Gas Control Building.- Safety Equipment
93959 | 22360 | WTR-PRH-MCC-0201 | Motor Control Center, Incoming Line | WTR-PRH-BUS-0201 | Control Panel | Motor Control Center |  | MCC | http://www.toronto.ca/TWONTO#LV_electrical_panel |  | Switchgear, Power, Bus T2
121212 | 5044 | THC-ACC-T-0701 | Tank,Expansion,Heating Glycol Supply,HVAC Systems,Thickening Building | THC-ACC-BLDG J | Tank | Tank |  | T | expansion_tank |  | TWAS Building, HVAC
21803 | 71349 | FHO-ELS-MCC-1010 | Motor Control Centre, Raw Water PS, S7, Electrical Room | FHO-ELS-PS-0001 | Control Panel,MCC | Motor Control Centre |  | MCC | http://www.toronto.ca/TWONTO#LV_electrical_panel |  | Primary Power Equipment
29854 | 94674 | FIS-POL-FE-1101 | Switch,Flow-Low, Service Water Low Flow Alarm, Mixing Chamber Inlet, Skid 1100, Polymer Storage room | FIS-POL-P-1101 | Switch,Flow-Low | Switch |  | FE | http://www.toronto.ca/TWONTO#flow_switch |  | Pump,Diaphragm, Skid 1100, Polymer Storage room
106764 | 5316 | TAB-ACC-HE-6521 | Heat Exchanger, Mechanical Room No. 2, Screen Bldg., P Bldg. | TAB-ACC-AHU-6520 | Heat Exchanger | HVAC |  | HE | http://www.toronto.ca/TWONTO#heat_exchanger |  | Air Handling Unit, Mechanical Room no.2, Screen Bldg., P Bldg.
76225 | 46260 | FHO-ELS-DP-0309-SUS | Distribution Panel from MCC-0309 | FHO-ELS-PS-0001 | Control Panel,Power Distribution Panel | Motor Control Centre | 37595 | DP | http://www.toronto.ca/TWONTO#LV_electrical_panel |  | Primary Power Equipment
119728 | 36104 | TAB-WA1-SQ-1950 | Type1 SRD/SRL ( Self Retracting Device/ Self Retracting Lanyard) 6 Ft- Paul Conceicao | TAB-WA1-SQ-0001 | PPE,Harness | Safety Equipment |  | SQ | self_retracting_line |  | WA1 Fall Arrest System
44129 | 44228 | FCL-ACC-HTR-0323 | Heater, Baseboard, 208V, 750W, Admin Building, First Floor Courier Drop-Off 117, North Wall | FCL-ACC-ADMIN |  |  |  | HTR |  |  | Administration Building HVAC Equipment
50178 | 26450 | TAB-PLT-T-0121 | Grit Hopper #1 | TAB-PLT-T | Tank | Tank |  | T | http://www.toronto.ca/TWONTO#storage_tank |  | P Building - Grit Tanks 1-12 & Hoppers 1 - 6
44044 | 11299 | TAB-DEW-SERVICES | Dewatering Building Service & Safety Systems | TAB-WORK-AREA-SOL | [6 empty] | TAB Work Area Sol
113067 | 35310 | TAB-EL2-MCC-6672 | Motor Control Centre, 600V | TAB-EL2-MCC | Control Panel,MCC | Motor Control Centre |  | MCC | http://www.toronto.ca/TWONTO#LV_electrical_panel |  | Motor Control Center- South Substation
145917 | 64654 | WTR-PRH-PSH-1200 | Switch, Vacuum, Fuel Day Tank | WTR-PRH-T-1200 | Vacuum | Switch |  | PSH | http://www.toronto.ca/TWONTO#pressure_switch |  | Tank, Bulk Fuel Storage, Generator Room
67298 | 85763 | THC-TPA-PA-6046 | Speaker, Headworks, Lower Level 2, Blower Room S | THC-TPA-PA-6010A | Public Address System | Communications Equipment |  | PA | http://www.toronto.ca/TWONTO#public_annoucement_speaker |  | Paging Panel, Headworks, Electrical Room, Ground Floor
9344 | 61503 | COL-YKP-SRL-2000075 | Self Retrieval Line - 2000075 | YKP-BLD | Safety | Safety Equipment |  | SRL | self_retracting_line |  | Collections - 435 Kipling Ave. Building envelope
59442 | 96044 | THC - A01 - S163 | Door, Final # F1 Access House | THC-GRK-DR-TUNNEL |  | Door |  |  | http://www.toronto.ca/TWONTO#door
21143 | 14747 | FHO-CLB-PSL-0401 | Switch,Pressure Low,Outlet from Post East Chlorine Train 4 Tanks to Expansion Tank,Chem.Storage Rm. | FHO-CLB | Switch,Pressure-Low | Switch |  | PSL | http://www.toronto.ca/TWONTO#pressure_switch |  | Post Chlorination System
78881 | 11695 | THR-SES-SQ-3200 | Lanyard for Harness 6 ft, PPE Bhavin Shah | THR-SES-FAS | Safety | Safety Equipment |  | SQ | lifeline |  | Fall Arrest Sytem (Harness and Lanyard), Safety Equipment
59398 | 57313 | THC-DIG-LSH-5285 | Switch,Level-High,South-West Storm Sump,CP-5285,Building U | THC-DIG-CP-5285 | Switch,Level | Switch |  | LSH | http://www.toronto.ca/TWONTO#level_switch |  | Control Panel,Electrical,South-West Storm Sump,P-5285A & P-5285B,Building U
127455 | 34263 | THC-PRM-CH-0480 | Scum Pit, Tank 0400, Primary Clarifier | THC-PRM-T-0400 | Tank | Tank |  | CH | http://www.toronto.ca/TWONTO#storage_tank |  | Tank, Primary Clarifier
46922 | 8437 | FCL-ACC-OIT-0401 | OIT, High Lift Building BAS RPU-0401 Panel, High Lift Heating & Ventilation Room | FCL-ACC-RPU-0401 |  |  |  | OIT |  |  | RPU Panel, High Lift Building BAS, High Lift Heating & Ventilation Room
29547 | 78983 | FIS-SPC-RPU-1224 | Remote Processing Unit, Filter F-0400, Filter Building, Filter Gallery, Area Control Panel CP-0401 | FIS-FLT-F-0400 |  | Remote Processor Unit |  | RPU | http://www.toronto.ca/TWONTO#RPU_panel |  | Filter, Settled Water, Filter Building, Filter Gallery
69365 | 19594 | THR-AER-PSL-1315 | Switch, Pressure-Low, Pump 1315, Secondary Treatment, Aeration - Blower System - South | THR-AER-P-1215 | Switch,Pressure-Low | Switch |  | PSL | http://www.toronto.ca/TWONTO#pressure_switch |  | Pump, Centrifugal, Auxiliary Oil Supply to Blower 1211, Secondary Treatment, Aeration - Blower System - South
58542 | 64291 | THC-ACC-DM-0621 | Damper,Motorized,Exhaust Fan FN-0620,South Pumping Station,Electrical Room,Ground Level | THC-ACC-FN-0620 |  | HVAC |  | DM | http://www.toronto.ca/TWONTO#air_damper |  | Fan,Centrifugal,Exhaust,South Pumping Station,Electrical Room Roof
143509 | 74717 | WTR-PEL-FSL-0601 | Switch, Flow-Low, Fan 0601 | WTR-PEL-FN-0601 | Switch,Flow-Low | Switch |  | FSL | http://www.toronto.ca/TWONTO#flow_switch |  | Fan, Supply, Air, Pump 0600
114548 | 26780 | TAB-PLT-G-5402 | Gate, Knife Gate, Pneumatic, Screenings Outloading Conveyor 5400, Conveyor Area | TAB-PLT-CV-5400 | Valve,Knife Gate | Gate |  | G | http://www.toronto.ca/TWONTO#valve
79777 | 85506 | THR-WA1-LD-0039 | Sling, Nylon, Work Area 1 (NYLON BELT SLING SIZE; 3" X 10` CAPACITY 4800Lbs SN )) | THR-LD-NYLN-WA1 | Lifting Device,Sling | Lifting Device |  | LD | synthetic_web_sling |  | Slings, Nylon, Work Area 1
80376 | 83597 | FHA-SED-ZSH-0603F | Switch, Limit, Access Hatch Zone 3, Settling Basin T-0601 | FHA-SED-ZSH-0603 |  | Security System |  | ZSH | http://www.toronto.ca/TWONTO#position_switch |  | Switch, Limit, Access Hatch Zone 6
13787 | 34785 | COL-MTI-OIT-2400 | Operator Interface Terminal,Spadina Control Chamber No.24, MTI | COL-MTI-CH-2400 | Control Panel,Operator | Remote Processor Unit |  | OIT | http://www.toronto.ca/TWONTO#operator_interface_terminal |  | Chamber,Spadina Control Chamber No.24, MTI
33636 | 18346 | COL-YKP-DA-0018S | Davit Arm Assembly with Davit-158076 | COL-YKP-DA | Safety | Safety Equipment | 45982 | DA | http://www.toronto.ca/TWONTO#fall_arrest_Davit_arm |  | Davit Arm Assembly
21801 | 6174 | FHO-ELS-MCC-0920 | Motor Control Centre, Admin Building, S4, Main Electrical Room | FHO-ELS-PS-0001 | Control Panel,MCC | Motor Control Centre |  | MCC | http://www.toronto.ca/TWONTO#LV_electrical_panel |  | Primary Power Equipment
19288 | 76514 | FHA-WWW-SUMP- CF FEED | Sump Systems Centrifuge Feed Pump | FHA-WWW-SUMP | [6 empty] | Sump Systems
55047 | 15301 | TAB-THK-POL | Polymer System | TAB-WORK-AREA-SOL | [6 empty] | TAB Work Area Sol
24554 | 94808 | COL-PRD-LSLL-0101 | Switch, Level Low-Low | COL-PRD | Switch,Level |  |  | LSLL |  |  | Redland Pumping Station
114323 | 65334 | TAB-PLT-CP-5590 | Control Panel, Pumps P-5590&5591, Vacuum Truck Unloading Bay | TAB-EL1-MCC-6228 | Control Panel,Electrical | Power Distribution Panel |  | CP | http://www.toronto.ca/TWONTO#process_control_panel |  | Motor Control Centre 600V - D Bldg
39017 | 1827 | SWM-PWD-JIT-0001 | Meter, Power Indicating Transmitter, Main Power | SWM-PWD-MISC | Meter |  |  | JIT |  |  | Miscellaneous Equipment
32990 | 13220 | KR2253A | Unit Heater, Silo #3, 5th Floor, Silo Building | TAB-ACC-HTR | H.V.A.C.,Heater | HVAC |  |  | http://www.toronto.ca/TWONTO#heater |  | Heaters- Convection,
61859 | 38582 | THC-GRK-DR-0003 | Gate, Digestion Entrance | THC-GRK-PRTY-0001 | Door,Access | Security System |  | DR | http://www.toronto.ca/TWONTO#door |  | Grounds and Property - THC
7316 | 40312 | COL-PSL-FQ-0001 | Meter, Flow | COL-PSL | Meter,Flow |  |  | FQ |  |  | Sewells Road Sewage Pumping Station
76188 | 13084 | THR-MCS-LD-6245S | Come Along, Work Area 2 | THR-LD-WA2 | Lifting Device,Chain | Lifting Device | 41081 | LD | winch |  | Lifting Devices, Chain Hoist, Come Along & Slings
76612 | 32623 | THR-DR-WA4 | Overhead Doors, Work Area4 | THR-MCS-WA4 | Door,Overhead | Door |  |  | http://www.toronto.ca/TWONTO#roll_up_door
112821 | 99445 | TAB-EL1-SW-1503 | Switch,Load Break,Power,13.8 KV Supply,A-25-BN | TAB-EL1-BUS-1502 | Load Break Switch | Switch |  | SW | http://www.toronto.ca/TWONTO#load_break_disconnect_switch |  | Electrical Distribution Cabinet,13.8 KV
68611 | 21756 | FHO-ACC-F-0508 | Filter, Dry Air, Raw Water HVAC Fan FN-0505, S8, Raw Water HVAC Room | FHO-ACC-FN-0505 |  | Filter |  | F | http://www.toronto.ca/TWONTO#replaceable_air_filter |  | Fan, Air Circulating Unit, Raw Water HVAC, S8 RAW Water HVAC Room, South East
47387 | 32170 | TAB-EL1-MCC-6624 | Motor Control Centre | TAB-DIG-ELQ-T5-8 | Control Panel,MCC | Motor Control Centre |  | MCC | http://www.toronto.ca/TWONTO#LV_electrical_panel |  | Digester Tanks 5-8, Electrical Equipment
35027 | 5643 | COL-YKP-FAK-080122 | First Aid Kit, Truck # 080122 (2022 FORD F550) | COL-YKP | Safety,First Aid Kit | Safety Equipment |  | FAK | http://www.toronto.ca/TWONTO#first_aid_kit |  | Kipling Yard
52919 | 28191 | TAB-PLT-G-0503 | Gate, Slide, Unwatering Drain, Screen Channel No. 5 Effluent | TAB-PLT-SC-0400 | Gate,Sluice,Act. | Gate |  | G | http://www.toronto.ca/TWONTO#channel_gate
68473 | 9020 | THR-ACC-T | Air Conditioning, Glycol Heating Packages | THR-ACC-WA3 | Tank | Tank |  |  | http://www.toronto.ca/TWONTO#chemical_storage_tank |  | Air Conditioning, Boiler, Fans & AHU
62526 | 57355 | THC-MCS-LD-0000000016 | LIFTING SUPPORT STRUCTURE - MONORAIL (insp Liftsafe) | THC-MCS-LD | Lifting Device | Lifting Device |  | LD | lifting_device_support |  | Mechanical Services, Lifting Device
21928 | 1626 | COL-PMY-SW-0001 | Switch, Disconnect | COL-PMY-MISC | Switch |  |  | SW |  |  | Miscellaneous Equipment
52922 | 18932 | TAB-RSP-PIP-1000 | T Building , Raw Sewage Piping | TAB-RSP-T |  |  |  | PIP |  |  | T Building
108954 | 7929 | TAB-CHLORINATION-BLD | Building Location | TAB-EUS | [6 empty] | Production & End User Support
34401 | 47797 | COL-YKP-DA-183127 | Davit Upper Arm-183127 | COL-YKP-DA | Safety | Safety Equipment |  | DA | http://www.toronto.ca/TWONTO#fall_arrest_Davit_arm |  | Davit Arm Assembly
73789 | 36131 | THR-ELS-LSH-0002 | Switch,Level-High,Basement South Center Wall,Basement Sump Pump CP-0102 Start Lead Pump Float | THR-ELS-CP-0102 |  | Switch |  | LSH | http://www.toronto.ca/TWONTO#level_switch |  | Control Panel,Electrical,Basement South Wall,Basement Sump Pump Control Panel
89125 | 36016 | WTR-RLL | Leslie Tank | WTR-EAST-TNK |  | Tank |  |  | http://www.toronto.ca/TWONTO#collection_of_assets |  | Work Area 1 EAST Tanks
66340 | 3237 | THC-SES-MEQ-5901 | Anchor,Fall Arrest,Disinfection Building,Roof | THC-MCS-LD-G |  | Safety Equipment |  | MEQ | fall_arrest_anchor |  | Lifting Devices, Chemical storage, Building G
24663 | 45498 | COL-PRX-FEQ-0002S | Fire Prevention, Extinguisher | COL-PRX | Fire Prevention,Extinguisher |  | 40962 | FEQ |  |  | Roxborough Sewage Pumping Station
107531 | 23018 | TAB-ACC-T-5855 | Tank, Expansion,Pump Discharge | TAB-ACC-P-5854 | Tank,Non-Pressurized | Tank |  | T | expansion_tank |  | Pump,Glycol Make Up
132438 | 65979 | THR-DIG-FSL-3115 | Flow Switch, Pump Seal Water | THR-DIG-T-7-8 | Transmitter,Pressure | Switch |  | FSL | http://www.toronto.ca/TWONTO#flow_switch |  | Digester, Entities Common to Tanks 7-8
9106 | 50059 | COL-YKP-DA-1726955 | Davit Base Leg-1726955 | COL-YKP-DA | Safety | Safety Equipment |  | DA | davit_base |  | Davit Arm Assembly
109615 | 74212 | TAB-DEW-MEQ-3002 | Dry Polymer Feeder #2 Eductor | TAB-DEW-FD-3002 | Conveyor | Chemical Feeder |  | MEQ | http://www.toronto.ca/TWONTO#ejector |  | Dry Polymer Hopper #2 Feeder
143236 | 83250 | WTR-PAH-MCC-0101 | Motor Control Center | WTR-PAH-TR-0301 | Control Panel,MCC | Motor Control Center |  | MCC | http://www.toronto.ca/TWONTO#LV_electrical_panel |  | Transformer, Power Dry, BUS 0101, Secondary
72889 | 16706 | THR-DIS-PSH-0100 | Switch, Pressure, High, Pump skid 1, Disinfection Building Main Floor | THR-DIS-P-0110 | Switch,Pressure-High | Switch |  | PSH | http://www.toronto.ca/TWONTO#pressure_switch |  | Pump, Diaphragm, Chemical Metering, Skid#1 Disinfection Building Main Floor
93356 | 43064 | FHO-GRK-DR-7002S | Door, (FD-S7-02), Fire Rated, Raw Water Building, S7, Stairway 1 | FHO-GRK-FEQ-0001 | Fire Prevention,Door | Door |  | DR | http://www.toronto.ca/TWONTO#fire_rated_door
5955 | 23511 | COL-PLV-LSL-0102 | Switch, Level-Low | COL-PLV-MISC | Switch,Level |  |  | LSL |  |  | Miscellaneous Equipment
78957 | 19401 | THR-SES-WA2 | Safety & Environmental Services, WA2 | THR WORK AREA 2 | Safety | Safety Equipment |  |  | http://www.toronto.ca/TWONTO#collection_of_assets |  | Liquid Handling
130302 | 46560 | THR-ACC-NX-744 | HVAC, Air Conditioning Unit, Centralized AC,Chlorine Bldg | THR-ACC-DIS | H.V.A.C.,Air Conditioner | HVAC |  | NX | http://www.toronto.ca/TWONTO#air_condition |  | Air Conditioning, HVAC, Chlorine Building
21342 | 30752 | FHO-ELS-DP-0812 | Distribution Panel, 600V, Panel Board, MCC-0720, Admin Building, S4, Main Electrical Room | FHO-ELS-MCC-0720 |  | Power Distribution Panel |  | DP | http://www.toronto.ca/TWONTO#LV_electrical_panel |  | Motor Control Centre, Admin Building, S4, Main Electrical Room
18574 | 19395 | FHA-SES-SPL-0405 | FHA-SES-SPILL-8 - Spill Response Kit 8- RMF Oil Storage Area | FHA-SES-SM |  | Safety Equipment |  | SPL | http://www.toronto.ca/TWONTO#spill_kit |  | Spill /Waste Management
73948 | 68461 | THR-ELS-SQ-0999 | Electrical Rubber Gloves, PPE Issued to Nick Saceleano 10kV | THR-ELS-SQ-ERG | Safety | Safety Equipment |  | SQ | http://www.toronto.ca/TWONTO#rubber_insulating_gloves |  | Electrical Rubber Gloves, Safety Equipment
40516 | 17888 | DOS-YCM-FAK-VEH67046 | First Aid kit in vehicle # 67046 | DOS-YCM-VEH-67046 | Safety,First Aid Kit | First Aid |  |  | http://www.toronto.ca/TWONTO#first_aid_kit |  | 2013 FORD F250 4X4 - Vehicle Unit# 67046
138695 | 74810 | THR-SES-SQ-0003 | Eyewash Station, Disinfection Building,,Loading Bay North door Fillstation Area | THR-SQ-PEWS-WA1 | Safety,Eye wash | Safety Equipment |  | SQ | http://www.toronto.ca/TWONTO#emergency_eyewash |  | Portable. (Gravity Operated) Eyewash Station, Dig9&10 Bsmnt
105526 | 80467 | SWM-PBL-SW-0001 | Switch, Main Electrical Disconnect | SWM-PBL | Switch | Switch |  | SW | http://www.toronto.ca/TWONTO#disconnect_switch |  | Bloor Storm Pumping Station
25054 | 43787 | COL-PSK-LP-0001 | Control Panel, Lighting | COL-PSK | Control Panel |  |  | LP |  |  | Skydome Sewage Pumping Station
76472 | 2467 | THR-DIG-RPU-0003 | Remote Processor Unit, Digester, Tank 0700 (172.22.39.128) | THR-DIG-T-7-8 | RPU | Remote Processor Unit |  | RPU | http://www.toronto.ca/TWONTO#RPU_panel |  | Digester, Entities Common to Tanks 7-8
64564 | 81539 | THC-DIS-RPU-2801 | Remote Processor Unit,Chlorination,Plant Air,HVAC & Misc.,Disinfection Bldg | THC-DIS |  | Remote Processor Unit |  | RPU | http://www.toronto.ca/TWONTO#RPU_panel |  | Disinfection (Chlorination) Process
96507 | 34517 | YTF-CW-F-7701 | Filter, YTF-CW-HU-7401, City Water | YTF-CW | Filter | Filter |  | F | http://www.toronto.ca/TWONTO#discrete_unit_of_treatment_filter |  | City Water
19530 | 45479 | FHO FILTER GALLERY | Computer Location | FHO-SPC | [6 empty] | Process Control Systems - Services Area
101531 | 55469 | MAIN-103 | Main 103 | WTR-LWA | [6 empty] | Work Area 2 Central Mains and Chambers
120064 | 49707 | TAB-WA6-SQ-1014 | Lanyard | TAB-WA6-SQ-0001 | PPE | Safety Equipment |  | SQ | lifeline |  | Fall Arrest System
81907 | 63713 | FHA-SES-LDR-0524 | FHA-SES-LD-0066 - 10' Ladder ( East side Filter Gallery ) | FHA-SES-LD-1 | Safety | Safety Equipment |  | LDR | http://www.toronto.ca/TWONTO#ladder |  | Ladders
47551 | 68340 | TAB-EL1-TS-6532 | Power Distribution, Automatic Transfer Switch, Generator, Standby Power, 600V | TAB-EL1-PDP-6008 |  |  |  | TS |  |  | Power Distribution Panel, 600V, Z Building Outdoor Substation
11038 | 81687 | COL-PBG-TS-0001 | Switch, Transfer | COL-PBG | Switch | Switch |  | TS | http://www.toronto.ca/TWONTO#transfer_switch |  | Brule Gardens Sewage Pumping Station
33551 | 59059 | COL-YKP-DA-0012(S) | Davit Arm-158189 | COL-YKP-DA |  | Safety Equipment | 39117 | DA | http://www.toronto.ca/TWONTO#fall_arrest_Davit_arm |  | Davit Arm Assembly
48640 | 69225 | TAB-MCS-CRN-P BLDG | Cranes - P Building | TAB-MCS-CRN | [6 empty] | TAB Cranes and Lifting Devices
42117 | 20043 | TAB-ACC-V-6572 | Valve, 2-Way Modulating, PreHeater Coil,AHU-6570, Mechanical RM No. 3, Screen Bldg., P Bldg. | TAB-ACC-AHU-6570 | Valve | HVAC |  | V | http://www.toronto.ca/TWONTO#valve |  | Air Handling Unit, Mechanical Room no.3, Screen Bldg., P Bldg.
21315 | 43176 | FHO-DCL-EV-0301 | Evaporator, Dechlorination Train 3, Chemical Building, Main Floor, Machine Room | FHO-DCL-SO-0301-KQ | Evaporator,SO2 | Evaporator |  | EV | http://www.toronto.ca/TWONTO#chlorinator_system |  | Dechlorination Train 3
54471 | 58154 | TAB-STR-P-WAS | Aeration Gallery - Waste Activated Sludge Pumps | TAB-AER | [6 empty] | Aeration Gallery
115566 | 29943 | TAB-PRM-SP-9596 | Sampler, PRE, Primary Treatment, Primary Clarification | TAB-PRM-T | Sampler | Sampler |  | SP | http://www.toronto.ca/TWONTO#auto_sampler |  | D Building - Scum, Sludge Hoppers & Primary Tanks 10-12
101621 | 2564 | MAIN-211 | Main 211 | WTR-MT1 | [6 empty] | Work Area 1 EAST Mains and Chambers
9902 | 53462 | ECC-DECOM | Building Location | ECC-EUS | [6 empty] | Production & End User Support
129740 | 91465 | THR-ACC-DCL | Air Conditioning, HVAC, Dechlorination Building | THR-ACC-WA3 | H.V.A.C.,Air Conditioner | HVAC |  |  | http://www.toronto.ca/TWONTO#collection_of_assets |  | Air Conditioning, Boiler, Fans & AHU
46648 | 45589 | TAB-DIS-LSL-2001 | Switch, Level, Low,Scrubber SB2001 | TAB-DIS-SB-2001 | Switch,Level | Switch |  | LSL | http://www.toronto.ca/TWONTO#level_switch |  | Scrubber #1,Chlorine Bldg
119279 | 47458 | TAB-THK-FSL-4308 | Switch,Flow Indication, Polymer inlet to Pump-P-4308 | TAB-THK-P-4308 | Switch,Flow | Switch |  | FSL | http://www.toronto.ca/TWONTO#flow_switch |  | Pump, Mixed Polymer Feed
90650 | 26274 | WTR-PEL-F-0003 | Filter, Rolling, Motor Cooling System | WTR-PEL-ACC | Filter | Filter |  | F | http://www.toronto.ca/TWONTO#replaceable_air_filter |  | Air Conditioning, Handling and Ventilation
94863 | 44331 | FHO-SES-SQ-6066 | High Voltage Safety Equipment, Insulated Gloves, Class 0, Serial Number 1767, Kevin Boudreau | FHO-SES-SQ-1000 | PPE,Insulated Glove | Safety Equipment |  | SQ | http://www.toronto.ca/TWONTO#rubber_insulating_gloves |  | High Voltage Insulated Gloves
73647 | 62517 | THR-ELS-FST | Electrical System, Final Sedimentation Tanks & Galleries | THR-ELS-HPBB | [6 empty] | Electrical System, High Pressure Blower Building
104670 | 97792 | NR3117E | Unit Heater,Convection,P.W.P.S.-H-9 | TAB-ACC-HTR-PWPS | H.V.A.C.,Heater | HVAC |  |  | http://www.toronto.ca/TWONTO#heater |  | Unit Heaters- PWPS
48057 | 51743 | TAB-EL3-PDP-6340 | Power Distribution, Automatic Transfer Switch, Generator, Standby Power, 600V | TAB-EL3-GEN-6240 |  | Power Distribution Panel |  | PDP | http://www.toronto.ca/TWONTO#LV_electrical_panel |  | Generator, Standby Power, 600V 500kw - Dig 19-22/Gas Cntl Bldg
101697 | 35283 | MAIN-319 | Main 319 | WTR-LWA | [6 empty] | Work Area 2 Central Mains and Chambers
10084 | 49889 | FCL-ACC-F-0101 | Filter, Inlet, AHU-0101, Low Lift PS Screen Room E | FCL-ACC-AHU-0101 |  |  |  | F |  |  | Air Handling Unit, Low Lift Screen Room Ventilation System, Low lift Screen Room
8539 | 55567 | COL-RBB-LD-0002 | Lifting Device | COL-RBB-MISC |  | Lifting Device |  | LD | http://www.toronto.ca/TWONTO#collection_of_assets |  | Miscellaneous Equipment
132838 | 4519 | THR-DIG-PSL-2265 | Switch, Pressure-Low, Suction, Pump 2265, Solids Treatment, Heating System - Digesters - Tank 0700 & Tank 0800 | THR-DIG-P-2265 | Switch,Pressure-Low | Switch |  | PSL | http://www.toronto.ca/TWONTO#pressure_switch |  | Pump, Centrifugal, Primary Sludge Recirculation Tank 0800
119899 | 13702 | TAB-WA3-SQ-AR3A | Lanyard 4' - Raymond Martell | TAB-DEW-SQ-0010 | PPE,Lanyard | Safety Equipment |  |  | lifeline |  | WA3 Fall arrest systems portable cranes/hoists, come alongs, slings, wire rope, chains, electrical equipment etc.,
65688 | 11310 | FCL-SPC-COM-1102 | Termination Panel, Gaseous Chemical Building, Aqua Ammonia Machine Room | FCL-CHEM BLDG |  |  |  | COM |  |  | Building Location
126488 | 33940 | THC-MCS-MEQ-0001 | Mechanical Equipment, Building A | THC-MCS-MEQ |  | Tool |  | MEQ | http://www.toronto.ca/TWONTO#collection_of_assets |  | Machine Shop and Equipment
62661 | 1075 | THC-MCS-MT-0025 | Sampson Hydraulic Shear, Building B | THC-MCS-MEQ | Welding Equipment,Welding Machine | Tool |  | MT | cutting_shears |  | Machine Shop and Equipment
93513 | 56386 | FHO-MCS-PSL-0101 | Switch, Pressure, Low, Service Water to Vacuum Priming Pump P-0101, S3, Compressor Room | FHO-MCS-P-0101 | Switch,Pressure-Low | Switch |  | PSL | http://www.toronto.ca/TWONTO#pressure_switch |  | Pump, Centrifugal, Vacuum Tanks T-0101&0201, S3, Compressor Room
109107 | 74885 | TAB-CW-SQ-0001S | Eye Wash and Shower Station,Chlorine Bldg. | TAB-DIS-SQ |  | Safety Equipment | 46685 | SQ | http://www.toronto.ca/TWONTO#emergency_eyewash_and_shower |  | Chlorine Building Safety Equipment
20585 | 55133 | COL-PMP-P-0100 | Pump, Centrifugal | COL-PMP | Pump |  |  | P |  |  | Mount Pleasant Sewage Pumping Station
79756 | 1156 | THR-WA1-57-11 | Sling, Nylon, Work Area 1 (NYLON BELT SLING SIZE; 2" X 12`, CAPACITY 6400 LBS, SN 1553457-11) A | THR-LD-NYLN-WA1 | Lifting Device,Sling | Lifting Device |  |  | synthetic_web_sling |  | Slings, Nylon, Work Area 1
89324 | 23379 | WTR-RMI-ZS-0008 | Switch, Position,Door Security | WTR-RMI-AUX | Switch,Position | Switch |  | ZS | http://www.toronto.ca/TWONTO#position_switch |  | Auxiliary Equipment (Building Facilities)
94845 | 13209 | WTR-PTH-RPU-0002 | Remote Processing Unit | WTR-PTH-ELS | RPU | Remote Processor Unit |  | RPU | http://www.toronto.ca/TWONTO#RPU_panel |  | Electrical System
119365 | 562 | TAB-THK-T-0900 | Floatation Tank #9, Subnatant Recycling | TAB-THK-TANKS | Tank | Tank |  | T | floatation_tank |  | Floatation Tanks
74874 | 47222 | THR-FT-LSHH-6315 | High High Level Switch, Pump 6315, T-21,Final Tank | THR-FT-P-6315 | Switch,Level-High-High | Switch |  | LSHH | http://www.toronto.ca/TWONTO#level_switch |  | Pump, Sump, Final Tanks, Gallery T-16, Plant Services, Flood Monitoring System
114860 | 6372 | TAB-PLT-SSL-4600 | Switch, Speed, Low, Screenings Receiving Conveyor 4600, Conveyor Area | TAB-PLT-CV-4600 | Switch,Speed-Low | Switch |  | SSL | http://www.toronto.ca/TWONTO#speed_switch |  | Conveyor, Shaftless Spiral, Horizontal, Dewatering Area
110808 | 23230 | TAB-DIG-LSHH-8062 | Switch,Level-High-High, Pump 8062 & 8063, Flood Alarm, Pump Room, Digesters 9-12 Control Building. | TAB-DIG-P-8062 | Switch,Level-High-High | Switch |  | LSHH | http://www.toronto.ca/TWONTO#level_switch |  | Pump, Centrifugal, Submersible Sump Pump, Digester 9-12 Control Building Basement
131643 | 77630 | THR-BLDG-RPU | RPUs Plant Services | THR-SPC |  | Remote Processor Unit |  |  | http://www.toronto.ca/TWONTO#collection_of_assets |  | Process Control Systems - Services Area
38950 | 58365 | TAB-ACC-CP-6500 | Panel, BAS Gateway Controller, Elect Room, New Screen Bldg, P Bldg. | TAB-ACC-AHU-PBLDG | Control Panel,HVAC | HVAC |  | CP | http://www.toronto.ca/TWONTO#process_control_panel |  | AHUs/Supply Fans P. Bldg.
79924 | 77721 | THR-WA2-LD-4080-3 | Sling, Wire Rope, Work Area 2 (Sr LS#514080) SIZE; 3/8" X 4', | THR-SES-LD | Lifting Device,Sling | Lifting Device |  | LD | wire-rope_sling |  | Lifting Device, Safety Equipment
7892 | 93501 | COL-PTD-RPU-0001 | Remote Processing Unit | COL-PTD-MISC | RPU |  |  | RPU |  |  | Miscellaneous Equipment
109096 | 2813 | TAB-CW-FSH-0640 | Switch,Flow,High,Eye Wash Station,North Substation,Battery Room, North Wall | TAB-CW-SQ-0640 | Safety,Eye wash | Safety Equipment |  | FSH | http://www.toronto.ca/TWONTO#flow_switch |  | Eye Wash Station,North Substation,Battery Room, North Wall
25958 | 83573 | COL-PSS-FIT-0201 | Transmitter, Flow | COL-PSS | Transmitter |  |  | FIT |  |  | Scott Sewage Pumping Station
146178 | 77807 | WTR-PSA-LSL-0701 | Switch, Level-Low, Pump 0701 | WTR-PSA-P-0701 | Switch,Level-Low | Switch |  | LSL | http://www.toronto.ca/TWONTO#level_switch |  | Pump, Sump
78788 | 4802 | THR-SES-SPL-2686 | Spill Kit, Glycol, Sludge Thickening Building, Polymer Room,WA1 | THR-SES-SPL | Safety | Safety Equipment |  | SPL | http://www.toronto.ca/TWONTO#spill_kit |  | Spill Containment Kits, Humber Treatment Plant
80242 | 72782 | FHA-SED-ZSH-0103F | Switch, Limit, Access Hatch Zone 3, Settling Basin T-0101 | FHA-SED-ZSH-0103 |  | Security System |  | ZSH | http://www.toronto.ca/TWONTO#position_switch |  | Switch, Limit, Access Hatch Zone 1,
132408 | 2564 | THR-DCL-ZONE-1 | Zone 1, Simulator Contact Point | THR-DCL | Sampler | Sampler |  | ZONE | http://www.toronto.ca/TWONTO#sampling_point |  | Dechlorination
3405 | 75778 | COL-PBF-P-0001 | Pump, Centrifugal | COL-PBF | Pump |  | 34116 | P |  |  | Bluffers Park Sewage Pumping Station
72530 | 75358 | THR-ACC-CU-0700 | Air Conditioning, Condensing Unit, HTP Boardroom, Admin Bldg. Outside North Wall | THR-ACC-ADM | H.V.A.C.,Air Conditioner | HVAC |  | CU | http://www.toronto.ca/TWONTO#AC_condenser_unit |  | Air Conditioning, HVAC, Admin Building
15986 | 65433 | FHA-AUX-LAB | Laboratory and Portable Testing Equipment | FHA-AUX | [6 empty] | Auxiliary Systems
76857 | 29597 | THR-PLT-FSL-1704 | Switch, Flow, Low, Water Scour, Grit Vortex Chamber CYC-1146, Headhouse | THR-PLT-CYC-1146 | Switch,Flow-Low | Switch |  | FSL | http://www.toronto.ca/TWONTO#flow_switch |  | Cyclone, Prelimary Treatment, Grit Removal - Vortex Chambers #4 (OLD Tag THR-PLT-CYC-1147)
94895 | 42270 | FHO-SES-SQ-8004 | Eye Wash Bottle, Station # 4, Admin Building, S2, Near Machine Shop Phone | FHO-SES-SQ-0004 | PPE,Eyewash Station | Safety Equipment |  | SQ | eye_wash_bottle |  | First Aid
8566 | 45302 | COL-RBB-RPU-0001 | Remote Processing Unit | COL-RBB-MISC | RPU |  |  | RPU |  |  | Miscellaneous Equipment
135584 | 26763 | THR-FT-FSL-4501 | Switch, Flow-Low, Seal Water, Pump P-4501, WAS Pumping - South | THR-FT-P-4501 | Switch,Pressure-Low | Switch |  | FSL | http://www.toronto.ca/TWONTO#flow_switch |  | Pump, Centrifugal, WAS, RAS Pumping Station - South
39628 | 76345 | TAB-ACC-HE-1490 | Heat Exchanger, Electric Reheat Coil | TAB-ACC-HTR-1456 | Heat Exchanger | HVAC |  | HE | http://www.toronto.ca/TWONTO#heat_exchanger |  | Heater, Hot Water Reheat Coil
147813 | 47225 | YTF-SS-COM-1000 | Security Communication Devices | YTF-SS |  | Security System |  | COM | http://www.toronto.ca/TWONTO#security_system |  | Security Systems
137927 | 2506 | THR-PRM-RPU-0003 | RPU, Primary Treatment, South Tanks 0300 to 0400 (172.22.37.121) | THR-PRM-STA-3 | RPU | Remote Processor Unit |  | RPU | http://www.toronto.ca/TWONTO#RPU_panel |  | South Primary Station 3
12369 | 6913 | FCL-ELS-LB-02CF | Load Break Switch,Centrifuge Bldg - Electrical Room,Isolation Switch; TR-02CF | FCL-ELS-BUS-00B2-A | Load Break Switch | Switch |  | LB | http://www.toronto.ca/TWONTO#load_break_disconnect_switch |  | Switchgear,Indoor,Low Lift Bldg - Switchgear Room,4.16 kV Line 2A
125969 | 95748 | THC-GRK-PRTY-0100K | Grounds - CMS | THC-SUSPENDED |  | Grounds | 32425 | PRTY | space |  | Suspended entity
52945 | 17330 | TAB-PLT-G-4102 | Gate, Knife Gate, Pneumatic, Grit Outloading Conveyor 4100, Conveyor Area | TAB-PLT-CV-4100 | Valve,Knife Gate | Gate |  | G | http://www.toronto.ca/TWONTO#valve
8695 | 75114 | COL-RBC-LIT-0301S | Transmitter, Level | COL-W-OBSOLETE | Transmitter,Level |  | 47583 | LIT |  |  | Col West Obsolete Entities
37588 | 80370 | NX4041A | Conditioner, Air, P Building VFD Room(4 Tons) | TAB-ACC-CI | H.V.A.C.,Air Conditioner | HVAC |  |  | http://www.toronto.ca/TWONTO#air_condition |  | Chiller and Air Coolers
139544 | 1145 | THR-WA4-LD-0003 | Sling, Nylon, Work Area 4 ( 1" X 3') | THR-LD-NYLN-WA4 | Lifting Device,Sling | Lifting Device |  | LD | synthetic_web_sling |  | Slings, Nylon, Work Area 4
10313 | 55703 | FCL-ACC-HTR-0107 | Heater, (CH-13) Convention, Electric, 1kW, Low Lift Building, Pump Room Basement Stairwell S/E | FCL-ACC-P-LL |  |  |  | HTR |  |  | Low Lift Pumping Station HVAC Equipment
92467 | 76729 | YTF-ACC-DR-0007 | Door, Rn146, East, Electric Door Operators | YTF-ACC | Door | Door |  | DR | http://www.toronto.ca/TWONTO#door
116074 | 59283 | TAB-PRS-FSH-0006 | Switch, Flow High, Chemical Gallery, North-Center | TAB-PRS-SQ-0006 |  | Safety Equipment |  | FSH | http://www.toronto.ca/TWONTO#flow_switch |  | Emerg. Eyewash and Shower Stations, Ferric Gallery-4th Set of Ferrous Pumps from South End
24355 | 85812 | FHO-MCS-MT-1106 | Personal Tool Kit E. Sacay | FHO-MCS-MEQ | Machine Tool | Tool | 34669 | MT | tool_kit |  | Machine Shop & Equipment
83281 | 20673 | THR-PRM-SP-0002 | Sampler, South Primary Treatment | THR-PRM-T | Sampler | Sampler |  | SP | http://www.toronto.ca/TWONTO#auto_sampler |  | Primary Sedimentation Tanks
96915 | 63329 | FIS-FEQ-CP-4001-SUS | Panel, Control, Fire Alarm, Vestibule | FIS-MARINE-M/ERM |  | Safety Equipment | 46889 | CP | http://www.toronto.ca/TWONTO#annunciator_panel |  | Mechanical/ Electrical Room, Marine Yard Building
105794 | 18221 | SWM-PWD-GRF-0001 | Indicator, Ground Fault | SWM-PWD |  |  |  | GRF |  |  | Warden Storm
137358 | 41079 | THR-PLT-HS-2152 | Switch, Hand, Tank 0100, Preliminary Treatment, Grit Removal - Grit Tanks - North Plant | THR-PLT-T-0100 | Switch,Hand | Switch |  | HS | hand_switch |  | Tank, Grit Removal, Grit Tank, North Grit Building
113808 | 81915 | TAB-NGS-PSH-0801 | Switch,High Pressure, Natural Gas Train, | TAB-NGS-BLR20 | Switch,Pressure-High | Switch |  | PSH | http://www.toronto.ca/TWONTO#pressure_switch |  | #20 Volcano Boiler - Natural Gas Train,
146898 | 57808 | WTR-RKL-LSH-0201 | Switch, Level-High, Tank 0200 | WTR-RKL-T-0200 | Switch,Level-High | Switch |  | LSH | http://www.toronto.ca/TWONTO#level_switch |  | Tank, (North-West Basin)
15932 | 2928 | FHA-ELS-MCC-0400A | MCC, 2000A, 600V, 3PH, ,Service Building, RMF, Ground Level, Electrical Room #1 | FHA-ELS-PRIMARY | Control Panel,MCC | Motor Control Centre |  | MCC | http://www.toronto.ca/TWONTO#LV_electrical_panel |  | Primary Electrical System
131358 | 21956 | THR-BG | Blended Gas | THR-CG | [6 empty] | Co-Generation
117208 | 48102 | TAB-RSP-FSL-2205 | Flow Switch, Low,Seal Water, Raw Sewage Pump P-2205 | TAB-RSP-P-2205 | Switch,Flow | Switch |  | FSL | http://www.toronto.ca/TWONTO#flow_switch |  | Pump, Raw Sewage #5
139483 | 30919 | THR-WA3-CI | Work Area 3 , Continuous Improvement Activities
71669 | 28288 | THR-DIG-PSL-0301 | Switch, Pressure, Low, DG Fuel Train, Compressor 0201 Fuel Gas Train, Gas Compressor Building | THR-BG-C-0201 |  | Switch |  | PSL | http://www.toronto.ca/TWONTO#pressure_switch |  | Compressor, Centrifugal, Fuel Gas, Compressor Building, Gas Compressor (And Dryer), for COGEN
10977 | 87381 | COL-PBF-SW-0001 | Switch, Power | COL-PBF | Switch |  |  | SW |  |  | Bluffers Park Sewage Pumping Station
111019 | 98777 | TAB-DIG-PSH-0234 | Switch,Pressure, High | TAB-DIG-P-0234 | Switch,Pressure-High | Switch |  | PSH | http://www.toronto.ca/TWONTO#pressure_switch |  | Pump, Sludge Recirculation #2
65318 | 32005 | THC-ELS-MCC-3501 | Motor Control Center, Building A | THC-ELS-PS-0001-A | Control Panel,MCC | Motor Control Centre |  | MCC | http://www.toronto.ca/TWONTO#LV_electrical_panel |  | Primary Power Equipment, Building A
53612 | 18091 | TAB-SES-LTX-2286 | Exit Sign, Battery Unit, 2 LED heads, PRS Bldg | TAB-STR-SQ | Lighting,Exit | Safety Equipment | 41289 | LTX | http://www.toronto.ca/TWONTO#lighting_unit |  | WA2 Safety Equipment,lifting devices, ladders, Eye Wash station, First Aid Kits, Lock out stations
38868 | 73864 | SWM-PIT-SW-0002 | Switch, Generator | SWM-PIT | Switch | Switch |  | SW | http://www.toronto.ca/TWONTO#disconnect_switch |  | Islington Storm Pumping Station
26464 | 24242 | FHO-SPC-COM-2000 | Access Closet, Ozone Building, L1, Electrical Room, West Wall | FHO-SPC |  | Communications Equipment |  | COM | http://www.toronto.ca/TWONTO#network_panel |  | Process Control Systems - Services Area
61472 | 69306 | THC-FEQ-FSP-0006 | Fire Hose cabinets, Admin. Bldg K | THC-FEQ-FSP | Fire Prevention,Hose | Safety Equipment | 43230 | FSP | ? |  | Sprinkler System
13966 | 24269 | FCL-SPC-RPU-1621 | RPU Panel, Filters 0801 and 0801, Filter Gallery | FCL_ELS_MISCELLANEOUS | Control Panel | Remote Processor Unit |  | RPU | http://www.toronto.ca/TWONTO#RPU_panel |  | FCL_ELS_MISCELLANEOUS
47360 | 92303 | TAB-EL1-MCC-6322 | Motor Control Centre 600V - Blower Bldg | TAB-EL1-MCC-6006 | Switchgear,Indoor | Motor Control Centre |  | MCC | http://www.toronto.ca/TWONTO#LV_electrical_panel |  | Motor Control Centre 600V - Blower Bldg
113812 | 34537 | TAB-NGS-PSL-0302 | Switch,Low Pressure, PSL200-3, Manual Reset, Natural Gas Pilot Train, Boiler #3, Z Building | TAB-ACC-NGS-0030B | Switch,Pressure | Switch |  | PSL | http://www.toronto.ca/TWONTO#pressure_switch |  | Natural Gas Pilot Train, Boiler #3, Z Building
76189 | 14392 | THR-MCS-LD-6245S | Come Along, Work Area 2 | THR-SES-LD | Lifting Device,Chain | Lifting Device | 41081 | LD | winch |  | Lifting Device, Safety Equipment
76696 | 76928 | FHO-ELS-LP-1112 | Lighting Panel, (LP-1101A2), 225A, 120/208V, 3PH, Ozone Building, S2, South of Sampling Area 3 | FHO-ELS-LTG-2000 |  | Power Distribution Panel |  | LP | http://www.toronto.ca/TWONTO#LV_electrical_panel |  | Lighting, Facility Interior : Plant wide, interior lighting
31203 | 75837 | COL-PWY-LSLL-0103 | Switch, Level Low-Low | COL-PWY | Switch,Level |  |  | LSLL |  |  | Wyandot Ave. Sewage Pumping Station (Algonquin Island PS#1)
53096 | 44688 | TAB-RTE-WA3 | TAB-Routine Work Area 3 | TAB-WORK-AREA-SOL | [6 empty] | TAB Work Area Sol
85839 | 25346 | WTR-PHL-ZS-0002 | Switch, Position,Door Security | WTR-PHL-AUX | Switch,Position | Switch |  | ZS | http://www.toronto.ca/TWONTO#position_switch |  | Auxiliary Equipment (Building Facilities)
47739 | 46529 | TAB-EL2-MCC-6521 | Motor Control Centre, 600V | TAB-DEW-ELECTRICAL |  | Motor Control Centre |  | MCC | http://www.toronto.ca/TWONTO#LV_electrical_panel |  | Dewatering Bldg - Electrical
13814 | 29081 | COL-MTI-RPU-2900 | Remote Processing Unit, Roxton Control Chamber No.29, MTI | COL-MTI | RPU | Remote Processor Unit |  | RPU | http://www.toronto.ca/TWONTO#RPU_panel |  | Mid-Toronto Interceptor
34568 | 89037 | MAIN-231 | Main 231 | WTR-LWA | [6 empty] | Work Area 2 Central Mains and Chambers
39184 | 69680 | TAB COMMUNICATIONS | TAB Communications | TAB-SPC1 | [6 empty] | Process Control Systems - Administrative
101666 | 87090 | MAIN-277 | Main 277 | WTR-MT1 | [6 empty] | Work Area 1 EAST Mains and Chambers
18473 | 69484 | FHA-SES-LDR-0501 | FHA-SES-LD-0007 - 4' Ladder Fiberglass Orange ( Scrubber) | FHA-SES-LD-1 | Safety | Safety Equipment |  | LDR | http://www.toronto.ca/TWONTO#ladder |  | Ladders
97353 | 58362 | FIS-GRK-VEH-0103 | Forklift | FIS-VEH | Forklift,Propane | Vehicle |  | VEH | http://www.toronto.ca/TWONTO#forklift
84708 | 81168 | WTR-PEG-FEQ-SUS | Fire Equipment, Eglington Pumping Station | WTR-PEG |  |  | 44948 |  |  |  | Eglinton Pumping Station
78766 | 45624 | THR-SES-SCBA-0509 | SCBA 5 Minutes Escape Pack | THR-SES-SCBA | Safety | Safety Equipment |  | SCBA | http://www.toronto.ca/TWONTO#self-contained_breathing_apparatus |  | Self Contained Breathing Apparatus
58245 | 78529 | FHA-ACC-AC-0021 | Air Conditioner, Ceiling Mounted, Lab | FHA-MCS-ACC | H.V.A.C.,Air Conditioner | HVAC |  | AC | http://www.toronto.ca/TWONTO#air_condition |  | HVAC
38789 | 84579 | TAB-ACC-AHU-5301 | Air Handling Unit, Seawall Sub-Station | TAB-ACC-AHU-SEAWL | Air Handling Unit | HVAC |  | AHU | http://www.toronto.ca/TWONTO#air_handler_unit |  | AHUs/Supply Fans Sea Wall Substation
63750 | 62007 | THC-PLT-PSL-1011 | Switch, Pressure, Low, Hydrocyclone CYC-1011 Inlet, Grit Processing and Conveyance | THC-PLT-CYC-1011 | Switch,Pressure-Low | Switch |  | PSL | http://www.toronto.ca/TWONTO#pressure_switch |  | Hydrocyclone, Classifier CL-1010, Grit Processing and Conveyance
94872 | 38181 | FHO-SES-SQ-6205 | Safety Harness, Serial Number 12844, L. McBride | FHO-SES-SQ-0006 | PPE,Harness | Safety Equipment |  | SQ | http://www.toronto.ca/TWONTO#fall_arrest_harness |  | Fall Arrest Systems
101758 | 875 | MAIN-385 | Main 385 | WTR-MT1 | [6 empty] | Work Area 1 EAST Mains and Chambers
73568 | 76462 | THR-ACC-RPU-0003B | Remote Processor Unit, SCADA,Old RAS Building Gallery (172.22.39.173) | THR-SPC | RPU | Remote Processor Unit |  | RPU | http://www.toronto.ca/TWONTO#RPU_panel |  | Process Control Systems - Services Area
70457 | 22302 | THR-CW-SQ-9000S | Eyewash and Shower Station, Ferrous Chloride Building,Pump Room, (TEMPORARY) | THR-EWSS-WA4 | Safety,Eye wash | Safety Equipment | 46874 | SQ | http://www.toronto.ca/TWONTO#emergency_eyewash_and_shower |  | Eyewash and Shower Station, Work Area 4
2661 | 31150 | COL-120-T-0700B | Tank, Oil, Hydraulic Power Unit, Coxwell Chamber CH-0700 | COL-120-CH-0700 | Tank | Tank |  | T | http://www.toronto.ca/TWONTO#chemical_storage_tank |  | Coxwell Control Chamber #7
50180 | 77986 | TAB-PLT-T-0184 | Tank # 1, Sodium Hypochlorite, NaOCl | TAB-SUSPENDED ENTITY | Tank,Reservoir | Tank |  | T | http://www.toronto.ca/TWONTO#chemical_storage_tank |  | Suspended entities
4281 | 70815 | COL-PFB-HTR-0001 | Heater, Wet Well | COL-PFB-MISC | Heater |  |  | HTR |  |  | Miscellaneous Equipment
78685 | 80874 | THR-SES-LD-2566 | Retractable Winch for Davit Arm | THR-SES-LD | Safety | Safety Equipment |  | LD | winch |  | Lifting Device, Safety Equipment
86088 | 33520 | WTR-PJS-HE-0017 | Heat Exchanger, DLWC, Enwave | WTR-PJS-ENW |  |  |  | HE |  |  | Enwave Process
24349 | 42238 | FHO-MCS-MT-0701 | Drill, Radial Arm | FHO-MCS-MEQ | Machine Tool,Drill Press | Tool |  | MT | http://www.toronto.ca/TWONTO#radial_arm_drill |  | Machine Shop & Equipment
34547 | 70702 | MAIN-212 | Main 212 | WTR-MT1 | [6 empty] | Work Area 1 EAST Mains and Chambers
71194 | 11207 | THR-DIG-FSL-2214 | Flow Switch, Pump Seal Water | THR-DIG-P-2214 | Transmitter,Pressure | Switch |  | FSL | http://www.toronto.ca/TWONTO#flow_switch |  | Pump, Centrifugal, Primary Sludge Recirculation to Tank 0700
120838 | 62395 | THC-ACC-HS-0120 | Hand Switch Fan,Centrifugal,Supply,Electrical Room, Aeration Building, Phase 4 | THC-ACC-FN-0120 | Air Handling Unit | Switch |  | HS | hand_switch |  | Fan,Supply,Pressurization System,Electrical Room,Aeration Building,Phase 4
107525 | 95722 | TAB-ACC-T-5050 | Tank, Air Seperator, Glycol, Digester Gas Control Building | TAB-ACC-P-5050 | Tank | Tank |  | T | air_seperator |  | Pump, Circulating, Glycol, HWCP -3, New Gas Control Building Basement, Mid Section
48158 | 80126 | FCL-ALM-LSH-0002 | Switch, Level-High, Spill Containment Area, Alum System | FCL-ALM | Switch,Level-High | Switch |  | LSH | http://www.toronto.ca/TWONTO#level_switch |  | Coagulation
58945 | 5877 | THC-ACC-FN-6540 | Fan, Supply, Pipe Gallery, 2nd Floor Mech Room #1, Headworks | THC-ACC-AHU-6500 | Fan | HVAC |  | FN | http://www.toronto.ca/TWONTO#blower_or_fan_with_drive |  | Air Handling Unit, Pipe Gallery, 2nd Floor Mech Room #1, Headworks
44137 | 18290 | FCL-ACC-HTR-0336 | Heater, Force Flow, 208V, Admin Building Northeast Stairs 221 Second Floor East Wall | FCL-ACC-ADMIN |  |  |  | HTR |  |  | Administration Building HVAC Equipment
34821 | 37163 | COL-YKP-FAK-0023 | First Aid Kit, Truck #112523 (FORD TRANSIT 250) | COL-YKP-VEH-0019 | Safety,First Aid Kit | Safety Equipment |  | FAK | http://www.toronto.ca/TWONTO#first_aid_kit |  | Vehicle, Truck #112521 (FORD TRANSIT250)
43543 | 15413 | FCL-ACC-FL | Flouride Room, HVAC Equipment | FCL-ACC | [6 empty] | Climate Control (HVAC)
140423 | 83160 | TNT-DIS-PSH-0801 | Switch, Pessure ,High | TNT-DIS-P-0800 | Switch,Pressure-High | Switch |  | PSH | http://www.toronto.ca/TWONTO#pressure_switch |  | Pump,Chlorination Dosing
121141 | 42994 | THC-ACC-PSH-6201 | Switch, Pressure, High, S/A Duct, Blower Room, 2nd Floor Mech Room #2, Headworks | THC-ACC-AHU-6200 | Switch,Pressure-High | HVAC |  | PSH | http://www.toronto.ca/TWONTO#pressure_switch |  | Air Handling Unit, Blower Room, 2nd Floor Mech Room #2, Headworks
78302 | 51818 | THR-SES-CS-0003 | Front Entry Chemical Protective Suit | THR-SES-SQ | Safety | Safety Equipment | 34336 | CS | http://www.toronto.ca/TWONTO#chemical_suit |  | Safety Equipment
121210 | 47632 | THC-ACC-TC-0104 | Controller,Temperature,Heater 0104,Phase 4 Access Building No.3 | THC-ACC-HTR-0104 | Air Handling Unit | HVAC |  | TC | http://www.toronto.ca/TWONTO#thermostat_or_zone_controller_unit |  | Heater,Electric,Elec RM Access Building No.3,Phase 4, bldg.O
12979 | 41151 | FCL-FL-FS-0201-SUS | Switch,Flow Fluoride Pump # 2 | FCL-FL |  |  | 36604 | FS |  |  | Fluoridation
76481 | 77204 | THR-DIG-RPU-0014S | Remote Processor Unit, Digester, Waste Gas Burner 7750 (172.22.39.132) | THR-ELS-GCB | RPU | Remote Processor Unit | 38936 | RPU | http://www.toronto.ca/TWONTO#RPU_panel |  | Electrical System, Digester Gas Compressor Building
147777 | 66864 | YTF-ELS-TS-0201 | Switch, Generator Transfer Switch, Transfer Switch and Generator | YTF-ELS | Switch | Switch |  | TS | http://www.toronto.ca/TWONTO#transfer_switch |  | Electrical Equipment
18651 | 26897 | COL-PLB-TSH-0151F | Switch, Temperature-High | COL-PLB | Switch | Switch | 34554 | TSH | http://www.toronto.ca/TWONTO#temperature_switch |  | Long Branch Pumping Station
11336 | 66690 | FCL-BW-LSL-0401 | Switch, Level, Low, Backwash Pump P-0201 Loss of Prime, High Lift Building, Pump Room | FCL-BW-P-0401 | Switch,Level-Low | Switch |  | LSL | http://www.toronto.ca/TWONTO#level_switch |  | Pump, Centrifugal, Water Back Wash,
113525 | 27006 | TAB-GRK-VEH-378213SUS | John Deere, Gator 6X4, WA-4 | TAB-GRK-VEH | Vehicle,Unlicensed | Vehicle | 47466 | VEH | http://www.toronto.ca/TWONTO#golf_cart
38953 | 69726 | TAB-ACC-CT-1419 | Control Panel, Zone Controller | TAB-ACC-VAV-1419 | Control Panel,HVAC | HVAC |  | CT | http://www.toronto.ca/TWONTO#thermostat_or_zone_controller_unit |  | Heater, Hot Water Reheat Coil, Variable air
77767 | 96232 | THR-PRM-STA-1 | South Primary Station 1 | THR-PRM-SOUTH |  |  |  | STA |  |  | Primary Treatment, South Primary
64413 | 83306 | THC-PRM-LSH-0160 | Level Switch High,T31 East Primary Tank 0200,Building A | THC-PRM-P-0160 | Switch,Level | Switch |  | LSH | http://www.toronto.ca/TWONTO#level_switch |  | Pump, Sump, Primary Treatment
6004 | 55287 | COL-PMD-JIT-0001 | Meter, Power Indicating Transmitter, Main Power | COL-PMD | Meter |  |  | JIT |  |  | Midland Pumping Station
53595 | 97856 | TAB-SES-LTG-2283C | Lighting, 2 LED heads, Tunnel 'H' | TAB-STR-SQ | Lighting | Safety Equipment |  | LTG | http://www.toronto.ca/TWONTO#lighting_unit |  | WA2 Safety Equipment,lifting devices, ladders, Eye Wash station, First Aid Kits, Lock out stations
112250 | 83872 | TAB-DIS-PSL-0004 | Switch, Pressure,Low, Expansion Tank Line | TAB-DIS-T-0001 | Switch,Pressure | Switch |  | PSL | http://www.toronto.ca/TWONTO#pressure_switch |  | Tank,Expansion, Chlorine From North Tank Car
79155 | 37064 | THR-ELS-MCC-3221 | Motor Control Centre, #1, North Grit Electrical Room | THR-ELS-GRIT | Control Panel,MCC | Motor Control Centre |  | MCC | http://www.toronto.ca/TWONTO#LV_electrical_panel |  | Electrical System, Grit Bldg., North Prelimanry and Primary Station
15539 | 98938 | FCL-WWW-V-5510 | Valve, Slide Gate, Motorized, CV-5510 to Cake Disposal Bin Container A,Centrifuge Bldg,Centrifuge Rm | FCL-WWW-CV-5510 |  |  |  | V |  |  | Bottom Screw Conveyor, South, Centrifuge CF-5501
81143 | 19702 | FHA-SES-EYE-0002 | Eyewash Station, Plumbed | FHA-SUSPENDED | PPE,Eyewash Station | Safety Equipment | 33415 | EYE | http://www.toronto.ca/TWONTO#emergency_eyewash |  | Suspended Obsolete entity for storage purpose
90836 | 92721 | FHO-CLB-CHL-0401 | Chlorinator, Post Chlorination East Train 4,Chemical Building, L1, Evaporator Room | FHO-DCL | Chemical Feeder,Gas | Chemical Feeder |  | CHL | http://www.toronto.ca/TWONTO#chlorinator_system |  | De-Chlorination
91670 | 76775 | WTR-PJO-RPU-0001 | RPU | WTR-PJO-ELS | RPU | Remote Processor Unit |  | RPU | http://www.toronto.ca/TWONTO#RPU_panel |  | Electrical System
35437 | 24175 | COL-PWR-HIC-0100 | HVAC, Switch, Humidistat, Pump Floor, West Rouge PS ( old tag COL-PWR-AIT-0103) | COL-PWR-AHU-0100 | Switch | HVAC |  | HIC | http://www.toronto.ca/TWONTO#thermostat_or_zone_controller_unit |  | HVAC, Air Handling Unit, Control Room, West Rouge PS
96989 | 40245 | FIS-FEQ-FEQ-4001-SUS | Fire extinguisher, Type K, Fire Prevention, Kitchen | FIS-SES-FE |  | Safety Equipment | 46927 | FEQ | ? |  | Fire Fighting equipment
26124 | 32512 | FHO-GRK-DR-1002L | Door, (FD-1-02), Fire Rated, Flocculation Building, L1, Electrical Room | FHO-GRK-FEQ-0001 | Fire Prevention,Door | Door |  | DR | http://www.toronto.ca/TWONTO#fire_rated_door
54014 | 34234 | TAB-SPC-COM-2200 | Communication Unit | TAB-SLO-INQ | SCADA | Communications Equipment |  | COM | http://www.toronto.ca/TWONTO#network_panel |  | Sludge Loading & Odour Control - Bio-Solids - Instrument Equipment
44093 | 8172 | TAB-DEW-TSH-1121A | Switch, Temperature, High, Lub Oil Return from Bearing back drive end | TAB-DEW-CF-1121 | Switch,Temperature | Switch |  | TSH | http://www.toronto.ca/TWONTO#temperature_switch |  | Centrifuge # 11
135206 | 55841 | THR-EWSS-WA1 | Eyewash and Shower Station, Work Area 1 | THR-SQ-PEWS-WA1 | Safety,Eye wash | Safety Equipment |  |  | http://www.toronto.ca/TWONTO#collection_of_assets |  | Portable. (Gravity Operated) Eyewash Station, Dig9&10 Bsmnt
139394 | 30946 | THR-WA1-LD-0700 | Sling, Nylon, Work Area 1 (NYLON SLING 6' X 13', CAPACITY 16800 LBS SN 1350700.) | THR-LD-NYLN-WA1 | Lifting Device,Sling | Lifting Device |  | LD | synthetic_web_sling |  | Slings, Nylon, Work Area 1
83057 | 73571 | FHA-SES-SQ-0607 | FHA-SQ-LP-0019 - Life Preserver | FHA-SES-LP |  | Safety Equipment |  | SQ | http://www.toronto.ca/TWONTO#personal_floatation_device |  | Life Preservers
125171 | 60701 | THC-ELS-WR-0193 | Motor Control Center, Building C | THC-ELS-MCC-2802 | Control Panel,MCC | Motor Control Centre |  | WR | http://www.toronto.ca/TWONTO#LV_electrical_panel |  | Motor Control Center, Building C
48735 | 92868 | TAB-NGS-STM-BLR2 | Natural Gas line to Steam Boiler 2 | TAB-NGS-BOILERS | [6 empty] | TAB- Natural Gas Supply Line, Boiler Headers
118520 | 81526 | TAB-STR-F-4009R | Filter, Lube Oil, Blower BL 4009 | TAB-STR-P-4009 | Filter | Filter |  | F | http://www.toronto.ca/TWONTO#replaceable_oil_or_fuel_filter |  | Pump, Main Oil ,Blower BL4009
114792 | 9169 | TAB-PLT-PSH-0621 | Switch, Pressure High, Grit Pump P-0621 Discharge, Grit Bldg., P Bldg. | TAB-PLT-P-0621 | Switch,Pressure-High | Switch |  | PSH | http://www.toronto.ca/TWONTO#pressure_switch |  | Pump, Centrifugal, Submersible, Grit Tank, T-0600, Grit Bldg., P Bldg.
115424 | 5054 | TAB-PRM-FSL-2502? | Switch ,Flow, Low,Seal water to Scum Pump P-2502 | TAB-SUSPENDED ENTITY | Switch,Flow | Switch | 34239 | FSL | http://www.toronto.ca/TWONTO#flow_switch |  | Suspended entities
129265 | 83724 | THC-THK-T-1200 | Tank,Make-up,Polymer Make-up System-1200,Thickening Building | THC-THK-POL | Chemical Feeder | Tank |  | T | http://www.toronto.ca/TWONTO#chemical_storage_tank |  | Thickening Polymer System
101627 | 86909 | MAIN-225 | Main 225 | WTR-LWA | [6 empty] | Work Area 2 Central Mains and Chambers
4029 | 97341 | COL-PCU-FEQ-0005 | Fire Prevention, Extinguisher | COL-PCU-MISC | Fire Prevention,Extinguisher |  | 34993 | FEQ |  |  | Miscellaneous Equipment
74354 | 42882 | THR-AER-RPU-0200 | Remote Processor Unit, SCADA,GE RX3i 172.22.37.237 THRPSN04 Aeration Tank Electrical Building | THR-ITS-COM-4201 | RPU | Remote Processor Unit |  | RPU | http://www.toronto.ca/TWONTO#RPU_panel |  | Termination Panel, Aeration - South
21943 | 9516 | FHO-ELS-WR-0709 | Welding Receptacle, TRW P.S. S5, TRW Basement, South/West | FHO-ELS-LTG |  | Power Distribution Panel |  | WR | http://www.toronto.ca/TWONTO#welding_receptacle |  | Facility Electrical System
12307 | 6789 | COL-PCU-DR-5332 | Door Entry System | COL-PCU-SUSPENDED |  |  | 35002 | DR |  |  | Cumber P.S.suspended entities
106685 | 49919 | TAB-ACC-FSL-5811 | Switch,Flow,Water From Pump | TAB-ACC-P-5811 | Switch,Flow | Switch |  | FSL | http://www.toronto.ca/TWONTO#flow_switch |  | Pump, Booster, Primary Loop, Bio-Solids Loading Bldg,P12-2
44131 | 64927 | FCL-ACC-HTR-0326 | Heater, Baseboard, 208V, 1.25kW, Admin Building, First Floor. Meeting Room 104, North Wall West | FCL-ACC-ADMIN |  |  |  | HTR |  |  | Administration Building HVAC Equipment
125816 | 61160 | THC-GRK-DR-M | Doors, Building M | THC-GRK-MAINT |  | Door |  |  | http://www.toronto.ca/TWONTO#door
21431 | 21420 | FHO-DEW-LS-0005 | Switch, Level, Sump Pumps P-1201 & P-1301 Control, Surge Building, S2, Tank Room | FHO-DEW | Switch,Level | Switch |  | LS | http://www.toronto.ca/TWONTO#level_switch |  | Dewatering & Drainage
12272 | 90288 | COL-PCP-WEL-0100 | Wet Well | COL-PCP | Well |  |  | WEL |  |  | Copeland Pumping Station
80383 | 13098 | FHA-SED-ZSH-0605F | Switch, Limit, Access Hatch Zone 5, Settling Basin T-0601 | FHA-SED-ZSH-0605 |  | Security System |  | ZSH | http://www.toronto.ca/TWONTO#position_switch |  | Switch, Limit, Access Hatch Zone 6
11146 | 1870 | COL-PBY-FEQ-0001S | Fire Prevention, Extinguisher | COL-W-OBSOLETE | Fire Prevention,Extinguisher |  | 42605 | FEQ |  |  | Col West Obsolete Entities
124564 | 41222 | THC-DIS-T-0300 | Tank, Sodium Hypochlorite, Disinfection | THC-DIS |  | Tank |  | T | http://www.toronto.ca/TWONTO#chemical_storage_tank |  | Disinfection (Chlorination) Process
58502 | 83611 | THC-ACC-DM-0185 | Damper,Motorized,Outdoor Air,Boiler Building,North Zone 1 | THC-DIS | Damper/Louver | HVAC |  | DM | http://www.toronto.ca/TWONTO#air_damper |  | Disinfection (Chlorination) Process
33251 | 68898 | COL-SMC-T-0200 | Tank, CSO | COL-SMC-MISC | Tank |  |  | T |  |  | Miscellaneous Equipment
81882 | 54243 | FHA-SES-LDR-0421 | FHA-SES-LD-0069 - 5' Ladder ( RMF SBS Storage ) | FHA-SES | Safety | Safety Equipment |  | LDR | http://www.toronto.ca/TWONTO#ladder |  | Safety & Environmental Services
78880 | 55858 | FHO-ELS-WR-1104 | Welding Receptacle, Ozone Building, S2, Service Pipe Gallery | FHO-ELS-LTG |  | Power Distribution Panel |  | WR | http://www.toronto.ca/TWONTO#welding_receptacle |  | Facility Electrical System
122123 | 7359 | THC-AI-F-7001 | Filter,Instrument Air,Incinerator Building,2nd floor | THC-AI-PIP-7000 | Filter | Filter |  | F | http://www.toronto.ca/TWONTO#replaceable_air_filter |  | Piping, Instrument Air Distribution, Incinerator Building, Outside Compressor Room,2nd Floor
29681 | 72115 | FIS-PCL-FSL-0501-SUS | Switch, Flow-Low, PACL, To Mixer 0501, Raw Water Pumping Station | FIS-SUSPENDED |  | Switch | 38277 | FSL | http://www.toronto.ca/TWONTO#flow_switch |  | Obsolete Entities/Processes
109795 | 8542 | TAB-DEW-T-0730 | Tank, DWS from Centrifuge #7 | TAB-DEW-P-0731 | Tank | Tank |  | T | http://www.toronto.ca/TWONTO#storage_tank |  | Pump, Sludge Cake Transfer, Baby Schwing #7, Dewater. Bldg, 2/F NE
21652 | 67087 | FHO-DOZ-T-3300-SUS | ? tank, ? function in ? process, ? Location | FHO-SUSPENDED |  | Tank | 37820 | T | ? |  | Suspended Entity List
146336 | 71692 | WTR-PSC-HRN-0010 | PPE, Body Harness, S/N 94604 | WTR-EAST-SES | PPE,Harness | Safety Equipment |  | HRN | http://www.toronto.ca/TWONTO#fall_arrest_harness |  | Safety & Lifting Devices
47441 | 13532 | TAB-EL1-MCC-6634 | Motor Control Centre 600V - Galery 9 | TAB-PLT-ELQ-P | Control Panel,MCC | Motor Control Centre |  | MCC | http://www.toronto.ca/TWONTO#LV_electrical_panel |  | P Building - Electrical Equipment
77066 | 11154 | THR-PLT-SQ | Fall Protection Post for Bar screens,WA2 | THR-PLT-SC-0102 | Safety,Eye wash | Safety Equipment |  |  | http://www.toronto.ca/TWONTO#fall_restricting_system |  | Bar Screen, Preliminary Treatment
79886 | 22108 | THR-WA1-LD-92-24 | Sling, Nylon, Work Area 1 (NYLON BELT SLING SIZE; 1" X 4', CAPACITY 1800 LBS,SN 1497892-24) A | THR-LD-NYLN-WA1 | Lifting Device,Sling | Lifting Device |  | LD | synthetic_web_sling |  | Slings, Nylon, Work Area 1
68405 | 74378 | THR-ACC-PDSH-4501 | Switch, Pressure Differential, High, Serves THR-ACC-AHU-4501,SP RAS Pumping Station | THR-ACC-AHU-4501 | Switch,Pressure | Switch |  | PDSH | http://www.toronto.ca/TWONTO#pressure_switch |  | Air Handling Unit, 100% Outside Air Draw Thru, RAS Pumping Station
64081 | 61858 | THC-PM-WA1 | THC-PM Work Area 1 | THCSLDMNT | [6 empty] | THC Solids Maintenance
139558 | 13872 | THR-WA4-LD-0022 | Sling, Nylon, Work Area 4 (2" X 4') | THR-LD-NYLN-WA4 | Lifting Device,Sling | Lifting Device |  | LD | synthetic_web_sling |  | Slings, Nylon, Work Area 4
61710 | 85594 | THC-FT-PSL-1295 | Switch, Inlet, Pressure-Low, Scum Transfer Pump 1290,Secondary, Phase I | THC-FT-P-1290SUSPENDED | Switch,Pressure-Low | Switch |  | PSL | http://www.toronto.ca/TWONTO#pressure_switch |  | Pump, for Scum Pit Tank 1280, for final tank 1200, Secondary Clarifier
93229 | 62202 | FHO-GRK-DR-1087L | Door, (FD-1-87), Fire Rated, Chemical Building, L1, Gaseous Feed Room, North West | FHO-GRK-FEQ-0001 | Fire Prevention,Door | Door |  | DR | http://www.toronto.ca/TWONTO#fire_rated_door
7308 | 98100 | COL-PSL-DM-0002 | Damper/Louver, Generator Room | COL-PSL-MISC | Damper/Louver |  |  | DM |  |  | Miscellaneous Equipment
53637 | 78671 | TAB-SES-RING-3014 | Lifebuoy Ring | TAB-SES-RING-3000 | PPE | Safety Equipment |  | RING | http://www.toronto.ca/TWONTO#life_ring |  | Lifebuoy Ring
28720 | 92138 | FIS-ELS-DS-0616A | Disconnect Switch, Polymer Skid 1, RMF Polymer Storage & Feeder Building, Polymer Storage Room | FIS-ELS-MCC-0600 | Switch | Switch |  | DS | http://www.toronto.ca/TWONTO#disconnect_switch |  | MCC,600 V,Filter Building,Mezzanine,West
119809 | 88767 | TAB-WA2-SQ-1256 | Type DOG - 1/4" - 9/32" Chain Sling - 2 - Leg | TAB-SES-LD | Lifting Device,Sling | Lifting Device |  | SQ | chain_sling |  | WA2 Lifting devices
104671 | 14887 | NR3119E | Unit Heater,Convection,P.W.P.S.-H-12 | TAB-ACC-HTR-PWPS | H.V.A.C.,Heater | HVAC |  |  | http://www.toronto.ca/TWONTO#heater |  | Unit Heaters- PWPS
120915 | 17650 | THC-ACC-HTR-0365 | Air Heater, Convector, Building M | THC-ACC-HEATERS | H.V.A.C.,Heater,Unit | HVAC |  | HTR | http://www.toronto.ca/TWONTO#heater |  | Air Heaters, Building M
30825 | 85271 | FIS-STORE | Computer Storage Location | FIS-EUS | [6 empty] | Production & End User Support
90825 | 53214 | FHO-CLARIFIER-BLDG | Building Location | FHO-EUS | [6 empty] | Production & End User Support
29107 | 51049 | COL-PWN-LSH-0103 | Switch, Level-High | COL-PWN | Switch,Level | Switch |  | LSH | http://www.toronto.ca/TWONTO#level_switch |  | Warren Park Pumping Station
64414 | 23002 | THC-PRM-LSH-0174 | Switch, Level, High, Pump Start, NW Plant | THC-PRM-P-0174 | Switch,Level | Switch |  | LSH | http://www.toronto.ca/TWONTO#level_switch |  | Pump, Centrifugal Submersible, Drainage, NW Plant
8982 | 37731 | COL-YKP-DA-150854 | Davit Centre Base-150854 | COL-YKP-DA-0023S | Safety | Safety Equipment |  | DA | davit_base |  | Davit Arm Assembly with Upper Arm-1734510
58543 | 30761 | THC-ACC-DM-0631 | Damper,Motorized,Exhaust Fan FN-0630,South Pumping Station,Sampling Room,Ground Level | THC-ACC-FN-0630 |  | HVAC |  | DM | http://www.toronto.ca/TWONTO#air_damper |  | Fan,Centrifugal,Exhaust,South Pumping Station,Sampling Room Roof
40835 | 16321 | TAB-ACC-TE-1490A | Temperature Element, Supply Air Temperature | TAB-ACC-HTR-1490 | Sensor,Temperature | HVAC |  | TE | http://www.toronto.ca/TWONTO#temperature_sensor_element |  | Heater, Electric Reheat Coil
127479 | 75600 | THC-PRM-DM-1042 | Damper,Motorized | THC-PRM-BLDG-HPU0010 |  |  |  | DM |  |  | HPU Building 10
69756 | 634 | THR-BG-PSH-0102 | Switch,Pressurel-High, Condensate Separator Tank F-0102, Compressor Building, Gas Compressor (And Dryer) | THR-BG-F-0102 | Switch,Pressure-High | Switch |  | PSH | http://www.toronto.ca/TWONTO#pressure_switch |  | Condensate Separator, Fuel Gas, Compressor Building, Gas Compressor (And Dryer)
113419 | 81467 | TAB-ELS-SQ-1000 | Safety,Electrical PPE Cabinet,North Substation,1st Floor,West | NORTH SUBSTN_1ST FLR | Safety | Safety Equipment |  | SQ | http://www.toronto.ca/TWONTO#collection_of_assets |  | MSA Substation,1st Floor
143587 | 26352 | WTR-PEL-LSH-1004 | Switch, Level, High, Containment Alarm, Generator Building, Product Handling Room | WTR-PEL-AUX | Switch,Level-High | Switch |  | LSH | http://www.toronto.ca/TWONTO#level_switch |  | Auxilliary Equipment (Building Facilities)
13688 | 80895 | FCL-MCS-LD-1001 | Winch - CAP : - 60 FT cable | FCL-MCS-LD | Lifting Device,Hoist,Manual | Lifting Device |  | LD | winch |  | Lifting Devices
119837 | 84349 | TAB-WA2-SQ-5555 | Body Harness, Richard Gallant | TAB-WA2-SQ-0001 | PPE,Harness | Safety Equipment |  | SQ | http://www.toronto.ca/TWONTO#fall_arrest_harness |  | Fall Arrest System , Tripod and SRL
55492 | 6333 | TAB-WA1-SQ-1985 | Lanyard 6 Ft- Xie, Joe | TAB-WA1-SQ-0001 | PPE,Harness | Safety Equipment |  | SQ | lifeline |  | WA1 Fall Arrest System
132829 | 34495 | THR-DIG-PSH-5880 | Switch, Pressure-High, Discharge, Compressor 5880, Solids Treatment - Thickening - Mixing System - Digesters - Tank 0900 & Tank 1000, Compressors | THR-DIG-C-5880 | Switch,Pressure-High | Switch |  | PSH | http://www.toronto.ca/TWONTO#pressure_switch |  | Compressor, Gas, Mixing System, Digester Tank#09
119220 | 47963 | TAB-STR2 | Secondary Treatment - Clarifiers | TAB-WORK-AREA-LIQ | [6 empty] | TAB Work Area Liq
3009 | 93770 | COL-MTI-LSL-2300D | ,Switch, Level-Low Hydraulic Reservoir, Simcoe Control Chamber No.2300D, MTI | COL-MTI-CH-2000D | Switch,Level | Switch |  | LSL | http://www.toronto.ca/TWONTO#level_switch |  | Chamber,Scott Control Chamber No.20D,MTI
77785 | 24057 | THR-DIS-RPU-0002 | Remote Processor Unit, Disinfection Chlorination, Palace Pier (172.22.37.247) | THR-ELS-DIS | RPU | Remote Processor Unit |  | RPU | http://www.toronto.ca/TWONTO#RPU_panel |  | Electrical System, Disinfection, Chlorine Building
111095 | 91571 | TAB-DIG-SQ-0011 | Emergency Eye Wash Pack, # 1 Digester 1-4 Bsmt | TAB-DIG-STRC-T1-4 | PPE,Eyewash Station | Safety Equipment | 34477 | SQ | http://www.toronto.ca/TWONTO#emergency_eyewash |  | Digester Tanks 1-4 - Drains, Electrical Service(110/220V), Lighting, Plumbing
3746 | 2357 | COL-PGA-FN-0102 | Fan,Centrifugal,IntakeWet Well | COL-PGA | Fan | HVAC |  | FN | http://www.toronto.ca/TWONTO#blower_or_fan_with_drive |  | Greyabbey Sewage Pumping Station
6872 | 38890 | COL-PRD-CH-0001 | Chamber, Inlet | COL-PRD | Chamber |  |  | CH |  |  | Redland Pumping Station
8320 | 69250 | COL-PWR-P-5550 | Pump, Centrifugal | COL-PWR | Pump |  | 35062 | P |  |  | West Rouge Pumping Station
90857 | 92179 | FHO-CLB-FSL-0002A | Switch, Flow, Primary Post Resid. Analyzer Supply, AIT-0001A, Filter Pipe Gallery1-8, Upper Lvl. S/E | FHO CLEARWELL | Switch,Flow-Low | Switch |  | FSL | http://www.toronto.ca/TWONTO#flow_switch |  | Sampling
91217 | 56289 | FHO-DOZ | Ozonation System | FHO WORK AREA 1 | [6 empty] | Process
89213 | 57325 | WTR-RLW-T-0200 | Tank, Reservoir, (South-East Basin) | WTR-RLW-TRW | Tank,Reservoir | Tank |  | T | http://www.toronto.ca/TWONTO#reservoir_tank |  | Treated Water (Transmission)
136674 | 15111 | THR-MCS-LD-0551 | Chain Hoist, Electric, Digester 9-10, Work Area 1 | THR-LD-WA1 | Lifting Device,Hoist,Electrical | Lifting Device |  | LD | http://www.toronto.ca/TWONTO#lifting_equipment_hoist |  | Lifting Devices, Chain Hoist, Come Along & Slings
115436 | 64519 | TAB-PRM-FSL-3802 | Switch ,Flow, Low,Seal water to Pump-3802 | TAB-PRM-P-3802 | Switch,Flow | Switch |  | FSL | http://www.toronto.ca/TWONTO#flow_switch |  | Pump, Raw Sludge
21766 | 26872 | COL-PMY-FA-0004S | Fire Alarm System, RPU-0001 | COL-PMY | Building Service,Fire Alarm |  | 42922 | FA |  |  | Maryport Sewage Pumping Station
8534 | 54170 | COL-RBB-HTR-0001 | Heater, Unit | COL-RBB | Heater |  |  | HTR |  |  | Western Beaches Tunnel (Battery Park)-Storm
16432 | 13342 | FHA-FLT-MX-2701 | FHA-FLT-SW-2701 - Sweeps, Surface Wash, Filter #27 | FHA-FLT-F-2701 | Filter | Filter |  | MX | filter_sweeping_arm |  | Filter #27, Filter Building, East Filter Gallery South
29997 | 94319 | FIS-RW-PSL-0001 | Switch, Pressure, Low, Potable Water Flushing Line to Screen SC-0101, Raw Water Pump Room | FIS-RW-SC-0101 | Switch,Pressure-Low | Switch |  | PSL | http://www.toronto.ca/TWONTO#pressure_switch |  | Screen, Bar, Travelling, Raw Water PS
117287 | 67031 | TAB-RSP-RPU-0212 | RPU, RSP Pump # 2 | TAB-RSP-INQ | RPU | Remote Processor Unit |  | RPU | http://www.toronto.ca/TWONTO#RPU_panel |  | T Building - Instrumentation
43770 | 15918 | TAB-DEW-P-0131 | Pump,DW Sludge | TAB-DEW SLUDGE CAKE | Pump | Hydraulic System | 33575 | P | http://www.toronto.ca/TWONTO#pump |  | Sludge Cake Pumping
34811 | 76126 | COL-YKP-FAK-0018S | First Aid Kit, Truck #095091 (Transit XL) | COL-YKP-VEH-0018S | Safety,First Aid Kit | Safety Equipment | 42724 | FAK | http://www.toronto.ca/TWONTO#first_aid_kit |  | Vehicle, Truck #095091 (Transit XL)
7578 | 59833 | COL-PST-DM-0005 | Damper 1, Exhaust Fan 0002 | COL-PST-MISC | Damper/Louver |  |  | DM |  |  | Miscellaneous Equipment
143744 | 95711 | WTR-PEL-TSL-0301 | Switch, Temperature-Low, Fan 0301 | WTR-PEL-FN-0301 | Switch,Temperature-Low | Switch |  | TSL | http://www.toronto.ca/TWONTO#temperature_switch |  | Fan, Supply, Air, Pump 0300
23681 | 56550 | COL-PPU-LIT-0001 | Transmitter, Level | COL-PPU-MISC | Transmitter,Level |  |  | LIT |  |  | Miscellaneous Equipment
26246 | 31368 | FHO-SES-SCBA-0003 | Cylinder, SCBA, Air Pack, 2216 PSI, Ser #OJ-379608 | FHO-SES-SQ-0002 | PPE,SCBA | Safety Equipment |  | SCBA | http://www.toronto.ca/TWONTO#compressed_gas_cylinder |  | Emergency Breathing Apparatus
34818 | 18929 | COL-YKP-FAK-0021 | First Aid Kit, Truck #112431 (Transit 250) | COL-YKP-VEH-0021 | Safety,First Aid Kit | Safety Equipment |  | FAK | http://www.toronto.ca/TWONTO#first_aid_kit |  | Vehicle, Truck #112431 (Transit 250)
47369 | 63190 | TAB-EL1-MCC-6547 | Motor Control Centre, Z Bldg | TAB-EL1-PDP-6009 | Control Panel,MCC | Motor Control Centre |  | MCC | http://www.toronto.ca/TWONTO#LV_electrical_panel |  | Power Distribution Panel, 600V, Z Building Outdoor Substation
135667 | 18143 | THR-FT-LSHH-3981 | Switch, Level-High-High,Pump 3981,Sump,T20 | THR-FT-P-3981 | Switch,Level-High-High | Switch |  | LSHH | http://www.toronto.ca/TWONTO#level_switch |  | Pump, Sump, Flood Monitoring, Finals, Tunnel 20
45421 | 61120 | TAB-DIG-PSH-4195 | Switch Pressure,High,Delivery,Digester Gas Compressor C-4195 | TAB-DIG-C-4195 | Switch,Pressure | Switch |  | PSH | http://www.toronto.ca/TWONTO#pressure_switch |  | Compressor #2,Gas (DX5002A) Digester Tank 19 & 21
24343 | 37356 | FHO-MCS-MEQ-1301_SU | Backflow Preventer Testing Kit | FHO-MCS-MEQ | Machine Tool | Tool | 34957 | MEQ | backflow_preventer_tester |  | Machine Shop & Equipment
7113 | 13799 | COL-PSB-FEQ-0001S | Fire Prevention, Extinguisher | COL-PSB-MISC | Fire Prevention,Extinguisher |  | 42714 | FEQ |  |  | Miscellaneous Equipment
94014 | 1473 | FHO-RW-P-1601-KQ | Zebra Mussel Control Sample Pump Unit 2 | FHO-OBSOLETE |  |  |  | P |  |  | Removed From Service
4138 | 21591 | COL-PCU-SS-5332 | Door entry system | COL-PCU-SUSPENDED | Security System |  | 35003 | SS |  |  | Cumber P.S.suspended entities
90843 | 52583 | FHO-CLB-EV-0201 | Evaporator, Post Chlorination Train 2 West, Main Floor, Chemical Machine Room | FHO-CLB-CHL-0201 | Evaporator,Chlorine | Evaporator |  | EV | http://www.toronto.ca/TWONTO#chlorinator_system |  | Chlorinator, Post Chlorination Train 2 West, Chemical Building, L1, Evaporator Room
59668 | 8809 | THC-ACC-TSL-6201 | Switch, Temperature, Low, S/A Duct, Blower Room, 2nd Floor Mech Room #2, Headworks | THC-ACC-AHU-6200 | Switch,Temperature-Low | HVAC |  | TSL | http://www.toronto.ca/TWONTO#temperature_switch |  | Air Handling Unit, Blower Room, 2nd Floor Mech Room #2, Headworks
29736 | 51911 | COL-PWR-FIT-5558 | Transmitter, Flow | COL-PWR-SUSPENDED | Transmitter |  | 35036 | FIT |  |  | West Rouge P.S.suspended entities
93596 | 14478 | WTR-PPD-AC-3051 | Air Conditioner, Ductless, Control Room | WTR-PPD-CU-3051 | H.V.A.C.,Air Conditioner | HVAC |  | AC | http://www.toronto.ca/TWONTO#air_condition |  | Condensing Unit 2, Air Cooled, Roof
55 | 40 | TAB_EL1_L_1506 | Electrical Power Line,EL1-BUS-1502,EL1-TR-1506,North Substation | TAB_EL1_13.8KV_LINES | [6 empty] | Electrical Power Line,13.8KV,North Substation
40119 | 9279 | DE1023A | Dry Cooler | TAB-DEW CENTRIFUGES | H.V.A.C. | HVAC |  |  | http://www.toronto.ca/TWONTO#air_condition |  | Centrifuge Systems
47985 | 51767 | TAB-EL3-MCC-6126S | Motor Control Centre, Plant Water Bldg | TAB-EL3-PDP-6015 | Control Panel,MCC | Motor Control Centre | 47660 | MCC | http://www.toronto.ca/TWONTO#LV_electrical_panel |  | Power distribution Panel, 600V
51625 | 70706 | TAB-GRK-VEH-323088 | Tractor, Case, Front-End Loader | TAB-GRK-VEH2 | Vehicle,Licensed | Vehicle |  | VEH | http://www.toronto.ca/TWONTO#golf_cart
95115 | 8804 | FHO-TRW-C-0101-KQ | Surge Air Compressor 1 | FHO-TRW- SURGE |  |  |  | C |  |  | Surge Protection System
101472 | 36185 | LD50904 | Come Along, Motivation, 2 t, Tag # 16, WA2 | TAB-SES-LD | Lifting Device | Safety Equipment |  |  | winch |  | WA2 Lifting devices
144861 | 21909 | WTR-PKL-OFFICE | Computer Location | WTR-WORK AREA 3 | [6 empty] | Building Location
88702 | 11852 | WTR-RBV-TRW | Treated Water (Transmission) | WTR-RBV | [6 empty] | Bayview Reservoir
94800 | 11953 | FHO-SES-SCBA-0039SUSP | SCABA Oxygen Cylinder | FHO-SES-SQ-0002 | PPE,SCBA | Safety Equipment | 34655 | SCBA | http://www.toronto.ca/TWONTO#compressed_gas_cylinder |  | Emergency Breathing Apparatus
27239 | 87200 | COL-PSU-SW-0002 | Switch, LP 0002 Power Disconnect | COL-PSU | Switch |  |  | SW |  |  | Sunnyside Pumping Station
8892 | 34612 | COL-YKP-DA-0001S | Davit Arm Assembly with Upper Arm-110677 | COL-YKP-DA | Safety | Safety Equipment | 45967 | DA | http://www.toronto.ca/TWONTO#fall_arrest_Davit_arm |  | Davit Arm Assembly
63472 | 76112 | FCL-PAC-CP-0301A | Control Panel, PAC Aeration Blower BL-0301, Dry Chemical Building Basement | FCL-PAC-BL-0301 |  |  |  | CP |  |  | Blower, PD, PAC Mixing Air Supply, Dry Chemical Building Basement
8986 | 7599 | COL-YKP-DA-150861 | Davit Centre Base-150861 | COL-YKP-DA | Safety | Safety Equipment |  | DA | davit_base |  | Davit Arm Assembly
46770 | 590 | FCL-ACC-HTR-0911 | Heater, RMF, Clarification Facility, Ground Floor, HVAC Room 1 | FCL-ACC-RMF |  |  |  | HTR |  |  | Residue Management HVAC Equipment
119791 | 92938 | TAB-WA2-SQ-1214 | EE2 - 902 T3 Nylon Sling | TAB-SES-LD | Lifting Device,Sling | Lifting Device |  | SQ | synthetic_web_sling |  | WA2 Lifting devices
94990 | 4121 | FHO-SPC-COM-1701 | Termination Panel, Filter Building, S2, Filter Pipe Gallery, West Wall | FHO-SPC |  | Communications Equipment |  | COM | termination_panel |  | Process Control Systems - Services Area
64675 | 74023 | THC-PRM-PT-1022 | Transmitter, Pressure, Pump Pressure, Oil Tank 1010 | THC-PRM-P-1020 |  |  |  | PT |  |  | Pump, Vane, Oil Tank 1010
8905 | 92642 | COL-YKP-DA-0006S | Davit Arm Assembly with Upper Arm-111966 | COL-W-OBSOLETE | Safety | Safety Equipment | 45972 | DA | http://www.toronto.ca/TWONTO#fall_arrest_Davit_arm |  | Col West Obsolete Entities
14488 | 25842 | FCL-SES-FA-0003 | DBI Sala | FCL-SES |  | Safety Equipment |  | FA | ? |  | Safety and Environmental Services
48307 | 41997 | TAB-ELS-TR-ST-SS | Transformer, Secondary 4160/600V, SS | TAB-ELS-SOUTH | [6 empty] | South Substation
145928 | 2385 | WTR-PRH-SS-0002 | Panel, Security CCTV, Control,Pumping Station | WTR-PRH-LB-0102 | Control Panel,Security | Security System |  | SS | http://www.toronto.ca/TWONTO#security_system |  | Load Breaker, 4160V, Secondary, Switchgear Electrical Room
94860 | 68668 | FHO-SES-SQ-6062 | High Voltage Safety Equipment, Insulated Gloves, Class 4, Serial Number 1131, Craig Clayton | FHO-SES-SQ-1000 | PPE,Insulated Glove | Safety Equipment |  | SQ | http://www.toronto.ca/TWONTO#rubber_insulating_gloves |  | High Voltage Insulated Gloves
10276 | 13118 | FCL-ACC-FS-0201 | Switch, Loss of Air Flow,Lunch Room/Locker Room/Washroom/Lobby Ventilation System,Dry Chemical Bldg. | FCL-ACC-FN-0201 | Switch,Flow | Switch |  | FS | http://www.toronto.ca/TWONTO#flow_switch |  | Fan, Vane, Axial, Lunch Room/Locker Room/Washroom/Lobby Ventilation System, Dry Chemical Building
78861 | 92525 | THR-SES-SQ-14P | Portable, (Bottled) Eyewash Station, Ferrous Bldg., Bsmt. South Wall | THR-SQ-PEWS-WA4 | Safety,Eye wash | Safety Equipment |  | SQ | eye_wash_bottle |  | Portable, (Bottled) Eyewash Station, Work Area 4
40349 | 32692 | TAB-ACC-FSL-0010 | Switch,Flow,Feed Water Pump, Boiler No.1 | TAB-ACC-P-0010 | Switch,Flow | Switch |  | FSL | http://www.toronto.ca/TWONTO#flow_switch |  | Pump, Feed Water, Hot Water Boiler #1,PB1-1
125188 | 25782 | THC-ELS-PS-0001-B | Primary Power Equipment, Building B | THC-GRK-ELS-B |  | Control Panel,MCC |  | PS | http://www.toronto.ca/TWONTO#collection_of_assets |  | Building B
119594 | 51315 | TAB-WA1-LD-1260 | Hydraulic Lifter | TAB-WA1-SQ-1000 | Lifting Device | Lifting Device |  | LD | lift_truck |  | WA1 Lifting Devices and Slings
46601 | 31189 | TAB-DIS-CHL-1112 | Chlorinator #2 | TAB-DIS-CHL-2 | Chemical Feeder | Chemical Feeder |  | CHL | http://www.toronto.ca/TWONTO#chlorinator_system |  | Chlorination Train #2
53626 | 60330 | TAB-SES-LTX-2298 | Exit Sign, Battery Unit, 2 LED heads, Tunnel 'H' | TAB-SUSPENDED ENTITY | Lighting,Exit | Safety Equipment | 41302 | LTX | http://www.toronto.ca/TWONTO#lighting_unit |  | Suspended entities
30696 | 32362 | FIS-SES-SQ-6007 | Safety Harness, Full Body | FIS-SES |  | Safety Equipment |  | SQ | http://www.toronto.ca/TWONTO#fall_arrest_harness |  | Safety, Instrumentation & Environmental Services
66878 | 56371 | THC-GRK-VEH-378293 | Vehicle, 2017 Polaris Ranger (WA3) | THC-GRK-VEHICLES | Vehicle,Licensed | Vehicle |  | VEH | http://www.toronto.ca/TWONTO#golf_cart
93834 | 90978 | FHO-POL-P-0601-KQ | Polymer Skid 6 | FHO-POL |  |  |  | P |  |  | Polymer System
9540 | 8960 | DOS-YCM-VEH-327005 | 2019 CASE CX60C - Vehicle Unit# 327005 | FAC-YCM-VEH | Vehicle,Licensed | Vehicle |  | VEH | power_mobile_equipment
34503 | 34609 | MAIN-160 | Main 160 | WTR-LWA | [6 empty] | Work Area 2 Central Mains and Chambers
45398 | 99625 | TAB-DIG-PSH-0334 | Switch,Pressure, High | TAB-DIG-P-0334 | Switch,Pressure-High | Switch |  | PSH | http://www.toronto.ca/TWONTO#pressure_switch |  | Pump, Sludge Recirculation #3
77589 | 3061 | THR-PRM-CRN-0510 | Chainfall, Morris- 3T, Overhead, Monorail, Manual, PS # 1 | THR-CRN-WA2 | Crane,Overhead,Travelling | Lifting Device |  | CRN | http://www.toronto.ca/TWONTO#lifting_equipment_hoist |  | Cranes, Overhead Lifting Devices,WA2
140111 | 57980 | TNT-CSO-POL-2101 | Polymer Make-Down Skid No.1 | TNT-CSO-LAB | Chemical Feeder | Chemical Feeder |  | POL | http://www.toronto.ca/TWONTO#polymer_preparation_system |  | Lab Bldg polymer System
120790 | 70736 | THC-ACC-FN-6801 | Fan, Centrifugal, Supply, Ferrous Chloride Building | THC-PRS-BLDG |  | HVAC |  | FN | http://www.toronto.ca/TWONTO#blower_or_fan_with_drive |  | Phosphorous removal system, Building and Storage
40716 | 29490 | DR8012A | Air, Handling Unit, AHU-2, (2.8 L/S),, Digester Gas Control Building | TAB-ACC-AHU | Air Handling Unit | HVAC |  |  | http://www.toronto.ca/TWONTO#air_handler_unit |  | Air Handling Unit & Supply Fan
132460 | 59238 | THR-DIG-FSL-5882 | Switch, Flow-Low, Lube Oil, C-5880, Gas Mixing System | THR-DIG-T-5881 | Switch,Flow-Low | Switch |  | FSL | http://www.toronto.ca/TWONTO#flow_switch |  | Tank, Reservoir, Auxiliary Oil, Gas Compressor 5880, Digester Mixing System
26304 | 10310 | FHO-SES-SQ-0002 | Emergency Breathing Apparatus | FHO-SES-SQ-0004 |  | Safety Equipment |  | SQ | emergency_breathing_apparatus |  | First Aid
141064 | 85896 | WH4007A | Door, Overhead # 2 Old Bio-Solid Truck Load-Out Facility | TAB-MCS-DR | Door,Overhead | Door |  |  | http://www.toronto.ca/TWONTO#roll_up_door
140631 | 24761 | TNT-MCS-SQ-1028 | Sling | TNT-MCS-LD | Lifting Device,Sling | Lifting Device |  | SQ | http://www.toronto.ca/TWONTO#fall_protection_sling |  | Lifting Devices , cranes/ Portable crane/hoists, come alongs, slings, wire rope, chains
24103 | 6949 | COL-PPU-WEL-0100 | Wet Well | COL-PPU-MISC | Well |  |  | WEL |  |  | Miscellaneous Equipment
98821 | 63793 | HX2013B | Receiver, Air | TAB-RSP-C-M | Vessel,Pressure | Tank |  |  | http://www.toronto.ca/TWONTO#pressure_vessel |  | M Building, Compressed Air
105966 | 30375 | TAB-ACC-AHU-6440 | Air Handling Unit, Primary Tank Operating Gallery, Ground, West Side | TAB-ACC-AHU-PBLDG | Air Handling Unit | HVAC | 46312 | AHU | http://www.toronto.ca/TWONTO#air_handler_unit |  | AHUs/Supply Fans P. Bldg.
132639 | 84793 | THR-DIG-PD-0800 | Tank, Primary Digester-8, Solids Treatment | THR-DIG-T | Tank | Tank |  | PD | http://www.toronto.ca/TWONTO#digester_tank |  | Digester, Tanks
18734 | 21381 | FHA-SES-SQ-1104 | FHA-SES-SQ-0104 - Safety Equipment, Life Preserver, Pump Building, Screen Room | FHA-SES-SQ-6 |  | Safety Equipment |  | SQ | http://www.toronto.ca/TWONTO#personal_floatation_device |  | Safety Fall Protection Equipment
107192 | 37258 | TAB-ACC-NGS-0040A | Natural Gas Train, Boiler #4, Z Building | TAB-ACC-BO 4 |  |  |  | NGS |  |  | Boiler # 4, Hot Water Heating, Volcano B-4
18273 | 21397 | COL-PLB-LSH-0103 | Switch,Level, High, Wet Well #1 | COL-PLB-WEL-0100 | Switch,Level-High | Switch |  | LSH | http://www.toronto.ca/TWONTO#level_switch |  | Wet Well
4581 | 71265 | COL-PGR-COM-0001 | Control Panel, Operator | COL-PGR-MISC | Control Panel |  |  | COM |  |  | Miscellaneous Equipment
114787 | 81044 | TAB-PLT-RPU-0406 | RPU, Remote Processor Unit | TAB-PLT-INQ-D | RPU | Remote Processor Unit |  | RPU | http://www.toronto.ca/TWONTO#RPU_panel |  | D Building - Instrumentation Equipment
73843 | 58225 | THR-ELS-MAINSUB | Electrical Equipment at the Main Substation | THR-ELS | [6 empty] | Electrical Power System
78937 | 46412 | THR-SES-SQ-9525S | Harness, Full Body | THR-SES-SQ | Safety | Safety Equipment | 38774 | SQ | http://www.toronto.ca/TWONTO#fall_arrest_harness |  | Safety Equipment
65599 | 29693 | THC-PWA-LSH-0316 | Level Switch High,Incineration. Plant Water Pumping Station | THC-PWA-P-0316 | Switch,Level | Switch |  | LSH | http://www.toronto.ca/TWONTO#level_switch |  | Pump,Sump, Incineration. Plant Water Pumping Station
12254 | 85721 | COL-PCP-LSH-0105 | Switch, Level-High | COL-PCP-MISC | Switch,Level |  |  | LSH |  |  | Miscellaneous Equipment
21527 | 8265 | FHO-DOZ-CW | Ozone Cooling Water | FHO-DOZ | [6 empty] | Ozonation System
139388 | 22061 | THR-WA1-LD-011-2 | Sling, Nylon, Work Area 1 (NYLON BELT SLING SIZE; 2" X 2', CAPACITY 6400 LBS, SN 1392011-2) A | THR-LD-NYLN-WA1 | Lifting Device,Sling | Lifting Device |  | LD | synthetic_web_sling |  | Slings, Nylon, Work Area 1
18787 | 89555 | FHA-GRK-DR-0301 | Door, Emergency Exit | FHA-GRK-PRTY-0001 | Door,Overhead | Door |  | DR | http://www.toronto.ca/TWONTO#roll_up_door
53636 | 66160 | TAB-SES-RING-3012 | Lifebuoy Ring | TAB-SES-RING-3000 | PPE | Safety Equipment |  | RING | http://www.toronto.ca/TWONTO#life_ring |  | Lifebuoy Ring
70470 | 2560 | THC-PWA-RPU-2402 | RPU, S.E. Pumping Station | THC-PWA-P-0400 |  | Remote Processor Unit |  | RPU | http://www.toronto.ca/TWONTO#RPU_panel |  | Pump, P-0400, S.E. Pumping Station
45291 | 89359 | FCL-RW-DR-0402 | Door, Overhead, Low Lift PS, Mezzanine, Electrical Service Room | FCL-GRK | Door,Overhead | Door |  | DR | http://www.toronto.ca/TWONTO#roll_up_door
96655 | 90366 | FIS-ELS-GFI-0023 | Ground Fault Circuit Interrupter, Lower level, north wall, nearby suspended solid analyzer.Intake Building: | FIS-INTAKE-BUILDING |  | Safety Equipment |  | GFI | ? |  | FIS Intake Building
114058 | 2349 | TAB-OCS-LSL-6701 | Switch, Level Low, Biofilter Humidification Unit HU-6710, Biofilter Area, P Bldg. | TAB-OCS-HU-6710 | Switch,Level-Low | Switch |  | LSL | http://www.toronto.ca/TWONTO#level_switch |  | Humidifier, Humidification Chamber, Biofilter Area, P Bldg.
117179 | 12577 | TAB-RSP-ELQ-M | M Building - Electrical Equipment | TAB-RSP-M | [6 empty] | M Building
11305 | 94324 | FCL-AUX-TPD-0902 | Trap Primer Device, Electrical, RMF Clarification Facility, Hallway, Thickener No.1 | FCL-ACC-RMF |  |  |  | TPD |  |  | Residue Management HVAC Equipment
126531 | 79477 | THC-MCS-T-0024 | Domestic Hot Water Tank, Building L | THC-PWA-HWT | Tank,Domestic Hot Water | Tank |  | T | http://www.toronto.ca/TWONTO#tanked_hot_water_heater |  | Domestic Hot Water Tanks
50237 | 75149 | TAB-PLT-SP-0601 | Sampler, Grit Tank T-0600 Discharge, Old Screen Area, Grit Bldg., P Bldg. | TAB-SUSPENDED ENTITY | Sampler | Sampler | 46076 | SP | http://www.toronto.ca/TWONTO#auto_sampler |  | Suspended entities
93292 | 50126 | FHO-GRK-DR-2053L | Door, (FD-2-53), Fire Rated, Ozone Building, L2, Gate Roomto DOZ 4 Stairway | FHO-GRK-FEQ-0001 | Fire Prevention,Door | Door |  | DR | http://www.toronto.ca/TWONTO#fire_rated_door
8959 | 40683 | COL-YKP-DA-110675(S) | Davit Upper Arm-110675 | COL-W-OBSOLETE | Safety | Safety Equipment | 45999 | DA | http://www.toronto.ca/TWONTO#fall_arrest_Davit_arm |  | Col West Obsolete Entities
121722 | 93030 | THC-ACC-V-6027 | Valve, Ball, Manual, Hot Water, HE-6001, Lower Level 2 Blower Room, Headworks | THC-ACC-HE-6001 | Valve,Ball | HVAC |  | V | http://www.toronto.ca/TWONTO#valve |  | Heat Exchanger, Heating Glycol System, Lower Level 2 Blower Room, Headworks
60946 | 38630 | THC-ELS-LTX-BLDG L | Exit Lights, Bldg. L | THC-GRK-ELS-L | Building Service,Lighting - Room | Safety Equipment | 41954 |  | http://www.toronto.ca/TWONTO#collection_of_assets |  | Building L
65404 | 64313 | THC-PRM-ZSL-1174 | Switch, Position Low, Flush Water, Valve 1174 | THC-PRM-CH-5300 | Switch,Position-Low | Switch |  | ZSL | http://www.toronto.ca/TWONTO#position_switch |  | Scum Pit,Tank 1100 & 1200, Primary Clarifier
139472 | 73362 | THR-WA2-LD-64-58 | Sling, Nylon, Work Area 2 (Sr 1479764-58) SIZE; 1" X 4', | THR-SES-LD | Lifting Device,Sling | Lifting Device |  | LD | synthetic_web_sling |  | Lifting Device, Safety Equipment
115565 | 80980 | TAB-PRM-RPU-0329 | RPU Panel, CEPT System, Workshop Bldg, Control Room, P Bldg. | TAB-EL1-MCC-6962 | RPU | Remote Processor Unit |  | RPU | http://www.toronto.ca/TWONTO#RPU_panel |  | MCC,Mechanical Room,Ground Floor,Screen Build,P Building
65486 | 39234 | FCL-SH-01 | Safety Harness Full Body | FCL-SES-SQ-0102 | PPE | Safety Equipment |  | SH | http://www.toronto.ca/TWONTO#fall_arrest_harness |  | Safety Harnesses, High Lift Building, Store Room
88459 | 32676 | WTR-PTH-PS-0002 | Switch, Pressure-Low, Water Transmission to District 5 | WTR-PTH-TRW | Switch,Pressure-Low | Switch |  | PS | http://www.toronto.ca/TWONTO#pressure_switch |  | Treated Water (Transmission)
74138 | 11972 | THR-EPS-PSH-0216 | Switch, Pressurel-High, Grease Pump, Centrifugal 0216, Plant Service, Effluent Pump, Centrifugaling | THR-EPS-P-0210 | Switch,Pressure-High | Switch |  | PSH | http://www.toronto.ca/TWONTO#pressure_switch |  | Pump, Centrifugal, Screw
7606 | 18216 | COL-PST-LSH-0103 | Switch, Level-High | COL-PST-MISC | Switch,Level |  |  | LSH |  |  | Miscellaneous Equipment
109800 | 85365 | TAB-DEW-T-3020 | Tank, Polymer Mixing # 2 | TAB-DEW POLYMER PREP | Tank | Tank |  | T | http://www.toronto.ca/TWONTO#chemical_storage_tank |  | Polymer Solution Preparation & Storage Systems
30864 | 84389 | FIS-TRW-FSL-0004 | Switch, Flow, Low, pH Analyzer AIT-0007 Inlet, Chemical Sampling Building, Upper level | FIS-TRW-AIT-0007 | Switch,Flow-Low | Switch |  | FSL | http://www.toronto.ca/TWONTO#flow_switch |  | Analyzer, pH, Phosphoric Acid Sampling, Chemical Sampling Building, Upper Level
98229 | 2049 | FIS-SES-SQ-1011 | Safety,Plant,Safety Gloves - Pair 11 | FIS-SES-SQ-GLOVE2 | Safety | Safety Equipment |  | SQ | http://www.toronto.ca/TWONTO#rubber_insulating_gloves |  | Asset Group, PPE, Electrical Personal Protection, Group 2
133897 | 71004 | THR-DIS-FPWS | Disinfection, Plant Water | THR-DIS |  |  | 34861 |  |  |  | Disinfection
119586 | 97474 | TAB-WA1-LD-1246 | Winch | TAB-WA1-SQ-1000 | Lifting Device | Lifting Device |  | LD | winch |  | WA1 Lifting Devices and Slings
30039 | 87336 | COL-PWR-LSH-0002 | Switch,Level, High, Sump pump pit, Dry well | COL-PWR | Switch,Level-High | Switch |  | LSH | http://www.toronto.ca/TWONTO#level_switch |  | West Rouge Pumping Station
113547 | 49168 | TAB-GRK-VEH-378333 | John Deere, Gator 4X4, SIMM | TAB-GRK-VEH | Vehicle,Unlicensed | Vehicle |  | VEH | http://www.toronto.ca/TWONTO#golf_cart
9039 | 62471 | COL-YKP-VEH-0009S | Vehicle, Truck #080070 (F550 XL) | COL-W-OBSOLETE | Vehicle,Licensed | Vehicle | 41258 | VEH | http://www.toronto.ca/TWONTO#pickup_truck
111050 | 84273 | TAB-DIG-PSH-9101 | Switch,Pressure,High,PSH300-1, Digester Gas Train, Boiler #1, Z Building | TAB-ACC-DIG-0010 | Switch,Pressure | Switch |  | PSH | http://www.toronto.ca/TWONTO#pressure_switch |  | Digester Gas Train, Boiler #1, Z Building
47268 | 30439 | TAB-EL1-LP-6915 | Load Panel,Lighting,120/208V,Electrical Room,Ground Floor,Screen Build,P Building | TAB-EL1-MCC-6961 | Control Panel,Lighting | Power Distribution Panel |  | LP | http://www.toronto.ca/TWONTO#LV_electrical_panel |  | MCC,Electrical Room,Ground Floor,Screen Build,P Building
46734 | 55730 | FCL-ACC-HTR-0758 | Heater, Snow Melting, Gaseous Chemical Building, Service Area Second Floor | FCL-ACC-CL |  |  |  | HTR |  |  | Gaseous Chemical Building HVAC Equipment
107508 | 83315 | TAB-ACC-T-2042 | Tank, Make Up, Glycol Make Up Line | TAB-ACC-P-2042 | Tank | Tank |  | T | http://www.toronto.ca/TWONTO#chemical_storage_tank |  | Pump, Glycol Circulating,Make Up Line
66858 | 41073 | THC-GRK-VEH-378032 | Vehicle, John Deere Gator (WA4) | THC-GRK-VEHICLES | Vehicle,Unlicensed | Vehicle |  | VEH | http://www.toronto.ca/TWONTO#golf_cart
113532 | 56395 | TAB-GRK-VEH-378257 | Polaris, Ranger, WA-1 | TAB-GRK | Vehicle,Unlicensed | Vehicle |  | VEH | http://www.toronto.ca/TWONTO#golf_cart
50155 | 65643 | TAB-PLT-SSL-4900 | Switch, Speed, Low, Screenings Outloading Conveyor 4900, Conveyor Area | TAB-PLT-CV-4900 | Switch,Speed-Low | Switch |  | SSL | http://www.toronto.ca/TWONTO#speed_switch |  | Conveyor, Shaftless Spiral, Horizontal, Loading Bay
118829 | 28286 | TAB-STR-PSL-4010 | Switch,Pressure,Low, Oil, Blower BL4010 lubrication | TAB-STR-P-4010 | Switch,Pressure | Safety Equipment |  | PSL | http://www.toronto.ca/TWONTO#pressure_switch |  | Pump, Main Oil ,Blower BL4010
79315 | 51851 | FHA-SBS | SBS System | FHA-DIS |  | Safety Equipment |  |  | http://www.toronto.ca/TWONTO#collection_of_assets |  | Disinfection
132963 | 28171 | THR-DIG-T-5211 | Tank, Gas Scrubber, Digester Tank 0200 | THR-DIG-SB | Scrubber | Tank |  | T | http://www.toronto.ca/TWONTO#air_scrubber |  | Scrubbers, Digester Tanks 1-10
140887 | 51420 | TRK-HMR | HUMBER DRAINAGE AREA | TRK | [6 empty] | DOS - TRUNK SEWER SYSTEM
12448 | 7514 | COL-PCU-LIT-0201 | Transmitter, Level | COL-PCU | Transmitter,Level |  | 34942 | LIT |  |  | Cumber Pumping Station
125231 | 77103 | THC-ELS-SQ-629100 | Electrical Safety rubber gloves, High Voltage, Class 4, # 629100 | THC-SES-SQ | PPE,Insulated Glove | Safety Equipment |  | SQ | http://www.toronto.ca/TWONTO#rubber_insulating_gloves |  | Safety Equipment
4149 | 67518 | COL-PCU-TSH-5301 | Switch, Temperature-High, Building, Cumber PS | COL-PCU | Switch |  | 35005 | TSH |  |  | Cumber Pumping Station
112160 | 73631 | TAB-DIS-CHEM | Disinfection - Chemical Bldg | TAB-DIS | [6 empty] | Disinfection
43215 | 60181 | TAB-CW-SQ-0012 | Eye Wash & Shower Station , Silo Building, Basement | TAB-SLO-SES | Safety,Eye wash | Safety Equipment |  | SQ | http://www.toronto.ca/TWONTO#emergency_eyewash_and_shower |  | TABWA4 Health and Safety Equipment
20261 | 9593 | FHO-CLA-INJ-0601 | Eductor, Pre-Chlorine, S4, South Pipe Gallery, East Wall | FHO-CLA |  | Injector |  | INJ | http://www.toronto.ca/TWONTO#ejector |  | Pre Chlorination System
86370 | 6257 | WTR-PJS-TSL-0001 | Switch, Temperature-High, Building Temperature Low | WTR-PJS-AUX | Switch,Temperature-Low | Switch |  | TSL | http://www.toronto.ca/TWONTO#temperature_switch |  | Auxiliary Equipment (Building Facilities)
66366 | 66397 | THC-SES-SQ-0508 | SCBA Unit 0506, Building X | THC-SES-SQ-SCBA | PPE,SCBA | Safety Equipment | 40870 | SQ | http://www.toronto.ca/TWONTO#self-contained_breathing_apparatus |  | SCBA Units, virtual entity
98320 | 61390 | FIS-SPC-CPU-0215 | Computer, Backup SCADA Server (FISPSB03), Raw Water & Preliminary, Admin Bldg, Server Room COM-0400 | FIS-CHEMICAL BLDG |  | Communications Equipment |  | CPU | http://www.toronto.ca/TWONTO#operator_interface_terminal |  | Building Location
21688 | 10095 | FHO-DOZ-TPD-1601 | Trap Prime Device, Ozone Building, S2, Standby Power Building, Janitor Room | FHO-DOZ |  | Plumbing |  | TPD | http://www.toronto.ca/TWONTO#trap_priming_device |  | Ozonation System
23729 | 52630 | FHO-FLT-FSL-5003 | Switch, Flow, Filtered Water Sample to FLT-AIT-5002, Filter Pipe Gallery1-8,Lower Lvl, S/W | FHO FILTERED WATER | Switch,Flow-Low | Switch |  | FSL | http://www.toronto.ca/TWONTO#flow_switch |  | Composite Sampling
136575 | 43751 | THR-GRK-VEH-329009S | Fork Lift, Toyota, ZP-711, Unlicensed, WA3 | THR-GRK-GQ-WA3 | Forklift,Gas/Propane Dual Fuel | Vehicle | 38727 | VEH | http://www.toronto.ca/TWONTO#forklift
47737 | 99143 | TAB-EL2-MCC-6372 | Motor Control Centre 600V - Grounds Equipment Storage Facility | TAB-ELS-NOPARENT |  | Motor Control Centre |  | MCC | http://www.toronto.ca/TWONTO#LV_electrical_panel |  | Temporary Parent for Entities to be Assigned a Parent
53562 | 89486 | TAB-SES-FSH-2202 | Switch, Flow, High, Emergency Eyewas/Shower, Rail Car Unloading | TAB-SES-SQ-2201 | Switch,Flow-High | Safety Equipment |  | FSH | http://www.toronto.ca/TWONTO#flow_switch |  | Emergency Eyewash/Shower, Rail Car Unloading
26229 | 46305 | COL-YKP-VEH-0007S | Vehicle, Truck #080055 (F550) | COL-YKP | Vehicle,Licensed | Vehicle | 41252 | VEH | http://www.toronto.ca/TWONTO#pickup_truck
108762 | 36948 | TAB-ADMIN-TRG-0001 | Admin Staff Training | TAB-ADMIN |  |  |  | TRG |  |  | Tab Admin
78770 | 17747 | THR-ELS-DP-0511 | Panelboard, DC, Battery Charger Panel, Control Room, West Substation | THR-ELS-UPS-0020 | Control Panel,Power Distribution Panel | Power Distribution Panel |  | DP | http://www.toronto.ca/TWONTO#LV_electrical_panel |  | Uninterruptible Power Supply, Control Room, West Substation
67069 | 12284 | THC-THK-T-5000 | Tank,WAS Holding | THC-THK-TWAS | Storage | Tank |  | T | http://www.toronto.ca/TWONTO#storage_tank |  | Waste Activated Sludge Thickening
74542 | 65557 | THR-FT-FSL-3720 | Switch, Flow-Low, Seal Water, Pump 3720, Secondary Treatment, Secondary Scum Pumping - North Plant | THR-FT-P-3720 | Switch,Flow-Low | Switch |  | FSL | http://www.toronto.ca/TWONTO#flow_switch |  | Pump, Rotary Vane, Scum Tank 3700, System 8, Scum Pumping
29943 | 11873 | FIS-AUX-DR-0100 | Island Plant, North Gate | FIS-GRK-0002 | Gate | Door |  | DR | http://www.toronto.ca/TWONTO#door
63265 | 64172 | THC-OCS-STR-1031 | Strainer,Humidification Pump P-1030,Odour Control System,Thickening Building | THC-OCS-P-1030 | Filter | Plumbing |  | STR | http://www.toronto.ca/TWONTO#strainer |  | Pump,Centrifugal,Recirculation,Humidifier HU-1000,Odour Control System,Thickening Building
11686 | 97654 | FCL-CLB-V-0005C | Valve, Ball, Isolating, Flushing Water to After Post Analysers, Lab, Admin. Building | FCL-CLB-P-0001A |  |  |  | V |  |  | Pump, Centrifugal, After Post, Sampling Pumps, Dewatering Pumps Area Second Level
106545 | 29071 | TAB-ACC-FN-6413 | Fan, Centrifugal, Exhaust Air, Roof, Grit Bldg., P Bldg. | TAB-ACC-FN-PBLDG | Fan,Centrifugal | HVAC |  | FN | http://www.toronto.ca/TWONTO#blower_or_fan_with_drive |  | Exhaust Fans , P Bldg
105542 | 57640 | SWM-PDU-CH-0001 | Chamber, Valve | SWM-PDU | Chamber |  |  | CH |  |  | Dunker's Storm
116186 | 77887 | TAB-PRS-PSH-1003 | Switch, Pressure-High, Chemical Discharge, Rail Car Unloading | TAB-PRS-VEH-1010SUS | Switch,Pressure-High | Switch |  | PSH | http://www.toronto.ca/TWONTO#pressure_switch |  | Rail Car, Chemical Storage
89861 | 13196 | YCM-TL-C-0001 | Yard tools - Portable air compressor | FAC-YCM-MEQ |  | Tool |  | C | http://www.toronto.ca/TWONTO#collection_of_assets |  | EQUIPMENT-UNLICENSED
145482 | 69177 | WTR-PMI-MCC-0506 | Motor Control Center, Water Transmission | WTR-PMI-ELS |  | Motor Control Center |  | MCC | http://www.toronto.ca/TWONTO#LV_electrical_panel |  | Electrical System
15302 | 19692 | FCL-TRW-V-0060 | Valve, Gate, Outlet, Service Water Backflow Preventer 0113, Filter Gallery Basement,FCL-TRW-BFP-0006 | FCL-TRW-BFP-0007 |  |  |  | V |  |  | Backflow Preventer, Service Water to RMF Clarification Facility
23686 | 39518 | COL-PPU-LSLL-0101 | Switch, Level Low-Low | COL-PPU-MISC | Switch,Level |  |  | LSLL |  |  | Miscellaneous Equipment
21311 | 7196 | FHO-DCL-EV-0201 | Evaporator, Dechlorination Train 2, Chemical Building, Main Floor, Machine Room | FHO-DCL-SO-0201 | Evaporator,SO2 | Evaporator |  | EV | http://www.toronto.ca/TWONTO#chlorinator_system |  | Sulphonator, Dechlorination Train 2, Chemical Building, Main Floor, Machine Room
115594 | 18929 | TAB-PRM-T-0430 | Tank, Coagulant, CEPT Coagulant Dosing System, Grit Bldg., P Bldg. | TAB-PRM-POL | Tank,Reservoir | Tank |  | T | http://www.toronto.ca/TWONTO#coagulation_tank |  | P Building - Polymer system
136717 | 40122 | THR-MCS-LD-2903 | Come Along, Work Area 3 | THR-LD-WA3 | Lifting Device,Hoist,Manual | Lifting Device |  | LD | winch |  | Lifting Devices, Chain Hoist, Come Along & Slings
144881 | 14397 | WTR-PKL-PSL-0001 | Switch,Pressure-Low,Suction Side of Pump 0100 | WTR-PKL-TRW | Switch,Pressure-Low | Switch |  | PSL | http://www.toronto.ca/TWONTO#pressure_switch |  | Treated Water (Transmission)
70421 | 74251 | THR-CW-BFP-WA4 | City Water, Back Flow Preventer, Work Area 4 | THR-CW | [6 empty] | City Water
43065 | 10811 | FCL-ACC-F-0103 | Filter, Inlet, , FN-0105, Pump Room East Recirculation System, Low Lift Pump Room | FCL-ACC-FN-0105 |  |  |  | F |  |  | Fan, Heater HTR-0103 Supply, Low Lift Pump Room Recirculation System East
93435 | 61561 | FHO-LOX | Liquid Oxygen System | FHO-DOZ | [6 empty] | Ozonation System
44081 | 60523 | TAB-DEW-T-6401 | Tank, Air Receiver, Service Air Line to DEW Plant Instruments, Service Air, DEW Bsmt | TAB-DEW-SERVICES |  | Tank |  | T | http://www.toronto.ca/TWONTO#pressure_vessel |  | Dewatering Building Service & Safety Systems
113471 | 6601 | TAB-ELS-SQ-6122 | Electrical - Rubber Insulating Gloves | TAB-ELS-SQ-GLOVE | PPE,Insulated Glove | Safety Equipment |  | SQ | http://www.toronto.ca/TWONTO#rubber_insulating_gloves |  | High Voltage Gloves
65466 | 90045 | THC-PRS-T-0200 | Tank, FRP, Ferrous Chloride, Storage, Storage Tank Area | THC-PRS | Tank | Tank |  | T | http://www.toronto.ca/TWONTO#chemical_storage_tank |  | Phosphorus Removal, sub-process
43796 | 49148 | TAB-DEW-P-2601 | Pump, Sludge Cake Transfer, Big Schwing #10, Dewater. Bldg, 2/F, Center W. | TAB-DEW SLUDGE CAKE | Pump | Hydraulic System |  | P | http://www.toronto.ca/TWONTO#pump |  | Sludge Cake Pumping
96597 | 12065 | FIS-ELS-CBL-5260 | Cable,HV,4.16 kV,Workshop Mezzanine,FIS-ELS-SWG-0106,Feeder,Filter Building,Mezzanine,FIS-ELS-BUS-0600 | {FIS-ELS-CBL} |  |  |  | CBL |  |  | Asset Group,ELS Lines,13.8 kV / 4.16 kV
94977 | 19102 | FHO-SPC-COM-1200 | Access Closet, Admin Building, S4, Main Electrical Room, South Wall | FHO-SPC |  | Communications Equipment |  | COM | http://www.toronto.ca/TWONTO#network_panel |  | Process Control Systems - Services Area
65365 | 68095 | THC-PRM-ZSH-0976 | Switch, Position High, Mech Away, Valve 0971 | THC-PRM-V-0971 |  | Switch |  | ZSH | http://www.toronto.ca/TWONTO#position_switch |  | Valve, Hydraulic Cylinder, Scum Skimmer, Primary Clarifier 0900, SW Plant
58586 | 16256 | THC-ACC-DM-5911 | Damper,Motorized,Supply Fan FN-5910,AHU-5910,Disinfection Bldg | THC-ACC-FN-5910 |  | HVAC |  | DM | http://www.toronto.ca/TWONTO#air_damper |  | Fan,Centrifugal,Supply ,AHU-5910,Disinfection Bldg
25 | 76165 | 20666 | TAB WA5 Internal telephones & Public address system | TAB-WA5-ELS |  | Communications Equipment |  |  | http://www.toronto.ca/TWONTO#public_annoucement_speaker |  | WA5 Electric Equipments
94780 | 46307 | FHO-SES-SCBA-0029 | Cylinder, SCBA, Air Pack, 2216 PSI, Ser #OJ-392388 | FHO-SES-SQ-0001 | PPE,SCBA | Safety Equipment |  | SCBA | http://www.toronto.ca/TWONTO#compressed_gas_cylinder |  | Safety Equipment
84236 | 60658 | WTR-365-FIT-0601 | Transmitter, Flow Indicating, Revenue, Forward Flow, Magmeter | WTR-365-CH-0006 | Transmitter,Flow |  |  | FIT |  |  | Chamber,Revenue Meter,Dufferin-Steeles (Magmeter)
123408 | 44003 | THC-DIG-FX-0700C | Flame Arrestor,Outlet,STR-0700B,Gas Low Pressure System,Building U | THC-DIG-0700 | Flame Arrester | Safety Equipment |  | FX | http://www.toronto.ca/TWONTO#flame_arrestor |  | Eliminated Role: Digester 0700
50147 | 9167 | TAB-PLT-SSL-1510 | Switch, Speed, Low, Submerged Conveyor, Grit Tank No. 15 | TAB-PLT-T-1501 | Switch,Speed-Low | Switch |  | SSL | http://www.toronto.ca/TWONTO#speed_switch |  | Grit Tank # 15
125218 | 11814 | THC-ELS-SQ-6172848 | Spares, Electrical Safety gloves, High Voltage, Class 0, # 6172848 | THC-SES-SQ | PPE,Insulated Glove | Safety Equipment |  | SQ | http://www.toronto.ca/TWONTO#rubber_insulating_gloves |  | Safety Equipment
114854 | 22466 | TAB-PLT-STR-9408B | Strainer, Inlet, to FIT, Conduit 8 | TAB-PLT-G-D | Strainer | Filter |  | STR | http://www.toronto.ca/TWONTO#strainer |  | D Building - Conduits 6-11
135553 | 79334 | THR-FT-FSL-3146S | Switch, Flow-Low, WHF, Suction, Pump 3140, Secondary Treatment, Scum Pumping | THR-FT-P-3140S | Switch,Flow-Low | Switch | 39487 | FSL | http://www.toronto.ca/TWONTO#flow_switch |  | Pump, Rotary Vane, Scum Tank 3130, System 2, Scum Pumping
96928 | 47081 | FIS-FEQ-DR-0011 | Door, Fire, Filter Complex | FIS-GRK-STRC-0001 |  | Door |  | DR | http://www.toronto.ca/TWONTO#door
79150 | 20115 | THR-ELS-MCC-2901 | Control Panel, MCC 2901, Headhouse MCC-2901 & 2902 (MCC HH) | THR-ELS-HH | Control Panel,MCC | Motor Control Centre |  | MCC | http://www.toronto.ca/TWONTO#LV_electrical_panel |  | Electrical System, Head House and Engine Room
113268 | 27708 | TAB-EL3-MCC-6126E? | Motor Control Centre, Plant Water Bldg | TAB-EL3-MCC | Control Panel,MCC | Motor Control Centre | 47653 | MCC | http://www.toronto.ca/TWONTO#LV_electrical_panel |  | Motor Control Center- South Substation
34702 | 72556 | MAIN-369 | Main 369 | WTR-MT1 | [6 empty] | Work Area 1 EAST Mains and Chambers
145358 | 49273 | WTR-PMI-LSH-0009 | Switch, Level-High, Flood, | WTR-PMI-30P-07 | Switch,Level-High | Switch |  | LSH | http://www.toronto.ca/TWONTO#level_switch |  | Chamber
34683 | 41527 | MAIN-350 | Main 350 | WTR-LWA | [6 empty] | Work Area 2 Central Mains and Chambers
119877 | 50841 | TAB-WA3-SQ-0195 | Lanyard 6 Ft (Krzysztof Kowal) | TAB-DEW-SQ-0010 | PPE,Lanyard | Safety Equipment |  | SQ | lifeline |  | WA3 Fall arrest systems portable cranes/hoists, come alongs, slings, wire rope, chains, electrical equipment etc.,
55818 | 67536 | TAB-WA6-SQ-4990 | Fall Limiter | TAB-WA6-SQ | PPE | Safety Equipment |  | SQ | http://www.toronto.ca/TWONTO#fall_restricting_system |  | WA6 Safety Equipment
146658 | 78536 | WTR-PWT-ZS-0002 | Position Switch, open/close | WTR-PWT-AUX | Switch,Position | Switch |  | ZS | http://www.toronto.ca/TWONTO#position_switch |  | Auxiliary Equipment (Building Facilities)
74338 | 81621 | THR-AER-RPU-0002 | Remote Processor Unit, South Aeration, Blower 1211 (172.22.37.161) | THR-ELS-AER | RPU | Remote Processor Unit |  | RPU | http://www.toronto.ca/TWONTO#RPU_panel |  | Electrical System, Aeration and Galleries
66933 | 64155 | THC-INC-BU-2033 | Burner, Hearth 1, Incinerator 2000 | THC-INC-FU-2000? | Burner | Burner |  | BU | http://www.toronto.ca/TWONTO#burner_component_of_asset |  | Furnace, Incinerator 2000
33663 | 24767 | COL-YKP-DA-110664 | Davit Centre Base-110664 | COL-YKP-DA | Safety | Safety Equipment |  | DA | davit_base |  | Davit Arm Assembly
79790 | 33235 | THR-WA1-LD-598-3 | Sling, Nylon, Work Area 1 (NYLON BELT SLING SIZE; 1" X 2`, CAPACITY 3200 LBS. SN 1073598-3) A | THR-LD-NYLN-WA1 | Lifting Device,Sling | Lifting Device |  | LD | synthetic_web_sling |  | Slings, Nylon, Work Area 1
126199 | 9672 | THC-INC-PSL-2073 | Switch, Pressure-Low, Shaft Cooling, Incinerator 2000 | THC-INC-FU-2000 | Switch,Pressure-Low | Switch |  | PSL | http://www.toronto.ca/TWONTO#pressure_switch |  | Furnace, Incinerator 2000
121331 | 85902 | THC-ACC-TSL-0015 | Switch, Temperature, Ice in Slab, Snow Melting System, Zone #5, Admin Building, Courtyard Area | THC-ACC-CT-0125 |  | HVAC |  | TSL | http://www.toronto.ca/TWONTO#temperature_switch |  | Controller, MAN-0015, Admin Building, Snow Melting, Zone #5
118378 | 56700 | TAB-SPC-CPU-0062 | BAS (Building Automation System) Server Computer, New 'D' Building, Control Room | TAB-PLT-INQ-D | Building Service | Communications Equipment |  | CPU | http://www.toronto.ca/TWONTO#building_automation_system_controller |  | D Building - Instrumentation Equipment
38264 | 54523 | OTH-POL | POLICE SERVICES | OTH | [6 empty] | DOS - OTHERS
125216 | 59666 | THC-ELS-SQ-6005127 | Spares, Electrical Safety gloves, High Voltage, Class 0, # 6005127 | THC-SES-SQ | PPE,Insulated Glove | Safety Equipment | 42729 | SQ | http://www.toronto.ca/TWONTO#rubber_insulating_gloves |  | Safety Equipment
8572 | 35979 | COL-RBB-SS-0002 | Door Entry system, Sample Room | COL-RBB-MISC | Security System |  |  | SS |  |  | Miscellaneous Equipment
20537 | 36790 | COL-PMM-PSL-0122 | Switch, Pressure-Low | COL-PMM-P-0122 | Switch,Pressure-Low | Switch |  | PSL | http://www.toronto.ca/TWONTO#pressure_switch |  | Pump, Centrifugal, Mimico Pump #3
98230 | 75681 | FIS-SES-SQ-1014 | Safety,Plant,Safety Gloves - Pair 14 | FIS-SES-SQ-GLOVE1 | Safety | Safety Equipment |  | SQ | http://www.toronto.ca/TWONTO#rubber_insulating_gloves |  | Asset Group, PPE, Electrical Personal Protection, Group 1
15827 | 45443 | COL-PKG-CB-0001 | Circuit Breaker, Main | COL-PKG | Circuit Breaker |  |  | CB |  |  | Kingston Rd Pumping Station
126361 | 9869 | THC-ITS-PA-2810 | IDF Panel, Public Address System, New Blower BLDG | THC-ITS-MDF-1000 | Network,Telecommunication | Communications Equipment |  | PA | http://www.toronto.ca/TWONTO#public_annoucement_speaker |  | Public Address System, Master Distribution , Control System, Admin Bldg,
140971 | 3895 | VP2037 | Detector, Gas | TAB-ELS-AM | Sensor,Gas | Safety Equipment |  |  | http://www.toronto.ca/TWONTO#portable_gas_detector |  | WA8 Safety Equipment Gas Detectors, Plant Wide
23636 | 86880 | COL-PWR-SS-0001 | Security System -front door | COL-PWR-SUSPENDED | Security System | Door | 35063 | SS | http://www.toronto.ca/TWONTO#door
59589 | 35285 | THC-ACC-TIT-6205 | Transmitter, Temperature, Space, Blower Room, Headworks | THC-ACC-AHU-6200 | Transmitter,Temperature | HVAC |  | TIT | http://www.toronto.ca/TWONTO#temperature_transmitter |  | Air Handling Unit, Blower Room, 2nd Floor Mech Room #2, Headworks
136665 | 22483 | THR-MCS-LD-0532 | Overhead on Pole and Swing I-Beam With Electric Hoist, OCS | THR-DR-WA3 | Crane,Overhead,Travelling | Lifting Device |  | LD | http://www.toronto.ca/TWONTO#lifting_equipment_hoist |  | Overhead Doors, Work Area3
47351 | 59602 | FCL-CLB-F-0101 | Filter, Chlorine Gas, CLB Evaporator 0101, Chlorination System | FCL-CLB-CHL-0101 | Filter | Filter |  | F | http://www.toronto.ca/TWONTO#replaceable_air_filter |  | Chlorinator, Chlorine Gas, Chlorination System
120258 | 76583 | THC-ACC-AHU-0321 | HVAC Unit, Building M, 2nd floor | THC-SUSPENDED | Air Handling Unit | HVAC |  | AHU | http://www.toronto.ca/TWONTO#air_condition |  | Suspended entity
109074 | 20287 | TAB-CW-FS-6004 | Switch, Flow, Tempered Water to Emergency Eyewash Station, DEW Bldg | TAB-CW-SQ-6004 |  | Switch |  | FS | http://www.toronto.ca/TWONTO#flow_switch |  | Emergency Eye Wash Station, 2nd Floor, North side
78672 | 14872 | THR-SES-LD-0220 | Retractable Winch for Davit Arm WA4 | THR-SES-LD | Safety | Safety Equipment |  | LD | winch |  | Lifting Device, Safety Equipment
138772 | 34750 | THR-SES-SQ-4131 | Lanyard, Retractable, PPE -Randish Sehijpal- SN: 178392 | THR-SES-FAS | Safety | Safety Equipment |  | SQ | self_retracting_line |  | Fall Arrest Sytem (Harness and Lanyard), Safety Equipment
55414 | 6244 | TAB-WA1-SQ-1061 | Sling | TAB-WA1-SQ-1000 | Lifting Device,Sling | Lifting Device |  | SQ | http://www.toronto.ca/TWONTO#fall_protection_sling |  | WA1 Lifting Devices and Slings
138692 | 87781 | THR-SES-SQ-0002 | Eye Wash and Shower Station, Disinfection Building, Tank Area | THR-DIS | Safety,Emergency Kit | Safety Equipment |  | SQ | http://www.toronto.ca/TWONTO#emergency_eyewash_and_shower |  | Disinfection
37515 | 24608 | NX2622A | A/C Condensing Unit, PWPS- Roof West | TAB-ACC-CI | H.V.A.C.,Air Conditioner | HVAC |  |  | http://www.toronto.ca/TWONTO#AC_condenser_unit |  | Chiller and Air Coolers
94884 | 95742 | WTR-PWT-COM-0002A | Multinet, Serial to Ethernet conversion, RPU-0002, Generator Compartment | WTR-PWT-GEN-1100 | Signal Conditioner | Network |  | COM | http://www.toronto.ca/TWONTO#network_panel |  | Generator, Diesel, Standby Power, Outdoor, West Tor PS
81909 | 33976 | FHA-SES-LDR-0902 | FHA-SES-LD-0018 - 6' Ladder aluminum (Admin Storage Room beside Kitchen) | FHA-SES | Safety | Safety Equipment |  | LDR | http://www.toronto.ca/TWONTO#ladder |  | Safety & Environmental Services
11811 | 59160 | FCL-DCL-SO-0301 | Sulphonator, Sulphur Dioxide System, Machine Room,Gaseous Chemical Building | FCL-DCL | Analyzer,Sulphur Dioxide | Chemical Feeder |  | SO | http://www.toronto.ca/TWONTO#sulphonation_system |  | Sulphur Dioxide System
76593 | 55623 | THR-DR-DH-0512 | Overhead Door, Digester Tank 9-10 Loading Bay west | THR-DR-WA3 | Door,Overhead | Door |  | DH | http://www.toronto.ca/TWONTO#roll_up_door
94943 | 13769 | WTR-PWT-MCC-0201 | Motor Control Center | WTR-PWT-TR-0401 | Control Panel,MCC | Motor Control Center |  | MCC | http://www.toronto.ca/TWONTO#LV_electrical_panel |  | Transformer, Power, Transformer T4, Secondary
118165 | 111 | TAB-SLO-STR-2410 | Strainer, Lub Pump suction | TAB-SLO-P-2410 | Strainer | Filter |  | STR | http://www.toronto.ca/TWONTO#strainer |  | Pump, Sludge Transfer Lube #10
76185 | 41516 | THR-MCS-LD-6099S | Come Along, Work Area 2 | THR-SES-LD | Lifting Device,Chain | Lifting Device | 47393 | LD | winch |  | Lifting Device, Safety Equipment
93298 | 96262 | FHO-GRK-DR-2064S | Door, (FD-S2-64), Fire Rated, Admin Building, S2, South Breezway, East | FHO-GRK-FEQ-0001 | Fire Prevention,Door | Door |  | DR | http://www.toronto.ca/TWONTO#fire_rated_door
86009 | 82291 | TNT-AER-F-2201 | Filter, Air, Mabr Compressor 2 - Air Inlet Filter, Aeration | TNT-AER-C-2200 | Filter | Filter |  | F | http://www.toronto.ca/TWONTO#replaceable_air_filter |  | Compressor, Reciprocating, Mabr Compressor 2, Aeration
34404 | 95149 | COL-YKP-DA-193137 | Davit Base Leg-193137 | COL-YKP-DA | Safety | Safety Equipment |  | DA | davit_base |  | Davit Arm Assembly
26810 | 30434 | FHO-TRW-P-1200-KQ | TRW Pump Unit 12 | FHO TRW PUMPING |  |  |  | P |  |  | Treated Water Pumping
29579 | 97661 | COL-PWP-JIT-0002 | Meter, Power Indicating Transmitter, Main Power | COL-PWP-MISC | Meter |  |  | JIT |  |  | Miscellaneous Equipment
4134 | 69842 | COL-PCU-SQ-0001 | Eye Wash Station | COL-PCU |  | Safety Equipment |  | SQ | http://www.toronto.ca/TWONTO#emergency_eyewash |  | Cumber Pumping Station
58190 | 28099 | THC-ACC-BLDG K | Administration Building, HVAC | THC-MCS-HVAC |  | HVAC |  |  | http://www.toronto.ca/TWONTO#collection_of_assets |  | Mechanical Services, HVAC
105875 | 29878 | TAB-ACC-AC-6102C | Air Delivery Unit-Consultant Trailer | TAB-ACC-AC-6102 | H.V.A.C.,Air Conditioner | HVAC |  | AC | http://www.toronto.ca/TWONTO#collection_of_assets |  | Conditioner, Air, Heater,Consultant Trailer,
26290 | 3389 | FHO-GRK-DR-2043S | Door, (FD-S2-43), Fire Rated, Ozone Building, S2, Stairway to Dispersion Pump Room | FHO-GRK-FEQ-0001 | Fire Prevention,Door | Door |  | DR | http://www.toronto.ca/TWONTO#fire_rated_door
32169 | 69206 | COL-RBC-SP-0313 | Sampler, Overflow | COL-RBC-MISC | Sampler |  |  | SP |  |  | Miscellaneous Equipment
110476 | 16717 | TAB-DIG-BU | Waste Gas Burner | TAB-WORK-AREA-5 |  | Burner |  |  | http://www.toronto.ca/TWONTO#collection_of_assets |  | Work Area 5
145604 | 16574 | WTR-PMI-ZS-0027 | Switch, Position,Door Security | WTR-PMI-AUX | Switch,Position | Switch |  | ZS | http://www.toronto.ca/TWONTO#position_switch |  | Auxiliary Equipment (Building Facilities)
273 | 1666 | 378121SUS | John Geere, Gator 4X2, WA-6 | TAB-GRK-VEH | Vehicle,Unlicensed | Vehicle | 46868 |  | http://www.toronto.ca/TWONTO#golf_cart
87082 | 58466 | WTR-PMI-LSL-0400 | Switch, Level-Low, Pump 0400, | WTR-PMI-P-0400 | Switch,Level-Low | Switch |  | LSL | http://www.toronto.ca/TWONTO#level_switch |  | Pump, Centrifugal, District 5, East Pump Room
52880 | 50642 | TAB-RSP-LSL-1251 | Switch, Level-Low, Bearing Lubrication Oil System Tank T-1251, T-Building | TAB-RSP-T-1251 | Switch,Level | Switch |  | LSL | http://www.toronto.ca/TWONTO#level_switch |  | Tank, Oil, Raw Sewage Pump #5 Bearing Lubrication System
24262 | 12612 | FHO-GRK-PA-0001 | Intercom & Paging System | FHO-GRK-PRTY-0001 | Security System,Intercom | Communications Equipment |  | PA | http://www.toronto.ca/TWONTO#public_annoucement_speaker |  | Building Maintenance
133043 | 28050 | THR-DIG-TSL-7722B | Switch, Temperature Low, Burner BU-7720 Condensate Drain Heat Tracing, WGB Bldg Roof | THR-DIG-BU-7720 | Switch,Temperature-Low | Switch |  | TSL | http://www.toronto.ca/TWONTO#temperature_switch |  | Waste Gas Burner, Burner 7720, WGB Bldg Roof
93176 | 88885 | FHO-GRK-DR-0002S | Door, (FD-S10-2), Fire Rated, Raw Water Building, S10, Stairway 2, North West | FHO-GRK-FEQ-0001 | Fire Prevention,Door | Door |  | DR | http://www.toronto.ca/TWONTO#fire_rated_door
107790 | 16633 | TAB-ACC-TSL-0900 | Switch, Temperature, Low, AHU-9000, Exist. Primary Treatment Bldg. | TAB-ACC-AHU-0900 | Switch,Temperature-Low | Switch |  | TSL | http://www.toronto.ca/TWONTO#temperature_switch |  | Air Handling Unit, Old D Bldg. Rooftop
122002 | 20710 | THC-AER-PSH-7361 | Switch, Press-High, Outlet, Blower 7300, Phase I & IV Blower Building | THC-AER-BL-7300 | Switch,Pressure | Switch |  | PSH | http://www.toronto.ca/TWONTO#pressure_switch |  | Blower, Aeration
9615 | 61172 | DOS-SES-SCBA-4262 | SCBA 10 minutes escape pack | FAC-YCM-SES | Safety | Safety Equipment |  | SCBA | http://www.toronto.ca/TWONTO#self-contained_breathing_apparatus |  | SAFETY & ENVIRONMENTAL SERVICES
13921 | 20248 | FCL-RAW WATER BLDG | Building Location | FCL-SPC | [6 empty] | Process Control Systems - Services Area
145509 | 35574 | WTR-PMI-TSH-0003 | Switch, Temperature-High, Pumping Room, | WTR-PMI-AUX | Switch,Temperature-High | Switch |  | TSH | http://www.toronto.ca/TWONTO#temperature_switch |  | Auxiliary Equipment (Building Facilities)
58249 | 75670 | FHA-ACC-AC-0355 | FHA-ACC-AC-0005 - Air Conditioner | FHA-MCS-ACC | H.V.A.C.,Air Conditioner | HVAC |  | AC | http://www.toronto.ca/TWONTO#air_condition |  | HVAC
122542 | 49041 | THC-DCL-T-0200 | Tank, Storage 38% Sodium Bisulphite, Dechlorination | THC-DCL-SBS | Tank | Tank |  | T | http://www.toronto.ca/TWONTO#chemical_storage_tank |  | Dechlorination -Outfall SBS System
12453 | 89392 | COL-PCU-LSH-0103 | Sensor, Switch, High, Wet Well #1 | COL-PCU-AUX-INST | Switch,Level-High | Switch |  | LSH | http://www.toronto.ca/TWONTO#level_switch |  | Instrumentation Equipment
127011 | 92618 | THC-PLT-G-0101 | Valve, Sluice Gate, Motorized, Inlet, Raw Sewage, Grit Tank 0100, Headhouse | THC-PLT-T-0100 | Valve,Sluice Gate | Gate | 39992 | G | http://www.toronto.ca/TWONTO#channel_gate
108813 | 27134 | TAB-AUX-C | Auxiliary Building - Compressed Service Air Equipment | TAB-AUX-BLDG | [6 empty] | Auxiliary Building
112631 | 23445 | TAB-EL1-LP-6635 | Lighting Panel,120/208V,Grit Build,P Building | TAB-EL1-MCC-6631 | Control Panel,Lighting | Power Distribution Panel |  | LP | http://www.toronto.ca/TWONTO#LV_electrical_panel |  | Control Panel, MCC,Electrical Room,Grit Build,P Building
6226 | 6675 | COL-PMM-LSH-0153 | Switch, Level-High | COL-PMM-MISC | Switch,Level-High | Switch |  | LSH | http://www.toronto.ca/TWONTO#level_switch |  | Miscellaneous Equipment
34596 | 7258 | MAIN-258 | Main 258 | WTR-LWA | [6 empty] | Work Area 2 Central Mains and Chambers
21954 | 87647 | FHO-ELS-WR-1031 | Welding Receptacle, Clarifier Building, S4, Hallway | FHO-ELS-LTG |  | Power Distribution Panel |  | WR | http://www.toronto.ca/TWONTO#welding_receptacle |  | Facility Electrical System
80321 | 68728 | TNT-ACC-TS-5101 | Switch,Temerature, Boiler #5100 | TNT-ACC-BO-5100 | Switch,Temperature | Switch |  | TS | http://www.toronto.ca/TWONTO#temperature_switch |  | Boiler, Hot Water
68486 | 97815 | THR-ACC-T-0532 | Tank, Expansion, Hot Water, Engine Room Basement (CRN-M0849.5,TSSA UID-100004836, SNo.-5.1171682) | THR-ACC-BO | Tank | Tank |  | T | expansion_tank |  | Air Conditioning, Heating and Ventilation, Boiler
13247 | 54632 | FCL-FLT-LSH-0002-SUS | Switch, Level-High, Wash Water Drain West, Filter No.0701 | FCL-FLT | Switch,Level-High | Switch | 36607 | LSH | http://www.toronto.ca/TWONTO#level_switch |  | Filtration
9582 | 12737 | DOS-MCS-LD-0116 | Lifting Device, Chain Sling/Wire Mesh, CHAIN, 7100 LBS, 3/8 | FAC-YCM-SES | Lifting Device,Sling | Safety Equipment |  | LD | chain_sling |  | SAFETY & ENVIRONMENTAL SERVICES
9313 | 17294 | COL-YKP-SRL-0021 | Self Retrieval Line -09970 | COL-W-OBSOLETE |  | Safety Equipment | 38995 | SRL | self_retracting_line |  | Col West Obsolete Entities
125817 | 89075 | THC-GRK-DR-N | Doors, Building N | THC-GRK-ELS-M |  | Door |  |  | http://www.toronto.ca/TWONTO#door
6805 | 62740 | COL-PQW-LSH-0203 | Switch, Level-High | COL-PQW | Switch,Level | Switch |  | LSH | http://www.toronto.ca/TWONTO#level_switch |  | Queensway Sewage Pumping Station
24423 | 7114 | FHO-NEX-2 CHANNEL 2-SUS | Emergency and Exit light 2 Channel 2 | FHO-NEXUS |  | Safety Equipment | 44452 | NEX | http://www.toronto.ca/TWONTO#lighting_unit |  | Emergency and Exits lights- Expansion Site
119954 | 65826 | TAB-WA4-SQ-3403 | Self Retracting Lifeline - 3400108C | TAB-WA4-SQ-0010 |  | Safety Equipment |  | SQ | self_retracting_line |  | WA4 Fall arrest systems
118810 | 22306 | TAB-STR-RPU-0501 | RPU-GE0501 | TAB-STR-RPU |  | Remote Processor Unit |  | RPU | http://www.toronto.ca/TWONTO#RPU_panel |  | Aeration Gallery - RPUs
93669 | 31431 | FHO-PCL-P-0701-KQ | PACL Train 7 | FHO-OBSOLETE |  |  |  | P |  |  | Removed From Service
8011 | 1302 | COL-PWC-CB-0001 | Circuit Breaker, Main | COL-PWC | Circuit Breaker |  |  | CB |  |  | Wirral Court Sewage Pumping Station
13161 | 70923 | FCL-FLT-CP-0601 | Control Panel, Operator, Filter 0601 Flow/Rate, Filter 0601 | FCL-FLT-F-0601 |  |  |  | CP |  |  | Filter, Carbon Activated, Filter Building, Filter Gallery East
27651 | 66339 | FIS-ACC-FILTER BUILDING | HVAC Filter Buidling | FIS-HVAC | [6 empty] | Climate Control
121273 | 48888 | THC-ACC-TIT-0411 | Transmitter,Temperature,Reclaim Heat Exhaust,AHU-0411,Roof,Building U | THC-ACC-FN-0411 | Damper/Louver | Switch |  | TIT | http://www.toronto.ca/TWONTO#temperature_transmitter |  | Fan,Supply,AHU-0411,Basement/Sub-Basement,AHU-0411,Building U
76179 | 16374 | THR-MCS-LD-5428 | Come Along, Work Area 2 | THR-LD-WA3 | Lifting Device,Chain | Lifting Device | 34737 | LD | winch |  | Lifting Devices, Chain Hoist, Come Along & Slings
34368 | 99018 | COL-YKP-DA-17104 | Davit Arm Base-17104 | COL-YKP-DA | Safety | Safety Equipment |  | DA | http://www.toronto.ca/TWONTO#fall_arrest_Davit_arm |  | Davit Arm Assembly
24537 | 44180 | COL-PRD-LIT-0101 | Transmitter, Level | COL-PRD-MISC | Transmitter,Level |  |  | LIT |  |  | Miscellaneous Equipment
114535 | 91263 | TAB-PLT-G-4802 | Gate, Knife Gate, Pneumatic, Screenings Outloading Conveyor 4800, Conveyor Area | TAB-PLT-CV-4800 | Valve,Knife Gate | Gate |  | G | http://www.toronto.ca/TWONTO#valve
67774 | 74318 | THR-ACC-FSL-0202B | Switch, Flow-Low, P-0202B | THR-ACC-P-0202B | Switch,Flow-Low | Switch |  | FSL | http://www.toronto.ca/TWONTO#flow_switch |  | Pump, Centrifugal, Glycol Heating Supply to AHU-0002
61166 | 88781 | THC-ELS-SQ-494806 | Electrical Safety gloves, High Voltage, Class 1, # 494806 | THC-SES-SQ |  | Safety Equipment | 40750 | SQ | http://www.toronto.ca/TWONTO#rubber_insulating_gloves |  | Safety Equipment
6336 | 32529 | COL-PMY-CB-0001 | Breaker, Main Incoming Power | COL-PMY | Circuit Breaker |  |  | CB |  |  | Maryport Sewage Pumping Station
9133 | 62203 | COL-YKP-DA-193156 | Davit Upper Arm-193156 | COL-YKP-DA | Safety | Safety Equipment |  | DA | http://www.toronto.ca/TWONTO#fall_arrest_Davit_arm |  | Davit Arm Assembly
97637 | 87018 | FIS-RW-FSL-0008-SUS | Switch, Flow-Low, Deep Well Submersible Sampling Pump 0002, Intake & Intake Valve Chamber | FIS-RW-P-0002-SUS | Switch,Flow-Low | Switch | 38341 | FSL | http://www.toronto.ca/TWONTO#flow_switch |  | Pump, Submersible, Deep Well Raw Water Sampling, Intake Valve Chamber Upper Level, Intake & Intake Valve Chamber
9555 | 5984 | DOS-YCM-VEH-67023 | 2012 DODGE - Vehicle Unit# 67023 | FAC-YCM-VEH | Vehicle,Licensed | Vehicle |  | VEH | http://www.toronto.ca/TWONTO#passenger_vehicle
38761 | 72712 | TAB-ACC-AHU-1840 | AHU, Blower Bldg | TAB-ACC-AHU-BL | Air Handling Unit | HVAC |  | AHU | http://www.toronto.ca/TWONTO#air_handler_unit |  | AHUs/Supply Fans Blower Bldg.
61470 | 87227 | THC-FEQ-FSP-0003 | Fire Hose cabinets, Admin. Bldg K | THC-FEQ-FSP | Fire Prevention,Hose | Safety Equipment | 43227 | FSP | ? |  | Sprinkler System
18724 | 27183 | FHA-SES-SQ-1002 | FHA SH 02 - Safety Harness Full Body | FHA-SES-SQ-6 | PPE | Safety Equipment |  | SQ | http://www.toronto.ca/TWONTO#fall_arrest_harness |  | Safety Fall Protection Equipment
24633 | 81714 | COL-PRR-SW-0001 | Switch, Main Power | COL-PRR | Switch |  |  | SW |  |  | Riverside Sewage Pumping Station
58890 | 72005 | THC-ACC-FN-0444 | Fan,Exhaust,AHU-0440,Drip Trap Room,Building UU | THC-ACC-BLDG UU | Fan | HVAC |  | FN | http://www.toronto.ca/TWONTO#blower_or_fan_with_drive |  | Waste Gas Burner Building HVAC
39027 | 43378 | TAB-ACC-DM-1418 | Damper, Actuated, Exhaust | TAB-ACC-VAV-1418 | Damper/Louver | HVAC |  | DM | http://www.toronto.ca/TWONTO#air_damper |  | Heater, Hot Water Reheat Coil, Variable air
58044 | 87384 | THC-ACC-AC-0058 | Air Conditioner, Outdoor Unit, Control Room, Admin. Building Roof | THC-ACC-BLDG K |  | HVAC |  | AC | http://www.toronto.ca/TWONTO#air_condition |  | Administration Building, HVAC
52809 | 47227 | TAB-PLT-DR-4024 | Door, Roll up | TAB-PLT-LOA-D | Door,Overhead | Door |  | DR | http://www.toronto.ca/TWONTO#roll_up_door
52233 | 89410 | TAB-PWA-PSL-0090 | Switch,Pressure,Low | TAB-PWA-P-0090 | Switch,Pressure-Low | Switch |  | PSL | http://www.toronto.ca/TWONTO#pressure_switch |  | Pump, Chiller Cir.
86272 | 21237 | WTR-PJS-MT-0001 | Band Saw | WTR-PJS-AUX |  | Tool |  | MT | http://www.toronto.ca/TWONTO#band_saw |  | Auxiliary Equipment (Building Facilities)
28929 | 23387 | FIS-ELS-T-2201 | Tank, 2500 L, Generator GEN-02200 Fuel Oil Storage, Workshop Building, Fuel Storage Tank Room | FIS-ELS-GEN-2200 |  | Tank |  | T | http://www.toronto.ca/TWONTO#fuel_oil_tank |  | Generator, Diesel, Emergency, 4160V, 750KW, Workshop Building, Generator Room
120242 | 21648 | THC-ACC-AHU-0011 | Air handling Unit, Basement North Zone Locker Area, Admin Building Roof | THC-ACC-BLDG K |  | HVAC |  | AHU | http://www.toronto.ca/TWONTO#air_handler_unit |  | Administration Building, HVAC
8091 | 94629 | COL-PWL-LSLL-0102 | Switch, Level Low-Low | COL-PWL | Switch,Level |  |  | LSLL |  |  | Willow Avenue Sewage Pumping Station (Wards Island PS#7)
80022 | 77621 | THR-WA3-LD-0057 | Sling, Nylon, Work Area 3 (2" X 5') | THR-LD-NYLN-WA3 | Lifting Device,Sling | Lifting Device |  | LD | synthetic_web_sling |  | Slings, Nylon, Work Area 3
8819 | 41313 | COL-SMC-HTR-0001 | Heater, Unit | COL-SMC-MISC | Heater |  |  | HTR |  |  | Miscellaneous Equipment
62632 | 70185 | THC-MCS-LD-WA0114 | CHAIN FALL (insp Liftsafe) | THC-MCS-LD | Lifting Device | Lifting Device |  |  | http://www.toronto.ca/TWONTO#lifting_equipment_hoist |  | Mechanical Services, Lifting Device
66656 | 45136 | THC-STR-PSL-0245 | Switch, Inlet, Pressure-Low, Pump 0240, Secondary Clarifiers 0100&0200 - Old Section | THC-STR-P-0240 | Switch,Pressure-Low | Switch | 41054 | PSL | http://www.toronto.ca/TWONTO#pressure_switch |  | Pump, Tank 0100-0200, Secondary Clarifier, RAS/WAS
78850 | 50371 | THR-SES-SQ-1172 | Harness, Full Body, PPE Dwight Bolton | THR-SES-FAS | Safety | Safety Equipment |  | SQ | http://www.toronto.ca/TWONTO#fall_arrest_harness |  | Fall Arrest Sytem (Harness and Lanyard), Safety Equipment
26382 | 21941 | FHO-SES-SQ-7002 | Eyewash & Shower, Station # 2, Chemical Building, S4, West Wall Beside Ammonia Room Exit | FHO-SES-SQ-0004 | PPE,Eyewash Station | Safety Equipment |  | SQ | http://www.toronto.ca/TWONTO#emergency_eyewash_and_shower |  | First Aid
117361 | 86517 | TAB-RSP-SQ-9121 | First Aid Kit-M Bldg main Flr- Control Room | TAB-RSP-SQ-M | Safety,First Aid Kit | Safety Equipment |  | SQ | http://www.toronto.ca/TWONTO#first_aid_kit |  | Atmosphere Monitoring,Emerg. Eyewash and Shower Stations, First Aid Kits, M Bldg
98730 | 82469 | IY2062A | Filter, Compressor Air Supply | TAB-SA-FN | Filter | Filter |  |  | http://www.toronto.ca/TWONTO#replaceable_air_filter |  | Compressor Supply Air
21871 | 3545 | COL-PMY-JIT-0004 | Meter, Voltage | COL-PMY-MISC | Meter |  |  | JIT |  |  | Miscellaneous Equipment
79793 | 35955 | THR-WA1-LD-75-14 | Sling, Nylon, Work Area 1 (NYLON BELT SLING SIZE; 1' X 2', CAPACITY 3200 LBS, SN 895875-14) A | THR-LD-NYLN-WA1 | Lifting Device,Sling | Lifting Device |  | LD | synthetic_web_sling |  | Slings, Nylon, Work Area 1
6405 | 1280 | COL-PMY-JIT-0002 | Meter, Power Indicating Transmitter | COL-PMY-MISC | Meter |  |  | JIT |  |  | Miscellaneous Equipment
128087 | 48824 | THC-PWA-MCC-0001 | Motor Control Center, Building L | THC-ELS-PS-0001-L | Control Panel,MCC | Motor Control Centre |  | MCC | http://www.toronto.ca/TWONTO#LV_electrical_panel |  | Primary Power Equipment, Building L
147095 | 27768 | WTR-RMI-ZS-0017 | Switch, Position,Door Security | WTR-RMI-AUX | Switch,Position | Switch |  | ZS | http://www.toronto.ca/TWONTO#position_switch |  | Auxiliary Equipment (Building Facilities)
34161 | 57232 | COL-YKP-DA-1671151 | Davit Mast (45") -1671151 | COL-YKP-DA | Safety | Safety Equipment |  | DA | davit_base |  | Davit Arm Assembly
42846 | 75642 | TAB-AUX-LSHH-8033 | Switch, Level High-High, Auxiliary Bldg, South 'M' Tunnel | TAB-AUX-P-8033 |  | Switch |  | LSHH | http://www.toronto.ca/TWONTO#level_switch |  | Pump, Submersible, Auxiliary Systems Building, Tunnel I
71151 | 5629 | FHA-BW-TSH-0602 | Switch, Temperature High, Backwash Pump P-0501 Motor, Low Lift PS | FHA-BW-M-0501 | Switch,Temperature-High | Switch |  | TSH | http://www.toronto.ca/TWONTO#temperature_switch |  | Motor, Wash Water to Filter Bldg.
67777 | 6333 | THR-ACC-FSL-0755S | Switch, Flow-Low, Air Handling Unit 0755, RAS Pump, Centrifugaling Station, T-20, Plant Services, Gallery Ventilation, Zone 3B | THR-ACC-AHU-0755S | Switch,Flow-Low | Switch | 39340 | FSL | http://www.toronto.ca/TWONTO#flow_switch |  | Air Handling Unit, Blow Thru, RSPS Roof, Gallery Ventilation, Zone 3B
88320 | 92508 | WTR-PSC-T-0007-SUS | SCBA 3000 psi Bottle, ARAP | WTR-SUSPENDED | Tank | Safety Equipment | 47454 | T | http://www.toronto.ca/TWONTO#compressed_gas_cylinder |  | Suspended Obsolete entity for storage purpose
129800 | 86103 | THR-ACC-DS-0780 | Switch, Disconnect, Supply Fan, Waste Gas Burner Building | THR-ACC-FN-0780 |  | Switch |  | DS | http://www.toronto.ca/TWONTO#disconnect_switch |  | Fan, Centrifugal, Air Supply, AHU-0780, South of WGB Bldg
84190 | 46658 | WTR-359-CH-0004 | Chamber,Revenue Meter,Willowdale-Highland (Magmeter) | WTR-CENTRAL-REV | Chamber |  |  | CH |  |  | Revenue Metering
121149 | 48932 | THC-ACC-RPU-1601 | RPU,HVAC,WAS Thickening Building (1) | THC-ACC-BLDG J | Control Panel,Instrumentation | Remote Processor Unit |  | RPU | http://www.toronto.ca/TWONTO#RPU_panel |  | TWAS Building, HVAC
38767 | 78816 | SWM-PET-LSL-0102 | Switch, Level-Low | SWM-PET | Switch |  |  | LSL |  |  | Eglinton - Bellamy Storm Pumping Station
7459 | 4850 | COL-PSP-MISC | Miscellaneous Equipment | COL-PSP | [6 empty] | Southport Sewage Pumping Station
62495 | 24582 | THC-ITS-WAP-6002 | Wireless Phone Base Station, Headworks, Second Floor, Mech Room #2, N Wall E | THC-TPA-PA-6010A | Network,Telecommunication | Communications Equipment |  | WAP | telephone_system |  | Paging Panel, Headworks, Electrical Room, Ground Floor
79151 | 88781 | THR-ELS-MCC-2902 | Control Panel, MCC 2902, Headhouse MCC-2901 & 2902 (MCC HH) | THR-ELS-HH | Control Panel,MCC | Motor Control Centre |  | MCC | http://www.toronto.ca/TWONTO#LV_electrical_panel |  | Electrical System, Head House and Engine Room
78854 | 24674 | THR-SES-SQ-12P | Portable,(Bottled) Eyewash Station, Digester 9 & 10 Basmt. | THR-SQ-PEWS-WA2 | Safety,Eye wash | Safety Equipment |  | SQ | eye_wash_bottle |  | Portable, (Bottled) Eye Wash Station, Work Area 2
64232 | 38099 | FCL-RW-PSH-0301 | Switch, High Pressure, Discharge, Raw Water, Pump 0301, Raw Water Pumping Station | FCL-RW-P-0301 | Switch,Pressure-High | Switch |  | PSH | http://www.toronto.ca/TWONTO#pressure_switch |  | Pump Centrifugal, Raw Water
34808 | 90969 | COL-YKP-FAK-0016S | First Aid Kit, Truck #080071 (F550) | COL-YKP-VEH-0016S | Safety,First Aid Kit | Safety Equipment | 41247 | FAK | http://www.toronto.ca/TWONTO#first_aid_kit |  | Vehicle, Truck #080071 (F550)
117345 | 91423 | TAB-RSP-PSL-2203 | Switch, Pressure,Low, Seal Water to Pump-2203 | TAB-RSP-P-2203 | Switch,Pressure | Switch |  | PSL | http://www.toronto.ca/TWONTO#pressure_switch |  | Pump, Raw Sewage #3
23450 | 12890 | FHO-FLO-T-0301-KQ | Flocculation Tank | FHO-FLO |  |  |  | T |  |  | Flocculation System
129967 | 26469 | THR-ACC-FSL-0854S | Switch, Flow-Low, Exhaust Fan 0854, T15, Plant Services, Gallery Ventilation, Zone 3B | THR-ACC-FN-0854S | Switch,Flow-Low | Switch | 39347 | FSL | http://www.toronto.ca/TWONTO#flow_switch |  | Fan, Exhaust, T15, Plant Services, Gallery Ventilation, Zone 3B
24999 | 87655 | FHO-POL-T-0101 | Tank, Polymer Storage, S4 Chemical Building, Polymer Storage Area | FHO-POL | Tank,Reservoir | Tank |  | T | http://www.toronto.ca/TWONTO#chemical_storage_tank |  | Polymer System
35019 | 43714 | COL-YKP-FAK-080109 | First Aid Kit, Truck # 080109 (2022 FORD F550) | COL-YKP-VEH-080109 | Safety,First Aid Kit | Safety Equipment |  | FAK | http://www.toronto.ca/TWONTO#first_aid_kit |  | Vehicle, Truck # 080109 (2022 FORD F550)
48328 | 20309 | TAB-FEQ-FH | Fire Hydrants | TAB-FEQ | Fire Prevention,Hydrant | [5 empty] | Fire Protection Equipment, Plant Wide
125189 | 62556 | THC-ELS-PS-0001-C | Primary Power Equipment, Building C | THC-GRK-ELS-C |  | Control Panel,MCC |  | PS | http://www.toronto.ca/TWONTO#collection_of_assets |  | Building C
105934 | 96785 | TAB-ACC-AHU-2053 | AHU, Chemical & Aeration Gallery | TAB-ACC-AHU | Air Handling Unit | HVAC |  | AHU | http://www.toronto.ca/TWONTO#air_handler_unit |  | Air Handling Unit & Supply Fan
21731 | 10542 | COL-PMY-CAP-0005 | Capacitor, MCC-0002 | COL-PMY | Capacitor |  |  | CAP |  |  | Maryport Sewage Pumping Station
112697 | 22430 | TAB-EL1-MCC-6541 | Motor Control Centre, Z Bldg | TAB-EL1-MCC | Control Panel,MCC | Motor Control Centre |  | MCC | http://www.toronto.ca/TWONTO#LV_electrical_panel |  | Motor Control Center- North Substation
27177 | 59237 | DOS-YCM-VEH-286002 | 2019T&T Power 50MDK-ART - Vehicle Unit# 286002 | FAC-YCM-VEH | Vehicle,Licensed | Vehicle |  | VEH | http://www.toronto.ca/TWONTO#vehicle
47455 | 73024 | TAB-EL1-MCC-6963 | MCC,Electrical Room,Second Floor,Screen Build,P Building | TAB-EL1-MCC-6922 | Control Panel,MCC | Motor Control Center |  | MCC | http://www.toronto.ca/TWONTO#LV_electrical_panel |  | MCC,Electrical Room,Ground Floor,Screen Build,P Building
54947 | 38103 | TAB-SLO-AHU-0401 | AHU- Bio-Solid Odour Control Building, Roof | TAB-ACC-AHU | Air Handling Unit | HVAC |  | AHU | http://www.toronto.ca/TWONTO#air_handler_unit |  | Air Handling Unit & Supply Fan
127476 | 52317 | THC-PRM-G-1203 | Gate, Sluice, Primary Scum Inlet Gate, Tank 1200, Primary Clarifier, NW Plant | THC-PRM-T-1200 | Valve,Sluice Gate | Gate |  | G | http://www.toronto.ca/TWONTO#channel_gate
146866 | 17982 | WTR-REL-LSH-0001 | Switch, Level-High, Building Flood | WTR-REL-AUX | Switch,Level-High | Switch |  | LSH | http://www.toronto.ca/TWONTO#level_switch |  | Auxiliary Equipment (Building Facilities)
130440 | 17396 | THR-ACC-T | Air Conditioning, Glycol Heating Packages | THR-ACC-AHU | Tank | Tank |  |  | http://www.toronto.ca/TWONTO#collection_of_assets |  | Air Conditioning, Air Handling Unit, Gallery Ventilation
134716 | 59572 | THR-ELS-DP-3703 | Distribution Panel 3703, SP Aeration Tank Electrical Building | THR-ELS-RSPS |  | Power Distribution Panel |  | DP | http://www.toronto.ca/TWONTO#LV_electrical_panel |  | Electrical System, Returns Sludge Pumping Station
129729 | 19560 | THR-ACC-CU-4510 | Condensing Unit, Ductless Split System outdoor Unit, Switchgear Bldg North | THR-ACC-AC-4504 | H.V.A.C.,Air Conditioner | HVAC |  | CU | http://www.toronto.ca/TWONTO#AC_condenser_unit |  | Fan Coil Unit, Ductless Split System Indoor Unit, Switchgear Bldg North
105556 | 74095 | SWM-PDU-SW-0002 | Switch, Transformer | SWM-PDU-MISC | Switch |  |  | SW |  |  | Miscellaneous Equipment
75169 | 73710 | THR-FT-PSL-2402S | Switch, Pressure-Low, Suction, Pump 2402, RAS Pumping - South | THR-FT-P-2402S | Switch,Pressure-Low | Switch | 39555 | PSL | http://www.toronto.ca/TWONTO#pressure_switch |  | Pump, Centrifugal, Tank 1500, RAS Pumping,Tunnel 20 East of T-15, South
34495 | 95546 | MAIN-149 | Main 149 (Transferred to D&C) | WTR-LWA |  |  | 36953 |  |  |  | Work Area 2 Central Mains and Chambers
57113 | 81932 | THC-ACC-T-0581 | Tank,Domestic Hot Water,Basement B1,Incineration Building M | THC-MCS-T-BLDG M | Tank,Domestic Hot Water | Tank |  | T | http://www.toronto.ca/TWONTO#tanked_hot_water_heater |  | Domestic Hot Water Tank, Building M
119946 | 2562 | TAB-WA4-SQ-1231 | Sling, Nylon,LiftAll EE2-802D-T3, 6 Ft. (S/N 1504511-22) | TAB-WA4-SQ-0010 |  | Lifting Device |  | SQ | synthetic_web_sling |  | WA4 Fall arrest systems
61957 | 26387 | THC-GRK-MCS | Mechanical Services | THC-GRK | [6 empty] | Buildings & Grounds
120784 | 32882 | THC-ACC-FN-6220 | Fan, Supply, Blower Room, 2nd Floor Mech Room #2, Headworks | THC-ACC-AHU-6200 | Fan | HVAC |  | FN | http://www.toronto.ca/TWONTO#blower_or_fan_with_drive |  | Air Handling Unit, Blower Room, 2nd Floor Mech Room #2, Headworks
131344 | 73365 | THR-AI-TSH-0200 | Switch,Temperature-High, Air Compressor C-0200, Instrument Air | THR-AI-C-0200 | Switch,Temperature-High | Switch |  | TSH | http://www.toronto.ca/TWONTO#temperature_switch |  | Air Compressor,Instrument Air Building
18495 | 96433 | FHA-SES-LDR-0520 | FHA-SES-LD-0029 - 8' Ladder Fiberglass Orange ( Filter Gallery east by BFP-0011 ) | FHA-SES-LD-1 | Safety | Safety Equipment |  | LDR | http://www.toronto.ca/TWONTO#ladder |  | Ladders
4062 | 32045 | COL-PCU-JSL-5336 | Power failure alarm | COL-PCU-SUSPENDED | Switch |  | 34996 | JSL |  |  | Cumber P.S.suspended entities
29965 | 4957 | FIS-RW-FSL-0008-SUS | Switch, Flow-Low, Deep Well Submersible Sampling Pump 0002, Intake & Intake Valve Chamber | FIS-RW | Switch,Flow-Low | Switch | 38341 | FSL | http://www.toronto.ca/TWONTO#flow_switch |  | Raw Water Production
40410 | 2179 | TAB-ACC-FSL-4811 | Switch,Flow,Low,Hot water From Pump | TAB-ACC-P-4811 | Switch,Flow | Switch |  | FSL | http://www.toronto.ca/TWONTO#flow_switch |  | Pump, Circulating,Hot Water,Dig 19-22 Sludge Heating, P17-1,
15095 | 970 | COL-PHP-LP-0001 | Control Panel, Lighting | COL-PHP-MISC | Control Panel |  |  | LP |  |  | Miscellaneous Equipment
83870 | 21674 | FHA-TRW-P-0300A-KQ | Treated Water Pumping Unit #3A | FHA-TRW-TWP |  |  | 33369 | P |  |  | Treated Water Pumping
67066 | 4255 | THC-THK-T-1220 | Tank,Mixing,Polymer Make-up System-1200,Thickening Building | THC-THK-T-1200 | Chemical Feeder | Tank |  | T | http://www.toronto.ca/TWONTO#chemical_storage_tank |  | Tank,Make-up,Polymer Make-up System-1200,Thickening Building
61789 | 56224 | FHA-ELS-WR-0208 | Welding Receptacle, 30A, 600V, RMF, Central Thickener Gallery | FHA-ELS | Welding Equipment | Power Distribution Panel |  | WR | http://www.toronto.ca/TWONTO#welding_receptacle |  | Electrical
65322 | 29673 | THC-ELS-MCC-4023 | Motor Control Centre, Electrical Room, Headworks | THC-ELS-MCC-4021 | Control Panel,MCC | Motor Control Centre |  | MCC | http://www.toronto.ca/TWONTO#LV_electrical_panel |  | Motor Control Centre, Electrical Room, Headworks
53615 | 56913 | TAB-SES-LTX-2289B | Lighting, 2 LED heads, PRS Bldg | TAB-STR-SQ | Lighting | Safety Equipment |  | LTX | http://www.toronto.ca/TWONTO#lighting_unit |  | WA2 Safety Equipment,lifting devices, ladders, Eye Wash station, First Aid Kits, Lock out stations
61139 | 73465 | THC-ELS-SQ-1095073 | Electrical Safety gloves, High Voltage, Class 0, # 1095073 | THC-SES-SQ |  | Safety Equipment | 40037 | SQ | http://www.toronto.ca/TWONTO#rubber_insulating_gloves |  | Safety Equipment
5833 | 55320 | COL-PLB-LSL-0157 (S) | Switch, Level-Low | COL-PLB | Switch | Switch | 35805 | LSL | http://www.toronto.ca/TWONTO#level_switch |  | Long Branch Pumping Station
66426 | 22469 | FHA-SPC-RPU-1511 | Computer, SCADA Client, Service Building, Instrumentation Shop | FHA-ELS | Computer Equipment | Remote Processor Unit |  | RPU | http://www.toronto.ca/TWONTO#operator_interface_terminal |  | Electrical
32177 | 60914 | COL-RBG-FEQ-0001S | Fire Prevention, Extinguisher | COL-RBG | Fire Prevention,Extinguisher |  | 42909 | FEQ |  |  | Glendale Shaft (WBT)-storm
143535 | 80230 | WTR-PEL-BUS-0001A | BUS, Secondary, 4160V | WTR-PEL-ELS |  | Motor Control Center |  | BUS | http://www.toronto.ca/TWONTO#MV_electrical_cabinet |  | Electrical System
15129 | 4622 | COL-PIR-GEN-0001 | Generator, Electricity | COL-PIR-MISC | Generator |  |  | GEN |  |  | Miscellaneous Equipment
121305 | 86239 | THC-ACC-TIT-6592 | Transmitter, Temperature, Space, 2nd Floor, Mech Room #1, Headworks | THC-ACC-FN-6590 | Transmitter,Temperature | HVAC |  | TIT | http://www.toronto.ca/TWONTO#temperature_transmitter |  | Fan, Exhaust, Mechanical Room #1, Roof, Headworks
9979 | 47561 | FAC-YCM-GRD | GROUNDS | FAC-YCM | [6 empty] | YARD - 545 COMMISSIONERS ROAD
43233 | 55035 | TAB-CW-SQ-6001 | Emergency Eye Wash station, Dewatering Bldg. Basement | TAB-DEW-SAFETY | PPE,Eyewash Station | Safety Equipment |  | SQ | http://www.toronto.ca/TWONTO#emergency_eyewash |  | Safety Equipment
8296 | 11887 | COL-PWR-LSL-0303 | Switch, Level-Low | COL-PWR-SUSPENDED | Switch,Level |  | 35097 | LSL |  |  | West Rouge P.S.suspended entities
72863 | 71615 | THR-DIS-P-S | Disinfection, Pumps, Sump & Chlorine Solution | THR-S-E |  |  | 34863 |  |  |  | SUSPENDED ENTITY
66940 | 26628 | THC-INC-BU-2042 | Burner, Hearth 7, Incinerator 2000 | THC-INC-FU-2000 | Burner | Burner |  | BU | http://www.toronto.ca/TWONTO#burner_component_of_asset |  | Furnace, Incinerator 2000
6624 | 10285 | COL-PNT-LSHH-0204 | Switch,Level, High-High, Float Mode, Wet Well #2 | COL-PNT-WEL-0200 | Switch,Level-High-High | Switch |  | LSHH | http://www.toronto.ca/TWONTO#level_switch |  | Wet Well
48290 | 26338 | TAB-ELS-SQ-6162 | Electrical - Rubber Insulating Gloves Class 1 | TAB-ELS-SQ-GLOVE | PPE,Insulated Glove | Safety Equipment |  | SQ | http://www.toronto.ca/TWONTO#rubber_insulating_gloves |  | High Voltage Gloves
58406 | 98894 | THC-ACC-DM-0061 | Damper, Motorized, Exhaust FN-0061, Admin Building, Ground Floor, Electrical Room 139 | THC-ACC-FN-0061 |  | HVAC |  | DM | http://www.toronto.ca/TWONTO#air_damper |  | Exhuast Fan, Admin. Building Ground Floor, Electrical Room 139, North
85443 | 7141 | WTR-PEL-ZS-0006 | Switch, Position,Door Security | WTR-PEL-AUX | Switch,Position | Switch |  | ZS | http://www.toronto.ca/TWONTO#position_switch |  | Auxilliary Equipment (Building Facilities)
114511 | 27166 | TAB-PLT-FSL-3007 | Switch, Flow, Low, Seal Water, Grit Classifier CL-3000, Dewatering Area | TAB-PLT-CL-3000 | Switch,Flow-Low | Switch |  | FSL | http://www.toronto.ca/TWONTO#flow_switch |  | Classifier, Grit, Cyclone 3001 to 3004, Dewatering Area
83895 | 18745 | FHA-TRW-SAMP | Treated Sampling | FHA-SAMP | [6 empty] | Sampling Systems
62525 | 35880 | THC-MCS-LD-0000000014 | ENGINE HOIST (insp Liftsafe) | THC-MCS-LD | Lifting Device | Lifting Device |  | LD | http://www.toronto.ca/TWONTO#lifting_equipment_hoist |  | Mechanical Services, Lifting Device
92553 | 52191 | FIS-ACC-AHU-4500 | Air Handling Unit, Machine Shop Supply, North/West Side, Ground Level, Workshop Building | FIS-HVAC | Air Handling Unit | HVAC |  | AHU | http://www.toronto.ca/TWONTO#air_handler_unit |  | Climate Control
3286 | 16618 | COL-PAB-LSH-0105 | Switch, Level High | COL-PAB-MISC | Switch,Level | Switch |  | LSH | http://www.toronto.ca/TWONTO#level_switch |  | Miscellaneous Equipment
132546 | 86178 | THR-DIG-LSH-0806 | Switch, Level High, Tank 0800 Coffin Overflow, Solids Treatment, Transfer System - Digesters - Tank 0700 & Tank 0800 | THR-DIG-PD-0800 | Switch,Level-High | Switch |  | LSH | http://www.toronto.ca/TWONTO#level_switch |  | Tank, Primary Digester-8, Solids Treatment
26335 | 43211 | FHO-SES-SQ-6037 | High Voltage Safety Equipment, Insulated Gloves, Class 4, Serial Number 125, Dave Hesse | FHO-SES-SQ-1000 | PPE,Insulated Glove | Safety Equipment |  | SQ | http://www.toronto.ca/TWONTO#rubber_insulating_gloves |  | High Voltage Insulated Gloves
68408 | 51619 | THR-ACC-PDSL-4003 | Switch, Pressure Differential, Low, Serves THR-ACC-FN-4008,Gallery 20N | THR-ACC-FN-4008 | Switch,Flow-Low | Switch |  | PDSL | http://www.toronto.ca/TWONTO#pressure_switch |  | Fan, Exhaust, T20N, Vault 2,Gallery T20N
20884 | 60510 | FHO-CCS-LSH-0101 | Switch, Level, High, Phosphoric Acid Storage Tank T-0101, S4,Corrossion Control Tank Room | FHO-FL-T-0101 |  | Switch |  | LSH | http://www.toronto.ca/TWONTO#level_switch |  | Tank, Fluoride Storage Tank 1, Fluoride System, S4 Fluoride Room
58812 | 38997 | THC-DEW-T-6400 | Tank,BTU 1000 Hopper,Solid Treatment | THC-INC-FU-1000 | Tank,Non-Pressurized | Tank |  | T | http://www.toronto.ca/TWONTO#storage_tank |  | Furnace, Incinerator 1000
123465 | 34626 | THC-DIG-LSH-5285 | Switch,Level-High,South-West Storm Sump,CP-5285,Building U | THC-GRK-SUMP PUMP | Switch,Level | Switch |  | LSH | http://www.toronto.ca/TWONTO#level_switch |  | Sump Pumps,
93499 | 32550 | FHO-MCS-MT-1110-SUSP | Personal Tool Kit R. Polanowski | FHO-MCS-MEQ | Machine Tool | Tool | 35010 | MT | tool_kit |  | Machine Shop & Equipment
19160 | 18961 | FHO-ACC-F-1005 | Filter, Air Inlet, FN-1001 Filter Gallery Supply Fan, S2, TR Reservoir Gallery, South | FHO-ACC-FN-1001 |  | Filter |  | F | http://www.toronto.ca/TWONTO#replaceable_air_filter |  | Fan. Fresh Air Supply Filter Gallery, Treated Water Reservoir Gallery, South
58386 | 41887 | THC-DCL-LSL-0401 | Level Switch Low, SBSS Feed Tank, Dechlorination | THC-DCL-T-0100 |  | Switch | 34142 | LSL | http://www.toronto.ca/TWONTO#level_switch |  | Tank, Storage 38% Sodium Bisulphite, Dechlorination
116703 | 89450 | TAB-PWA-PRJ-0001 | Capital Project for Disinfection | TAB-PWA |  |  |  | PRJ |  |  | Plant Water
93289 | 67538 | FHO-GRK-DR-2051S | Door, (FD-S2-51), Fire Rated, Ozone Building, S2, DOZ 1 Vestibule, East | FHO-GRK-FEQ-0001 | Fire Prevention,Door | Door |  | DR | http://www.toronto.ca/TWONTO#fire_rated_door
139414 | 13588 | THR-WA1-LD-811-1 | Sling, Nylon, Work Area 1 (NYLON BELT SLING SIZE; 2" X 6', CAPACITY 6400 LBS.SN 039811-1) A | THR-LD-NYLN-WA1 | Lifting Device,Sling | Lifting Device |  | LD | synthetic_web_sling |  | Slings, Nylon, Work Area 1
38324 | 14760 | PLQ18486 | Plumbing, General, Digestion Tanks 1-4 | TAB-DIG-STRC-T1-4 |  | Plumbing |  |  | plumbing |  | Digester Tanks 1-4 - Drains, Electrical Service(110/220V), Lighting, Plumbing
6333 | 65846 | COL-PMY-CAP-0003 | Capacitor, MCC-0002 | COL-PMY-MISC | Capacitor |  |  | CAP |  |  | Miscellaneous Equipment
101805 | 77303 | MS0124A | Lathe | TAB-MCS-MT | Machine Tool,Lathe | Tool |  |  | http://www.toronto.ca/TWONTO#lathe |  | Machine Shop Mechanical Equipment
20768 | 77980 | FHO-AUX-CAL-0012 | Calibrator, Gas Detector, Drager, Admin Building, S2, Electrical Work Shop | FHO-AUX | Meter | Test Equipment |  | CAL | gas_detector_calibrator |  | Lab/Portable Testing Instruments
25180 | 90883 | COL-PSK-MON-0002 | Monitor | COL-PSS-MISC |  |  |  | MON |  |  | Miscellaneous Equipment
58494 | 63994 | THC-ACC-DM-0163 | VAV Box, Admin Building, Ground Floor, First Aid Room 144 | THC-ACC-AHU-0061 |  | HVAC |  | DM | http://www.toronto.ca/TWONTO#air_damper |  | Air handling Unit, Ground Floor North Zone(Process Control), Admin Building Roof
143583 | 56781 | WTR-PEL-LSH-0001 | Switch, Level-High, Flood | WTR-PEL-AUX | Switch,Level-High | Switch |  | LSH | http://www.toronto.ca/TWONTO#level_switch |  | Auxilliary Equipment (Building Facilities)
96604 | 92568 | FIS-ELS-PDP-1100 | Power Distribution Panel,Workshop Building,Mezzanine,East Wall,South,600V, 400A,3ph,3W | {FIS-ELS-PDP} | Control Panel,Power Distribution Panel | Power Distribution Panel |  | PDP | http://www.toronto.ca/TWONTO#LV_electrical_panel |  | Asset Group, Power Distribution Cabinets,600 V,Island WTP
9139 | 85855 | COL-YKP-DA-202576 | Davit Base Leg-202576 | COL-YKP-DA | Safety | Safety Equipment |  | DA | davit_base |  | Davit Arm Assembly
96271 | 59920 | FIS-ELS-MCC-0004-SUS | Motor Control Centre # 4 | FIS-ELS | Switchgear,Indoor | Motor Control Centre | 38219 | MCC | http://www.toronto.ca/TWONTO#LV_electrical_panel |  | System, Electrical Distribution System
144533 | 87522 | WTR-PJS-LSH-0001 | Switch, Level-High, Building Flood | WTR-PJS-AUX | Switch,Level-High | Switch |  | LSH | http://www.toronto.ca/TWONTO#level_switch |  | Auxiliary Equipment (Building Facilities)
56030 | 26254 | TGHR-MCS-LD-2154 | Come Along, Work Area 2 | THR-SES-LD | Lifting Device,Chain | Lifting Device |  | LD | winch |  | Lifting Device, Safety Equipment
34496 | 36044 | MAIN-149 | Main 149 (Transferred to D&C) | WTR-MT1 |  |  | 36953 |  |  |  | Work Area 1 EAST Mains and Chambers
96134 | 80610 | FIS-BW-TSH-0102 | Switch, Temperature, High, Motor Inboard Bearing, Backwash Pump P-0101, Filter Building, Pump Room | FIS-BW-P-0101 |  | Switch |  | TSH | http://www.toronto.ca/TWONTO#temperature_switch |  | Circuit Breaker,4.16 kV,Filter Building,Mezzanine,West,Solid State Starter,FIS-BW-P-0101
125237 | 76588 | THC-ELS-SQ-6325127 | Spares, Electrical Safety rubber gloves, High Voltage, Class 0, # 6325127 | THC-SES-SQ | PPE,Insulated Glove | Safety Equipment |  | SQ | http://www.toronto.ca/TWONTO#rubber_insulating_gloves |  | Safety Equipment
47379 | 5835 | TAB-EL1-MCC-6592 | Motor Control Centre ,Z- Bldg | TAB-ELS-WA6 | Control Panel,MCC | Motor Control Centre | 34435 | MCC | http://www.toronto.ca/TWONTO#LV_electrical_panel |  | Panel Boards, MCC, WA6
41868 | 39529 | DU2016A | Tank, Gas Condensate | TAB-DIG-FX-9-12 | Tank | Tank |  |  | http://www.toronto.ca/TWONTO#condensate_trap |  | Digester Tanks 9-12, Flame Arresters, Condensate Tanks & Moisture Separators,
94894 | 73680 | FHO-SES-SQ-8002 | Eye Wash Bottle, Station #2, Admin Building, S2, Training Room East Side Door | FHO-SES-SQ-0004 | PPE,Eyewash Station | Safety Equipment |  | SQ | eye_wash_bottle |  | First Aid
114440 | 49190 | TAB-PLT-ELQ-P | P Building - Electrical Equipment | TAB-PLT-P | [6 empty] | P Building - Preliminary Treatment
176 | 55201 | (S) | Davit Base Leg-1671155AA | COL-YKP-DA-0021S | Safety | Safety Equipment | 45523 |  | davit_base |  | Davit Arm Assembly with Upper Arm-1671155
134328 | 91163 | THR-DR-BH-0514 | Overhead Door, Engine Room | THR-DR-WA3 | Door,Overhead | Door |  | BH | http://www.toronto.ca/TWONTO#roll_up_door
119590 | 46971 | TAB-WA1-LD-1255 | Hydraulic Pallet Truck | TAB-WA1-SQ-1000 | Lifting Device | Lifting Device |  | LD | lift_truck |  | WA1 Lifting Devices and Slings
82156 | 59100 | FHA-SES-SCRUBBER | Scrubber System | FHA-SES | [6 empty] | Safety & Environmental Services
34446 | 55388 | MAIN-091 | Main 091 | WTR-LWA | [6 empty] | Work Area 2 Central Mains and Chambers
97375 | 22203 | FIS-MCS-T-0401 | Tank, Domestic Hot Water, Filter Building Pipe Gallery, Under Stairs | FIS-MCS |  | Tank |  | T | http://www.toronto.ca/TWONTO#tanked_hot_water_heater |  | Mechanical Services
95984 | 78471 | FIS-ALM-T-0401-SUS | Tank, Alum/Polymer, Alum System | FIS-ALM | Tank | Tank | 38128 | T | http://www.toronto.ca/TWONTO#chemical_storage_tank |  | Alum System
136948 | 52814 | THR-OCS-OZ | Odour Control System, Ozonator | THR-OCS | [6 empty] | Odour Control System
130144 | 92208 | THR-ACC-NR-657 | HVAC Unit & Fan, Supervisors Washroom | THR-ACC-ADM | H.V.A.C.,Heater,Unit | HVAC |  | NR | http://www.toronto.ca/TWONTO#heater |  | Air Conditioning, HVAC, Admin Building
109729 | 88767 | TAB-DEW-PSH-3101 | Switch Pressure,High,Delivery, Pump-3131&P-3141 | TAB-DEW-P-3141 | Switch,Pressure | Switch |  | PSH | http://www.toronto.ca/TWONTO#pressure_switch |  | Pump, Polymer Solution Transfer #4
32167 | 46966 | COL-RBC-SC-0001 | Screen, Remembrance Trashrack,Shaft,Interception chamber | COL-RBC-MISC | Sampler |  |  | SC |  |  | Miscellaneous Equipment
96273 | 22056 | FIS-ELS-MCC-0100 | MCC,600 V,Workshop Building,Mezzanine,East | FIS-ELS | Control Panel,MCC | Motor Control Centre |  | MCC | http://www.toronto.ca/TWONTO#LV_electrical_panel |  | System, Electrical Distribution System
138697 | 82692 | THR-SES-SQ-0106 | Eyewash and Shower Station,Outdoors-Inside(SW) Ferrous Chloride Containment (Temporary) | THR-EWSS-WA4 | Safety,Eye wash | Safety Equipment |  | SQ | http://www.toronto.ca/TWONTO#emergency_eyewash_and_shower |  | Eyewash and Shower Station, Work Area 4
7976 | 42913 | COL-PVM-LSHH-0104 | Switch, Level High-High | COL-PVM-MISC | Switch,Level |  |  | LSHH |  |  | Miscellaneous Equipment
58420 | 32319 | THC-ACC-DM-0095 | VAV Box, Admin Building, Ground Floor, Storage Room 132 | THC-ACC-AHU-0091 |  | HVAC |  | DM | http://www.toronto.ca/TWONTO#air_damper |  | Air handling Unit, Ground Floor East Zone(Field Services), Admin Building Roof
47381 | 27065 | FCL-ACC-TT-0308 | Transmitter, Temperature, Admin Building, Second Floor, Office Room 204 | FCL-ACC-ADMIN |  |  |  | TT |  |  | Administration Building HVAC Equipment
9059 | 57389 | COL-YKP-VEH-0028S | Vehicle, Truck #067038 (F250) | COL-W-OBSOLETE | Vehicle,Licensed | Vehicle | 44892 | VEH | http://www.toronto.ca/TWONTO#pickup_truck
115570 | 8093 | TAB-PRM-PSL-7001 | Switch Pressure,Low ,Exhaust Fan FN-7002 | TAB-PRM-T-2200 | Switch,Pressure | Switch |  | PSL | http://www.toronto.ca/TWONTO#pressure_switch |  | Hopper Scum - Primary Tank 3-4
68448 | 43740 | THR-ACC-PSL-1701 | Switch, Pressure-Low, NG Valve Train, Boiler 1701, Plant Central Hot Water System, Hot Water Boilers | THR-ACC-BO-1701 | Switch,Pressure-Low | Switch |  | PSL | http://www.toronto.ca/TWONTO#pressure_switch |  | Boiler, Low Pressure, Hot Water, Plant Central Hot Water System, Hot Water Boilers (CRN-H9308.5,TSSA UID-65022707, SNo.-5.1103727)
59440 | 94521 | THC - A01 - S154 | Door, Final # F5 Access House | THC-GRK-DR-TUNNEL |  | Door |  |  | http://www.toronto.ca/TWONTO#door
122783 | 75183 | THC-DEW-RPU-2101 | Remote Processing Unit, control room | THC-DEW-RPU | Controller,PLC | Remote Processor Unit |  | RPU | http://www.toronto.ca/TWONTO#RPU_panel |  | Incineration RPUs
26379 | 94900 | FHO-SES-SQ-6269 | Lanyard, Serial Number A10322004, Muranganwa Chirume | FHO-SES-SQ-0009 | PPE,Lanyard | Safety Equipment |  | SQ | lifeline |  | Fall Lanyards
79594 | 32658 | FHA-SED-P-0201-KQ | Pump, Sampling, Settled Water East | FHA-SUSPENDED |  |  | 33367 | P |  |  | Suspended Obsolete entity for storage purpose
9102 | 10759 | COL-YKP-DA-1724681 | Davit Base Leg-1724681 | COL-YKP-DA-0023S | Safety | Safety Equipment |  | DA | davit_base |  | Davit Arm Assembly with Upper Arm-1734510
119640 | 96976 | TAB-WA1-SQ-1042 | Sling | TAB-WA1-SQ-1000 | Lifting Device,Sling | Lifting Device |  | SQ | http://www.toronto.ca/TWONTO#fall_protection_sling |  | WA1 Lifting Devices and Slings
9126 | 34648 | COL-YKP-DA-187989 | Davit Base Leg-187989 | COL-YKP-DA | Safety | Safety Equipment |  | DA | davit_base |  | Davit Arm Assembly
119706 | 61269 | TAB-WA1-SQ-1168 | Sling | TAB-WA1-SQ-1000 | Lifting Device,Sling | Lifting Device |  | SQ | http://www.toronto.ca/TWONTO#fall_protection_sling |  | WA1 Lifting Devices and Slings
31410 | 89188 | COL-RBB-FEQ-0002S | Fire Prevention, Extinguisher | COL-RBB | Fire Prevention,Extinguisher |  | 42906 | FEQ |  |  | Western Beaches Tunnel (Battery Park)-Storm
51551 | 18003 | FCL-FLT-F-1401 | Filter, Carbon Activated, Filter Building, Filter Gallery East | FCL-FLT | Filter | Filter |  | F | media_based_filter |  | Filtration
88839 | 33114 | WTR-RDF-PSH-0401 | Switch, Pressure-High, Pump 0401 | WTR-RDF-P-0401 | Switch,Pressure-High | Switch |  | PSH | http://www.toronto.ca/TWONTO#pressure_switch |  | Pump, Centrifugal, Water to Sprinkler System, South Valve House
30007 | 15613 | FIS-RW-PSL-0501-SUS | Switch, Pressure-Low, Seal Water, Pump 0501, Raw Water Pumping Station | FIS-SUSPENDED | Switch,Pressure-High | Switch | 38352 | PSL | http://www.toronto.ca/TWONTO#pressure_switch |  | Obsolete Entities/Processes
18684 | 98041 | FHA-SES-SQ-0076 | DBI SALA 6’ shock absorber lanyard Ser E00403500A43D64D | FHA-SES-SQ-6 |  | Safety Equipment |  | SQ | lifeline |  | Safety Fall Protection Equipment
109585 | 45011 | TAB-DEW-LSH-4020 | Switch, Level, High, Tank 3920 | TAB-DEW-T-3920 | Switch,Level-High | Switch |  | LSH | http://www.toronto.ca/TWONTO#level_switch |  | Equalization Tank #2
139482 | 80463 | THR-WA2-LD-96-14 | Sling, Nylon, Work Area 2 (Sr 1469396-14) SIZE; 2" X 8', | THR-LD-NYLN-WA2 | Lifting Device,Sling | Lifting Device |  | LD | synthetic_web_sling |  | Slings, Nylon, Work Area 2
120509 | 61391 | THC-ACC-DM-3081 | Damper,Motorized,Boiler Combustion Air,Boiler BO-3081,Boiler Building | THC-ACC-BO-3081 |  | HVAC | 33806 | DM | http://www.toronto.ca/TWONTO#air_damper |  | Boiler, Hot Water, Boiler Building
47304 | 15276 | TAB-EL1-MCC-6123 | Motor Control Cenrer, 600V | TAB-EL1-PDP-6001 | Switchgear,Indoor | Motor Control Centre |  | MCC | http://www.toronto.ca/TWONTO#LV_electrical_panel |  | Power Distribution Panel, 600V, Aeration Outdoor Sub.
121005 | 11811 | THC-ACC-MAN-0016 | Manifold, Snow Melting System, Zone #6, Admin Building | THC-ACC-BLDG K |  | HVAC |  | MAN | http://www.toronto.ca/TWONTO#pipe_manifold |  | Administration Building, HVAC
129595 | 62360 | THR-ACC-AC-4708 | Fan Coil Unit, Ductless Split System Indoor Unit, Electrical Bldg Elec Rm | THR-ACC-WA4 | H.V.A.C.,Air Conditioner | HVAC |  | AC | http://www.toronto.ca/TWONTO#air_condition |  | Air Conditioning, AHU, HVAC,Work Area4
55470 | 6768 | TAB-WA1-SQ-1178 | Chain Sling | TAB-WA1-SQ-1000 | Lifting Device,Sling | Lifting Device |  | SQ | chain_sling |  | WA1 Lifting Devices and Slings
72796 | 42148 | THR-DIS-EV | Disinfection, Chlorine Evaporator | THR-DIS |  |  | 34557 |  |  |  | Disinfection
21807 | 59644 | FHO-ELS-MCC-1110 | Motor Control Centre, (MCC-1101A), Ozone Building MCC Room | FHO-ELS-PS-0001 | Control Panel,MCC | Motor Control Centre |  | MCC | http://www.toronto.ca/TWONTO#LV_electrical_panel |  | Primary Power Equipment
105843 | 46561 | TAB-ACC-AC-0601A | Conditioner, Air, Digester 5-8 MCC Room South of Digester 9-12, North Wall | TAB-ACC-ACC-0601 | H.V.A.C.,Air Conditioner | HVAC |  | AC | http://www.toronto.ca/TWONTO#air_condition |  | Conditioner, Air, Digester 5-8 MCC Room South of Digester 9-12, Outside(2 Tons)
94848 | 77436 | FHO-SES-SQ-6040 | High Voltage Safety Equipment, Insulated Gloves, Class 4, Serial Number 0220, Roman Polonowski | FHO-SES-SQ-1000 | PPE,Insulated Glove | Safety Equipment |  | SQ | http://www.toronto.ca/TWONTO#rubber_insulating_gloves |  | High Voltage Insulated Gloves
117486 | 85067 | TAB-RUU-SW-1402 | Switch,Load Break,Power,13.8 KV Feeder, North EL1-BUS-1501 | TAB-RUU-BUS-1401 | Load Break Switch | Switch |  | SW | http://www.toronto.ca/TWONTO#load_break_disconnect_switch |  | Electrical Distribution Cabinet,13.8 KV
67296 | 17145 | THC-TPA-PA-6038 | Speaker, Headworks, lower Level 1, Truck Load Bay, N/E | THC-TPA-PA-6010A | Public Address System | Communications Equipment |  | PA | http://www.toronto.ca/TWONTO#public_annoucement_speaker |  | Paging Panel, Headworks, Electrical Room, Ground Floor
4145 | 1471 | COL-PCU-TSH-5110 | Temperature switch, High | COL-PCU | Switch,Temperature-High |  | 34964 | TSH |  |  | Cumber Pumping Station
70420 | 47539 | THR-CW-BFP-WA2 | City Water, Back Flow Preventer, Work Area 2 | THR-GRK-WA2 | [6 empty] | Building & Grounds Work Area 2
53593 | 20721 | TAB-SES-LTG-2282F | Lighting, 2 LED heads, Tunnel 'J' | TAB-STR-SQ | Lighting | Safety Equipment |  | LTG | http://www.toronto.ca/TWONTO#lighting_unit |  | WA2 Safety Equipment,lifting devices, ladders, Eye Wash station, First Aid Kits, Lock out stations
78782 | 568 | THR-SES-SPL-0206 | Spill Kit, Glycol, For Glycol Skid T-0206 | THR-SES-SPL | Safety | Safety Equipment |  | SPL | http://www.toronto.ca/TWONTO#spill_kit |  | Spill Containment Kits, Humber Treatment Plant
137421 | 51772 | THR-PLT-LSL-1187 | Switch, Level-Low, Grit Classifier 1187, Preliminary Treatment, Grit Removal - Vortex - South Plant (Head house) | THR-PLT-CL-1187 | Switch,Level-Low | Switch |  | LSL | http://www.toronto.ca/TWONTO#level_switch |  | Classifier, Cyclone, 1177, Preliminary Treatment, Grit Removal - Vortex
119748 | 80336 | TAB-WA1-SQ-8010 | Lock out Tag out and Log book Station | TAB-WA1-SQ | PPE | Safety Equipment |  | SQ | emergency_kit |  | Safety Equipment & Supplies Common to WA1
95136 | 20547 | FHO-TRW-FSL-0104 | Switch, Flow, Low, Sample to Chloramination Analyzers, TRW Building, S5, Basement,Valve Chamber Hall | FHO TRW OUTPUT | Switch,Flow-Low | Switch |  | FSL | http://www.toronto.ca/TWONTO#flow_switch |  | Treated Water Output Sampling
130237 | 51945 | THR-ACC-NX-501 | A/C Unit, Men's Locker Room, Admin. Bldg. | THR-ACC-ADM | H.V.A.C.,Air Conditioner | HVAC |  | NX | http://www.toronto.ca/TWONTO#air_condition |  | Air Conditioning, HVAC, Admin Building
56259 | 97584 | TAB-STR-UPS-0724 | UPS for RPU-GE0724 | TAB-STR-RPU-0724 | UPS | Remote Processor Unit |  | UPS | http://www.toronto.ca/TWONTO#UPS |  | RPU-GE0724
72296 | 21253 | THR-ACC-AC-0700B | Air Conditioning, Cooling & Fan Unit, HTP Boardroom Ceiling, Admin Bldg. | THR-ACC-CU-0700 | H.V.A.C.,Air Conditioner | HVAC |  | AC | http://www.toronto.ca/TWONTO#air_condition |  | Air Conditioning, Condensing Unit, HTP Boardroom, Admin Bldg. Outside North Wall
87689 | 16399 | WM2002A | Filter, Pellet Cooler Bag, 810B | TAB-SLD-F | Filter | Filter |  |  | http://www.toronto.ca/TWONTO#replaceable_air_filter |  | Pelletizer Bldg. - Filters, Fans & Pellet Cooler Bags
136970 | 3701 | THR-OCS-PSH-2944 | Switch, Pressure-High, Pump 2944, Plant Services, Odour Control System | THR-OCS-P-2944 | Switch,Pressure-High | Switch |  | PSH | http://www.toronto.ca/TWONTO#pressure_switch |  | Pump,Centrifugal,Hypochlorite to Scrubber 0552 & Scrubber 0553,Plant Services, Odour Control System
20041 | 87877 | COL-PHP-MCC-0001 | Motor Control Center | COL-PHP |  | Motor Control Centre |  | MCC | http://www.toronto.ca/TWONTO#LV_electrical_panel |  | High Park Sewage Pumping Station
33763 | 29409 | IH2006A | Door,Overhead, Incineration | TAB-MCS-DR | Door,Overhead | Door |  |  | http://www.toronto.ca/TWONTO#roll_up_door
118074 | 60526 | TAB-SLD | Sludge Drying - Pelletization (OPERATED BY VEOLIA) | TAB-WORK-AREA-SOL | [6 empty] | TAB Work Area Sol
62626 | 46077 | THC-MCS-LD-JMA3846WB | ELECTRIC HOIST (insp Liftsafe) | THC-MCS-LD | Lifting Device | Lifting Device |  |  | http://www.toronto.ca/TWONTO#lifting_equipment_hoist |  | Mechanical Services, Lifting Device
26337 | 62317 | FHO-SES-SQ-6042 | High Voltage Safety Equipment, Insulated Gloves, Serial Number 0222, Roman Polonowski | FHO-SES-SQ-1000 | PPE,Insulated Glove | Safety Equipment |  | SQ | http://www.toronto.ca/TWONTO#rubber_insulating_gloves |  | High Voltage Insulated Gloves
53969 | 92392 | TAB-RSP-RPU-0201 | RPU, Pump #'s MSP-1 & MSP-2 | TAB-RSP-INQ-M | RPU | Remote Processor Unit |  | RPU | http://www.toronto.ca/TWONTO#RPU_panel |  | M Building - Instrumentation Equipment
129960 | 76066 | THR-ACC-FSL-0754S | Switch, Flow-Low, Air Handling Unit 0754, RAS Pump, Centrifugaling Station, T-20, Plant Services, Gallery Ventilation, Zone 3B | THR-ACC-AHU-0754S | Switch,Flow-Low | Switch | 39338 | FSL | http://www.toronto.ca/TWONTO#flow_switch |  | Air Handling Unit, Blow Thru, RSPS Roof, Gallery Ventilation, Zone 3B
45171 | 63316 | TAB-DIG-LSHH-8080A | Switch, Level High-High, Digesters 19-22, Basement, South-East Sump | TAB-DIG-P-8080 |  | Switch |  | LSHH | http://www.toronto.ca/TWONTO#level_switch |  | Pump, Process Sump, 2A, Digestion Tank #19 - 22 Basement
68341 | 26577 | THC-PLT-G-0452 | Gate, Sluice, Motorized, Perforate Screen SC-0450 Effluent Channel, Raw Sewage Screening | THC-PLT-SC-0450 | Gate,Sluice | Gate |  | G | http://www.toronto.ca/TWONTO#channel_gate
9103 | 89693 | COL-YKP-DA-1724682 | Davit Base Leg-1724682 | COL-YKP-DA | Safety | Safety Equipment |  | DA | davit_base |  | Davit Arm Assembly
40432 | 58597 | TAB-ACC-FSL-6308 | Switch, Flow Switch-Low, FN-6309, Ground Floor, Dig 9-12 Control Building. | TAB-ACC-FN-6309 | Switch,Flow-Low | Switch |  | FSL | http://www.toronto.ca/TWONTO#flow_switch |  | Fan, Exhaust, Centrifugal, Basement Exhaust, Ground Mount, Dig 9-12 Control Building.
8754 | 83527 | COL-SKW-JIT-0001 | Meter, Power Indicating Transmitter | COL-SKW | Meter |  |  | JIT |  |  | Kew Beach Detention Tank (Kenilworth)-storm
27495 | 48908 | FHO-WWW-XSH-0201 | Switch, Torque, High, Rake Drive, Clarifier 2 | FHO-WWW-T-0202-KQ | Sensor,Position | Switch |  | XSH | http://www.toronto.ca/TWONTO#torque_switch |  | Clarifier 2
72550 | 51616 | THR-ACC-CU-4708 | Condensing Unit, Ductless Split System outdoor Unit, Electrical Bldg Elec Rm | THR-ACC-AC-4708 | H.V.A.C.,Air Conditioner | HVAC |  | CU | http://www.toronto.ca/TWONTO#AC_condenser_unit |  | Fan Coil Unit, Ductless Split System Indoor Unit, Electrical Bldg Elec Rm
93182 | 65948 | FHO-GRK-DR-1001S | Door, (FD-S1-01), Fire Rated, Admin Building, S1, Stairway 5 | FHO-GRK-FEQ-0001 | Fire Prevention,Door | Door |  | DR | http://www.toronto.ca/TWONTO#fire_rated_door
123460 | 18783 | THC-DIG-LSH-3220 | Switch,Level,High,Interstage Separator,F­3220,Gas High Pressure System,Building U | THC-DIG-CYC-3220 | Switch,Level-High | Switch |  | LSH | http://www.toronto.ca/TWONTO#level_switch |  | Cyclone,Separator,Outlet,Intercooler C­3201,Gas High Pressure System,Building U
62437 | 24208 | THC-ITS-PA-2970 | IDF Panel, Public Address System, Bldg. U | THC-ITS-MDF-1000 | Network,Telecommunication | Communications Equipment |  | PA | http://www.toronto.ca/TWONTO#public_annoucement_speaker |  | Public Address System, Master Distribution , Control System, Admin Bldg,
119362 | 5857 | TAB-THK-T-0400 | Floatation Tank #4, Subnatant Recycling | TAB-THK-TANKS | Tank | Tank |  | T | floatation_tank |  | Floatation Tanks
9153 | 16525 | COL-YKP-FAK-0001 | First Aid Kit, First Floor (Hallway) | COL-YKP | Safety,First Aid Kit | Safety Equipment |  | FAK | http://www.toronto.ca/TWONTO#first_aid_kit |  | Kipling Yard
8171 | 49995 | COL-PWP-TS-0001 | Switch, Transfer | COL-PWP-MISC | Switch |  |  | TS |  |  | Miscellaneous Equipment
79926 | 24126 | THR-WA2-LD-4080-4 | Sling, Wire Rope, Work Area 2 (Sr LS#514080) SIZE; 3/8" X 4', | THR-SES-LD | Lifting Device,Sling | Lifting Device |  | LD | wire-rope_sling |  | Lifting Device, Safety Equipment
125747 | 82268 | THC-FT-T-0680 | Scum Pit, Tank 0600, Secondary Clarifier | THC-FT-T-0600 |  | Tank |  | T | http://www.toronto.ca/TWONTO#storage_tank |  | Tank, Secondary Clarifier
145864 | 51050 | WTR-PRH-LSHH-1010 | Switch, Level, High High, Diesel Fuel Storage Tank | WTR-PRH-AUX | Switch,Level-High-High | Switch |  | LSHH | http://www.toronto.ca/TWONTO#level_switch |  | Auxiliary Equipment (Building Facilities)
81497 | 57529 | FHA-SES-LDR-0114 | FHA-SES-LD-0082 - 20' single Ladder Aluminum ( Scarborough Pump Room ) | FHA-SES | Safety | Safety Equipment |  | LDR | http://www.toronto.ca/TWONTO#ladder |  | Safety & Environmental Services
139400 | 28213 | THR-WA1-LD-29-28 | Sling, Nylon, Work Area 1 (NYLON BELT SLING SIZE; 1" X 3', CAPACITY 3200 LBS,SN 1453329-28) A | THR-LD-NYLN-WA1 | Lifting Device,Sling | Lifting Device |  | LD | synthetic_web_sling |  | Slings, Nylon, Work Area 1
118874 | 46237 | TAB-STR-T-4005R | Tank , Reservoir Aux Oil, Blower 4005 | TAB-STR-BL-4005 | Tank,Reservoir | Tank |  | T | http://www.toronto.ca/TWONTO#chemical_storage_tank |  | Blower #4005
136475 | 21897 | THR-GRK-GH | Guard House,Security, Building | THR-GRK-PRTY-0404 |  | Grounds |  |  | space |  | Groundskeeping, General Labour
44086 | 88058 | TAB-DEW-TSH-0621B | Switch, Temperature, High, Lub Oil Return from Bearing, Drive end | TAB-DEW-CF-0621 | Switch,Temperature | Switch |  | TSH | http://www.toronto.ca/TWONTO#temperature_switch |  | Centrifuge # 6
56052 | 80656 | THC EUS SERVER ROOM | Communication Switch | THC-ADMIN-BLDG | [6 empty] | Building Location
106703 | 99719 | TAB-ACC-FSL-6321 | Switch, Flow Switch-Low, MAU-0313, Roof, Dig 9-12 Control Building. | TAB-ACC-MAU-6313 | Switch,Flow-Low | Switch |  | FSL | http://www.toronto.ca/TWONTO#flow_switch |  | Air Handling Unit, Supply Make Up Air Unit, Basement Heat Relief Ventilation, Roof, Dig 9-12 Control Building.
129587 | 20696 | THR-ACC-AC-4503 | Fan Coil Unit, Ducted Unit, SP RAS PS Offices | THR-ACC-WA4 | H.V.A.C.,Air Conditioner | HVAC |  | AC | http://www.toronto.ca/TWONTO#air_condition |  | Air Conditioning, AHU, HVAC,Work Area4
25671 | 49905 | COL-PSP-CP-0001 | Control Panel, Pumps | COL-PSP | Control Panel |  |  | CP |  |  | Southport Sewage Pumping Station
3408 | 99611 | COL-PBF-P-0200A | Pump, Centrifugal | COL-PBF | Pump |  |  | P |  |  | Bluffers Park Sewage Pumping Station
107126 | 909 | TAB-ACC-HTR-AUX | Unit Heaters- Aux. Bldg | TAB-ACC-HTR | [6 empty] | Heaters- Convection,
72481 | 25647 | FHO-CLC-INJ-0101 | Eductor, Enhance Trim, S2, North Mixer Gallery, East Wall | FHO-CLC-CHL-0101 |  | Injector |  | INJ | http://www.toronto.ca/TWONTO#ejector |  | Chlorinator, Trim Chlorination Train 1, Chemical Building, L1, Machine Room
8164 | 29178 | COL-PWP-LSHH-0104 | Switch, Level High-High | COL-PWP | Switch,Level |  |  | LSHH |  |  | West Point Avenue Sewage Pumping Station
21873 | 81397 | COL-PMY-LP-0002 | Control Panel, Lighting | COL-PMY | Control Panel |  |  | LP |  |  | Maryport Sewage Pumping Station
10314 | 59931 | FCL-ACC-HTR-0108 | Heater, (CH-13) Convention, Electric, 1kW, Low Lift Building, Pump Room Stairwell S/W | FCL-ACC-P-LL |  |  |  | HTR |  |  | Low Lift Pumping Station HVAC Equipment
105848 | 94622 | SWM-PWI-LSL-0102 | Switch, Level-Low | SWM-PWI | Switch,Level | Switch |  | LSL | http://www.toronto.ca/TWONTO#level_switch |  | Wilson Storm Pumping Station
119840 | 47489 | TAB-WA2-SQ-6002 | Binder, SDS | TAB-STR-SQ | Safety,MSDS Binder | Safety Equipment |  | SQ | emergency_kit |  | WA2 Safety Equipment,lifting devices, ladders, Eye Wash station, First Aid Kits, Lock out stations
89139 | 9830 | WTR-RLL-TSH-0001 | Switch, Temperature-High, Building Alarm | WTR-RLL-AUX | Switch,Temperature-High | Switch |  | TSH | http://www.toronto.ca/TWONTO#temperature_switch |  | Auxiliary Equipment (Building Facilities)
64922 | 78595 | THC-PRM-T-0910 | Oil Tank, Hydraulic Power System for Sludge Bottom Scraper Mechanism, Primary Clarifier 0900, SW Plant | THC-PRM-T-0900 | Tank,Reservoir | Tank |  | T | http://www.toronto.ca/TWONTO#chemical_storage_tank |  | Tank, Primary Clarifier
31424 | 92588 | COL-RBB-G-0213 | Sluice Gate, | COL-RBB | Valve |  |  | G |  |  | Western Beaches Tunnel (Battery Park)-Storm
6825 | 25428 | COL-PQW-T-0001 | Tank, Domestic Hot Water | COL-PQW | Tank | Tank |  | T | http://www.toronto.ca/TWONTO#tanked_hot_water_heater |  | Queensway Sewage Pumping Station
105549 | 52215 | SWM-PDU-G-0002 | Sluice Gate, Intake | SWM-PDU-MISC | Valve |  |  | G |  |  | Miscellaneous Equipment
8026 | 67222 | COL-PWC-FN-0002 | Fan, Centrifugal | COL-PWC | Fan |  |  | FN |  |  | Wirral Court Sewage Pumping Station
101747 | 88629 | MAIN-367 | Main 367 | WTR-MT3 | [6 empty] | Work Area 3 WEST Mains and Chambers
77781 | 92411 | THR-DIS-RPU-0001 | Remote Processor Unit, Disinfection Chlorination | THR-ELS-DIS | RPU | Remote Processor Unit |  | RPU | http://www.toronto.ca/TWONTO#RPU_panel |  | Electrical System, Disinfection, Chlorine Building
43534 | 26462 | TAB-DEW-F-4122 | Canister, Sludge Holding Tank#1 Odour Control East | TAB-DEW-T-4100 | Tank | Tank |  | F | media_based_filter |  | Tank, Sludge Holding #1
106224 | 71375 | TAB-ACC-DM-6425 | Damper, Motorized, Exhaust Air, FN- 6419, Roof, Existing Grit Bldg. | TAB-ACC-FN-6419 | Damper/Louver | HVAC |  | DM | http://www.toronto.ca/TWONTO#air_damper |  | Fan, Centrifugal, Exhaust Air, Roof, Grit Bldg., P Bldg.
58987 | 60891 | THC-ACC-HTR-0016 | Heater, Hot Water Heating Coil, Women's Locker Room B121, Admin. Building Basement | THC-ACC-BLDG K |  | HVAC |  | HTR | http://www.toronto.ca/TWONTO#heater |  | Administration Building, HVAC
29641 | 84586 | FIS-MCS-LD-0050 | Davit Arm | FIS-MCS | Lifting Device | Lifting Device |  | LD | http://www.toronto.ca/TWONTO#fall_arrest_Davit_arm |  | Mechanical Services
55605 | 59238 | TAB-WA2-SQ-7976 | Type 1 Fall Limiter- Jagjit | TAB-WA2-SQ-0001 | PPE,Harness | Safety Equipment |  | SQ | self_retracting_line |  | Fall Arrest System , Tripod and SRL
31113 | 18036 | FIS-WWW-LSHH-0501 | Switch,Level-High-High, Settling Basin 0501 | FIS-WWW-T-0501 | Switch,Level-High-High | Switch |  | LSHH | http://www.toronto.ca/TWONTO#level_switch |  | Tank, RMF Settling Basin 5, Filter Backwash Waste, Settling Basin Area
66663 | 65003 | THC-STR-PSL-1645 | Switch, Inlet, Pressure-Low, Pump 1640,Secondary Clarifier 1600,RAS Pumping Distribution - Phase 4 | THC-STR-P-1640-SCRP | Switch,Pressure-Low | Switch |  | PSL | http://www.toronto.ca/TWONTO#pressure_switch |  | Pump, Dewatering, Tank 1600, Secondary Clarifier, RAS/WAS
101624 | 78516 | MAIN-218 | Main 218 | WTR-LWA | [6 empty] | Work Area 2 Central Mains and Chambers
27272 | 17962 | FHO-WWW-PSH-0801 | Switch, Pressure High, Discharge WW Blower WWW-BL-0801, S5 Blower Room | FHO-WWW-BL-0801 | Switch,Pressure-High | Switch |  | PSH | http://www.toronto.ca/TWONTO#pressure_switch |  | Blower, Process Air to Waste Water Tank 2, S5 Blower Room
46621 | 74145 | TAB-DIS-EV-1401 | Evaporator #4 | TAB-DIS-CHL-4 | Evaporator | Evaporator |  | EV | http://www.toronto.ca/TWONTO#chlorinator_system |  | Chlorination Train #4
45090 | 76169 | TAB-DIG-FX-T1-4 | Digester Tanks 1-4, Flame Arresters, Condensate Tanks, Moisture Separators | TAB-SUSPENDED ENTITY | [6 empty] | Suspended entities
65086 | 79272 | THC-ELS-LP-3801E | Lighting Panel, Supply From UPS-3801E, Admin Building Electrical Room North/West | THC-ELS-MCC-3801E |  | Power Distribution Panel |  | LP | http://www.toronto.ca/TWONTO#LV_electrical_panel |  | Motor Control Centre, Supply From MCC-1103E, Admin Building Ground Floor, Electrical Room
18471 | 35878 | FHA-SES-LDR-0425 | FHA-SES-LD-0011 - 6' Ladder Fiberglass ( Electrical Shop ) | FHA-SES | Safety | Safety Equipment |  | LDR | http://www.toronto.ca/TWONTO#ladder |  | Safety & Environmental Services
26365 | 68295 | COL-YKP-VEH-41118 | Vehicle, Truck #41118 (Ford Escape) | COL-YKP | Vehicle,Licensed | Vehicle |  | VEH | http://www.toronto.ca/TWONTO#pickup_truck
49306 | 47157 | TAB-P BLDG | Building Location | TAB-SPC2 | [6 empty] | Process Control Systems - Equipment
34383 | 21221 | COL-YKP-DA-1726955 | Davit Base Leg-1726955 | COL-YKP-DA-0019S | Safety | Safety Equipment |  | DA | davit_base |  | Davit Arm Assembly with Upper Arm-1717107
61731 | 60669 | THC-FT-T-0800 | Tank, Secondary Clarifier | THC-FT-OLD PLANT |  | Tank |  | T | http://www.toronto.ca/TWONTO#clarifier |  | Secondary Clarifiers, Old Plant
21511 | 92253 | FHO-DOZ-AMB-MONITOR | AMBIENT OZONE GAS MONITORING SYSTEM | FHO-DOZ | [6 empty] | Ozonation System
18219 | 40257 | FHA-SES-FAK-0502 | First Aid Kit, Filter Building, Filter Gallery Centre | FHA-SES-SQ-4 | Safety,First Aid Kit | Safety Equipment |  | FAK | http://www.toronto.ca/TWONTO#first_aid_kit |  | First Aid
116220 | 94546 | TAB-PRS-T-0205 | Tank, Ferrous Chloride #5 | TAB-PRS-T-FECL2 | Tank | Tank |  | T | http://www.toronto.ca/TWONTO#chemical_storage_tank |  | Ferrous Chloride Tanks & Valves
82130 | 18795 | FHA-SES-LTX-0701 | Lighting, Emergency Exit, Filter Building, Blower Room. | FHA-SUSPENDED | Lighting,Exit | Safety Equipment | 44015 | LTX | http://www.toronto.ca/TWONTO#lighting_unit |  | Suspended Obsolete entity for storage purpose
94133 | 35939 | FHO-SA-C-0201-KQ | Air Compressor 2 | FHO-MCS-SA/AI |  |  |  | C |  |  | Instrument Air & Service Air
65385 | 19171 | THC-PRM-ZSH-1214 | Switch, Position High, Mech Collect, Valve 1214 | THC-PRM-V-1214 | Switch,Level-Low-Low | Switch |  | ZSH | http://www.toronto.ca/TWONTO#position_switch |  | Valve, Hydraulic Cylinder, Bottom Scraper, Primary Clarifier 1200, NW Plant
14544 | 75704 | FCL-SES-LTG-0006F-SUS | Emergency Light, Ceiling Mounted Remote Heads, Admin Building, Second Floor, Stairs No. 2 | FCL-SUSPENDED |  |  | 46463 | LTG |  |  | Suspended entity
101579 | 26216 | MAIN-164 | Main 164 | WTR-MT1 | [6 empty] | Work Area 1 EAST Mains and Chambers
26333 | 23265 | FHO-SES-SQ-6034 | High Voltage Safety Equipment, Insulated Gloves, Class 4, Serial Number 091, Dave Hesse | FHO-SES-SQ-1000 | PPE,Insulated Glove | Safety Equipment |  | SQ | http://www.toronto.ca/TWONTO#rubber_insulating_gloves |  | High Voltage Insulated Gloves
51741 | 42987 | FCL-DEW-LSH-0003 | Switch, Level, High, Pre-Treatment Dewatering Pump Dry Pit | FCL-DEW-SED | Switch,Level-High | Switch |  | LSH | http://www.toronto.ca/TWONTO#level_switch |  | Sedimentation Area Dewatering
89604 | 25836 | WTR-RST-AUX | Auxiliary Equipment (Building Facilities) | WTR-RST | [6 empty] | St.Clair Reservoir
76953 | 50495 | THR-PLT-HS-1247 | Switch, Hand, Conveyor 1247, Path B, Preliminary Treatment, Grit Removal - Vortex - South Plant (Head house) | THR-PLT-CV-1247 | Switch,Hand | Switch |  | HS | hand_switch |  | Conveyor, Screw, Classifiers, Path A, To Trailer Conveyor 0240 - S
130160 | 55055 | THR-ACC-NR-686 | HVAC Unit & Fan, Main Floor Spare Office at End of Hallway | THR-ACC-ADM | H.V.A.C.,Heater,Unit | HVAC |  | NR | http://www.toronto.ca/TWONTO#heater |  | Air Conditioning, HVAC, Admin Building
53651 | 79285 | TAB-SES-SQ-0001 | Safety,First Aid Kit,North Substation,1st Floor,West | TAB-SES-SCBA | Safety,First Aid Kit | Safety Equipment |  | SQ | http://www.toronto.ca/TWONTO#first_aid_kit |  | WA4 Safety Equipment, SCBA
18161 | 45737 | FHA-SED-ZSH-0503 | Switch, Limit, Access Hatch Zone 5 | FHA-SED |  | Security System |  | ZSH | http://www.toronto.ca/TWONTO#position_switch |  | Sedimentation
81947 | 42985 | VP2047 | Oxygen Detector, Portable, Drager Pac 111, Single Channel, Gas Shop between Dig. 13 - 16 | TAB-ELS-AM | Sensor,Gas | Safety Equipment |  |  | http://www.toronto.ca/TWONTO#portable_gas_detector |  | WA8 Safety Equipment Gas Detectors, Plant Wide
35024 | 66163 | COL-YKP-FAK-080120 | First Aid Kit, Truck # 080120 (2022 FORD F550) | COL-YKP-VEH-080120 | Safety,First Aid Kit | Safety Equipment |  | FAK | http://www.toronto.ca/TWONTO#first_aid_kit |  | Vehicle, Truck #080120 (2022 FORD F550)
136603 | 55652 | THR-JHSC-GRIT | Grit Building & Surrounding Areas | THR-JHSC-WA2 |  | Safety Equipment |  |  | http://www.toronto.ca/TWONTO#space |  | Joint Health & Safety Committee WA2
131419 | 60137 | THR-BG-PSH-0402 | Switch, Pressure High, Condensate Separator NT1788757, Compressor Building, Gas Compressor (And Dryer) | THR-BG-F-0402 | Switch,Pressure-High | Switch |  | PSH | http://www.toronto.ca/TWONTO#pressure_switch |  | Condensate Separator, Fuel Gas, Compressor Building, Gas Compressor (And Dryer)
14310 | 66452 | COL-PHF-LSH-0102 | Switch, Level-High | COL-PHF-MISC | Switch,Level |  |  | LSH |  |  | Miscellaneous Equipment
125255 | 82777 | THC-ELS-SQ-889378 | Electrical Safety gloves, High Voltage, Class 0, # 889378 | THC-SES-SQ | PPE,Insulated Glove | Safety Equipment |  | SQ | http://www.toronto.ca/TWONTO#rubber_insulating_gloves |  | Safety Equipment
58757 | 53263 | THC-ACC-FN-0121 | Fan,Supply,Air Handling Unit 0120,Srubber Room,Phase 4 | THC-ACC-AHU-0120 | Air Handling Unit | HVAC |  | FN | http://www.toronto.ca/TWONTO#blower_or_fan_with_drive |  | Air Handlling Unit,Roof,Scrubber Room,Phase 4
122910 | 31789 | THC-DEW-SLFR | Sliding Frame, Solids Treatment, virtual entity used as Entity Link for PM Tasks management | THC-DEW | Tank,Non-Pressurized | Tank |  |  | http://www.toronto.ca/TWONTO#collection_of_assets |  | Dewatering Process
78668 | 99597 | THR-SES-LD-0008S | Base, Exposed for Davit Arm, Primary Tank 3 (SUSPENDED) | THR-LD-WA2 | Safety | Safety Equipment | 34759 | LD | davit_base |  | Lifting Devices, Chain Hoist, Come Along & Slings
69712 | 82433 | THR-BG-FS-1101 | Switch, Flow, Discharge Header, Oil Pump, Centrifugal, Engine Lubrication Oil System-Unit No 1, Engine-Generator & Heat Recovery System | THR-CG-ENG-1101 | Switch,Flow | Switch |  | FS | http://www.toronto.ca/TWONTO#flow_switch |  | Engine, Generator 1101, Engine Room, Engine-Generator & Heat Recovery System
20583 | 10961 | COL-PMP-CP-0001 | Control Panel, Operator | COL-PMP | Control Panel |  |  | CP |  |  | Mount Pleasant Sewage Pumping Station
81343 | 22689 | TNT-FT-T-0500 | Final Tank # 5 | TNT-FT | Tank,Non-Pressurized | Tank |  | T | http://www.toronto.ca/TWONTO#clarifier |  | Final Tanks 1-5
144492 | 83192 | WTR-PJS-HE-0014 | Heat Exchanger, DLWC, Enwave | WTR-PJS-ENW |  |  |  | HE |  |  | Enwave Process
4964 | 71104 | COL-PMM-FN-0007 | Fan, Exhaust | COL-PMM-CP-0100 | Fan | HVAC |  | FN | http://www.toronto.ca/TWONTO#blower_or_fan_with_drive |  | Ventillation control panel
93474 | 46875 | FHO-MCS-LD-0230 | Loading Dolly # 230 | FHO-MCS-LD | Lifting Device,Hoist,Manual | Rigging Equipment |  | LD | manual_handling_device |  | Lifting Devices & Elevators
56172 | 789 | TAB-STR-SP-3132 | Sampler, North Final Effluent Conduit-FES-2(PK2409D) | TAB-WA8-INQ | Sampler | Sampler |  | SP | http://www.toronto.ca/TWONTO#auto_sampler |  | Instrument Equipment
74163 | 88134 | THR-AER-F-1810 | Filter, Bag, Air Supply, Blower 1811, Secondary Treatment, Aeration Blower System - North | THR-AER-F-HPBB | Filter | Filter |  | F | http://www.toronto.ca/TWONTO#replaceable_air_filter |  | Filter, Supply Air, Blower, High Pressure Blower Bldg.
28257 | 1841 | FIS-CLA-PSL-0101 | Switch, Pressure, Low, Pre-Chlorine Gas, WCS-0101 Discharge, Gaseous Chemical Bldg, Storage Room | FIS-CLA-CHL-0101 | Sensor,Level | Switch |  | PSL | http://www.toronto.ca/TWONTO#pressure_switch |  | Chlorinator, Pre Chlorination Train 1, Gaseous Chemical Building, Machine Room
138757 | 93612 | THR-SES-SQ-2508S | Lanyard for Harness | THR-SES-SQ | Safety | Safety Equipment | 38778 | SQ | lifeline |  | Safety Equipment
72523 | 45766 | THR-ACC-CU-0200 | Condensing Unit, New Electrical Room, North Grit Building | THR-RSPS-CR | H.V.A.C.,Air Conditioner | HVAC |  | CU | http://www.toronto.ca/TWONTO#AC_condenser_unit |  | New Returns Control Room
6644 | 36824 | COL-PSU-MCC-0001 | Motor Control Center | COL-PSU |  | Motor Control Centre |  | MCC | http://www.toronto.ca/TWONTO#LV_electrical_panel |  | Sunnyside Pumping Station
34334 | 79718 | LD50903 | Come Along, Lifting Table, 1500 lbs, Tag # 15, WA2 | TAB-SES-LD | Lifting Device | Safety Equipment |  |  | winch |  | WA2 Lifting devices
125189 | 50530 | THC-EPG-MCC-2880 | Motor Control Center,Administration Building | THC-DIS |  | Motor Control Center |  | MCC | http://www.toronto.ca/TWONTO#LV_electrical_panel |  | Disinfection (Chlorination) Process
63399 | 12629 | FCL-MCS-CRN-0015 | Crane, Manual Chain Hoist, RMF Clarification Facility, HVAC Room #1 | FCL-MCS-CRN |  |  |  | CRN |  |  | Cranes
106683 | 8219 | TAB-ACC-FSL-5411 | Switch,Flow,Low,Water From Pump | TAB-ACC-P-5411 | Switch,Flow | Switch |  | FSL | http://www.toronto.ca/TWONTO#flow_switch |  | Pump, Hot Water Circulating, P.W.P.S. Space Heating, P11-1
106567 | 77460 | TAB-ACC-FN-6541 | Fan, Centrifugal, Supply air, AHU-6540, Mechanical Room No. 3, Screen Bldg., P Bldg. | TAB-ACC-AHU-6540 | Fan,Centrifugal | HVAC |  | FN | http://www.toronto.ca/TWONTO#blower_or_fan_with_drive |  | Air Handling Unit, Mechanical Room no.3, Screen Bldg., P Bldg.
92196 | 84173 | WTR-PJS-MCC-0201 | Motor Control Center | WTR-PJS-BUS-0201 | Control Panel,MCC | Motor Control Center |  | MCC | http://www.toronto.ca/TWONTO#LV_electrical_panel |  | Electrical Bus
132527 | 50885 | THR-DIG-FDT-7750 | Flame detector, BU-7750, WGB Bldg Roof | THR-DIG-BU-7750 | Control Panel,Operator | Burner |  | FDT | http://www.toronto.ca/TWONTO#flame_or_combustion_sensing_instrument |  | Waste Gas Burner, Burner 7750, WGB Bldg Roof
124855 | 2856 | THC-ELS-MCC-0101 | Motor Control Center, Building A | THC-ELS-PS-0001-A | Control Panel,MCC | Motor Control Centre |  | MCC | http://www.toronto.ca/TWONTO#LV_electrical_panel |  | Primary Power Equipment, Building A
127459 | 82316 | THC-PRM-CH-5200 | Scum Pit,Tank 0900 & 1000, Primary Clarifier | THC-PRM-CLAR | Tank,Water Elevated | Tank |  | CH | http://www.toronto.ca/TWONTO#storage_tank |  | Primary Clarification
116693 | 9201 | TAB-PWA-PBLDG | City Water & Plant Water System- P Bldg | TAB-WORK-AREA-LIQ | [6 empty] | TAB Work Area Liq
71646 | 68131 | THR-DIG-PSH-3071 | Switch, Pressure-High, Discharge Pump 3071, Digester Tank 0600, Digester Tank 1-6 | THR-DIG-P-3071 | Switch,Pressure-High | Switch |  | PSH | http://www.toronto.ca/TWONTO#pressure_switch |  | Centrifugal Pump, Sludge Transfer to MTI Line 1 & 2, Tank 0600
64094 | 33189 | THC-PRM-CH-0280 | Scum Pit, Tank 0200, Primary Clarifier | THC-PRM-T-0200 | Tank | Tank |  | CH | http://www.toronto.ca/TWONTO#storage_tank |  | Tank, Primary Clarifier
93246 | 1198 | FHO-GRK-DR-2010L | Door, (FD-2-10), Fire Rated, Admin Building, L2, Supervisor Process Office | FHO-GRK-FEQ-0001 | Fire Prevention,Door | Door |  | DR | http://www.toronto.ca/TWONTO#fire_rated_door
21345 | 94230 | FHO-DCL-SO-0101-KQ | Dechlorination Train 1 | FHO-OBSOLETE |  |  |  | SO |  |  | Removed From Service
137663 | 19820 | THR-PRM-BH | Bulk Head, Channel Gate Stop/Block, Primary | THR-PRM | [6 empty] | Primary Treatment
132558 | 80603 | THR-DIG-LSL-5460C | Switch, Level-Low, Lube Oil, C-5460, Gas Mixing System | THR-DIG-T-5460 | Switch,Level-Low | Switch |  | LSL | http://www.toronto.ca/TWONTO#level_switch |  | Tank, Reservoir, Auxiliary Oil, Gas Compressor 5460, Digester Mixing System
126563 | 6590 | THC-NGS-PSL-3072 | Switch, Pressure Low, Pilot Natural Gas, Hot Water Boiler BO-3071 | THC-ACC-BO-3071 |  | Switch | 33799 | PSL | http://www.toronto.ca/TWONTO#pressure_switch |  | Boiler, Hot Water, Boiler Building
26140 | 91553 | FHO-GRK-DR-1019L | Door, (FD-1-19), Fire Rated, Admin Building, L1, Conference Room, South West | FHO-GRK-FEQ-0001 | Fire Prevention,Door | Door |  | DR | http://www.toronto.ca/TWONTO#fire_rated_door
7429 | 32101 | COL-PSP-CP-0001 | Control Panel, Pumps | COL-PSP-MISC | Control Panel |  |  | CP |  |  | Miscellaneous Equipment
72727 | 26743 | THR-ACC-F-0711 | Filter, Glycol, Compressor Bldg Main Floor, Glycol System | THR-ACC-T-0711 | Strainer | Filter |  | F | http://www.toronto.ca/TWONTO#discrete_unit_of_treatment_filter |  | Tank, Makeup, Glycol Skid, Compressor Bldg Main Floor, Glycol System
125824 | 81154 | THC-GRK-DR-U | DoorsBuilding U | THC-GRK-ELS-U |  | Door |  |  | http://www.toronto.ca/TWONTO#door
14776 | 98110 | FHA-ACC-AC-0019-SU | Chiller, Server Room, Filter Bldg | FHA-SUSPENDED | H.V.A.C.,Air Conditioner | HVAC | 32964 | AC | http://www.toronto.ca/TWONTO#chiller |  | Suspended Obsolete entity for storage purpose
4250 | 93314 | COL-PEV-SW-0001 | Switch, Main Power | COL-PEV | Switch |  |  | SW |  |  | Ellis Sewage Pumping Station
105694 | 82243 | SWM-PMG-LSLL-0101 | Switch, Level Low-Low | SWM-PMG | Switch,Level | Switch |  | LSLL | http://www.toronto.ca/TWONTO#level_switch |  | Martin Grove Storm Pumping Station
18786 | 36762 | FHA-GRK-DR-0201 | Door, Overhead, RMF, RMF, Welding Shop/Storage Area | FHA-GRK-PRTY-0001 | Door,Overhead | Door |  | DR | http://www.toronto.ca/TWONTO#roll_up_door
26473 | 49930 | FHO-MCS-DR-1503 | Overhead Door, 116A, Ozone Building | FHO-GRK-PRTY-0001 |  | Door |  | DR | http://www.toronto.ca/TWONTO#roll_up_door
120259 | 24075 | THC-ACC-AHU-0323 | HVAC Unit, Incinerator, Building M, B1 Mechanical Room | THC-SUSPENDED | Air Handling Unit | HVAC |  | AHU | http://www.toronto.ca/TWONTO#air_condition |  | Suspended entity
13230 | 27 | FCL-FLT-FSL-0005 | Switch, Flow, Low, Thermal, Sample to Turbidity Analyser AIT-0006, Admin Building Lab | FCL-FLT | Switch | Switch |  | FSL | http://www.toronto.ca/TWONTO#flow_switch |  | Filtration
48464 | 98779 | TAB-HTR-UV | Unit Heaters | TAB-ACC-HTR | [6 empty] | Heaters- Convection,
82838 | 58377 | FHA-SES-SQ-0036 | Safety Harnesses Laynard Miller 552T-4/UGK full body harness Ser #177893 | FHA-SES |  | Safety Equipment |  | SQ | http://www.toronto.ca/TWONTO#fall_arrest_harness |  | Safety & Environmental Services
19802 | 38260 | FHO-ACC-FS-1521 | Switch, Flow, Air, AHU-1521 Outlet, Ozone Building, L1, Mechanical Room 1 | FHO-ACC-AHU-1521 |  | Switch |  | FS | http://www.toronto.ca/TWONTO#flow_switch |  | Air Handling Unit, Filter 9-13 Pipe Gallery Ventilation, Ozone Building, L1, Mechanical Room 1
50930 | 73217 | TAB-PRM-PSH-2200 | Switch Pressure,High,Scum Pump-2200 | TAB-PRM-P-2200 | Switch,Pressure | Switch |  | PSH | http://www.toronto.ca/TWONTO#pressure_switch |  | Pump, Scum, PST 3 & 4
60320 | 30532 | THC-ACC-V-6052 | Valve, Butterfly, Manual, Glycol, HE-6002, Lower Level 2 Blower Room, Headworks | THC-ACC-HE-6002 | Valve | HVAC |  | V | http://www.toronto.ca/TWONTO#valve |  | Heat Exchanger, Heating Glycol System, Lower Level 2 Blower Room, Headworks
74031 | 90914 | THR-ELS-TR-0203 | Transformer, Dry, RSPS Control Room Bldg. | THR-RSPS-CR | Transformer,Lighting | Tank |  | TR | http://www.toronto.ca/TWONTO#transformer |  | New Returns Control Room
53987 | 5771 | FCL-SA-F-0301 | Filter, First Service Air System, Service Air Monitoring - Low Lift Pumps, Dry Chemicals and Screen Room | FCL-SA | Filter | Filter |  | F | http://www.toronto.ca/TWONTO#replaceable_air_filter |  | Service Air
94883 | 40403 | FHO-SES-SQ-6259 | Lanyard, Burt Donaldson | FHO-SES-SQ-0009 | PPE,Lanyard | Safety Equipment |  | SQ | lifeline |  | Fall Lanyards
121215 | 45291 | THC-ACC-TC-0126 | Controller,Temperature,Heater 0126,Scrubber Room,Phase 4 Aeration Building | THC-ACC-HTR-0126 | Air Handling Unit | HVAC |  | TC | http://www.toronto.ca/TWONTO#thermostat_or_zone_controller_unit |  | Unit Heater,Scrubber Room,Phase 4, bldg.O
8966 | 83577 | COL-YKP-DA-112020 | Davit Base Leg-112020 | COL-YKP-DA-0006S | Safety | Safety Equipment |  | DA | davit_base |  | Davit Arm Assembly with Upper Arm-111966
146305 | 4284 | WTR-PSC-FAR-0008 | Winch, Fall Arrest,Retrieval Unit S/N 35510 | WTR-EAST-SES | PPE | Safety Equipment |  | FAR | winch |  | Safety & Lifting Devices
28733 | 46624 | FIS-ELS-FA-0300 | Fire Prevention, Safety,Raw Water Pumping Station,Upper Level,East | FIS_FEQ |  |  |  | FA |  |  | Asset Group, Fire Prevention, Safety, Evacuation and Suppression
43997 | 83956 | TAB-DEW-PSH-3161 | Switch Pressure,High,Delivery, Pump-3161 | TAB-DEW-P-3161 | Switch,Pressure | Switch |  | PSH | http://www.toronto.ca/TWONTO#pressure_switch |  | Pump, Polymer Solution Transfer #6
61864 | 43032 | FCL-FL-FS-0201-SUS | Switch,Flow Fluoride Pump # 2 | FCL-SUSPENDED |  |  | 36604 | FS |  |  | Suspended entity
127485 | 31918 | THC-PRM-G-5151 | Gate, Sluice, Primary Clarifier 11 and 12 Effluent Chamber (CH-5150) Bypass Gate, NW Plant | THC-PRM-T-1100 | Valve,Sluice Gate | Gate |  | G | http://www.toronto.ca/TWONTO#channel_gate
118117 | 91996 | TAB-SLO-DPIT-0231 | Transmitter, Differential Pressure Indicating, Water | TAB-SLO-CV-0230 | Transmitter,Pressure | Switch |  | DPIT | http://www.toronto.ca/TWONTO#pressure_transmitter |  | Feeder, Screw, Polymer
146218 | 13064 | WTR-PSA-TSHH-0901 | Switch, Temperature-High | WTR-PSA-AUX | Switch,Temperature-High | Switch |  | TSHH | http://www.toronto.ca/TWONTO#temperature_switch |  | Auxiliary Equipment (Building Facilities)
55571 | 46487 | TAB-WA2-SQ-1237 | EF2 - 901 T4 Nylon Sling | TAB-SES-LD | Lifting Device,Sling | Lifting Device |  | SQ | synthetic_web_sling |  | WA2 Lifting devices
38764 | 94732 | SWM-PET-JIT-0001 | Meter, Power Indicating Transmitter, Main Power | SWM-PET-MISC | Meter |  |  | JIT |  |  | Miscellaneous Equipment
7997 | 9413 | COL-PVM-SW-0003 | Switch, Transformer | COL-PVM-MISC | Switch |  |  | SW |  |  | Miscellaneous Equipment
86182 | 2345 | WTR-PJS-LSL-0600 | Switch, Level-Low, (Priming Status Switch), Pump 0600 | WTR-PJS-P-0600 | Switch,Level-Low | Switch |  | LSL | http://www.toronto.ca/TWONTO#level_switch |  | Pump, Centrifugal
69356 | 76611 | THR-AER-PSH-1501 | Switch, Pressure-High, Lube Oil Tank, Blower 1511, Blower Building, Air Blower System | THR-AER-T-1501 | Switch,Pressure-High | Switch |  | PSH | http://www.toronto.ca/TWONTO#pressure_switch |  | Tank, Lube Oil, Blower 1511, Blower Building, Air Blower System
19294 | 80452 | FHA-WWW-T-3011 | Tank, Sludge Thickener, RMF, Thickener Gallery | FHA-WWW-THICK | Tank | Tank |  | T | http://www.toronto.ca/TWONTO#storage_tank |  | Sludge Thickening
105852 | 46074 | TAB-ACC-AC-1304A | Air Delivery Unit-North SubStation | TAB-ACC-AC-1304 | H.V.A.C.,Air Conditioner | HVAC |  | AC | http://www.toronto.ca/TWONTO#collection_of_assets |  | Conditioner, Air, Heater,North SubStation
7470 | 63136 | COL-PSP-SW-0002 | Switch, Power Supply | COL-PSP | Switch |  |  | SW |  |  | Southport Sewage Pumping Station
6625 | 92019 | COL-PNT-LSLL-0101 | Switch,Level, Low-Low, Wet Well #1 | COL-PNT-WEL-0100 | Switch,Level-Low-Low | Switch |  | LSLL | http://www.toronto.ca/TWONTO#level_switch |  | Wet Well
107608 | 83105 | TAB-ACC-TIC-1501 | Thermostat, control the HVAC unit, CTC meeting room | TAB-ACC-AHU-1501 | Controller,Temperature | HVAC |  | TIC | http://www.toronto.ca/TWONTO#thermostat_or_zone_controller_unit |  | HVAC Unit, heating and cooling, side mounted on west exterior wall of CTC
73622 | 66260 | THR-ACC-T&G | Air Conditioning, AHU, HVAC, Tunnels & Galleries | THR-ACC-WA4 | H.V.A.C.,Air Conditioner | HVAC |  |  | http://www.toronto.ca/TWONTO#collection_of_assets |  | Air Conditioning, AHU, HVAC,Work Area4
101518 | 18021 | MAIN-090 | Main 090 | WTR-MT3 | [6 empty] | Work Area 3 WEST Mains and Chambers
9806 | 80045 | DRN18470 | Drains, Floor, Digestion Tanks 5-8 | TAB-DIG-STRC-T5-8 | Drain | Drain |  |  | http://www.toronto.ca/TWONTO#drain |  | Digester Tanks 5-8 - Drains, Electrical Service(110/220V), Lighting, Plumbing
13805 | 81537 | FCL-POL-CP-4230 | Control Panel, Thickening Polymer Skid No.6, RMF Centrifuge Building, Polymer Room | FCL-POL-P-4230 |  |  |  | CP |  |  | Pump, Duty, Polymer Skid No.6, Polymer Feed to Centrifuge #2, Centrifuge Building Polymer Room
106735 | 31034 | TAB-ACC-HE-1463 | Heat Exchanger, Electric Reheat Coil | TAB-ACC-HTR-1463 | Heat Exchanger | HVAC |  | HE | http://www.toronto.ca/TWONTO#heat_exchanger |  | Heater unit, Z Bldg
9149 | 36805 | COL-YKP-DA-87516 | Davit Arm Base-87516 | COL-YKP-DA-0005S | Safety | Safety Equipment |  | DA | http://www.toronto.ca/TWONTO#fall_arrest_Davit_arm |  | Davit Arm Assembly with Upper Arm-150959
34800 | 811 | COL-YKP-FAK-0008S | First Aid Kit, Truck #080048 (F550) | COL-YKP | Safety,First Aid Kit | Safety Equipment | 39332 | FAK | http://www.toronto.ca/TWONTO#first_aid_kit |  | Kipling Yard
78911 | 11753 | THR-SES-SQ-7239 | Lanyard for Harness, PPE Terry McNaney | THR-SES-SQ-9134 | Safety | Safety Equipment |  | SQ | lifeline |  | Lanyard for Harness 6 ft., PPE Stan Chatzinikolau
58597 | 43547 | TAB-VEH | Fleet and Mobile Equipment | TAB-WORK-AREA-7 |  | Vehicle |  |  | http://www.toronto.ca/TWONTO#collection_of_assets
51748 | 65408 | FCL-DEW-LSLL-0601 | Switch, Level, Low Low, Treated Water Area Dewatering Pit T-0601 | FCL-DEW-RW | Switch,Level-High | Switch |  | LSLL | http://www.toronto.ca/TWONTO#level_switch |  | Raw water Area Dewatering
59417 | 1009 | THC-DIG-LSLL-3413 | Switch,Level,Low-Low,Wet Receiver,T­3413,Gas High Pressure System,Building U | THC-DIG-T-3413 | Switch,Level-Low-Low | Switch |  | LSLL | http://www.toronto.ca/TWONTO#level_switch |  | Tank,Wet Gas Storage,Gas High Pressure System,Building U
47266 | 88253 | TAB-EL1-LP-6911 | Lighting Panel,120/208V,Electrical Room,Ground Floor,Screen Build,P Building | TAB-EL1-MCC-6921 | Control Panel,Lighting | Power Distribution Panel |  | LP | http://www.toronto.ca/TWONTO#LV_electrical_panel |  | MCC,Electrical Room,Ground Floor,Screen Build,P Building
139162 | 70430 | THR-THK-T-2002 | Tank, WAS Storage, STB | THR-THK-T | Tank | Tank |  | T | http://www.toronto.ca/TWONTO#storage_tank |  | WAS Storage Tanks & Headers
26147 | 68944 | FHO-GRK-DR-1037L | Door, (FD-1-37), Fire Rated, Admin Building, L1, Control Room, HVAC Room, South | FHO-GRK-FEQ-0001 | Fire Prevention,Door | Door |  | DR | http://www.toronto.ca/TWONTO#fire_rated_door
43859 | 30292 | FCL-ACC-HTR-0006 | Heater, Unit, Electric, 15kW, Gaseous Chemical Building, Cl & SO2 Storage Room s | FCL-ACC-CL |  |  |  | HTR |  |  | Gaseous Chemical Building HVAC Equipment
135945 | 20854 | THR-FT-T-1400 | Tank, Final Settling, Mixed Liquor, Secondary Treatment, Secondary Clarification - North (Tank#14) | THR-FT-T | Tank | Tank |  | T | http://www.toronto.ca/TWONTO#sedimentation_tank |  | Final Sedimentation Tank & Dedicated WAS Pumping
110932 | 50892 | TAB-DIG-P-SUMP | Digester Gas Control Building - Sump Pumps | TAB-DIG-GAS | [6 empty] | Digester Gas Control
89587 | 54926 | WTR-RRV-SQ-0001 | Eye Wash Station | WTR-RRV-AUX | PPE,Eyewash Station | Safety Equipment |  | SQ | http://www.toronto.ca/TWONTO#emergency_eyewash |  | Auxiliary Equipment (Building Facilities)
135344 | 70367 | THR-FPW-RPU-0001 | RPU, Control Panel, Filtered Plant Water Building, Plant Services (172.22.37.242) | THR-ELS-FPW | RPU | Remote Processor Unit |  | RPU | http://www.toronto.ca/TWONTO#RPU_panel |  | Electrical System, Filtered Plant Water Building
4783 | 88036 | COL-PHF-TS-0001 | Switch, Transfer | COL-PHF | Switch | Switch |  | TS | http://www.toronto.ca/TWONTO#transfer_switch |  | Highfield Sewage Pumping Station
132932 | 3344 | THR-DIG-SSH-5122A | Switch, Speed-High, Digester Gas Mixing, Tank 0100, Solids Treatment, Digester Tanks 1-6 | THR-DIG-MX-0100 | Switch,Speed-High | Switch |  | SSH | http://www.toronto.ca/TWONTO#speed_switch |  | Digester Gas Mixing, Digester Tank 0100
65817 | 28175 | FCL-SPC-COM-1504 | Termination Panel, Filter Building, Pipe Gallery, North, Ceiling | FCL-SPC |  |  |  | COM |  |  | Process Control Systems - Services Area
145512 | 33598 | WTR-PMI-TSL-0002 | Switch, Temperature, Low, Water Transmission | WTR-PMI-AUX |  | Switch |  | TSL | http://www.toronto.ca/TWONTO#temperature_switch |  | Auxiliary Equipment (Building Facilities)
136992 | 11488 | THR-OCS-T-0526 | Tank, Reservoir, Hypochlorite Day Tanks, Plant Services, Odour Control System | THR-OCS-T | Tank,Reservoir | Tank |  | T | http://www.toronto.ca/TWONTO#chemical_storage_tank |  | Odour Control System, Tanks
20755 | 26971 | FHO-AUX | Lab/Portable Testing Instruments | FHO WORK AREA 1 | [6 empty] | Process
128025 | 78172 | THC-PRM-ZSL-0914 | Switch, Position Low, Mech Return, Valve 0914 | THC-PRM-V-0914 |  | Switch |  | ZSL | http://www.toronto.ca/TWONTO#position_switch |  | Valve, Hydraulic Cylinder, Bottom Scraper, Primary Clarifier 0900, SW Plant
4778 | 16365 | COL-PHF-LSHH-0103 | Switch, Level High-High | COL-PHF-MISC | Switch,Level |  |  | LSHH |  |  | Miscellaneous Equipment
19283 | 26551 | FHA-WWW-RIPENING | Filter Ripening Flow | FHA-WWW | [6 empty] | Residue Management / Waste Water System
95241 | 34110 | FHO-TRW-PSH-0001 | Switch, Pressure, High, RW & TW Pumps Priming Header, TRW Building, S3, Compressor Room | FHO-TRW-VP | Switch,Pressure-High | Switch |  | PSH | http://www.toronto.ca/TWONTO#pressure_switch |  | Vacuum Priming
130136 | 27574 | THR-ACC-NR-647 | HVAC Unit & Fan, West Maintenance Shop Ceiling | THR-ACC-ADM | H.V.A.C.,Heater,Unit | HVAC |  | NR | http://www.toronto.ca/TWONTO#heater |  | Air Conditioning, HVAC, Admin Building
26120 | 99317 | FHO-GRK-DR-0201 | Door, Overhead, Admin Building S2 Loading Bay West Door | FHO-GRK-PRTY-0001 | Door,Overhead | Door |  | DR | http://www.toronto.ca/TWONTO#roll_up_door
112693 | 39815 | TAB-EL1-MCC-6402 | MCC, 600V- T Bldg | TAB-ELS-T BLDG | Control Panel,MCC | Motor Control Center |  | MCC | http://www.toronto.ca/TWONTO#LV_electrical_panel |  | T Building Indoor Substation
53645 | 50729 | TAB-SES-RING-4005 | Lifebuoy Ring | TAB-SES-RING-4000 | PPE | Safety Equipment |  | RING | http://www.toronto.ca/TWONTO#life_ring |  | Lifebuoy Ring
51545 | 35514 | TAB-PRS-LSL-0411 | Switch, Level Low, Sanitary Sump | TAB-PRS-P-0411 | Switch,Level-Low | Switch |  | LSL | http://www.toronto.ca/TWONTO#level_switch |  | Pump, Submersible, Sanitary Sump , PRS Building Basement
144353 | 18893 | WTR-PJO-PSH-0002 | Switch, Pressure, (High), Line to District 4W | WTR-PJO-TRW | Switch | Switch |  | PSH | http://www.toronto.ca/TWONTO#pressure_switch |  | Treated Water (Transmission)
34126 | 41592 | COL-YKP-DA-150860 | Davit Centre Base-150860 | COL-YKP-DA-0004S | Safety | Safety Equipment |  | DA | davit_base |  | Davit Arm Assembly with Upper Arm-1734509
94892 | 78363 | FHO-SES-SQ-7013 | Eyewash & Shower, Station # 13, Standby Power Building, S4, Phosphoric Acid Room | FHO-SES-SQ-0004 | PPE,Eyewash Station | Safety Equipment |  | SQ | http://www.toronto.ca/TWONTO#emergency_eyewash_and_shower |  | First Aid
58908 | 69097 | THC-ACC-FN-0722 | Fan,Centrifugal,Exhaust Air,AHU-0720,Thickening Building Basement/Sub-basement Area | THC-ACC-AHU-0720 | Fan,Centrifugal | HVAC |  | FN | http://www.toronto.ca/TWONTO#blower_or_fan_with_drive |  | Air Handling Unit,Basement/Sub-basement Area,Thickening Building
106244 | 57582 | TAB-ACC-DM-6488 | Damper, Motorized, Exhaust Air, Mechanical RM No. 5, Existing Grit Bldg. | TAB-ACC-FN-6482 | Damper/Louver | HVAC |  | DM | http://www.toronto.ca/TWONTO#air_damper |  | Fan, Centrifugal, Supply Air, Mech Room No. 5, Old Screen Bldg., P Bldg.
50153 | 31869 | TAB-PLT-SSL-4500 | Switch, Speed, Low, Screenings Receiving Conveyor 4500, Conveyor Area | TAB-PLT-CV-4500 | Switch,Speed-Low | Switch |  | SSL | http://www.toronto.ca/TWONTO#speed_switch |  | Conveyor, Shaftless Spiral, Horizontal, Dewatering Area
96255 | 2713 | FIS-CLA-T-0201 | Tank, Expansion, Cl2 Liquid to Evaporator EV-0201, Gaseous Chemical Building, Storage Room | FIS-CLA-CHL-0201 | Vessel,Pressure | Tank |  | T | expansion_tank |  | Chlorinator, Pre Chlorination Train 2, Gaseous Chemical Building, Machine Room
55570 | 82479 | TAB-WA2-SQ-1236 | EF2 - 901 T4 Nylon Sling | TAB-SES-LD | Lifting Device,Sling | Lifting Device |  | SQ | synthetic_web_sling |  | WA2 Lifting devices
93662 | 49145 | FHO-PCL-P-0401-KQ | PACL Train 4 | FHO-PCL |  | Chemical Feeder |  | P | chemical_dosing_system |  | PACL System
63745 | 93650 | THC-PLT-PSH-2312 | Switch, Pressure, High, Blower BL-2300, Blower Room, Channel Aeration | THC-PLT-BL-2300 | Switch,Pressure-High | Switch |  | PSH | http://www.toronto.ca/TWONTO#pressure_switch |  | Blower, Blower Room, Channel Aeration
10075 | 75182 | FCL-ACC-DM-0502 | Damper, Motorized, East Dehumidification D-0501 Reactivation Air Intake, Filter Building, Gallery Walkway | FCL-ACC-D-0501 |  |  |  | DM |  |  | Dehumidifier, Filter Building East Dehumidication System, Filter Pipe Gallery East
114692 | 94281 | TAB-PLT-LSL-5120 | Switch, Level Low, Sump Pumps P-5128/5129, Unwatering Pump Room | TAB-PLT-P-5128 | Switch,Level-Low | Switch |  | LSL | http://www.toronto.ca/TWONTO#level_switch |  | Pump, Sump
73575 | 99485 | THR-ACC-RPU-0701 | Remote Processor Unit, HVAC, Glycol AHU , Gas Compressor Building, South | THR-DIG |  | Remote Processor Unit |  | RPU | http://www.toronto.ca/TWONTO#RPU_panel |  | Digester
107527 | 54350 | TAB-ACC-T-5213 | Tank | TAB-ACC-P-5212 | Tank | Tank |  | T | http://www.toronto.ca/TWONTO#storage_tank |  | Pump, Circulating,Hot Water Dig 13-16 Space Heating,P13-2,
109740 | 90318 | TAB-DEW-PSH-3501 | Switch Pressure,High,Delivery,Centrate Pump-3501 | TAB-DEW-P-3501 | Switch,Pressure | Switch |  | PSH | http://www.toronto.ca/TWONTO#pressure_switch |  | Pump, Decant # 1,New Wet Well
74112 | 13956 | THR-EPS-FSL-0110 | Switch, Flow-Low, Water Supply, Heat Exchanger 0111, Plant Service, Effluent Pump, Centrifugaling | THR-EPS-P-0110 | Switch,Flow-Low | Switch |  | FSL | http://www.toronto.ca/TWONTO#flow_switch |  | Pump, Centrifugal, Screw
6745 | 26806 | COL-PPU-DM-0004 | Damper/Louver, Generator Room | COL-PPU-MISC | Damper/Louver |  |  | DM |  |  | Miscellaneous Equipment
21343 | 27700 | FHO-ELS-DP-0822 | Distribution Panel, 600V, Panel Board, MCC-0820, Admin Building, S4, Main Electrical Room | FHO-ELS-MCC-0820 |  | Power Distribution Panel |  | DP | http://www.toronto.ca/TWONTO#LV_electrical_panel |  | Motor Control Centre, Admin Building, S4, Main Electrical Room
70968 | 58270 | FHA-AUX-SAN | Sanitary Pumping System | FHA-AUX | [6 empty] | Auxiliary Systems
66865 | 21861 | THC-GRK-VEH-378085 | Vehicle, Personal Carrier, Kubota (WA2 mech) | THC-GRK-VEHICLES | Vehicle,Unlicensed | Vehicle | 34914 | VEH | http://www.toronto.ca/TWONTO#golf_cart
76207 | 79452 | THR-MCS-LD-9851 | Chain Hoist Electric, Work Area 2-1/2T KITO | THR-LD-WA2 | Lifting Device,Hoist,Manual | Lifting Device |  | LD | http://www.toronto.ca/TWONTO#lifting_equipment_hoist |  | Lifting Devices, Chain Hoist, Come Along & Slings
62633 | 38299 | THC-MCS-MEQ | Machine Shop and Equipment | THC-GRK-MCS | [6 empty] | Mechanical Services
131615 | 96209 | THR-CG-FX-1101 | Flame Arrestor , Engine Gas Valve Train, Engine Fuel System, Engine-Gen 1101 | THR-CG-ENG-1101 | Flame Arrester |  |  | FX |  |  | Engine, Generator 1101, Engine Room, Engine-Generator & Heat Recovery System
43836 | 91597 | FCL-ACC-FS-0407 | Switch, Loss of Air Flow, AHU-0401 Air Discharge, High Lift Heating & Ventilation Room | FCL-ACC-AHU-0401 | Switch,Flow | Switch |  | FS | http://www.toronto.ca/TWONTO#flow_switch |  | Air Handling Unit, High Lift PS Control Room,Electrical Shop,Basement Office Air Supply,Control Room
78627 | 96616 | FHO-ELS-PDP-1000 | Power Distribution Panel, 600V Switchgear, Admin Building, RWPS&Clarifiers Power, S4, Main Electrical Room | FHO-ELS-MCC-1010 |  | Power Distribution Panel |  | PDP | http://www.toronto.ca/TWONTO#LV_electrical_panel |  | Motor Control Centre, Raw Water PS, S7, Electrical Room
8400 | 15186 | COL ADMIN | Administration | COL | [6 empty] | Complex Systems
131125 | 12037 | THR-AER-T-1914 | Tank, Non-Pressurized, Auxiliary Oil, Blower 1911, Secondary Treatment, Aeration Blower System - North | THR-AER-BL-1911 | Tank,Non-Pressurized | Tank |  | T | http://www.toronto.ca/TWONTO#chemical_storage_tank |  | Blower, Centrifugal, Secondary Treatment, Aeration Blower System - HPBB
92641 | 15582 | FIS-ACC-DM-3002 | Damper, Actuated, Exhaust Fan FN-3001, Polymer Storage & Feeder Building, RMF Polymer Storage & Feeder Building, Polymer Storage Room, S/E Corner | FIS-POL-ROOM | Damper/Louver | HVAC |  | DM | http://www.toronto.ca/TWONTO#air_damper |  | FIS RMF Polymer Storage Room
117964 | 27535 | TAB-SES-LTG-0001 | Lamp, Strobe, Amber | TAB-STR-SQ | Atmosphere Monitoring Device,Stationary,H2S/CO/CL/Toxic/SO2/NH3 | Safety Equipment |  | LTG | http://www.toronto.ca/TWONTO#lighting_unit |  | WA2 Safety Equipment,lifting devices, ladders, Eye Wash station, First Aid Kits, Lock out stations
75234 | 24592 | THR-FT-T-0501 | Tank, Plant Flushing Hot Water | THR-FT-HWT | Tank | Tank |  | T | http://www.toronto.ca/TWONTO#storage_tank |  | Final Tank, Plant Hot Water Tanks
48226 | 56149 | TAB-ELS-SQ-6133 | Electrical - Rubber Insulating Gloves | TAB-ELS-SQ-GLOVE | PPE,Insulated Glove | Safety Equipment |  | SQ | http://www.toronto.ca/TWONTO#rubber_insulating_gloves |  | High Voltage Gloves
65374 | 92259 | THC-PRM-ZSH-1152 | Switch, Position High, Exhaust Damper, Damper 1152 | THC-PRM-DM-1152 | Switch,Position-High | Switch |  | ZSH | http://www.toronto.ca/TWONTO#position_switch |  | Damper/Louver, Damper 1152
105756 | 79480 | SWM-PNQ-TS-0001 | Switch, Transfer | SWM-PNQ | Switch | Switch |  | TS | http://www.toronto.ca/TWONTO#transfer_switch |  | North Queen Storm Pumping Station
75170 | 47888 | THR-FT-PSL-2521 | Switch, Pressure-Low, Pump P-2521 Discharge, FT 16/17 RAS Pumps- South | THR-FT-P-2521 | Switch,Pressure-Low | Switch |  | PSL | http://www.toronto.ca/TWONTO#pressure_switch |  | Pump, Centrifugal, Tank 1600 & 1700, RAS Pumping,Tunnel 23, South
33556 | 16611 | COL-YKP-DA-0014(S) | Davit Arm-1671137 | YKP-BLD |  | Safety Equipment | 39119 | DA | http://www.toronto.ca/TWONTO#fall_arrest_Davit_arm |  | Collections - 435 Kipling Ave. Building envelope
44113 | 82823 | FCL-ACC-HTR-0262 | Heater Radiant, Electric (RD-1B), 2kW, Flocculation/Sedimentation Tank No.3 Lower Gallery | FCL-ACC-P-HL |  |  |  | HTR |  |  | High Lift Pumping Station HVAC Equipment
91354 | 14638 | FHO-DOZ-PS-1250 | Power Supply Unit, Ozone Generator OZ-1200, Ozone Building, L1, Ozone Equipment Room | FHO-DOZ-OZ-1200 | Generator,Electricity | Switch |  | PS | power_supply |  | Ozonator, Ozone Generator 2, Ozone Building, L1, Ozone Equipment Room, Ozone Generator Skid
54540 | 9007 | TAB-STR-T-2300 | Hopper, Scum (FU2013) | TAB-STR-T-SCUM | Tank | Tank |  | T | http://www.toronto.ca/TWONTO#storage_tank |  | Aeration Gallery - Scum Hoppers & Pumps
116192 | 99110 | TAB-PRS-PSH-3140 | Switch, Pressure-High,Chemical Dosing Pump, Secondary Dosing | TAB-PRS-P-3130 | Switch,Pressure-High | Switch |  | PSH | http://www.toronto.ca/TWONTO#pressure_switch |  | Pump, Chemical Dosing, Secondary Dosing
57969 | 40857 | THC-AER-TSH-7369 | Switch,Temperature-High,Blower 7300 Room,Blower Air System Phase I &IV | THC-AER-BL-7300-I-IV | Switch,Temperature | Switch |  | TSH | http://www.toronto.ca/TWONTO#temperature_switch |  | Blower, Aeration System
145024 | 68345 | WTR-PKN-ZS-0004 | Position Switch, open/close | WTR-PKN-AUX | Switch,Position | Switch |  | ZS | http://www.toronto.ca/TWONTO#position_switch |  | Auxiliary Equipment (Building Facilities)
15098 | 69065 | COL-PHP-LSHH-0101 | Switch, Level High-High | COL-PHP | Switch,Level |  |  | LSHH |  |  | High Park Sewage Pumping Station
31411 | 53303 | COL-RBB-FEQ-0002S | Fire Prevention, Extinguisher | COL-RBB-MISC | Fire Prevention,Extinguisher |  | 42906 | FEQ |  |  | Miscellaneous Equipment
18479 | 45141 | FHA-SES-LDR-0507 | FHA-SES-LD-0054 - 32' Ext Ladder Fiberglass ( Filter Gallery West #3 ) | FHA-SES-LD-1 | Safety | Safety Equipment |  | LDR | http://www.toronto.ca/TWONTO#ladder |  | Ladders
147401 | 35897 | WTR-SCT | Water Supply Work Area 2 SYSTEM CONTROL | WTR | [6 empty] | Water Supply
81330 | 38300 | THR-ITS-COM-4103 | Termination Panel, SP RAS PS Office | THR-ITS-COM-4100 | Network,Local Area Networks | Network |  | COM | http://www.toronto.ca/TWONTO#network_panel |  | Network Access Closet, SP RAS Pumping Station - South
110786 | 68307 | TAB-DIG-LSH-0903 | Switch, Level-High, Alarm, Digester 9 Roof, Digester 9-12 Control Building. | TAB-DIG-T-0900 | Switch,Level-High | Switch |  | LSH | http://www.toronto.ca/TWONTO#level_switch |  | Tank, Digester tank, Digester 9
51905 | 58419 | FCL-FLT-SW-1601-SUS | Sweeps, Surface Wash, Filter #16 | FCL-FLT-F-1601 | Filter | Filter | 36645 | SW | filter_sweeping_arm |  | Filter, Carbon Activated, Filter Building, Filter Gallery East
72935 | 94448 | THR-DIS-T-1300 | Tank, Caustic Soda SB-1300 | THR-DIS-SB-1300 | Tank,Reservoir | Tank |  | T | http://www.toronto.ca/TWONTO#chemical_storage_tank |  | Scrubber, Caustic Soda SB-1300
131139 | 75016 | THR-AER-TSL-1401 | Switch, Temperature, Lube Oil Heater, Blower 1411, Blower Building, Air Blower System | THR-AER-T-1401 | Switch,Temperature-Low | Switch |  | TSL | http://www.toronto.ca/TWONTO#temperature_switch |  | Tank, Lube Oil, Blower 1411, Engine Room, Air Blower System
10801 | 45051 | FCL-AI-T-0001 | Tank, Air Receiver, Compressors C-0101 & 0102 Instrument Air, High Lift Building, Compressor Room | FCL-SA | Vessel,Pressure | Tank |  | T | http://www.toronto.ca/TWONTO#pressure_vessel |  | Service Air
120872 | 29810 | THC-ACC-HTR-0258 | Heater, Perimeter. Admin Building | THC-ACC-BLDG K |  | HVAC |  | HTR | http://www.toronto.ca/TWONTO#heater |  | Administration Building, HVAC
58253 | 54893 | FHA-ACC-AC-0359 | FHA-ACC-AC-0009 - Air Conditioner | FHA-MCS-ACC | H.V.A.C.,Air Conditioner | HVAC |  | AC | http://www.toronto.ca/TWONTO#air_condition |  | HVAC
136660 | 68055 | THR-MCS-LD-0510 | Chain Hoist, Manual, with Monorail, Primary Pumping Station 1, Work Area 2-Susp | THR-LD-WA3 | Lifting Device,Chain | Lifting Device | 36028 | LD | http://www.toronto.ca/TWONTO#lifting_equipment_hoist |  | Lifting Devices, Chain Hoist, Come Along & Slings
13849 | 8736 | COL-PGA-TSL-0102 | Switch,Temperature,Low,Electrical Room | COL-PGA-MISC | Switch,Temperature-Low | Switch |  | TSL | http://www.toronto.ca/TWONTO#temperature_switch |  | Miscellaneous Equipment
23688 | 80700 | COL-PPU-P-0100 | Pump, Centrifugal | COL-PPU | Pump |  |  | P |  |  | Port Union Road Sewage Pumping Station
47592 | 13175 | TAB-EL1-TSH-1504B | Switch,Liquid Temperature,High,EL1-TR-1504,North Substation | TAB-EL1-TR-1504 | Switch,Temperature-High | Switch |  | TSH | http://www.toronto.ca/TWONTO#temperature_switch |  | Transformer,EL1-TR-1504,13.8-4.16KV,3 PH
34394 | 7886 | COL-YKP-DA-1734511AA(S) | Davit Base Leg-1734511AA | COL-W-OBSOLETE | Safety | Safety Equipment | 45520 | DA | davit_base |  | Col West Obsolete Entities
126360 | 43225 | THC-ITS-PA-2610 | IDF Panel, Public Address System, Aeration Tanks 9-12 | THC-ITS-MDF-1000 | Network,Telecommunication | Communications Equipment |  | PA | http://www.toronto.ca/TWONTO#public_annoucement_speaker |  | Public Address System, Master Distribution , Control System, Admin Bldg,
51667 | 51079 | TAB-PRS-PSL-3220 | Switch, Pressure-Low, Chemical Dosing Pump, Secondary Dosing | TAB-PRS-P-3220 | Switch,Pressure-Low | Switch |  | PSL | http://www.toronto.ca/TWONTO#pressure_switch |  | Pump, Chemical Dosing, Secondary Dosing
120870 | 49670 | THC-ACC-HTR-0253 | Heater, Perimeter. Admin Building, Ground Floor, Office 126 | THC-ACC-AHU-0081 |  | HVAC |  | HTR | http://www.toronto.ca/TWONTO#heater |  | Air handling Unit, Ground Floor South Zone(Project Management), Admin Building Roof
78770 | 55480 | THR-SES-SCBA-0515 | SCBA 5 Minute Escape Pack SUSPENDED | THR-SES-SCBA | Safety | Safety Equipment | 35417 | SCBA | http://www.toronto.ca/TWONTO#self-contained_breathing_apparatus |  | Self Contained Breathing Apparatus
55620 | 57280 | TAB-WA3-LD-2360 | Sling, Nylon, 10 FT | TAB-DEW-SAFETY | PPE | Lifting Device |  | LD | synthetic_web_sling |  | Safety Equipment
130611 | 2951 | THR-ACC-TSL-3611 | Switch, Alarm, Temperature-Low Cooling Coil CU-3610 | THR-ACC-AHU-3610 | Switch,Temperature-Low | Switch |  | TSL | http://www.toronto.ca/TWONTO#temperature_switch |  | HVAC, Air Handling Unit,East Workshop
8605 | 17421 | COL-BCV-FA-0001S | Fire Alarm system, Drywell | COL-BCV-MISC | Fire Prevention,Alarm |  | 42915 | FA |  |  | Miscellaneous Equipment
34686 | 71266 | MAIN-352 | Main 352 | WTR-LWA | [6 empty] | Work Area 2 Central Mains and Chambers
14763 | 46428 | FCL-SES-SQ-0017 | Protecta AD216CG type 2 SRL | FCL-SES |  | Safety Equipment |  | SQ | self_retracting_line |  | Safety and Environmental Services
30292 | 17541 | COL-PWR-TS-0001 | Switch, Automatic Transfer, Emergency Power, East Wall Control Room | COL-PWR-MCC-0100 | Control Panel | Switch |  | TS | http://www.toronto.ca/TWONTO#transfer_switch |  | Control Panel, MCC, West Rouge PS
35016 | 60492 | COL-YKP-FAK-067149 | First Aid Kit, Truck #067149 (Dodge Ram 2500) | COL-YKP-VEH-067149 | Safety,First Aid Kit | Safety Equipment |  | FAK | http://www.toronto.ca/TWONTO#first_aid_kit |  | Vehicle, Truck #067149 (Dodge Ram 2500)
71106 | 93078 | THR-DIG-DT-7750 | Drip Trap, Automatic, Burner BU-7750 Digester Gas Condensate, WGB Building | THR-DIG-BU-7750 |  |  |  | DT |  |  | Waste Gas Burner, Burner 7750, WGB Bldg Roof
58566 | 99259 | THC-ACC-DM-3041 | Damper,Motorized,Boiler Combustion Air,Boiler BO-3041,Boiler Building | THC-SUSPENDED |  | HVAC | 33802 | DM | http://www.toronto.ca/TWONTO#air_damper |  | Suspended entity
32235 | 39189 | COL-SKW-LIT-0001 | Meter, Level | COL-SKW | Transmitter,Level |  |  | LIT |  |  | Kew Beach Detention Tank (Kenilworth)-storm
39625 | 24787 | TAB-ACC-HE-1484 | Heat Exchanger, Hot Water Reheat Coil | TAB-ACC-VAV-1484 | Heat Exchanger | HVAC |  | HE | http://www.toronto.ca/TWONTO#heat_exchanger |  | Heater, Hot Water Reheat Coil, Variable air
147057 | 3648 | WTR-RMI-MCC-0201 | Motor Control Center, Water Transmission | WTR-RMI-ELS |  | Motor Control Center |  | MCC | http://www.toronto.ca/TWONTO#LV_electrical_panel |  | Electrical System
55970 | 45390 | TAB_EL1_13.8KV_ELECABS | Electrical Distribution Cabinets,13.8KV,North Substation | TAB_EL1_13.8KV | [6 empty] | Electrical,13.8KV,North Substation
121206 | 26792 | THC-ACC-T-0203 | Tank, Glycol System, Snow-Melting, Mechanical room, WA2 Workshop | THC-GRK-STRC-0200 | Tank | Tank |  | T | http://www.toronto.ca/TWONTO#chemical_storage_tank |  | Workshop, WA2, Building X
88878 | 13933 | WTR-RDF-ZS-0302 | Switch, Position,Door Security | WTR-RDF-AUX | Switch,Position | Switch |  | ZS | http://www.toronto.ca/TWONTO#position_switch |  | Auxiliary Equipment (Building Facilities)
68305 | 8478 | FCL-TRW-V-0082 | Valve, Butterfly, Service Water Alternate Supply From District 1, Gaseous Building Machine Room,FCL-TRW-BFP-0011 | FCL-MCS-3 |  |  |  | V |  |  | Service Water and Backflow Prevention
41168 | 30559 | TAB-ACC-SQ-9111 | First Aid Kit-Z Bldg. WA6 Meeting Room | TAB-WA6-SQ | Safety,First Aid Kit | Safety Equipment |  | SQ | http://www.toronto.ca/TWONTO#first_aid_kit |  | WA6 Safety Equipment
51190 | 6117 | FCL-WWW-DR-0100 | Door, Overhead Centrifuge building Sludge bin Area South | FCL-GRK | Door,Overhead | Door |  | DR | http://www.toronto.ca/TWONTO#roll_up_door
144188 | 49319 | WTR-PHL-PSH-0003 | Switch, Pressure-High, Line to Local Distribution and District 3 | WTR-PHL-TRW | Switch,Pressure-High | Switch |  | PSH | http://www.toronto.ca/TWONTO#pressure_switch |  | Treated Water (Transmission)
49999 | 75797 | FCL-ELS-MCC-02CF | Control Panel,MCC,Centrifuge Bldg - Electrical Room,600V | FCL-ELS-PS-0001 | Control Panel,MCC | Motor Control Centre |  | MCC | http://www.toronto.ca/TWONTO#LV_electrical_panel |  | Uninterruptible Power Supply,High Lift Bldg - Switchgear Room,LP-0001
56045 | 65540 | FCL-SPC-RPU-2121R | RPU Panel, Clarification Facility to Centrifuge, Centrifuge Building, Control Room | FCL-ELS-PS-0001 | Control Panel | Remote Processor Unit |  | RPU | http://www.toronto.ca/TWONTO#RPU_panel |  | Uninterruptible Power Supply,High Lift Bldg - Switchgear Room,LP-0001
50208 | 97186 | TAB-PLT-RPU-0401 | RPU, Remote Processor Unit | TAB-PLT-INQ-D | RPU | Remote Processor Unit |  | RPU | http://www.toronto.ca/TWONTO#RPU_panel |  | D Building - Instrumentation Equipment
106261 | 61482 | TAB-ACC-DM-6536 | Damper, Motorized, Outside Air, AHU-6530,6540, 6550 & 6560, Mech. RM No. 3, Screen Bldg., P Bldg. | TAB-ACC-AHU-6530 | Damper/Louver | HVAC |  | DM | http://www.toronto.ca/TWONTO#air_damper |  | Air Handling Unit, Mechanical Room no.3, Screen Bldg., P Bldg.
39447 | 29328 | TAB-ACC-FN-6584 | Fan, Centrifugal, Exhaust Air, AHU-6580, Workshop Roof, Screen Bldg., P Bldg. | TAB-ACC-AHU-6580 | Fan,Centrifugal | HVAC |  | FN | http://www.toronto.ca/TWONTO#blower_or_fan_with_drive |  | Air Handling Unit, Workshop Roof, P Bldg.
54914 | 27137 | TAB-STR-ZSL-1201 | Switch, Valve Position Closed, RAS Discharge to Fermentation Cell 1 | TAB-STR-V-1201 | Switch,Position-Low | Switch |  | ZSL | http://www.toronto.ca/TWONTO#position_switch |  | Valve, Manual, Knife Gate, c/w limit Switches, RAS discharge
81327 | 5178 | THR-ITS-COM-4001 | Termination Panel, RAS/WAS and Final Clarifiers - South | THR-ITS-COM-4000 | Network,Local Area Networks | Network |  | COM | http://www.toronto.ca/TWONTO#network_panel |  | Network Access Closet, SP RAS PS Electrical Building - South
38983 | 13636 | SWM-PPP-LSH-0102 | Switch, Level-High | SWM-PPP-MISC | Switch,Level |  |  | LSH |  |  | Miscellaneous Equipment
40819 | 52754 | TAB-ACC-TE-1458A | Temperature Element, Supply Air Temperature | TAB-ACC-VAV-1458 | Sensor,Temperature | HVAC |  | TE | http://www.toronto.ca/TWONTO#temperature_sensor_element |  | Heater, Hot Water Reheat Coil, Variable air
96653 | 63773 | FIS-ELS-GFI-0014 | Ground Fault Circuit Interrupter, Handicap washroom, Admin. Area, Filter Building | FIS-FILTER-BUILDING |  | Safety Equipment |  | GFI | ? |  | FIS Filter Building
83279 | 69843 | THR-PRM-SP-0002 | Sampler, South Primary Treatment | THR-PRM-SOUTH | Sampler | Sampler |  | SP | http://www.toronto.ca/TWONTO#auto_sampler |  | Primary Treatment, South Primary
114817 | 64232 | TAB-PLT-SP-0501 | Sampler, Grit Tank T-0500 Discharge, Old Screen Area, Grit Bldg., P Bldg. | TAB-SUSPENDED ENTITY | Sampler | Sampler | 46075 | SP | http://www.toronto.ca/TWONTO#auto_sampler |  | Suspended entities
94769 | 37039 | FHO-SES-SCBA-0019 | Cylinder, SCBA, Air Pack, 2216 PSI, Ser #OJ-386100 | FHO-SES-SQ-0001 | PPE,SCBA | Safety Equipment |  | SCBA | http://www.toronto.ca/TWONTO#compressed_gas_cylinder |  | Safety Equipment
55597 | 81024 | TAB-WA2-SQ-2361 | Lanyard, 18 " Richard Gallant | TAB-WA2-SQ-0001 | PPE,Harness | Safety Equipment |  | SQ | lifeline |  | Fall Arrest System , Tripod and SRL
40517 | 29350 | TAB-ACC-HS-6137 | Switch, Occupancy, Dig 5-8 Pump Room | TAB-ACC-AHU-DIG | Switch | Switch |  | HS | hand_switch |  | AHUs/Supply Fans Dig. Bldg.
39983 | 3842 | TAB-ACC-HTR-6507 | Heater, Unit, Hot Water, Workshop Janitor Room, Screen Bldg., P Bldg. | TAB-ACC-HTR-PBLDG | H.V.A.C.,Heater | HVAC |  | HTR | http://www.toronto.ca/TWONTO#heater |  | Unit Heaters- P Bldg
120859 | 77807 | THC-ACC-HTR-0229 | Heater, Perimeter. Admin Building | THC-ACC-BLDG K |  | HVAC |  | HTR | http://www.toronto.ca/TWONTO#heater |  | Administration Building, HVAC
86572 | 8025 | WTR-PKL-T-1200 | Tank,Vessel,Compressor NT1401 | WTR-PKL-AUX | Tank | Tank |  | T | http://www.toronto.ca/TWONTO#pressure_vessel |  | Auxiliary Equipment (Building Facilities)
104659 | 48528 | NR3104E | Duct Heater, Electirc-P.W.P.S.H-1 | TAB-ACC-HTR-PWPS | H.V.A.C.,Heater | HVAC |  |  | http://www.toronto.ca/TWONTO#heater |  | Unit Heaters- PWPS
147199 | 67458 | WTR-RRH-SCAM-0001 | Security System, Camera, Rosehill Reservoir, Valve House, Exterior | WTR-RRH-CP-0001 | Camera | Security System |  | SCAM | http://www.toronto.ca/TWONTO#security_camera |  | Control Panel, Security Alarms, Rosehill Reservoir, Valve House
89800 | 27557 | YCH-OFFICE | Computer Location | YCH-ADMIN-BLDG | [6 empty] | Building Location
146360 | 23572 | WTR-PSC-LSL-1400 | Switch, Level-Low, Pump 1400 to Vacuum Air System | WTR-PSC-P-1400 | Switch,Level-Low | Switch |  | LSL | http://www.toronto.ca/TWONTO#level_switch |  | Pump, Centrifugal, District 3E
63808 | 3623 | THC-PLT-TSH-2411 | Switch, Temperature, High, Blower BL-2400, Blower Room, Channel Aeration | THC-PLT-BL-2400 | Switch,Temperature-High | Switch |  | TSH | http://www.toronto.ca/TWONTO#temperature_switch |  | Blower, Blower Room, Channel Aeration
112645 | 77042 | TAB-EL1-LP-6951 | Lighting Panel,120/208V,Maintenance Room,Ground Floor,Workshop,P Building | TAB-EL1-MCC-6925 | Control Panel,Lighting | Power Distribution Panel |  | LP | http://www.toronto.ca/TWONTO#LV_electrical_panel |  | MCC,Electrical Rm,Second Floor,Workshop,P Building
120898 | 39557 | THC-ACC-HTR-0319 | Air Heater, Convector, Building M | THC-ACC-HEATERS | H.V.A.C.,Heater,Unit | HVAC |  | HTR | http://www.toronto.ca/TWONTO#heater |  | Air Heaters, Building M
12368 | 88432 | FCL-ELS-LB-01CL | Load Break Switch,Clarification - Electrical Room,Isolation Switch; TR-01CL | FCL-ELS-BUS-00B1-A | Load Break Switch | Switch |  | LB | http://www.toronto.ca/TWONTO#load_break_disconnect_switch |  | Switchgear,Indoor,Low Lift Bldg - Switchgear Room,4.16 kV Line 1A
97641 | 36391 | FIS-RW-FSL-0701 | Switch, Flow, Low, Sampling Pump P-0701 Discharge, Intake Valve Chamber , Lower Level | FIS-RW | Switch,Flow-Low | Switch |  | FSL | http://www.toronto.ca/TWONTO#flow_switch |  | Raw Water Production
25484 | 87196 | FHO-SA-T-0301-SU | Receiver, Plant Compressed Air | FHO-OBSOLETE | Vessel,Pressure | Tank | 32168 | T | http://www.toronto.ca/TWONTO#pressure_vessel |  | Removed From Service
139408 | 72716 | THR-WA1-LD-57-18 | Sling, Nylon, Work Area 1 (NYLON BELT SLING SIZE; 2" X 12`, CAPACITY 6400 LBS, SN 1553457-18) A | THR-LD-NYLN-WA1 | Lifting Device,Sling | Lifting Device |  | LD | synthetic_web_sling |  | Slings, Nylon, Work Area 1
106768 | 51444 | TAB-ACC-HE-6571 | Heat Exchanger, AHU-6570, Mechanical Room No. 3, Screen Bldg., P Bldg. | TAB-ACC-AHU-6570 | Heat Exchanger | HVAC |  | HE | http://www.toronto.ca/TWONTO#heat_exchanger |  | Air Handling Unit, Mechanical Room no.3, Screen Bldg., P Bldg.
65316 | 5448 | THC-ELS-MCC-2902 | Motor Control Center, Building Q | THC-ELS-PS-0001 | Control Panel,MCC | Motor Control Centre |  | MCC | http://www.toronto.ca/TWONTO#LV_electrical_panel |  | Primary Power Equipment
63223 | 21224 | THC-OCS-LSLL-6030 | Switch, Level, Low Low, Humidification Chamber HU-6030, Headworks Odour Control | THC-OCS-HU-6030 | Switch,Level-Low-Low | Switch |  | LSLL | http://www.toronto.ca/TWONTO#level_switch |  | Humidification Chamber, Biofilter, Headworks Odour Control
41242 | 31967 | TAB-ACC-T-1090 | Tank, Air Separator, Glycol | TAB-ACC-HE-1040 | Tank | Tank |  | T | air_seperator |  | Heat Exchanger, Hot Water/Glycol Heating System, New Screen Room
106864 | 22798 | TAB-ACC-HTR-1444 | Heater, Hot Water Reheat Coil | TAB-ACC-1400 | H.V.A.C.,Heater | HVAC |  | HTR | http://www.toronto.ca/TWONTO#heater |  | Heating, Z Bldg -
4294 | 12825 | COL-PFB-TR-0001 | Transformer, Power | COL-PFB | Transformer |  |  | TR |  |  | Fallingbrook Pumping Station
112221 | 1846 | TAB-DIS-RPU-0801 | RPU | TAB-DIS-INQ | RPU | Remote Processor Unit |  | RPU | http://www.toronto.ca/TWONTO#RPU_panel |  | Disinfection - Instrument Equipment
8162 | 98705 | COL-PWP-FQ-0001 | Meter, Flow | COL-PWP-MISC | Meter,Flow |  |  | FQ |  |  | Miscellaneous Equipment
79942 | 64676 | THR-WA2-LD-63-46 | Sling, Nylon, Work Area 2 (Sr 1472763-46) SIZE; 1" X 3', | THR-LD-NYLN-WA2 | Lifting Device,Sling | Lifting Device |  | LD | synthetic_web_sling |  | Slings, Nylon, Work Area 2
118043 | 51805 | TAB-SES-SQ-0661 | Emergency Eyewash Station,Seawall Substation,Electrical Room | TAB-SES-EESS | PPE,Eyewash Station | Safety Equipment |  | SQ | http://www.toronto.ca/TWONTO#emergency_eyewash |  | WA8 Safety Equipment, Emergency Eyewash & Shower Station
74861 | 8729 | THR-FT-LSHH-3975 | Switch, Level-High-High,Pump 3975,Sump, Portable Plug-in, Gallery T-19 Between FT 10-12 | THR-FT-P-3981 | Switch,Level-High-High | Switch |  | LSHH | http://www.toronto.ca/TWONTO#level_switch |  | Pump, Sump, Flood Monitoring, Finals, Tunnel 20
136785 | 28613 | THR-MT-WA4 | Machine Tools | THR-GRK-WA4 |  | Tool |  |  | http://www.toronto.ca/TWONTO#collection_of_assets |  | Building & Grounds Work Area 4
57906 | 84348 | THC-AER-PDSH-7122 | Switch,Pressure Differential-High,Filter 7120,Blow 7100,Phase I & IV Blower Building | THC-AER-BL-7100 | Switch,Pressure | Switch |  | PDSH | http://www.toronto.ca/TWONTO#pressure_switch |  | Blower, Aeration
129592 | 78698 | THR-ACC-AC-4700 | Fan Coil Unit, Ductless Split System Indoor Unit, Switchgear Bldg South | THR-ACC-WA4 | H.V.A.C.,Air Conditioner | HVAC |  | AC | http://www.toronto.ca/TWONTO#air_condition |  | Air Conditioning, AHU, HVAC,Work Area4
76862 | 54085 | THR-PLT-FSL-1814 | Switch, Flow, Low, Seal Water, Grit Pump P-1810, Headhouse | THR-PLT-P-1810 | Switch,Flow-Low | Switch |  | FSL | http://www.toronto.ca/TWONTO#flow_switch |  | Pump, Centrifugal (Dry), Grit Vortex Prime Tank T-1800, Headhouse
83560 | 60630 | FHA-SES-SQ-2 | Emergency Breathing Apparatus SCBA | FHA-SES |  |  |  | SQ |  |  | Safety & Environmental Services
8083 | 78863 | COL-PWR-SS-0002 | Security System -back door | COL-PWR-MISC | Security System | Door | 35064 | SS | http://www.toronto.ca/TWONTO#door
18120 | 87458 | FHA-SED-ZSH-0303C | Switch, Limit, Access Hatch Zone 3, Settling Basin T-0301 | FHA-SED-ZSH-0303 |  | Security System |  | ZSH | http://www.toronto.ca/TWONTO#position_switch |  | Switch, Limit, Access Hatch Zone 3
59051 | 35254 | THC-ACC-HTR-0312 | Air Heater, Convector, Building M | THC-ACC-HEATERS | H.V.A.C.,Heater,Unit | HVAC |  | HTR | http://www.toronto.ca/TWONTO#heater |  | Air Heaters, Building M
120028 | 55430 | TAB-WA5-SQ-9114 | First Aid Kit-Floatation Bldg. Main Floor, WA5 Meeting Room | TAB-THK-SQ | Safety,First Aid Kit | Safety Equipment |  | SQ | http://www.toronto.ca/TWONTO#first_aid_kit |  | WA5 Safety Equipment
51700 | 26277 | TAB-PRS-T-2160 | Tank, Chemical Storage, West Chemical Storage Tanks | TAB-PRS-T-FECL2 | Tank | Tank |  | T | http://www.toronto.ca/TWONTO#chemical_storage_tank |  | Ferrous Chloride Tanks & Valves
93308 | 72837 | FHO-GRK-DR-2081S | Door, (FD-S2-81), Fire Rated, Chemical Building, S2, Chemical Unloading Vestibule, East | FHO-GRK-FEQ-0001 | Fire Prevention,Door | Door |  | DR | http://www.toronto.ca/TWONTO#fire_rated_door
121140 | 22155 | THC-ACC-PSH-6101 | Switch, Pressure, High, S/A Duct, Truck Loading Bay, 2nd Floor Mech Room #2, Headworks | THC-ACC-AHU-6100 | Switch,Pressure-High | HVAC |  | PSH | http://www.toronto.ca/TWONTO#pressure_switch |  | Air Handling Unit, Truck Loading Bay, Mech Room #2, Headworks
55914 | 28287 | TAB-WA8-IR-RTE | WA8 IR route | TAB-ELS-ROUTES | [6 empty] | Top-level hierarchy for generic entities that represent muliti-equipment inspection routes
66383 | 56304 | THC-SES-SQ-EYE | Eyewash Stations THC (Virtual entity #) | THC-SES-SQ | PPE,Eyewash Station | Safety Equipment |  |  | http://www.toronto.ca/TWONTO#collection_of_assets |  | Safety Equipment
109493 | 99945 | TAB-DEW-FSL-0211 | Switch, Flow, Low,Seal water, Sludge Feed Pump 0211 | TAB-DEW-P-0211 | Switch,Flow | Switch |  | FSL | http://www.toronto.ca/TWONTO#flow_switch |  | Pump, Sludge Feed 0211
53379 | 9817 | TAB-SES-2282D | Lighting, 2 LED heads, Tunnel 'J' | TAB-STR-SQ | Lighting | Safety Equipment |  | SES | http://www.toronto.ca/TWONTO#lighting_unit |  | WA2 Safety Equipment,lifting devices, ladders, Eye Wash station, First Aid Kits, Lock out stations
4044 | 19201 | COL-PCU-FSL-5153 | Flow switch, Low | COL-PCU-SUSPENDED | Switch,Flow-Low |  | 34963 | FSL |  |  | Cumber P.S.suspended entities
55283 | 67930 | TAB-TPA-PA-2207 | Speaker, Paging/Intercom System, PRS Bldg | TAB-PRS-INQ | Control Panel,Instrumentation | Communications Equipment |  | PA | http://www.toronto.ca/TWONTO#public_annoucement_speaker |  | Instrumentation Equipment
116657 | 52693 | TAB-PWA-LSL-5101 | Switch,Level Low,Washwater Sump, Plant Water Pumping | TAB-PWA-P-5100 | Switch,Level-Low | Switch |  | LSL | http://www.toronto.ca/TWONTO#level_switch |  | Pump,Submersible,Washwater Sump, Plant Water Pumping
81993 | 11040 | WMP COMMUNICATION | WMP Communication | YTF-SPC1 | [6 empty] | Process Control Systems - Administrative
7275 | 36645 | COL-PSK-MON-0001 | Monitor | COL-PSK |  |  |  | MON |  |  | Skydome Sewage Pumping Station
73141 | 70723 | THR-ACC-NR-672 | HVAC Unit & Fan, Main Floor Hallway | THR-ACC-ADM | H.V.A.C.,Heater,Unit | HVAC |  | NR | http://www.toronto.ca/TWONTO#heater |  | Air Conditioning, HVAC, Admin Building
64167 | 57203 | FCL-RW-FSL-0003 | Switch, Flow Low, Analyzer 0003, UV, Raw Water, Low Lift PS Basement | FCL-RW-AIT-0003 | Switch,Flow-Low | Switch |  | FSL | http://www.toronto.ca/TWONTO#flow_switch |  | Analyzer, UV, Raw Water, Low Lift PS Basement
58408 | 37449 | THC-ACC-DM-0071 | VAV Box, Admin Building, Ground Floor, Office Room 107 | THC-ACC-AHU-0071 |  | HVAC |  | DM | http://www.toronto.ca/TWONTO#air_damper |  | Air handling Unit, Ground Floor West Zone(Administration), Admin Building Roof
105876 | 86957 | TAB-ACC-AC-6411 | Air Conditioner, Indoor, Electrical Room, Old Screen Bldg., P Bldg. | TAB-ACC-CI | H.V.A.C.,Air Conditioner | HVAC |  | AC | http://www.toronto.ca/TWONTO#air_condition |  | Chiller and Air Coolers
116651 | 15315 | TAB-PWA-LSH-5147 | Switch, Level,High | TAB-PWA-P-5147 | Switch,Level | Switch |  | LSH | http://www.toronto.ca/TWONTO#level_switch |  | Pump, Gutter Drain Sump
7325 | 90726 | COL-PSL-LSHH-0104 | Switch, Level High-High | COL-PSL-MISC | Switch,Level |  |  | LSHH |  |  | Miscellaneous Equipment
107770 | 16795 | TAB-ACC-TSH-6453 | Switch,Smoke detector, High, Exhaust Air, FN- 6453 & 6454, Ground, East Operating Gallery | TAB-ACC-AHU-6450 | Switch,Temperature-High | HVAC |  | TSH | http://www.toronto.ca/TWONTO#flame_or_combustion_sensing_instrument |  | Air Handling Unit, Primary Tank Operating Gallery, Ground, East Side
45408 | 11676 | TAB-DIG-RPU-1036 | RPU | TAB-DIG-ELQ-T1-4 | RPU | Remote Processor Unit |  | RPU | http://www.toronto.ca/TWONTO#RPU_panel |  | Digester Tanks 1-4, Electrical Equipment
55677 | 42754 | TAB-WA4-LD-0404 | Chain Block, 1/2 Ton | TAB-WA4-SQ-0010 | Lifting Device | Lifting Device |  | LD | http://www.toronto.ca/TWONTO#lifting_equipment_hoist |  | WA4 Fall arrest systems
130454 | 57463 | THR-ACC-T-0301 | Tank, Glycol Skid, Digester 7-8, Gallery Ventilation 1A North | THR-ACC-T | Tank | Tank |  | T | http://www.toronto.ca/TWONTO#chemical_storage_tank |  | Air Conditioning, Glycol Heating Packages
9012 | 9145 | COL-CCC-TS-0001 | Switch, Transfer | COL-CCC | Switch | Switch |  | TS | http://www.toronto.ca/TWONTO#transfer_switch |  | Charles Caccia Park Storm Sanitary Combined Water Tank
80029 | 80263 | THR-WA3-LD-0068 | Sling, Nylon, 3'L, W2"--6200 lbs-Work Area 3 ( 2" X 3') | THR-LD-NYLN-WA3 | Lifting Device,Sling | Lifting Device |  | LD | synthetic_web_sling |  | Slings, Nylon, Work Area 3
51936 | 73052 | TAB-PRM-WR-0001 | Receptacle,600V,Fed From MCC-6631,Gallery,Primary Tank 0900,P Building | TAB-EL1-MCC-6631 | Control Panel,Electrical | Power Distribution Panel |  | WR | http://www.toronto.ca/TWONTO#welding_receptacle |  | Control Panel, MCC,Electrical Room,Grit Build,P Building
25031 | 43677 | COL-PSK-ALR-0001 | Control Panel, Operator | COL-PSK | Control Panel |  |  | ALR |  |  | Skydome Sewage Pumping Station
65687 | 18621 | FCL-SPC-COM-0500 | Communication, Server Closet, Admin Building, Server Room | FCL-ADM BLDG |  |  |  | COM |  |  | Building Location
52920 | 60728 | TAB-PLT-G-0512 | Gate, Slide, Motorized, Isolation, Screen Channel No. 5 Influent | TAB-PLT-SC-0500 | Gate,Sluice,Act. | Gate |  | G | http://www.toronto.ca/TWONTO#channel_gate
9335 | 18506 | COL-YKP-SRL-121209 | Self Retrieval Line -121209 | YKP-BLD | Safety | Safety Equipment |  | SRL | self_retracting_line |  | Collections - 435 Kipling Ave. Building envelope
13965 | 39748 | FCL-SPC-RPU-1524 | RPU Panel, Filters 0501 and 0601, Filter Gallery | FCL_ELS_MISCELLANEOUS | Control Panel | Remote Processor Unit |  | RPU | http://www.toronto.ca/TWONTO#RPU_panel |  | FCL_ELS_MISCELLANEOUS
31225 | 86679 | COL-RBB-CH-0001 | Chamber, U.V. Disinfection | COL-RBB-MISC | Chamber |  |  | CH |  |  | Miscellaneous Equipment
62605 | 82689 | THC-MCS-LD-20 | CHAIN FALL (insp Liftsafe) | THC-MCS-LD | Lifting Device | Lifting Device |  | LD | http://www.toronto.ca/TWONTO#lifting_equipment_hoist |  | Mechanical Services, Lifting Device
78671 | 12644 | THR-SES-LD-0100 | Base, Exposed for Davit Arm, Grit Tank 1 | THR-LD-WA2 | Safety | Safety Equipment |  | LD | davit_base |  | Lifting Devices, Chain Hoist, Come Along & Slings
118726 | 21634 | TAB-STR-LSL-4010R | Switch,Level,Low, Oil tank, Blower 4010 lubrication | TAB-STR-T-4010R | Switch,Level | Safety Equipment |  | LSL | http://www.toronto.ca/TWONTO#level_switch |  | Tank , Reservoir Aux Oil, Blower 4010
21930 | 50146 | COL-PMY-T-0001 | Tank, Domestic Hot Water | COL-PMY-MISC | Tank |  |  | T |  |  | Miscellaneous Equipment
79192 | 92200 | THR-ELS-PDP-3101 | Distributionl Panel, MCC 3101, Admin Bldg | THR-ELS-ADM | Control Panel,MCC | Power Distribution Panel |  | PDP | http://www.toronto.ca/TWONTO#LV_electrical_panel |  | Electrical System, Administration Building
116185 | 22293 | TAB-PRS-PSH-0402 | Switch, Pressure-High, Containment Sump | TAB-PRS-P-0402 | Switch,Pressure-High | Switch |  | PSH | http://www.toronto.ca/TWONTO#pressure_switch |  | Pump, Sump, Containment Sump
120734 | 59499 | THC-ACC-FN-0585 | Fan,Centrifugal,Compress. Room,3rd Floor,Biosolids Building West | THC-ACC-BLDG M | Fan,Centrifugal | HVAC |  | FN | http://www.toronto.ca/TWONTO#blower_or_fan_with_drive |  | Incineration Building, HVAC
61994 | 71354 | FCL-FLO-V-0050B | Valve, Mud, Drain, Raw Water Channel Distribution, Sedimentation, Mixing&Flocculation | FCL-DEW |  |  |  | V |  |  | Dewatering
61966 | 20793 | THC-GRK-PRTY-0100K | Grounds - CMS | THC-GRK-PRTY |  | Grounds | 32425 | PRTY | space |  | Groundskeeping (CMS)
12229 | 22718 | COL-PCP-CB-0002 | Circuit Breaker, Generator | COL-PCP | Circuit Breaker |  |  | CB |  |  | Copeland Pumping Station
85630 | 25552 | TNT-ACC-AC-2005A | Air Conditioner | TNT-ACC-AC | H.V.A.C.,Air Conditioner | HVAC |  | AC | http://www.toronto.ca/TWONTO#air_condition |  | HVAC- Air conditioner and cooling units
8587 | 3950 | COL-RBB-TR-0004 | Transformer, Power | COL-RBB | Transformer |  |  | TR |  |  | Western Beaches Tunnel (Battery Park)-Storm
25448 | 7041 | COL-PSM-FEQ-0003S | Fire Prevention, Extinguisher | COL-W-OBSOLETE | Fire Prevention,Extinguisher |  | 40969 | FEQ |  |  | Col West Obsolete Entities
18591 | 84273 | FHA-SES-SQ-0040 | Safety Harnesses DBI SALA full body harness Ser E004035009240D69 | FHA-SES-SQ-6 |  | Safety Equipment |  | SQ | http://www.toronto.ca/TWONTO#fall_arrest_harness |  | Safety Fall Protection Equipment
61126 | 5815 | THC-ELS-PS-0002-U | Secondary Power Equipment, Building U | THC-ELS-PS-0002 |  |  |  | PS |  |  | Secondary Power Equipment
105954 | 4374 | TAB-ACC-AHU-4502 | AHU, Digester 1-4, Drip Trap Room | TAB-ACC-AHU-DIG | Air Handling Unit | HVAC |  | AHU | http://www.toronto.ca/TWONTO#air_handler_unit |  | AHUs/Supply Fans Dig. Bldg.
17641 | 10823 | FHA-RTE | FHA-Routine | FHA | [6 empty] | R C Harris Water Treatment Plant
119801 | 11713 | TAB-WA2-SQ-1241 | EF2 - 901 T4 Nylon Sling | TAB-SES-LD | Lifting Device,Sling | Lifting Device |  | SQ | synthetic_web_sling |  | WA2 Lifting devices
49745 | 47677 | TAB-PLT-FSL-0501 | Switch, Flow, Low, Spray Water, Screen SC-0500 | TAB-PLT-SC-0500 | Switch,Flow-Low | Switch |  | FSL | http://www.toronto.ca/TWONTO#flow_switch |  | Screen, Perforated Plate, Screen Area
138715 | 65097 | THR-SES-SQ-1019 | Harness, Full Body, PPE Hilario Gibuena | THR-SES-SQ-9134 | Safety | Safety Equipment |  | SQ | http://www.toronto.ca/TWONTO#fall_arrest_harness |  | Lanyard for Harness 6 ft., PPE Stan Chatzinikolau
18706 | 4355 | FHA-SES-SQ-0456 | FHA-SQ-LP-0006 - Life Preserver | FHA-SES-LP |  | Safety Equipment |  | SQ | http://www.toronto.ca/TWONTO#personal_floatation_device |  | Life Preservers
18490 | 76001 | FHA-SES-LDR-0516 | FHA-SES-LD-0019 - 6' Ladder Fiberglass ( Chlorine Feed Room ) | FHA-SES | Safety | Safety Equipment |  | LDR | http://www.toronto.ca/TWONTO#ladder |  | Safety & Environmental Services
90752 | 44528 | FHO-CLA-PSH-0102 | Switch, Pressure, Evaporator Discharge Pre Chlorination Train 1, Chemical Building, L1,Machine Room | FHO-CLA-CHL-0101 | Switch,Pressure-High | Switch |  | PSH | http://www.toronto.ca/TWONTO#pressure_switch |  | Chlorinator, Pre Chlorination Train 1, Chemical Building, L1, Machine Room
12964 | 56522 | FCL-FILTER-BLDG | Building Location | FCL-EUS | [6 empty] | Production & End User Support
130173 | 89124 | THR-ACC-NR-724 | HVAC Unit & Fan, Lunch Room | THR-ACC-ADM | H.V.A.C.,Heater,Unit | HVAC |  | NR | http://www.toronto.ca/TWONTO#heater |  | Air Conditioning, HVAC, Admin Building
138710 | 92423 | THR-SES-SQ-0910 | Harness, Full Body PPE-Baosheng Wang (Patrick) SN: Q1399602 | THR-SES-SQ-4125 | Safety | Safety Equipment |  | SQ | http://www.toronto.ca/TWONTO#fall_arrest_harness |  | Lanyard, Retractable, PPE -Shadow Cooney- SN: 171986
24332 | 34703 | FHO-MCS-LD-0236 | Loading Dolly # 236 | FHO-MCS-LD | Lifting Device,Hoist,Manual | Rigging Equipment |  | LD | manual_handling_device |  | Lifting Devices & Elevators
71887 | 59434 | THR-DIG-TSH-5680 | Switch, Temperature-High, Discharge, Compress 5680, Solids Treatment, Mixing System - Digesters - Tank 0700 & Tank 0800, Compressors | THR-DIG-C-5680 | Switch,Temperature-High | Switch |  | TSH | http://www.toronto.ca/TWONTO#temperature_switch |  | Compressor, Gas, Mixing System, Digester Tank#8
52944 | 21726 | TAB-PLT-G-4101 | Gate, Knife Gate, Pneumatic, Grit Outloading Conveyor 4100, Conveyor Area | TAB-PLT-CV-4100 | Valve,Knife Gate | Gate |  | G | http://www.toronto.ca/TWONTO#valve
76176 | 32511 | THR-MCS-LD-4621 | Come Along, Work Area 2 | THR-LD-WA3 | Lifting Device,Chain | Lifting Device |  | LD | winch |  | Lifting Devices, Chain Hoist, Come Along & Slings
138919 | 65141 | THR-SPC-COM-5401 | Termination Panel, Plant Water | THR-SPC-COM-5400 |  | Network |  | COM | http://www.toronto.ca/TWONTO#network_panel |  | Network Access Closet, Raw Plant Water Pump Station
78202 | 8809 | THR-PRS-PSL-9001 | Switch, Pressure-Low, Pumps Suction Header, Chemical Building, (TEMPORARY) | THR-PRS-P | Switch,Pressure-Low | Switch |  | PSL | http://www.toronto.ca/TWONTO#pressure_switch |  | Phosphorous Removal System, Pumps
107321 | 83002 | TAB-ACC-PDS-3894B | Switch,Pressure ,Silancer B, AHU3894 | TAB-ACC-AHU-3894SUS | Switch,Pressure | Switch |  | PDS | http://www.toronto.ca/TWONTO#pressure_switch |  | AHU,Incinerator Bldg
58264 | 43973 | THC-CW-T-5801 | Tank,Domestic Hot Water,Plant Stores | THC-ACC-BLDG B |  | Tank |  | T | http://www.toronto.ca/TWONTO#tanked_hot_water_heater |  | Mechanical Shop (Chlorine) Building HVAC
59592 | 51288 | THC-ACC-TIT-6305 | Transmitter, Temperature, O/A, Solar Wall, AHU-6400, 2nd Floor Mech Room #1, Headworks | THC-ACC-AHU-6300 | Transmitter,Temperature | HVAC |  | TIT | http://www.toronto.ca/TWONTO#temperature_transmitter |  | Air Handling Unit, Screen Room/Conveyor Areas, 2nd Floor Mech Room #1, Headworks
17691 | 144 | FHA-RW-P-1201-KQ | Raw Water Pumping Unit #12 | FHA-RW-P |  |  | 33359 | P |  |  | Raw Water Pumping
15431 | 78873 | FCL-WWW-FSL-7014 | Switch, Flow, Low, Discharge, After SO2 Chlorine and Turbidity RMF Sampling Pumps, Effluent Chamber,P-7014A | FCL-WWW-SAMP | Switch,Flow-Low | Switch |  | FSL | http://www.toronto.ca/TWONTO#flow_switch |  | Residue Management Sampling
31404 | 68108 | FIS-GRK-VEH-0301 | Vehicle, Passenger Van GMC | FIS-VEH | Vehicle,Licensed | Vehicle |  | VEH | http://www.toronto.ca/TWONTO#passenger_vehicle
112727 | 66038 | TAB-EL1-MCC-6627 | Motor Control Centre | TAB-EL1-PDP-6011 |  | Motor Control Centre |  | MCC | http://www.toronto.ca/TWONTO#LV_electrical_panel |  | Power Distribution Panel, 600V, PT 1-9 Outdoor Sub.
53769 | 64940 | TAB-RSP-F-1241B | Filter, Lube Oil Supply, Raw Sewage Pump 1240, B Side | TAB-RSP-P-1240 | Filter | Filter |  | F | http://www.toronto.ca/TWONTO#replaceable_oil_or_fuel_filter |  | Pump,Raw Sewage Transfer #4
51634 | 15657 | FCL-DCL-V-0411 | Valve, Isolation, Inlet, RMF Sulphonator 0401, Machine Room, Gaseous Chemical Building | FCL-DCL-SO-0401 |  |  |  | V |  |  | Sulphonator, RMF Dechlorination, Machine Room,Gaseous Chemical Building
115265 | 71554 | TAB-PLT-WSH-0141 | Switch,weight, High, Screen 0141 | TAB-PLT-SC-0141 | Switch,Weight-High | Switch |  | WSH | http://www.toronto.ca/TWONTO#weight_switch |  | Bar Screen #1
61955 | 72711 | THC-DEW-RPU-2901 | RPU,Sludge Storage and Transfer | THC-THK-P-5982 | Control Panel,Instrumentation | Remote Processor Unit |  | RPU | http://www.toronto.ca/TWONTO#RPU_panel |  | Pump,Centrifugal,Submersible,Thickening Building Sump
18598 | 26880 | FHA-SES-SQ-0051 | Safety Harnesses Safewaze 7510 full body harness 07316 | FHA-SES |  | Safety Equipment |  | SQ | http://www.toronto.ca/TWONTO#fall_arrest_harness |  | Safety & Environmental Services
5930 | 85933 | COL-PLV-COM-0001 | Control Panel | COL-PLV | Control Panel |  |  | COM |  |  | Livingston Road Pumping Station
65072 | 2680 | THC-ELS-LP-1302 | Panel,Lighting,Sub-Basement,Thickening Building | THC-ELS-MCC-1302 | Control Panel,Lighting | Power Distribution Panel |  | LP | http://www.toronto.ca/TWONTO#LV_electrical_panel |  | Motor Control Centre,Thickening Building
35589 | 66368 | MTMH128 | CHIPPING ROAD STS | TRK-DON | [6 empty] | DON DRAINAGE AREA
5954 | 5455 | COL-PLV-LSHH-0104 | Switch, Level High-High | COL-PLV | Switch,Level |  |  | LSHH |  |  | Livingston Road Pumping Station
112944 | 90988 | TAB-EL1-TSH-1503A | Switch,Winding Temperature,High,EL1-TR-1503,North Substation | TAB-EL1-TR-1503 | Switch,Temperature-High | Switch |  | TSH | http://www.toronto.ca/TWONTO#temperature_switch |  | Transformer,EL1-TR-1503,13.8-4.16KV,3 PH
86342 | 27222 | WTR-PJS-T-4300 | Vessel,Pressure,Surge,Level 73 Heat Exchanger Room North Wall West Centre,DLCW City Water Supply Line Surge Tank | WTR-PJS-ENW | Vessel,Pressure,Surge | Tank |  | T | http://www.toronto.ca/TWONTO#pumping_surge_suppression_tank |  | Enwave Process
34373 | 9252 | COL-YKP-DA-1717106 | Davit Mast -1717106 | COL-YKP-DA-0009S | Safety | Safety Equipment |  | DA | davit_base |  | Davit Arm Assembly with Upper Arm-1734511
113306 | 20269 | TAB-EL3-PDP-6371 | Control Panel, Power Distribution, Waste Gas Burner Station | TAB-EL3-MCC-6326 | Control Panel,Power Distribution Panel | Power Distribution Panel |  | PDP | http://www.toronto.ca/TWONTO#LV_electrical_panel |  | Motor Control Centre, Digester 19-22 bldg
94152 | 3021 | FHO-SA-T-0201 | Tank, Receiver, Compressed Air, Service Air System, TRW Building, S3, Compressor Room | FHO-SA-C-0201 | Vessel,Pressure | Tank |  | T | http://www.toronto.ca/TWONTO#pressure_vessel |  | Compressor, Service Air System, TRW Building, S3, Compressor Room
44915 | 97390 | TAB-DIG-DT-0990 | Drain, Moisture/Sediment Trap, Digester 9-12 Gas Discharge, Digester 9-12 Control Building Second Floor | TAB-DIG-T-0900 | Drain | Drain |  | DT | sediment_trap |  | Tank, Digester tank, Digester 9
6394 | 96891 | COL-PMY-FSL-0004 | Switch, Flow-Low | COL-PMY-MISC | Switch |  |  | FSL |  |  | Miscellaneous Equipment
26242 | 18972 | FHO-GRK-DR-1088L | Door, (FD-1-88), Fire Rated, Chemical Building, L1, South West To Roof | FHO-GRK-FEQ-0001 | Fire Prevention,Door | Door |  | DR | http://www.toronto.ca/TWONTO#fire_rated_door
134337 | 57358 | THR-DR-DIS-0517 | Overhead Door, Disinfection Building, Truck Door South | THR-DR-WA4 | Door,Overhead | Door |  | DIS | http://www.toronto.ca/TWONTO#roll_up_door
55390 | 20873 | TAB-WA1-SQ-1010 | Sling | TAB-WA1-SQ-1000 | Lifting Device,Sling | Lifting Device |  | SQ | http://www.toronto.ca/TWONTO#fall_protection_sling |  | WA1 Lifting Devices and Slings
13971 | 94620 | FCL-RW-FSL-0002 | Switch, Flow Low, Analyzer 0002, Turbidity, Raw Water, Low Lift PS Basement | FCL-RW-P-0701 | Switch,Flow-Low | Switch |  | FSL | http://www.toronto.ca/TWONTO#flow_switch |  | Pump, Centrifugal, Sampling Line 1A, Sampling Pumps Offshore, Low Lift PS Basement
35041 | 39795 | MTMH100 | LAKE FRONT INTERCEPTOR STS | TRK-DON | [6 empty] | DON DRAINAGE AREA
127568 | 57045 | THC-PRM-LSH-0122 | Level Switch High,Sump,Phase 1 Primary T12 | THC-PRM-P-0122 | Switch,Level | Switch |  | LSH | http://www.toronto.ca/TWONTO#level_switch |  | Pump, Sump, Primary Treatment
113613 | 90140 | TAB-HRS-LSHH-5113 | Switch, Level High-High, Heat Recovery Bldg, Basement, South-West Sump | TAB-HRS-P-5113 |  | Switch |  | LSHH | http://www.toronto.ca/TWONTO#level_switch |  | Pump, Sump, Heat Recovery Bldg, Basement, South-West Sump
10380 | 25088 | FCL-ACC-HTR-0341 | Heater, Re-Heat Unit, 208V, 3PH, Admin Building, Second Floor, Office 200, Ceiling | FCL-ACC-ADMIN |  |  |  | HTR |  |  | Administration Building HVAC Equipment
43468 | 8174 | FCL-ACC-F-0401 | Filter, FN-0401 Inlet, N/E Recirculation System, High Lift Pump Room N/E | FCL-ACC-FN-0401 |  |  |  | F |  |  | Fan, Tube, Axial, N/E Recirculation System, Beside High Lift Pump floor, HVAC Room
78759 | 6445 | THR-SES-SCBA | Self Contained Breathing Apparatus | THR-SES-WA3 |  | Safety Equipment |  |  | http://www.toronto.ca/TWONTO#self-contained_breathing_apparatus |  | Safety & Environmental Services
95172 | 3589 | FHO-TRW-LSL-0001 | Switch, Level, High, Surge Tank T-0001, Surge Building, S4, Tank Room | FHO-TRW-T-0001 | Switch,Level-Low | Switch |  | LSL | http://www.toronto.ca/TWONTO#level_switch |  | Tank, Surge, District 1E1, Surge Building, S4, Tank Room
9603 | 44855 | DOS-SES-SCBA-0572 | SCBA 30 minutes escape pack | FAC-YCM-SES | Safety | Safety Equipment |  | SCBA | http://www.toronto.ca/TWONTO#self-contained_breathing_apparatus |  | SAFETY & ENVIRONMENTAL SERVICES
15296 | 8787 | FCL-TRW-V-0050 | Valve, Gate, Outlet, Service Water Backflow Preventer 0111, Filter Gallery Basement ,FCL-TRW-BFP-0006 | FCL-TRW-BFP-0006 |  |  |  | V |  |  | Backflow Preventer, Service Water to RMF Clarification Facility
76167 | 93729 | THR-MCS-LD-1718 | Come Along,1/2T, Work Area 1 | THR-LD-WA1 | Lifting Device,Hoist,Manual | Lifting Device |  | LD | winch |  | Lifting Devices, Chain Hoist, Come Along & Slings
147735 | 63678 | YTF-CW-T-0011 | Tank, Domestic Hot Water, RN168, City Water Heaters and Pumps | YTF-CW | Tank,Domestic Hot Water | Tank |  | T | http://www.toronto.ca/TWONTO#tanked_hot_water_heater |  | City Water
129947 | 82386 | THR-ACC-FSH-0004 | Switch,Flow-High, Eye Wash flow,Eye wash satation,Disinfection Building | THR-ACC-EWS-0004S | Valve,Ball | Switch |  | FSH | http://www.toronto.ca/TWONTO#flow_switch |  | Eye Wash Station,Disinfection Bldg
14761 | 28702 | FCL-SES-SQ-0007 | Eyewash Station, Admin Building, Operators Lab,Eye wash station - main change room | FCL-SES |  |  |  | SQ |  |  | Safety and Environmental Services
10962 | 46912 | COL-PBF-CP-0300 | Control Panel | COL-PBF-MISC | Control Panel |  |  | CP |  |  | Miscellaneous Equipment
8009 | 10888 | COL-PVM-WEL-0600 | Dry Well | COL-PVM-MISC |  |  |  | WEL |  |  | Miscellaneous Equipment
25213 | 64865 | COL-PSL-FEQ-0001S | Fire Prevention, Extinguisher | COL-W-OBSOLETE | Fire Prevention,Extinguisher |  | 46865 | FEQ |  |  | Col West Obsolete Entities
38667 | 96603 | TAB-ACC-AC-4041 | Air Conditioning Unit,VFD Room,Grit Build,P Building | TAB-ACC-CI | H.V.A.C.,Air Conditioner | HVAC |  | AC | http://www.toronto.ca/TWONTO#air_condition |  | Chiller and Air Coolers
24568 | 94370 | COL-PRD-TR-0001 | Transformer, Power | COL-PRD | Transformer |  |  | TR |  |  | Redland Pumping Station
96217 | 78187 | FIS-CHEMICAL BLDG | Building Location | FIS-SPC2 | [6 empty] | Process Control Systems - Equipment
127456 | 36340 | THC-PRM-CH-0680 | Scum Pit, Tank 0600, Primary Clarifier | THC-PRM-T-0600 | Tank | Tank |  | CH | http://www.toronto.ca/TWONTO#storage_tank |  | Tank, Primary Clarifier
72293 | 64589 | THR-ACC-AC-0320 | Air Conditioner (AC) Unit Mitsubishi | THR-ACC-RSPS |  | HVAC |  | AC | http://www.toronto.ca/TWONTO#air_condition |  | Air Conditioning, AHU, HVAC, Exhaust Fans,RSPS
129775 | 41068 | THR-ACC-DM-0241 | Damper, Discharge, Air Handling Unit AHU-0200, North Grit Fan Room | THR-ACC-AHU-0200 | Damper/Louver | HVAC |  | DM | http://www.toronto.ca/TWONTO#air_damper |  | Air Handling Unit, Air Supply, North Grit Fan Room
95876 | 41661 | FIS-ELS-ESP-0615 | Power Distribution Panel,Marine Pad | {FIS-ELS-PDP} | Control Panel,Power Distribution Panel | Power Distribution Panel |  | ESP | http://www.toronto.ca/TWONTO#LV_electrical_panel |  | Asset Group, Power Distribution Cabinets,600 V,Island WTP
44624 | 59460 | TAB-DIG-F-6480 | Filter & Feeder, Chemical | TAB-DIG-P-9724 | Filter | Filter |  | F | http://www.toronto.ca/TWONTO#discrete_unit_of_treatment_filter |  | Pump, CWP-3, Chill Water ReCirc.
19796 | 91555 | FHO-ACC-FS-1512 | Switch, Flow, Air, FN-1512 Outlet, Ozone Building, L1, Mechanical Room 3 | FHO-ACC-FN-1512 |  | Switch |  | FS | http://www.toronto.ca/TWONTO#flow_switch |  | Fan, Exhaust, Raw Water Procees Room & Fire Pump Room Ventilation, Ozone Building, L1, Mechanical Room 3
78839 | 85155 | THR-SES-SQ-0738 | Harness, Full Body, PPE Igor Chamsoutdinov | THR-SES-FAS | Safety | Safety Equipment |  | SQ | http://www.toronto.ca/TWONTO#fall_arrest_harness |  | Fall Arrest Sytem (Harness and Lanyard), Safety Equipment
26316 | 55991 | FHO-GRK-DR-2093S | Door, (FD-S2-93), Fire Rated, Standby Power Building, S2, West To Outside | FHO-GRK-FEQ-0001 | Fire Prevention,Door | Door |  | DR | http://www.toronto.ca/TWONTO#fire_rated_door
14016 | 78944 | FCL-RW-LSLL-0002 | Switch, Level, Low, Low, Raw Water Suction Well, Low Lift PS Basement | FCL-RW-SCREENS | Switch,Level-Low-Low | Switch |  | LSLL | http://www.toronto.ca/TWONTO#level_switch |  | Raw Water Sreening
58216 | 32749 | THC-ACC-CT-0002 | Controller, Heating System, Admin Building, Mechanical Room B104 | THC-ACC-BLDG K |  | HVAC |  | CT | http://www.toronto.ca/TWONTO#thermostat_or_zone_controller_unit |  | Administration Building, HVAC
74161 | 58108 | THR-AER-F-1501 | Filter, Lube Oil Tank, Blower 1511, Blower Building, Air Blower System | THR-AER-T-1501 | Filter | Filter |  | F | http://www.toronto.ca/TWONTO#replaceable_oil_or_fuel_filter |  | Tank, Lube Oil, Blower 1511, Blower Building, Air Blower System
43219 | 84904 | TAB-CW-SQ-0035 | Eye Wash Station- Aux. Bldg. Basement Front of Elevator | TAB-SLO-SES | Safety,Eye wash | Safety Equipment |  | SQ | http://www.toronto.ca/TWONTO#emergency_eyewash |  | TABWA4 Health and Safety Equipment
85847 | 79437 | WTR-PHL-ZS-0018 | Switch, Position,Door Security | WTR-PHL-AUX | Switch,Position | Switch |  | ZS | http://www.toronto.ca/TWONTO#position_switch |  | Auxiliary Equipment (Building Facilities)
26472 | 50141 | FHO-MCS-DR-1502 | Overhead Door, 206G, Ozone Building | FHO-GRK-PRTY-0001 |  | Door |  | DR | http://www.toronto.ca/TWONTO#roll_up_door
6391 | 21666 | COL-PMY-FSL-0001 | Switch, Flow-Low | COL-PMY-MISC | Switch |  |  | FSL |  |  | Miscellaneous Equipment
21350 | 95392 | FHO-ELS-DP-1031 | Distribution Panel, Clarifier Building, S2, Main Foyer | FHO-ELS-MCC-0930 |  | Power Distribution Panel |  | DP | http://www.toronto.ca/TWONTO#LV_electrical_panel |  | Motor Control Centre, Emergency Load, Clarifier Building, S2, Main Foyer
126370 | 23935 | THC-ITS-PA-3247 | Speaker, Public Address System, , Bldg. A | THC-ITS-MDF-1000 | Network,Telecommunication | Communications Equipment |  | PA | http://www.toronto.ca/TWONTO#public_annoucement_speaker |  | Public Address System, Master Distribution , Control System, Admin Bldg,
139491 | 29652 | THR-WA3-LD-0016 | Sling, Nylon, Work Area 3 ( 1" X 3') | THR-LD-NYLN-WA3 | Lifting Device,Sling | Lifting Device |  | LD | synthetic_web_sling |  | Slings, Nylon, Work Area 3
93261 | 32572 | FHO-GRK-DR-2027S | Door, (FD-S2-27), Fire Rated, Admin Building, S2, Vent Shaft Freight Elevator | FHO-GRK-FEQ-0001 | Fire Prevention,Door | Door |  | DR | http://www.toronto.ca/TWONTO#fire_rated_door
39988 | 95108 | TAB-ACC-HTR-6514 | Heater, Unit, Hot Water, Workshop female Change Room, Screen Bldg., P Bldg. | TAB-ACC-HTR-PBLDG | H.V.A.C.,Heater | HVAC |  | HTR | http://www.toronto.ca/TWONTO#heater |  | Unit Heaters- P Bldg
105837 | 2141 | TAB-ACC-8200 | HVAC, M&T Building | TAB-ACC |  | HVAC |  | ACC | http://www.toronto.ca/TWONTO#collection_of_assets |  | Plant HVAC Equipment
114795 | 13047 | TAB-PLT-PSL-0184 | Switch, Low Pressure, Odour Control, Exhaust | TAB-PLT-FN-0182 | Switch,Pressure | Switch |  | PSL | http://www.toronto.ca/TWONTO#pressure_switch |  | Fan, Scrubber Exhaust, P Bldg, Roof
61609 | 71904 | FHA-ELS-MCC-0401B | FHA-ELS-PDP-0400B - Switchboard,0400B, RMF | FHA-ELS-PRIMARY | Switchgear | Power Distribution Panel |  | MCC | http://www.toronto.ca/TWONTO#LV_electrical_panel |  | Primary Electrical System
8623 | 85417 | COL-BDC-SW-0001 | Switch, Power | COL-BDC | Switch | Switch |  | SW | http://www.toronto.ca/TWONTO#disconnect_switch |  | Disco Blower Station
147760 | 56875 | YTF-ELS-PDP-0702 | Control Panel, Power Dist., Mechanical Equipment, RN146, Electrical Panels Warehouse | YTF-ELS | Control Panel,Power Distribution Panel | Power Distribution Panel |  | PDP | http://www.toronto.ca/TWONTO#LV_electrical_panel |  | Electrical Equipment
80348 | 30003 | FHA-SED-ZSH-0403H | Switch, Limit, Access Hatch Zone 3, Settling Basin T-0401 | FHA-SED-ZSH-0403 |  | Security System |  | ZSH | http://www.toronto.ca/TWONTO#position_switch |  | Switch, Limit, Access Hatch Zone 4
136538 | 4013 | THR-GRK-PRTY-0201 | Groundskeeping, Snow Removal | THR-GRK-PRTY2 |  | Grounds |  | PRTY | activity |  | Groundskeeping for Waste Water Worker
126476 | 91787 | THC-MCS-LD-CW01205 | WIRE ROPE CRANE - MONORAIL (insp Liftsafe) | THC-MCS-LD | Lifting Device | Lifting Device |  |  | http://www.toronto.ca/TWONTO#crane |  | Mechanical Services, Lifting Device
89874 | 40620 | YCS-CHEM-LAB | Computer Location | YCS-ADMIN-BLDG | [6 empty] | Building Location
15983 | 24097 | FHA-AUX-ANL-0021 | Druck Pressure calibrator SER# 5800639 | FHA-ELS-ELS | Pressure Sensor,Gauge,Pressure | Test Equipment |  | ANL | pressure_calibrator |  | Electrical/Instrumentation Test Equipment
146477 | 28091 | WTR-PTH-ELS | Electrical System | WTR-PTH | [6 empty] | Thornhill Pumping Station
26296 | 8959 | FHO-SES-SCBA-JUL | SCBA Cylinder Group 7 | FHO-SES-SQ-0002 | PPE,SCBA | Safety Equipment |  |  | http://www.toronto.ca/TWONTO#compressed_gas_cylinder |  | Emergency Breathing Apparatus
30949 | 88117 | FIS-FEQ-DR-0064(S) | Door, Fire, Flourode & Ammonia Building | FIS-GRK-STRC-0001 |  | Door |  | DR | http://www.toronto.ca/TWONTO#fire_rated_door
115493 | 34182 | TAB-PRM-LSHH-8072 | Switch, Level High-High, Primary Tanks, P.S #3, Basement, Scum Pump Room | TAB-PRM-P-8072 |  | Switch |  | LSHH | http://www.toronto.ca/TWONTO#level_switch |  | Pump, Sump
111098 | 7238 | TAB-DIG-SQ-0018 | Emerg. Eyewash Stn, Dig Tanks 1-4 Bsmt. South East Pillar | TAB-DIG-SQ-T01-04 | PPE,Eyewash Station | Safety Equipment |  | SQ | http://www.toronto.ca/TWONTO#emergency_eyewash |  | Digester Tanks 01-04, Safety Equipments
139515 | 58725 | THR-WA3-LD-0050 | Sling, Nylon, Work Area 3 ( 2" X 6') | THR-SES-LD | Lifting Device,Sling | Lifting Device |  | LD | synthetic_web_sling |  | Lifting Device, Safety Equipment
13833 | 78088 | COL-PGA-GRF-0001 | Indicator, Ground Fault | COL-PGA-MISC |  |  |  | GRF |  |  | Miscellaneous Equipment
20502 | 12555 | COL-PMM-LSL-0102 | Switch,Level, Low, Wet Well #1 | COL-PMM-WEL-0100 | Switch,Level-Low | Switch |  | LSL | http://www.toronto.ca/TWONTO#level_switch |  | Wet Well
113062 | 61816 | TAB-EL2-MCC-6624 | Motor Control Centre, 600V | TAB-EL2-MCC | Control Panel,MCC | Motor Control Centre |  | MCC | http://www.toronto.ca/TWONTO#LV_electrical_panel |  | Motor Control Center- South Substation
18680 | 62453 | FHA-SES-SQ-0072 | DBI SALA 6’ shock absorber lanyard Ser E00401007EDDBEB5 | FHA-SES-SQ-6 |  | Safety Equipment |  | SQ | lifeline |  | Safety Fall Protection Equipment
4961 | 54700 | COL-PMM-FN-0005 | Fan, Exhaust | COL-PMM-CP-0100 | Fan | HVAC |  | FN | http://www.toronto.ca/TWONTO#blower_or_fan_with_drive |  | Ventillation control panel
79450 | 13624 | THR-THK-POL-8002 | Polymer Preparation Unit System, Unit #2 | THR-THK-POL | Chemical Feeder,Powder | Chemical Feeder |  | POL | http://www.toronto.ca/TWONTO#polymer_preparation_system |  | Polymer Systems, Sludge Thickening
143741 | 32657 | WTR-PEL-TRW | Treated Water (Transmission) | WTR-PEL | [6 empty] | Ellesmere Pumping Station
118812 | 37627 | TAB-STR-RPU-0503 | RPU-GE0503 | TAB-STR-RPU |  | Remote Processor Unit |  | RPU | http://www.toronto.ca/TWONTO#RPU_panel |  | Aeration Gallery - RPUs
96275 | 77061 | FIS-ELS-MCC-0300 | MCC,600 V,Raw Water Pumping Station,Upper Level,East | FIS-ELS | Control Panel,MCC | Motor Control Centre |  | MCC | http://www.toronto.ca/TWONTO#LV_electrical_panel |  | System, Electrical Distribution System
127993 | 67146 | THC-PRM-ZSH-0975 | Switch, Position High, Mech Home, Valve 0971 | THC-PRM-V-0971 |  | Switch |  | ZSH | http://www.toronto.ca/TWONTO#position_switch |  | Valve, Hydraulic Cylinder, Scum Skimmer, Primary Clarifier 0900, SW Plant
38593 | 75134 | SQ-47077 | FHO SCBA #5 | FHO-SES-SQ-0002 | PPE,SCBA | Safety Equipment | 32129 |  | http://www.toronto.ca/TWONTO#self-contained_breathing_apparatus |  | Emergency Breathing Apparatus
76941 | 30355 | THR-PLT-HS-0221 | Switch, Hand, Conveyor 0221, Path A,B, Head house, Preliminary Treatment, Screening | THR-PLT-CV-0221 | Switch,Hand | Switch |  | HS | hand_switch |  | Conveyor, Screw, Bar Screen, Path B, Head house, Preliminary Treatment - S
145768 | 12569 | WTR-PPD-ZS-0004 | Position Switch, open/close | WTR-PPD-AUX | Switch,Position | Switch |  | ZS | http://www.toronto.ca/TWONTO#position_switch |  | Auxiliary Equipment (Building Facilities)
14040 | 38437 | FCL-RW-SCREENS | Raw Water Sreening | FCL-RW | [6 empty] | Raw Water
95132 | 92877 | FHO-TRW-FSL-0005 | Switch,Flow,Low,Secondary TRW Suction Channel Sampling Line,Ozone Building,S2,Dispersion Pump Room | FHO-TRW | Switch,Flow-Low | Switch |  | FSL | http://www.toronto.ca/TWONTO#flow_switch |  | Treated Water System
50027 | 2562 | TAB-PLT-P | P Building - Preliminary Treatment | TAB-PLT | [6 empty] | Preliminary Treatment
112138 | 10554 | TAB-DIS | Disinfection | TAB-WORK-AREA-SOL | [6 empty] | TAB Work Area Sol
97378 | 86112 | FIS-MCS-T-3501 | Tank, Domestic Hot Water, Gaseous Chemical Building, Machine shop | FIS-MCS |  | Tank |  | T | http://www.toronto.ca/TWONTO#tanked_hot_water_heater |  | Mechanical Services
119676 | 32681 | TAB-WA1-SQ-1105 | Sling | TAB-WA1-SQ-1000 | Lifting Device,Sling | Lifting Device |  | SQ | http://www.toronto.ca/TWONTO#fall_protection_sling |  | WA1 Lifting Devices and Slings
120414 | 98116 | THC-ACC-DM-0094 | VAV Box, Admin Building, Ground Floor, Meeting Room 133 | THC-ACC-AHU-0091 |  | HVAC |  | DM | http://www.toronto.ca/TWONTO#air_damper |  | Air handling Unit, Ground Floor East Zone(Field Services), Admin Building Roof
26386 | 84248 | FHO-SES-SQ-7010 | Eyewash & Shower, Station # 10, Chemical Building, L1, Chemical Machine Room(s) Hall | FHO-SES-SQ-0004 | PPE,Eyewash Station | Safety Equipment |  | SQ | http://www.toronto.ca/TWONTO#emergency_eyewash_and_shower |  | First Aid
120523 | 60480 | THC-ACC-DM-6162 | Damper, Outlet, Exhaust Fan FN-6160, Ground Floor Storage Room, Headworks | THC-ACC-FN-6160 | Damper/Louver | HVAC |  | DM | http://www.toronto.ca/TWONTO#air_damper |  | Fan, Exhaust, Lower Level 1, Serving Sump Storage Room, Headworks
113416 | 87753 | TAB-ELS-PRJ-0003 | Plant Services project | 52349 |  |  |  | PRJ |  |  | TAB Power Distribution
107324 | 6492 | TAB-ACC-PDS-3918B | Switch,Pressure ,Supply fan, AHU3918 | TAB-ACC-AHU-3918SUS | Switch,Pressure | Switch |  | PDS | http://www.toronto.ca/TWONTO#pressure_switch |  | AHU, Heat Recovery Bldg
129949 | 51199 | THR-ACC-FSL-0009 | Switch, Flow, Low, Main Glycol Recirculating Pump 0205A, Ground Floor | THR-ACC-P-0205A | Switch,Flow-Low | Switch |  | FSL | http://www.toronto.ca/TWONTO#flow_switch |  | Pump, Glycol Skid Recirculation
27815 | 70049 | COL-PVM-GRF-0001 | Indicator, Ground Fault | COL-PVM |  |  |  | GRF |  |  | Valleymede Sewage Pumping Station
79349 | 41843 | THR-THK-GQ1 | Grounds, Thickening, Work Area 1 | THR-THK-GRK1 |  | Grounds |  |  | space |  | Thickening, Ground & Structural
90724 | 42462 | FHO-CLA-CHL-0201 | Chlorinator, Pre Chlorination Train 2, Chemical Building, L1, Machine Room | FHO-CLA-CHL-0201-KQ | Chemical Feeder,Gas | Chemical Feeder |  | CHL | http://www.toronto.ca/TWONTO#chlorinator_system |  | Pre Chlorination Train 2
9647 | 28810 | DOS-YCM-PPE-6456430 | Rubber Electrical High Voltage Insulating Glove, Class 0, 11 Inch | FAC-YCM-SES | PPE,Insulated Glove | Safety Equipment |  | PPE | http://www.toronto.ca/TWONTO#rubber_insulating_gloves |  | SAFETY & ENVIRONMENTAL SERVICES
34603 | 82659 | MAIN-263 | Main 263 | WTR-MT1 | [6 empty] | Work Area 1 EAST Mains and Chambers
146849 | 90129 | WTR-REG-TSL-0001 | Switch, Temperature-Low, Building | WTR-REG-AUX | Switch,Temperature-Low | Switch |  | TSL | http://www.toronto.ca/TWONTO#temperature_switch |  | Auxiliary Equipment (Building Facilities)
75236 | 72266 | THR-FT-T-0600 | Tank, Final Settling, Mixed Liquor, Secondary Clarification - South (Tank#06) | THR-FT-T | Tank | Tank |  | T | http://www.toronto.ca/TWONTO#sedimentation_tank |  | Final Sedimentation Tank & Dedicated WAS Pumping
122911 | 82092 | THC-DEW-SLFR-6411 | Sliding Frame,BTU Hopper 6400,Solids Treatment | THC-DEW-T-6400 | Tank,Non-Pressurized | Tank |  | SLFR | http://www.toronto.ca/TWONTO#valve |  | Tank,BTU 1000 Hopper,Solid Treatment
117512 | 93432 | TAB-SA-RPU-0731 | RPU, Air Compressor, Controller, Auxiliary Systems Building, Main Floor | TAB-SA-C-0100 | RPU | Remote Processor Unit |  | RPU | http://www.toronto.ca/TWONTO#RPU_panel |  | Air Compressor, Auxiliary Systems Building, Main Floor
77678 | 58456 | THR-DIS-FN-0200 | Fan, Washroom, Disinfection Building | THR-DIS | Fan | HVAC |  | FN | http://www.toronto.ca/TWONTO#blower_or_fan_with_drive |  | Disinfection
87196 | 33341 | TNT-PRM-SP-0001 | Sampler, Automatic, Primary Effluent Auto Sampler, Primary Treatment | TNT-PRM | Sampler | Sampler |  | SP | http://www.toronto.ca/TWONTO#auto_sampler |  | Primary Treatment
31361 | 91999 | IU2026 | Auxilliary Building Air Equipment | TAB-AI | [6 empty] | Local Compressed Air Equipment
81943 | 28552 | VP2043 | Gas Detector, Portable, MSA Passport 4 Channel, Dig. 13 - 16 | TAB-ELS-AM | Air Handling Unit | Safety Equipment |  |  | http://www.toronto.ca/TWONTO#portable_gas_detector |  | WA8 Safety Equipment Gas Detectors, Plant Wide
43864 | 73403 | FCL-ACC-HTR-0011 | Heater, Unit, Electric, 15kW, Gaseous Chemical Building, Cl & SO2 Machine Room N/E | FCL-ACC-CL |  |  |  | HTR |  |  | Gaseous Chemical Building HVAC Equipment
59254 | 80878 | THC-ACC-MAN-0031 | Manifold, Snow Melting System, Zone #3, Admin Building | THC-ACC-BLDG K |  | HVAC |  | MAN | http://www.toronto.ca/TWONTO#pipe_manifold |  | Administration Building, HVAC
87604 | 95414 | WTR-PRH-FS-1201 | Switch, Air Flow, SCR-1200, Generator Room | WTR-PRH-SCR-1200 | Switch,Flow | Switch |  | FS | http://www.toronto.ca/TWONTO#flow_switch |  | Selective Catalytic Reduction, Reactor , Generator Room
78739 | 90015 | FHA-MCS-MT-0601 | Machine Tool, Band Saw, Horizontal, Service Building, Machine Shop | FHA-MCS-MEQ | Machine Tool,Saw | Tool |  | MT | http://www.toronto.ca/TWONTO#band_saw |  | Machine Shop & Equipment
160 | 11503 | 535058 | Extinguisher, Fire, SN# 535058, Dry, 18 lbs, Ozone #1, Aeration | TAB-WA7-FEQ-2148S | Fire Prevention,Extinguisher |  | 32990 |  |  |  | Extinguisher, Fire - Aeration
118138 | 5509 | TAB-SLO-FN | Fans, Odour Control Building | TAB-SLO-LOADING | Fan | [5 empty] | Sludge Loading - Bio-Solids
50280 | 90830 | TAB-PLT-STR-9408D | Strainer, (Micro bubbler), Inlet, to FIT, Conduit 8 | TAB-PLT-G-D | Strainer | Filter |  | STR | http://www.toronto.ca/TWONTO#strainer |  | D Building - Conduits 6-11
8405 | 47008 | DE1022A | Chiller, Liquid | TAB-ACC-CI | H.V.A.C.,Chiller | HVAC |  |  | http://www.toronto.ca/TWONTO#chiller |  | Chiller and Air Coolers
37598 | 87628 | NX6203A | Air Conditioner, AHU, Polymer Bldg, Dewatering Building Roof | TAB-ACC-CI | H.V.A.C.,Air Conditioner | HVAC |  |  | http://www.toronto.ca/TWONTO#air_condition |  | Chiller and Air Coolers
20671 | 94539 | FHO-AM-P-0101-KQ | Ammonia Train 1 | FHO-AM |  |  | 32564 | P |  |  | Ammoniation
126137 | 20190 | THC-INC-LAG-0002 | Ash Lagoon, North | THC-INC | Lagoon |  |  | LAG |  |  | Incineration Process
9120 | 39731 | COL-YKP-DA-1734514 | Davit Mast-1734514 | COL-YKP-DA | Safety | Safety Equipment |  | DA | davit_base |  | Davit Arm Assembly
67927 | 3299 | FCL-TRW-PSL-0002 | Switch, Pressure-Low, District 2, Treated Water Pumping Station | FCL-TRW | Switch,Pressure-Low | Switch |  | PSL | http://www.toronto.ca/TWONTO#pressure_switch |  | Treated Water
8508 | 19275 | COL-RBB-DM-0001 | Damper/Louver, Fan 0001 | COL-RBB | Damper/Louver |  |  | DM |  |  | Western Beaches Tunnel (Battery Park)-Storm
40111 | 51825 | DA0153A | Air Handling Unit, ECB 5-Dew.Bldg. | TAB-ACC-AHU | Air Handling Unit | HVAC |  |  | http://www.toronto.ca/TWONTO#air_handler_unit |  | Air Handling Unit & Supply Fan
67350 | 49365 | FCL-TRW-LSHH-0002 | Switch, Level-High-High, Tank 0002, Surge Tank Building | FCL-TRW-4 | Switch,Level-High-High | Switch |  | LSHH | http://www.toronto.ca/TWONTO#level_switch |  | Surge Suppression
57884 | 30545 | THC-AER-LSL-7241 | Switch,Level-Low,Oil Tank 7240, Blower 7200,Phase I & IV Blower Building | THC-AER-T-7240 | Switch,Level-Low | Switch |  | LSL | http://www.toronto.ca/TWONTO#level_switch |  | Tank, Oil, Blower, Aeration
94940 | 46244 | FHO-SM-SQ-0002 | Emergency Kit, Chlorine, Chemical Building, S2, East Corridor, North | FHO-SM | Safety,Emergency Kit | Safety Equipment |  | SQ | emergency_kit |  | Spill Containment & Chemical Sump Systems
90839 | 94698 | FHO-CLB-EV-0101 | Evaporator, Post Chlorination Train 1 West, Main Floor, Chemical Machine Room | FHO-CLB-CHL-0101 | Evaporator,Chlorine | Evaporator |  | EV | http://www.toronto.ca/TWONTO#chlorinator_system |  | Chlorinator, Post Chlorination Train 1 West, Chemical Building, L1, Evaporator Room
120138 | 66951 | TAB-WA8-SQ-0282 | Spill Response Kit, Universal | TAB-SUSPENDED ENTITY | Spill Kit | Safety Equipment | 34530 | SQ | http://www.toronto.ca/TWONTO#spill_kit |  | Suspended entities
11850 | 63964 | FCL-ELS-MCC-0622-SUS | Control Panel, MCC, Filter Building Process, Electrical Switchgear Room | FCL-SUSPENDED | Control Panel,MCC | Motor Control Center | 36544 | MCC | http://www.toronto.ca/TWONTO#LV_electrical_panel |  | Suspended entity
89708 | 85787 | WTR-WA1 | District East Location | WTR-SPC | [6 empty] | Process Control Systems - Services Area
78926 | 83257 | THR-SES-SQ-8629 | Harness, Full Body PPE Jeffrey Foxton | THR-SES-SQ-9134 | Safety | Safety Equipment |  | SQ | http://www.toronto.ca/TWONTO#fall_arrest_harness |  | Lanyard for Harness 6 ft., PPE Stan Chatzinikolau
50543 | 53203 | FCL-DCL-FSL-0004A-SUS | Switch, Flow Low, Discharge, FCL-AFTER SO2 Sample Pump 0002A, Sampling Pumps | FCL-SUSPENDED | Switch,Flow-Low | Switch | 36429 | FSL | http://www.toronto.ca/TWONTO#flow_switch |  | Suspended entity
10790 | 70301 | FCL-ACC-V-0407 | Valve, Control, HE-0407 Cooling Water Supply, High Lift Switchgear Room Ventilation, PS Corridor | FCL-ACC-HE-0407 |  |  |  | V |  |  | Heat Exchanger, Cooling Coil, FN-0409 Exhaust, High Lift Switchgear Room Ventilation, Elec.Equipment Rm
8247 | 18253 | COL-PWR-GDR-5500 | Grinder, Comminutor | COL-PWR-SUSPENDED | Grinder |  | 35039 | GDR |  |  | West Rouge P.S.suspended entities
114722 | 24872 | TAB-PLT-MSL-0241 | Switch, Motion Low, Screenings Distribution Conveyor CV-0240, Truck Loading Area, P Bldg. | TAB-PLT-CV-0240 | Switch,Motion | Switch |  | MSL | http://www.toronto.ca/TWONTO#motion_sensor_element |  | Conveyor, Reversing, Screenings Distribution, Truck Loading Area, P Bldg.
31140 | 21747 | FIS>BLD>FLTR>MEZ | FIS Facility, Filter Building, Main Floor, Mezzanine | FIS-ELS | [6 empty] | System, Electrical Distribution System
65831 | 41594 | FCL-SPC-COM-1911 | Communication, Multinet, RMF Centrifuge Building, Control Room, RPU-1921 Panel | FCL-CENTRIFUGE BLDG |  |  |  | COM |  |  | Building Location
24546 | 29322 | COL-PRD-LSHH-0004 | Switch, Level High-High | COL-PRD-MISC | Switch,Level |  |  | LSHH |  |  | Miscellaneous Equipment
32165 | 57414 | COL-RBC-MISC | Miscellaneous Equipment | COL-RBC | [6 empty] | Cowan Shaft (WBT)-storm
127031 | 93241 | THC-PLT-BIOFILTER | Biofilter system | THC-PLT | [6 empty] | Preliminary Treatment (Grit and Screenings)
110731 | 15371 | TAB-DIG-GAS | Digester Gas Control | TAB-WORK-AREA-6 | [6 empty] | Work Area 6
107102 | 56704 | TAB-ACC-HTR-6421 | Heater, Unit, Hot Water, AHU-6420, Roof, Grit Bldg., P Bldg. | TAB-ACC-AHU-6420 | H.V.A.C.,Heater | HVAC |  | HTR | http://www.toronto.ca/TWONTO#heater |  | Air Handling Unit, Roof, Grit Bldg., P Bldg.
128555 | 32735 | THC-SES-GAS | Gas Detectors and Monitors | THC-SES | [6 empty] | Safety & Environmental Services
43775 | 27429 | TAB-DEW-P-0431 | Pump, Baby Schwing #4, Sludge Cake Transfer, Dewater. Bldg, 2/F SE Middle | TAB-DEW SLUDGE CAKE | Pump | Hydraulic System | 33572 | P | http://www.toronto.ca/TWONTO#pump |  | Sludge Cake Pumping
139703 | 49780 | TNT-ACC-PSH-5101 | Switch, Pressure, High,Oil Pump #5101 | TNT-ACC-P-5101 | Switch,Pressure | Switch |  | PSH | http://www.toronto.ca/TWONTO#pressure_switch |  | Pump, Furnace Oil, to Boiler #5100
132936 | 41998 | THR-DIG-SSH-5154A | Digester Gas Mixing, Tank 0200, Solids Treatment, Digester Tanks 1-6 | THR-DIG-MX-0200 | Switch,Speed-High | Switch |  | SSH | http://www.toronto.ca/TWONTO#speed_switch |  | Digester Gas Mixing, Digester Tank 0200
115446 | 87621 | TAB-PRM-FSL-6507 | Switch ,Flow, Low,Flushing water to Pump-P-2501 | TAB-PRM-P-2501? | Switch,Flow | Switch | 34243 | FSL | http://www.toronto.ca/TWONTO#flow_switch |  | Pump, Scum
8556 | 96920 | COL-RBB-MISC | Miscellaneous Equipment | COL-RBB | [6 empty] | Western Beaches Tunnel (Battery Park)-Storm
23635 | 11179 | FHO-FLT-F-0401 | Filter Bed # 4 | FHO-FLT | Tank,Reservoir | Tank |  | F | http://www.toronto.ca/TWONTO#filtration_tank |  | Filtration
8560 | 20482 | COL-RBB-P-0103 | Pump, Centrifugal | COL-RBB | Pump |  |  | P |  |  | Western Beaches Tunnel (Battery Park)-Storm
92630 | 3597 | FHO-FILTER-BLDG | Building Location | FHO-EUS | [6 empty] | Production & End User Support
6741 | 81113 | COL-PSW-FN-0003 | Fan, Exhaust | COL-PSW | Fan | HVAC |  | FN | http://www.toronto.ca/TWONTO#blower_or_fan_with_drive |  | Swansea Pumping Station
15455 | 39516 | FCL-WWW-LSH-0012 | Switch, Level, High, Sanitary Sump, RMF Clarification Facility, Pump Room North | FCL-WWW-P-0001 |  |  |  | LSH |  |  | Pump Sanitary Clarification Building, South
61144 | 58817 | THC-ELS-SQ-1342223 | Spares, Electrical Safety rubber gloves, High Voltage, Class 0, # 1342223 | THC-SES-SQ | PPE,Insulated Glove | Safety Equipment | 40940 | SQ | http://www.toronto.ca/TWONTO#rubber_insulating_gloves |  | Safety Equipment
122363 | 29501 | THC-CW-SQ-0122 | Emergency Eyewash & Shower,Phosphorous Removal, Tunnel 12 by Phosphorus Dosing Pumps | THC-PRS-T-0100 | PPE,Eyewash Station | Safety Equipment | 46016 | SQ | http://www.toronto.ca/TWONTO#emergency_eyewash_and_shower |  | Tank, FRP, Ferrous Chloride, Storage, Storage Tank Area
93239 | 51426 | FHO-GRK-DR-2003S | Door, (FD-S2-03), Fire Rated, Clarifier Building, S2, Clarifier 1 Entrance | FHO-GRK-FEQ-0001 | Fire Prevention,Door | Door |  | DR | http://www.toronto.ca/TWONTO#fire_rated_door
279 | 23684 | AFTER SO2 | After SO2 Sampling | FHA-SAMP | [6 empty] | Sampling Systems
113705 | 62007 | TAB-INCINERATOR BLDG | Building Location | TAB-SPC | [6 empty] | Process Control Systems - Services Area
28834 | 29986 | FIS-ELS-LS-2203 | Switch, Level, Float, Fuel Oil Day Tank T-2202 Spill Containment, Workshop Building, Main Floor, Generator Room | FIS-ELS-T-2202 |  | Switch |  | LS | http://www.toronto.ca/TWONTO#level_switch |  | Tank, 450 L, Generator GEN-2200 Fuel Oil Day Tank, Workshop Building, Generator Room
26372 | 34886 | FHO-SES-SQ-6260 | Lanyard, Serial Number 982 000 172 407 742, Kevin Boudreault | FHO-SES-SQ-0009 | PPE,Lanyard | Safety Equipment |  | SQ | lifeline |  | Fall Lanyards
18469 | 63849 | FHA-SES-LDR-0424 | FHA-SES-LD-0028 - 8' Ladder Fiberglass Orange ( Room above Decant Tanks ) | FHA-SES | Safety | Safety Equipment |  | LDR | http://www.toronto.ca/TWONTO#ladder |  | Safety & Environmental Services
109726 | 29743 | TAB-DEW-PSH-0411 | Switch, Pressure,High, Sludge Feed Pump 0411 | TAB-DEW-P-0411 | Switch,Pressure-High | Switch |  | PSH | http://www.toronto.ca/TWONTO#pressure_switch |  | Pump, Sludge Feed 0411
128741 | 30666 | THC-SES-MEQ-0614 | Anchor, Fall Arrest, Electrical Building and RAS Pumphouse, Roof, SW Plant | THC-ACC-BLDG H |  | Safety Equipment |  | MEQ | fall_arrest_anchor |  | Phase I Aeration Building, HVAC
43855 | 83424 | FCL-ACC-HE-0407 | Heat Exchanger, Cooling Coil, FN-0409 Exhaust, High Lift Switchgear Room Ventilation, Elec.Equipment Rm | FCL-ACC-FN-0409 |  |  |  | HE |  |  | Destiny Air Handling Unit- High Lift Corridor S/W
119926 | 2994 | TAB-WA4-P-0001 | WA4 Sump Pumps | TAB-WORK-AREA-SOL |  |  |  | P |  |  | TAB Work Area Sol
80238 | 49714 | FHA-SED-ZSH-0102 | Switch, Limit, Access Hatch Zone 1, | FHA-SED |  | Security System |  | ZSH | http://www.toronto.ca/TWONTO#position_switch |  | Sedimentation
78705 | 77667 | THR-SES-PGM-89474 | Personal Gas Meter | THR-SES-SQ-PGM | Safety | Safety Equipment | 40088 | PGM | http://www.toronto.ca/TWONTO#portable_gas_detector |  | Personal Gas Meter
53584 | 88317 | TAB-SES-LTG-2280D | Lighting, 2 LED heads, PRS Bldg | TAB-STR-SQ | Lighting | Safety Equipment |  | LTG | http://www.toronto.ca/TWONTO#lighting_unit |  | WA2 Safety Equipment,lifting devices, ladders, Eye Wash station, First Aid Kits, Lock out stations
66519 | 18017 | THC-STR-LSH-0158 | Level Switch High,Sump,T33 East Final Tank 0200,Building A | THC-STR-P-0158 | Switch,Level | Switch |  | LSH | http://www.toronto.ca/TWONTO#level_switch |  | Pump, Sump, Secondary Treatment
97419 | 41471 | FIS-PCL-T-0101 | Tank, PACL Storage, Workshop Building, Chemical Storage | FIS-PCL | Tank | Tank |  | T | http://www.toronto.ca/TWONTO#chemical_storage_tank |  | PACL System
101466 | 49647 | LD50894 | Chain Hoist, Kito, 2 t, Tag # 4, WA2 | TAB-SES-LD | Lifting Device | Safety Equipment |  |  | http://www.toronto.ca/TWONTO#lifting_equipment_hoist |  | WA2 Lifting devices
4287 | 36583 | COL-PFB-LSL-0102 | Switch, Level-Low | COL-PFB | Switch |  |  | LSL |  |  | Fallingbrook Pumping Station
147604 | 15130 | YTF-A BLDG | Building Location | YTF SPC | [6 empty] | Process Control Systems - Services Area
137094 | 43932 | THR-PLQ-PRM | Primary Treatment, Work Area 2 | THR-PLQ-WA2 | [6 empty] | Plumbing, Work Area 2
107309 | 48179 | TAB-ACC-PDS-1250A | Switch,Pressure ,Filter, AHU1250 | TAB-ACC-AHU-1250 | Switch,Pressure | Switch |  | PDS | http://www.toronto.ca/TWONTO#pressure_switch |  | Air Handing unit,Flotation Bldg
122925 | 39006 | THC-DEW-T-6700 | Tank, Dewatered Biosolids Pump P-6710 Hopper, Solids Treatment | THC-DEW-CENTRATE | Tank,Non-Pressurized | Tank |  | T | http://www.toronto.ca/TWONTO#storage_tank |  | Centrate System Dewatering
9535 | 24305 | DIS-YNL | Building Location | DIS-EUS | [6 empty] | Production & End User Support
11804 | 77366 | FCL-DCL-PSL-0101 | Switch, Pressure-Low, Supply Header 1, Sulpher Dioxide System | FCL-DCL-SO-0101 | Switch,Pressure-Low | Switch |  | PSL | http://www.toronto.ca/TWONTO#pressure_switch |  | Sulphonator, Sulphur Dioxide System, Machine Room,Gaseous Chemical Building
27833 | 73478 | COL-PVM-SW-0002 | Switch, Heater 0001 | COL-PVM-MISC | Switch |  |  | SW |  |  | Miscellaneous Equipment
87500 | 15087 | WTR-PEL-DR-0008 | Door | WTR-PEL-AUX | Door | Door |  | DR | http://www.toronto.ca/TWONTO#door
117193 | 52293 | TAB-RSP-FSL-1031 | Switch ,Flow, Low,Exhaust Air, T Bldg. Odour Control Unit | TAB-RSP-SB-1030 | Switch,Flow | Switch |  | FSL | http://www.toronto.ca/TWONTO#flow_switch |  | Carbon Scrubber, T Bldg
37254 | 50316 | NX2081A | Fan, Air Intake Unit, Dewatering Bldg. | TAB-ACC-AHU-DEW | Fan | HVAC |  |  | http://www.toronto.ca/TWONTO#blower_or_fan_with_drive |  | AHUs/Supply Fans Dewater. Bldg.
29858 | 68829 | FIS-POL-FSL-1101 | Switch, Flow-Low, Water Inlet, Skid 1100, RMF Building, Main Floor, RMF Polymer Feed Room | FIS-POL-P-1101 | Switch,Flow-Low | Switch |  | FSL | http://www.toronto.ca/TWONTO#flow_switch |  | Pump,Diaphragm, Skid 1100, Polymer Storage room
68045 | 75237 | FCL-TRW-T-0002 | Vessel, Pressure, Surge, Surge Tank Building | FCL-TRW-4 | Vessel,Pressure | Tank |  | T | http://www.toronto.ca/TWONTO#pumping_surge_suppression_tank |  | Surge Suppression
133917 | 37701 | THR-DIS-CP-0001 | Panel,ControlPanel,Pump Skids, Disinfection Building Main Floor | THR-DIS-P-0110 | Control Panel,Power Distribution Panel | Power Distribution Panel |  | CP | http://www.toronto.ca/TWONTO#process_control_panel |  | Pump, Diaphragm, Chemical Metering, Skid#1 Disinfection Building Main Floor
94805 | 77630 | FHO-SES-SCBA-0050 | Cylinder, SCBA, Air Pack, 3000 PSI, Ser #1480DV | FHO-SES-SQ-0001 | PPE,SCBA | Safety Equipment |  | SCBA | http://www.toronto.ca/TWONTO#compressed_gas_cylinder |  | Safety Equipment
118238 | 2183 | TAB-SLO-SQ-9106 | First Aid Kit-Truck Loading Bldg. Workshop | TAB-SLO-SES | Safety,First Aid Kit | Safety Equipment |  | SQ | http://www.toronto.ca/TWONTO#first_aid_kit |  | TABWA4 Health and Safety Equipment
139134 | 35685 | THR-THK-PSL-3050 | Switch, Pressure Low, Centrifuge Feed Pump-3050 | THR-THK-P-3050 | Switch,Pressure-Low | Switch |  | PSL | http://www.toronto.ca/TWONTO#pressure_switch |  | Centrifuge Feed Pump
120029 | 90650 | TAB-WA5-SQ-9844 | Lanyard 4 Ft | TAB-WA5-SQ |  | Safety Equipment |  | SQ | lifeline |  | WA5 Safety Equipment
31117 | 95242 | FIS-WWW-LSLL-0701 | Switch,Level-Low-Low, Pump Well, Settling Basin 0701 | FIS-WWW-T-0701 | Switch,Level-Low-Low | Switch |  | LSLL | http://www.toronto.ca/TWONTO#level_switch |  | Tank, RMF Settling Basin 7, Filter Backwash Waste, Settling Basin Area
76249 | 1867 | THR-NGS-CG | Natural Gas System, Co-Generation | THR-DIG | [6 empty] | Digester
96283 | 26662 | FIS-ELS-PDP-0201 | Power Distribution Panel,Workshop Building Main Floor,347 / 600V,250A,3ph,3W | {FIS-ELS-PDP} | Control Panel,Power Distribution Panel | Power Distribution Panel |  | PDP | http://www.toronto.ca/TWONTO#LV_electrical_panel |  | Asset Group, Power Distribution Cabinets,600 V,Island WTP
9180 | 35102 | COL-YKP-FAK-0019(S) | First Aid Kit, Truck #062084 (RAM 2500) | COL-YKP | Safety,First Aid Kit | Safety Equipment | 39045 | FAK | http://www.toronto.ca/TWONTO#first_aid_kit |  | Kipling Yard
62790 | 77224 | FCL-FLT-LSL-1801-SUS | Switch, Level-Low, Filter 1801, , Filter No.1801 | FCL-SUSPENDED | Switch,Level-Low | Switch | 36626 | LSL | http://www.toronto.ca/TWONTO#level_switch |  | Suspended entity
4105 | 91384 | COL-PCU-LTG-0002S | Lighting, Emergency, Electrical Room | COL-PCU-MISC | Lighting,Emergency | Safety Equipment | 42942 | LTG | http://www.toronto.ca/TWONTO#lighting_unit |  | Miscellaneous Equipment
76214 | 65775 | THR-MCS-LD-9862 | Gantry Crane(make;eme) ,2200lbs,, top of South Aeration Tanks(this is a Fall Arrest Davit and not to be load tested) | THR-LD-WA4 | Lifting Device,Hoist,Manual | Lifting Device |  | LD | http://www.toronto.ca/TWONTO#crane |  | Lifting Devices, Chain Hoist, Come Along & Slings
48196 | 63497 | TAB-ELS-SQ-3005 | PPE Cabinet with PPE- Plant Water Pumping Station | TAB-ELS-ESQ | PPE | Safety Equipment |  | SQ | ppe_cabinet |  | Electrical Safety Equipment
55862 | 29012 | FCL-ELS-LSH-0001 | Switch, Level, High, Transfer Pump P-0100 Containment, Low Lift Building, Screen Room | FCL-ELS-PS-0003 | Switch,Level-High | Switch |  | LSH | http://www.toronto.ca/TWONTO#level_switch |  | Emergency Power
111123 | 24456 | TAB-DIG-T-0560 | Tank, moisture /Sediment Trap- in Gas delivery line | TAB-DIG-FX-T5-8 | Tank | Tank |  | T | sediment_trap |  | Digester Tanks 5-8, Flame Arrester, Condensate Tanks & Moisture Separators
11075 | 56278 | COL-PBP-LSH-0001 | Switch, Level-High | COL-PBP-MISC | Switch,Level | Switch |  | LSH | http://www.toronto.ca/TWONTO#level_switch |  | Miscellaneous Equipment
139412 | 89337 | THR-WA1-LD-799-5 | Sling, Nylon, Work Area 1 (NYLON SLING SIZE; 2" X 4', CAPACITY 6400 LBS, SN 1045799-5) A | THR-LD-WIRE-WA1 | Lifting Device,Sling | Lifting Device |  | LD | synthetic_web_sling |  | Slings, Wire Rope, Work Area 1
87 | 91194 | 50629 | WA7 Emerg. Eyewash and Shower Stations | TAB-SES-SQ | PPE,Eyewash Station | Safety Equipment |  |  | http://www.toronto.ca/TWONTO#collection_of_assets |  | WA7 Safety Equipment
65301 | 71046 | THC-ELS-MCC-1860 | Motor Control Centre,Sludge Storage Building | THC-ACC-BLDG D |  | Motor Control Center |  | MCC | http://www.toronto.ca/TWONTO#LV_electrical_panel |  | Sludge Holding Tanks Building HVAC
18412 | 1666 | FHA-SES-LD-0092 | 16' Single Ladder Aluminum in RMF at spliter box | FHA-SES | Safety | Safety Equipment |  | LD | http://www.toronto.ca/TWONTO#fixed_ladder |  | Safety & Environmental Services
114504 | 30878 | TAB-PLT-FSL-2101 | Switch, Flow, Low, Seal Water, Grit Pump 2100, Grit Slurry Pump Area | TAB-PLT-P-2100 | Switch,Flow-Low | Switch |  | FSL | http://www.toronto.ca/TWONTO#flow_switch |  | Pump, Centrifugal,Grit Slury, West Grit Gallery
10360 | 9869 | FCL-ACC-HTR-0257 | Heater, Convention, Electric, (CH-2C), 2kW, Dry Chemical Building Locker Room | FCL-ACC-P-LL |  |  |  | HTR |  |  | Low Lift Pumping Station HVAC Equipment
119839 | 54501 | TAB-WA2-SQ-5824 | Fall Limiter. Jaime | TAB-WA2-SQ-0001 | PPE,Harness | Safety Equipment |  | SQ | http://www.toronto.ca/TWONTO#fall_restricting_system |  | Fall Arrest System , Tripod and SRL
120121 | 48191 | TAB-WA7-LDR-0003 | Ladder, 4' Aluminium Ladder | TAB-SES-SQ | PPE | Safety Equipment |  | LDR | http://www.toronto.ca/TWONTO#ladder |  | WA7 Safety Equipment
96226 | 23288 | FIS-CL-T | Tank, Chlorine Tonners (Scale Changes & Deliveries) | FIS-GRK |  | Tank |  |  | http://www.toronto.ca/TWONTO#chemical_storage_tank |  | FIS Buildings & Grounds
147461 | 7094 | WU2020A | Tank, Expansion, 705A | TAB-SLD-P | Tank | Tank |  |  | expansion_tank |  | Pelletizer Bldg. - Thermal Oil Heating System, Pumps, Strainer & Expanasion Tanks
89693 | 89224 | WTR-SCA-OFFICE | Computer Location | WTR-WORK AREA 1 | [6 empty] | Building Location
20599 | 98942 | COL-PMT-LSL-0102 | Switch, Level-Low | COL-PMT | Switch |  |  | LSL |  |  | Military Trail Sewage Pumping Station
130527 | 49908 | THR-ACC-THK | Air Conditioning, AHU, HVAC, STB | THR-ACC-WA1 | H.V.A.C.,Air Conditioner | HVAC |  |  | http://www.toronto.ca/TWONTO#collection_of_assets |  | Air Conditioning, AHU, HVAC,Work Area1
33659 | 98896 | COL-YKP-DA-108189 | Davit Base Leg-108189 | COL-YKP-DA-0015S | Safety | Safety Equipment |  | DA | davit_base |  | Davit Arm Assembly with Upper Arm-1671130
37253 | 23294 | NX2081A | Fan, Air Intake Unit, Dewatering Bldg. | TAB-ACC-AHU | Fan | HVAC |  |  | http://www.toronto.ca/TWONTO#blower_or_fan_with_drive |  | Air Handling Unit & Supply Fan
7121 | 47442 | COL-PSB-LSL-0102 | Switch, Level-Low | COL-PSB-MISC | Switch |  |  | LSL |  |  | Miscellaneous Equipment
34716 | 58512 | MAIN-385 | Main 385 | WTR-LWA | [6 empty] | Work Area 2 Central Mains and Chambers
108802 | 38807 | TAB-AERATION-BLDG | Building Location | TAB-EUS | [6 empty] | Production & End User Support
74151 | 8781 | THR-EPS-T-0415 | Tank, Resevoir, Grease for Pump, Centrifugal 0416, Plant Service, Effluent Pump, Centrifugaling | THR-EPS-P-0410 | Tank,Reservoir | Tank |  | T | http://www.toronto.ca/TWONTO#chemical_storage_tank |  | Pump, Centrifugal, Screw
65090 | 21850 | THC-ELS-LP-4041A | Lighting Panel, Blower Room, Headworks | THC-ELS-TR-4041A | Control Panel,Lighting | Power Distribution Panel |  | LP | http://www.toronto.ca/TWONTO#LV_electrical_panel |  | Transformer, Lighting Panel, Blower Room, Headworks
32172 | 97630 | COL-RBC-UPS-0001 | UPS | COL-RBC | Uninterruptible Power Supply |  |  | UPS |  |  | Cowan Shaft (WBT)-storm
137353 | 88844 | THR-PLT-HS-1231 | Switch, Hand, Conveyor 1231, Path B, Preliminary Treatment, Grit Removal - Vortex - South Plant (Head house) | THR-PLT-CV-1230 | Switch,Hand | Switch |  | HS | hand_switch |  | Conveyor, Screw, Path 3, Preliminary Treatment, Grit Removal - Vortex - S
62637 | 22368 | THC-MCS-MEQ-0005 | Mechanical Equipment, Building M | THC-GRK-MCS |  | Tool |  | MEQ | http://www.toronto.ca/TWONTO#collection_of_assets |  | Mechanical Services
128949 | 61631 | THC-STR-PSL-1045 | Switch, Inlet, Pressure-Low, Pump 1040,Secondary Clarifier 1000,RAS Pumping Distribution - Phase 1 | THC-STR-P-1040 | Switch,Pressure-Low | Switch |  | PSL | http://www.toronto.ca/TWONTO#pressure_switch |  | Pump, Dewatering, Tank 1000, Secondary Clarifier, RAS/WAS
19850 | 14783 | COL-PLV-LSL-0102 | Switch, Level-Low | COL-PLV | Switch,Level |  |  | LSL |  |  | Livingston Road Pumping Station
33253 | 36021 | COL-SMC-TR-0001 | Transformer, Lighting | COL-SMC-MISC | Transformer |  |  | TR |  |  | Miscellaneous Equipment
139219 | 75731 | THR-THK-RPU-0007 | Remote Processor Unit, Thickening Main Centrifuge 1 | THR-ELS-STB | RPU | Remote Processor Unit |  | RPU | http://www.toronto.ca/TWONTO#RPU_panel |  | Electrical System, Sludge Thickening Building
26335 | 51643 | FHO-GRK-DR-4014S | Door, (FD-S4-14), Fire Rated, Chemical Building, S4, MCC Room, North | FHO-GRK-FEQ-0001 | Fire Prevention,Door | Door |  | DR | http://www.toronto.ca/TWONTO#fire_rated_door
3277 | 55468 | COL-MTI-ZSH-2401 | Door Switch, Spadina Control Chamber No.24, MTI | COL-MTI-CH-2400 | Switch | Switch |  | ZSH | http://www.toronto.ca/TWONTO#position_switch |  | Chamber,Spadina Control Chamber No.24, MTI
129976 | 14254 | THR-ACC-FSL-1702 | Switch, Flow-Low, Discharge, Blower for Boiler 1701, Plant Central Hot Water System, Hot Water Boilers | THR-ACC-BO-1701 | Switch,Flow-Low | Switch |  | FSL | http://www.toronto.ca/TWONTO#flow_switch |  | Boiler, Low Pressure, Hot Water, Plant Central Hot Water System, Hot Water Boilers (CRN-H9308.5,TSSA UID-65022707, SNo.-5.1103727)
29550 | 72906 | FIS-LAB | Sampling, Lab Equipment | FIS-SAMP | [6 empty] | Sampling Systems
40518 | 85415 | TAB-ACC-HS-6138 | Switch, Occupancy, Dig 5-8 Mech. Room | TAB-ACC-AHU-DIG | Switch | Switch |  | HS | hand_switch |  | AHUs/Supply Fans Dig. Bldg.
107393 | 67963 | TAB-ACC-PSH-1650 | Switch, Pressure, High, Filter, Fan 1650, Vestibule 101, Loading Bay | TAB-ACC-FN-1000 | Switch,Pressure-High | Switch |  | PSH | http://www.toronto.ca/TWONTO#pressure_switch |  | Fan, Supply, Ex. D--Bldg. Ex. Air Heating Room
81885 | 41382 | FHA-SES-LDR-0425 | FHA-SES-LD-0011 - 6' Ladder Fiberglass ( Electrical Shop ) | FHA-SES-LD-1 | Safety | Safety Equipment |  | LDR | http://www.toronto.ca/TWONTO#ladder |  | Ladders
45411 | 64593 | TAB-DIG-PSH-1673 | Switch Pressure,High,Delivery,Sludge Transfer Pump-1673 | TAB-DIG-P-1673 | Switch,Pressure | Switch |  | PSH | http://www.toronto.ca/TWONTO#pressure_switch |  | Pump, Sludge Transfer (DX2625) Digester Tank-16
132444 | 50220 | THR-DIG-FSL-3166 | Flow Switch, Pump Seal Water | THR-DIG-P-3116 | Transmitter,Pressure | Switch |  | FSL | http://www.toronto.ca/TWONTO#flow_switch |  | Pump, Centrifugal, Sludge Transfer, Digester Tank 0700
13176 | 1478 | FCL-FLT-F-0302 | Filter, Inlet Side of PDIT-0301, Filter F-0301, Filtration Pipe Gallery | FCL-FLT-PDIT-0301 |  |  |  | F |  |  | Transmitter, Pressure (Differential), Loss of Head for Filter 0301, Filter No.0301
30706 | 83026 | FIS-SES-SQ-6115 | Electrical Safety Gloves, High Voltage, Class 4, Group 1, # | FIS-SES | PPE,Insulated Glove | Safety Equipment |  | SQ | http://www.toronto.ca/TWONTO#rubber_insulating_gloves |  | Safety, Instrumentation & Environmental Services
93321 | 94871 | FHO-GRK-DR-3003S | Door, (FD-S3-03), Fire Rated, TRW Pump Building, S3, Air Compressor Room, East | FHO-GRK-FEQ-0001 | Fire Prevention,Door | Door |  | DR | http://www.toronto.ca/TWONTO#fire_rated_door
120080 | 83332 | TAB-WA6-SQ-7835 | Type1 | TAB-WA6-SQ | PPE | Safety Equipment |  | SQ | self_retracting_line |  | WA6 Safety Equipment
73156 | 12018 | THR-ACC-NR-707 | HVAC Unit & Fan, Electrical Shop | THR-ACC-ADM | H.V.A.C.,Heater,Unit | HVAC |  | NR | http://www.toronto.ca/TWONTO#heater |  | Air Conditioning, HVAC, Admin Building
2751 | 40351 | COL-CCC-LSLL-0101 | Switch, Level Low-Low | COL-CCC | Switch,Level | Switch |  | LSLL | http://www.toronto.ca/TWONTO#level_switch |  | Charles Caccia Park Storm Sanitary Combined Water Tank
65834 | 63493 | FCL-SPC-COM-2100 | Access Closet, RMF Centrifuge Building, Centrifuge Control Room | FCL-CENTRIFUGE BLDG |  |  |  | COM |  |  | Building Location
47540 | 69695 | TAB-EL1-TS-6113 | Power Distribution, Automatic Transfer Switch, Generator, Standby Power, 600V | TAB-EL1-MCC-6121 |  |  |  | TS |  |  | Motor Control Centre, 600V MCC
9142 | 68083 | FCL-ACC-AHU-0905 | Air Handling unit, RMF Clarification Facility, HVAC Room 1, Ground Floor, | FCL-ACC | Air Handling Unit | HVAC |  | AHU | http://www.toronto.ca/TWONTO#air_handler_unit |  | Climate Control (HVAC)
27672 | 50949 | FIS-ELS-PDP-0303 | Power Distribution Panel,Raw Water Intake House Lower Floor,347 / 600V,250A,3ph,3W | {FIS-ELS-PDP} | Control Panel,Power Distribution Panel | Power Distribution Panel |  | PDP | http://www.toronto.ca/TWONTO#LV_electrical_panel |  | Asset Group, Power Distribution Cabinets,600 V,Island WTP
8289 | 56348 | COL-PWR-LSL-0001 | Switch,Level, Low, Sump pump pit, Dry well | COL-PWR-SUSPENDED | Switch,Level-Low | Switch | 35108 | LSL | http://www.toronto.ca/TWONTO#level_switch |  | West Rouge P.S.suspended entities
62444 | 57409 | FCL-FLT-F-1602 | Filter, Inlet Side of PDIT-1601, Filter F-1601, Filtration Pipe Gallery | FCL-FLT-PDIT-1601 |  |  |  | F |  |  | Transmitter, Pressure (Differential), Loss of Head for Filter 1601, , Filter No.1601
32965 | 89973 | KR2202A | Unit Heater, Silo #1, Basement, Silo Building | TAB-ACC-HTR | H.V.A.C.,Heater | HVAC |  |  | http://www.toronto.ca/TWONTO#heater |  | Heaters- Convection,
119334 | 77624 | TAB-THK-RPU-0610 | RPU-GE0610 | TAB-THK-RPU | RPU | Remote Processor Unit |  | RPU | http://www.toronto.ca/TWONTO#RPU_panel |  | RPU Location
106287 | 64043 | TAB-ACC-DM-6591 | Damper, Motorized, Outside Air, AHU-6590, Roof, Workshop Bldg. | TAB-ACC-AHU-6590 | Damper/Louver | HVAC |  | DM | http://www.toronto.ca/TWONTO#air_damper |  | Air Handling Unit, Workshop Roof, P Bldg.
81773 | 14487 | TR-GRK-ES | Machine Shop, WTP Housekeeping | THR-STRC-WA3 |  | Grounds |  |  | space |  | Structural, Walls, Floors, Roofs, Ceiling, Work Area 3
76195 | 92083 | THR-MCS-LD-6760 | Come Along, Work Area 3 | THR-LD-WA3 | Lifting Device,Chain | Lifting Device |  | LD | winch |  | Lifting Devices, Chain Hoist, Come Along & Slings
137925 | 4838 | THR-PRM-RPU-0002 | RPU, Primary Treatment, South Tanks 0300 to 0600 (172.22.37.122) | THR-PRM-SOUTH | RPU | Remote Processor Unit |  | RPU | http://www.toronto.ca/TWONTO#RPU_panel |  | Primary Treatment, South Primary
98748 | 41697 | FPP-CCS-T-0001 | Phosphoric Acid Tank | FPP-LPL-PIP-0001 | Tank | Tank |  | T | http://www.toronto.ca/TWONTO#chemical_storage_tank |  | Lead Pipe Loop system
23689 | 55409 | COL-PPU-P-0200 | Pump, Centrifugal | COL-PPU | Pump |  |  | P |  |  | Port Union Road Sewage Pumping Station
72552 | 48081 | THR-ACC-CU-4802 | Condensing Unit, Air Conditioning, SE Roof, West Substation | THR-ACC-HVAC | H.V.A.C.,Air Conditioner | HVAC |  | CU | http://www.toronto.ca/TWONTO#AC_condenser_unit |  | Air Conditioning, Heating, Ventilation & Air Conditioning
135011 | 28171 | THR-ELS-PDP-2922 | Panel, Power Distribution, 208V, Electrical Room Head House MCC-2922 | THR-ELS-HH | Control Panel,Power Distribution Panel | Power Distribution Panel |  | PDP | http://www.toronto.ca/TWONTO#LV_electrical_panel |  | Electrical System, Head House and Engine Room
126848 | 38962 | THC-OCS-LQ | Odour Control System, THC Liquid | THCSLDMNT |  |  | 47500 |  |  |  | THC Solids Maintenance
107112 | 37700 | TAB-ACC-HTR-6513 | Heater, Unit, Hot Water, Workshop male Change Room, Screen Bldg., P Bldg. | TAB-ACC-HTR-PBLDG | H.V.A.C.,Heater | HVAC |  | HTR | http://www.toronto.ca/TWONTO#heater |  | Unit Heaters- P Bldg
129181 | 68209 | THC-THK-LSH-5972 | Switch, Level High, Centrate Tank T-5970 | THC-THK-T-5970 | Switch,Level-High | Switch |  | LSH | http://www.toronto.ca/TWONTO#level_switch |  | Tank,Centrate
119781 | 13031 | TAB-WA2-SQ-1111 | Lanyard.6', Georgi Grigorenko | TAB-WA2-SQ-0001 | PPE,Harness | Safety Equipment |  | SQ | lifeline |  | Fall Arrest System , Tripod and SRL
18785 | 10227 | FHA-GRK-DR-0101 | Door, Overhead, RMF, Car Parking, First Garage West | FHA-GRK-PRTY-0001 | Door,Overhead | Door |  | DR | http://www.toronto.ca/TWONTO#roll_up_door
118367 | 96207 | TAB-SPC | Process Control Systems - Services Area | TAB-ITM | [6 empty] | Integrated Technology Management
63746 | 93042 | THC-PLT-PSH-2412 | Switch, Pressure, High, Blower BL-2400, Blower Room, Channel Aeration | THC-PLT-BL-2400 | Switch,Pressure-High | Switch |  | PSH | http://www.toronto.ca/TWONTO#pressure_switch |  | Blower, Blower Room, Channel Aeration
10119 | 82280 | FCL-ACC-FLT | Filter Building HVAC Equipment | FCL-ACC | [6 empty] | Climate Control (HVAC)
124 | 48353 | 50689 | Emerg. Eyewash & Shower Stns, South Substation | TAB-ELS-STRC-S | PPE,Eyewash Station | Safety Equipment |  |  | http://www.toronto.ca/TWONTO#emergency_eyewash_and_shower |  | South Substation
67063 | 66687 | THC-THK-T-1130 | Tank,Mixing,Polymer Make-up System-1100,Thickening Building | THC-THK-T-1100 | Chemical Feeder | Tank |  | T | http://www.toronto.ca/TWONTO#chemical_storage_tank |  | Tank,Make-up,Polymer Make-up System-1100,Thickening Building
27717 | 63589 | COL-PVM-CP-0001 | Control Panel, Operator | COL-PVM-MISC | Control Panel |  |  | CP |  |  | Miscellaneous Equipment
93241 | 62114 | FHO-GRK-DR-2004S | Door, (FD-S2-04), Fire Rated, Clarifier Building, S2, Clarifier Entrance to Parking Lot | FHO-GRK-FEQ-0001 | Fire Prevention,Door | Door |  | DR | http://www.toronto.ca/TWONTO#fire_rated_door
87695 | 57499 | WM2011A | Filter, Silo Dust, 806B | TAB-SLD-FN | Filter | Filter |  |  | http://www.toronto.ca/TWONTO#replaceable_air_filter |  | Pelletizer Bldg. - Silo System, Fans & Filters
76489 | 24334 | THR-OCS-PSH-6386 | Switch, Pressure-High, Pump 6386, Plant Services, Odour Control System | THR-OCS-P-6386 | Switch,Pressure-High | Switch |  | PSH | http://www.toronto.ca/TWONTO#pressure_switch |  | Pump, Centrifugal, Hypochlorite from Storage Tanks to Day Tanks, Plant Services, Odour Control System
71251 | 91087 | FHA-CBM | FHA-CBM
9047 | 58909 | COL-YKP-VEH-0015S | Vehicle, Truck #080047 (F550) | COL-YKP | Vehicle,Licensed | Vehicle | 42978 | VEH | http://www.toronto.ca/TWONTO#pickup_truck
12257 | 12880 | COL-PCP-MCC-0001 | Motor Control Centre | COL-PCP-MISC | Control Panel,MCC |  |  | MCC |  |  | Miscellaneous Equipment
83561 | 42008 | FHA-SES-SQ-6 | Safety Fall Protection Equipment | FHA-SES |  | Safety Equipment |  | SQ | http://www.toronto.ca/TWONTO#collection_of_assets |  | Safety & Environmental Services
67486 | 86212 | THR-ACC-ASH-5013S | Carbon Monoxide(CO) and Smoke Detector (Eingie Room Basement-Boiler Area) | THR-ELS-HH | Fire Prevention,Heat Detector | Switch | 47418 | ASH | http://www.toronto.ca/TWONTO#flame_or_combustion_sensing_instrument |  | Electrical System, Head House and Engine Room
45153 | 29739 | TAB-DIG-LSH-1921 | Switch,Level -High,Digester Tank T-1900 | TAB-DIG-T-1900 | Switch,Level | Switch |  | LSH | http://www.toronto.ca/TWONTO#level_switch |  | Digestion Tank 19
122537 | 46219 | THC-DCL-SIMULATION | Dechlorination Simulation | THC-DCL | [6 empty] | Dechlorination Process
53143 | 96391 | TAB-SA-FN | Compressor Supply Air | TAB-AUX-C | [6 empty] | Auxiliary Building - Compressed Service Air Equipment
67033 | 90095 | FCL-TRW-CP-0001 | Control Panel, Treated Water Sample Pumps P-0101&0201, High Lift PS Basement | FCL-TRW-P-0101 |  |  |  | CP |  |  | Pump, Sampling, Reservoir Outlet, Filter Building
12605 | 50004 | COL-PDG-LIT-0101 | Transmitter, Level | COL-PDG-MISC | Transmitter,Level |  |  | LIT |  |  | Miscellaneous Equipment
34451 | 88631 | MAIN-098 | Main 098 | WTR-LWA | [6 empty] | Work Area 2 Central Mains and Chambers
125207 | 94071 | THC-ELS-PS-0001-T | Primary Power Equipment, Building T | THC-ELS-PS-0001 |  | Control Panel,MCC |  | PS | http://www.toronto.ca/TWONTO#collection_of_assets |  | Primary Power Equipment
55826 | 88747 | TAB-WA6-SQ-7753 | Lanyard | TAB-WA6-SQ-0001 | PPE | Safety Equipment |  | SQ | lifeline |  | Fall Arrest System
40367 | 97503 | TAB-ACC-FSL-0190 | Switch, Flow, Low, Air, Exhaust Fan 0190, Old Primary Treatment Bldg. | TAB-ACC-FN-0190 | Switch,Flow-Low | Switch |  | FSL | http://www.toronto.ca/TWONTO#flow_switch |  | Fan, Exhaust, Primary Treatment Bldg.
70053 | 45518 | THR-CG-T-1101 | Tank, High Pressure Air Storage, Engine Air Starting System | THR-AI-C | Tank | Tank | 34866 | T | http://www.toronto.ca/TWONTO#pressure_vessel |  | Compressors, Instrument & Service Air
131684 | 71697 | THR-CG-T-1108 | Tank, High Pressure Air Storage, Engine Air Starting System | THR-AI-C | Tank | Tank | 34873 | T | http://www.toronto.ca/TWONTO#pressure_vessel |  | Compressors, Instrument & Service Air
49016 | 43706 | TAB-OCS-DM-6601 | Damper, Booster Fan FN-6620/6630, Suction, Biofilter Area, P Bldg. | TAB-OCS-FN-6620 | Damper/Louver | Gas Collection |  | DM | http://www.toronto.ca/TWONTO#air_damper |  | Fan, Booster, Odourous Air from Truck Loading Bay, Biofilter Area, P Bldg.
139138 | 82711 | THR-THK-PSL-6011A | Switch, Pressure Low, Centrate Pump-6011 | THR-THK-P-6011 | Switch,Pressure-Low | Switch |  | PSL | http://www.toronto.ca/TWONTO#pressure_switch |  | Centrate Transfer Pump
34757 | 70228 | MS0108A | Lathe | TAB-MCS-MT | Machine Tool,Lathe | Tool |  |  | http://www.toronto.ca/TWONTO#lathe |  | Machine Shop Mechanical Equipment
17290 | 4098 | COL-PKS-CP-0001 | Control Panel, Operator | COL-PKS-MISC | Control Panel |  |  | CP |  |  | Miscellaneous Equipment
50931 | 99125 | TAB-PRM-PSH-2300 | Switch Pressure,High,Scum Pump-2300 | TAB-PRM-P-2300 | Switch,Pressure | Switch |  | PSH | http://www.toronto.ca/TWONTO#pressure_switch |  | Pump, Scum, PST 5 & 6
74556 | 93915 | THR-FT-FSL-4625 | Gallery T20N, Seal Water Line for Pump P-4625 | THR-FT-P-4625 | Switch,Pressure-Low | Switch |  | FSL | http://www.toronto.ca/TWONTO#flow_switch |  | Pump, Centrifugal, Drain, Gallery T20N
47747 | 34890 | TAB-EL2-MCC-6627 | Motor Control Centre, 600V | TAB-EL2-MCC | Control Panel,MCC | Motor Control Centre |  | MCC | http://www.toronto.ca/TWONTO#LV_electrical_panel |  | Motor Control Center- South Substation
122358 | 73900 | THC-CW-SQ-0111 | Emergency Eyewash & Shower, Phase 4 Aeration, Central Room, Ground Floor | THC-SES-SQ-EYE | PPE,Eyewash Station | Safety Equipment |  | SQ | http://www.toronto.ca/TWONTO#emergency_eyewash_and_shower |  | Eyewash Stations THC (Virtual entity #)
117146 | 23898 | TAB-REVIEW | Tab Admin For review of various control documents | TAB-ADMIN |  | System Process Control |  |  | activity |  | Tab Admin
6933 | 68100 | COL-PRG-MISC | Miscellaneous Equipment | COL-PRG | [6 empty] | Ridge Valley Pumping Station
125981 | 39386 | THC-GRK-SUMP PUMP | Sump Pumps, | THC-GRK-MAINT | [6 empty] | Building Maintenance
35893 | 16796 | MTMH161 | VICTORIA PARK CTS | TRK-DON | [6 empty] | DON DRAINAGE AREA
47740 | 22759 | TAB-EL2-MCC-6521 | Motor Control Centre, 600V | TAB-EL2-PDP-6014 |  | Motor Control Centre |  | MCC | http://www.toronto.ca/TWONTO#LV_electrical_panel |  | Power distribution Panel, 600V
39182 | 69607 | TAB-ACC-F-1481 | Filter, AHU-1480, Air filter | TAB-ACC-AHU-1480 | Filter | Filter |  | F | http://www.toronto.ca/TWONTO#replaceable_air_filter |  | Air Handling Unit, Repair Facility/Steam Boiler Room Supply
11480 | 70917 | FCL-CHEM BLDG | Building Location | FCL-SPC2 | [6 empty] | Process Control Systems - Equipment
90329 | 58948 | FHO-ALM-P-0401-KQ | Alum Skid 4 | FHO-OBSOLETE |  |  |  | P |  |  | Removed From Service
106759 | 10568 | TAB-ACC-HE-6403 | Heat Exchanger, Heating Coil box, Ground Floor, North Side, Grit Bldg., P Bldg. | TAB-ACC-FN-6465 | Heat Exchanger | HVAC |  | HE | http://www.toronto.ca/TWONTO#heat_exchanger |  | Fan, Centrifugal, Exhaust Air, Roof, Old Screen Bldg., P Bldg.
14309 | 59676 | COL-PHF-JIT-0001 | Meter, Power Indicating Transmitter, Main Power | COL-PHF-MISC | Meter |  |  | JIT |  |  | Miscellaneous Equipment
42941 | 54182 | FCL-ACC-CT-0322 | Controller, Fan Coil Heater Unit HTR-0322, Admin Building, First Floor, Vestibule 100 | FCL-ACC-HTR-0322 |  |  |  | CT |  |  | Heater, Re-Heat Unit, 208V, 3PH, Admin Building, First Floor, Vestibule 100, Ceiling
120993 | 86572 | THC-ACC-HTR-6029 | Heater, Unit, Electric, Heating System, Ground Floor, Stair A, Headworks | THC-ELS-LP-4024A | H.V.A.C.,Heater,Unit | HVAC |  | HTR | http://www.toronto.ca/TWONTO#heater |  | Lighting Panel, Electrical Room, Headworks
89273 | 56933 | WTR-269-RPU-0401 | Remote Processor Unit | WTR-269-CH-0005 | Meter,Flow,Magmeter | Remote Processor Unit |  | RPU | http://www.toronto.ca/TWONTO#RPU_panel |  | Chamber,Revenue Meter,Woodbine-Steelcase (Magmeter)
143083 | 34636 | WTR-PAH-LSH-0001 | Switch, Level-High, Building Flood Alarm | WTR-PAH-AUX | Switch,Level-High | Switch |  | LSH | http://www.toronto.ca/TWONTO#level_switch |  | Auxiliary Equipment (Building Facilities)
139424 | 47636 | THR-WA2-CI | Work Area 2 , Continuous Improvement Activities
72290 | 95789 | THR-ACC-AC-0200 | Air Conditioner, New Electrical Room, North Grit Building | THR-ACC-GRIT | H.V.A.C.,Air Conditioner | HVAC |  | AC | http://www.toronto.ca/TWONTO#air_condition |  | Heating, Ventilation and Air Conditioning, Grit Building
86882 | 53635 | WTR-PLW-TRW | Treated Water (Transmission) | WTR-PLW | [6 empty] | Lawrence Pumping Station
30927 | 85257 | FIS-FEQ-DR-0013 | Door, Fire, Filter Complex | FIS-GRK-STRC-0001 |  | Door |  | DR | http://www.toronto.ca/TWONTO#fire_rated_door
88632 | 52092 | WTR-PWT-PSH-0002 | Switch, Pressure-High, Main 98 to District 3 | WTR-PWT-TRW | Switch,Pressure-High | Switch |  | PSH | http://www.toronto.ca/TWONTO#pressure_switch |  | Treated Water (Transmission)
146215 | 13105 | WTR-PSA-TSH-0001 | Switch, Temperature-High, Building Alarm | WTR-PSA-AUX | Switch,Temperature-High | Switch |  | TSH | http://www.toronto.ca/TWONTO#temperature_switch |  | Auxiliary Equipment (Building Facilities)
3573 | 88376 | COL-PBY-CP-0002 | Control Panel, MCC | COL-PBY-MISC | Control Panel |  |  | CP |  |  | Miscellaneous Equipment
123666 | 83142 | THC-DIG-T-3413 | Tank,Wet Gas Storage,Gas High Pressure System,Building U | THC-DIG-DIGESTERS | Tank | Tank |  | T | http://www.toronto.ca/TWONTO#pressure_vessel |  | Primary Anerobic Digesters 0400-0700
147564 | 2706 | YCM-TL-HDR-01 | Yard tools - Hammer Drill | FAC-YCM-TOOLS |  | Tool |  | HDR | hammer_drill |  | Yard tools
125847 | 3889 | THC-INC-BU-1031 | Burner, Hearth 1, Incinerator 1000 | THC-INC-FU-1000 | Burner | Burner |  | BU | http://www.toronto.ca/TWONTO#burner_component_of_asset |  | Furnace, Incinerator 1000
52949 | 62696 | TAB-PLT-G-4301 | Gate, Knife Gate, Pneumatic, Grit Outloading Conveyor 4300, Conveyor Area | TAB-PLT-CV-4200 | Valve,Knife Gate | Gate |  | G | http://www.toronto.ca/TWONTO#valve
86874 | 18585 | WTR-PLW-T-0005-SUS | SCBA 3000 psi Bottle, ARAP | WTR-CENTRAL-SES | Tank | Safety Equipment | 47447 | T | http://www.toronto.ca/TWONTO#compressed_gas_cylinder |  | Safety & Lifting Devices
140245 | 98199 | TNT-DIG-FX-5302 | Flame Arrester, Waste Gas Burner | TNT-DIG-BU-5401 | Flame Arrester | Safety Equipment |  | FX | http://www.toronto.ca/TWONTO#flame_arrestor |  | Burner, Waste Gas
7118 | 9241 | COL-PSB-LSH-0103 | Switch, Level-High | COL-PSB | Switch,Level |  |  | LSH |  |  | Silverbirch Sewage Pumping Station
97332 | 55885 | FIS-GRK-DR-0003 | Overhead Door, Storage Building, West | FIS-GRK-0001 | Door,Overhead | Door |  | DR | http://www.toronto.ca/TWONTO#roll_up_door
7436 | 19618 | COL-PSP-FN-0001 | Fan, Air Supply | COL-PSP-MISC | Fan |  |  | FN |  |  | Miscellaneous Equipment
119758 | 52555 | TAB-WA2-LD-1004 | KITO Electric Chain Hoist | TAB-SES-LD | Lifting Device,Hoist,Electrical | Lifting Device |  | LD | http://www.toronto.ca/TWONTO#lifting_equipment_hoist |  | WA2 Lifting devices
133912 | 83213 | THR-DIS-LSH-1451 | Switch, Level High, Sump Pumps, Disinfection, Plant Outfall Palace Pier | THR-DIS-T-1400 | Switch,Level-High | Switch |  | LSH | http://www.toronto.ca/TWONTO#level_switch |  | Tank, Disinfection, Plant Outfall Palace Pier
132178 | 61924 | THR-DCL-T-0002 | Tank, Containment, SBS, NaHSO3 Pump 0600 & 0700 | THR-DCL-T | Tank | Tank |  | T | http://www.toronto.ca/TWONTO#chemical_storage_tank |  | Tank, Containment and Storage, Sodium Bisulphite
90876 | 5991 | FHO-CLB-PSL-0201 | Switch,Pressure Low,Outlet from Post East Chlorine Train 2 Tanks to Expansion Tank,Chem.Storage Rm. | FHO-CLB-CHL-0201 | Switch,Pressure-Low | Switch |  | PSL | http://www.toronto.ca/TWONTO#pressure_switch |  | Chlorinator, Post Chlorination Train 2 West, Chemical Building, L1, Evaporator Room
104794 | 16982 | NX2328A | Air Handling Unit, Aux., 2nd Flr, Electric RmE. | TAB-SUSPENDED ENTITY | H.V.A.C.,Air Conditioner | HVAC | 35290 |  | http://www.toronto.ca/TWONTO#air_handler_unit |  | Suspended entities
147624 | 72071 | YTF-ACC-AHU-5701 | Air Handling Unit, Telephone Room, HVAC Exhaust Fans and AHU's | YTF-ACC | Air Handling Unit | HVAC |  | AHU | http://www.toronto.ca/TWONTO#air_handler_unit |  | HVAC Equipment
98492 | 78505 | FIS-WWW-CH-0400-SUS | Slow Sand Fiter | FIS-BW | Filter | Filter | 38482 | CH | http://www.toronto.ca/TWONTO#filtration_tank |  | Backwash System
55320 | 71501 | FCL-ELS-LB-0301-SUS | Switch, Isolation, Transformer FCL-ELS-TR-0301, Switchgear Room | FCL-ELS-PS-0001 | Switch | Switch | 36532 | LB | http://www.toronto.ca/TWONTO#disconnect_switch |  | Uninterruptible Power Supply,High Lift Bldg - Switchgear Room,LP-0001
137347 | 37219 | THR-PLT-HS-1112 | Switch, Hand, Classifier 1112, Preliminary Treatment, Grit Removal - Vortex - South Plant (Head house) | THR-PLT-CL-1112 | Switch,Hand | Switch |  | HS | hand_switch |  | Classifier, Cyclone 1102, Preliminary Treatment, Grit Removal - Vortex
7338 | 70898 | COL-PSL-P-0200 | Pump, Centrifugal | COL-PSL | Pump |  |  | P |  |  | Sewells Road Sewage Pumping Station
42105 | 51871 | TAB-ACC-V-6521 | Valve, Actuated, Fire Protection System, Mechanical Room No. 1, Screen Bldg., P Bldg. | TAB-ACC-P-6511 | Valve | HVAC |  | V | http://www.toronto.ca/TWONTO#valve |  | Pump, Fire pump, Mechanical Room No. 1, Screen Bldg., P Bldg.
21798 | 67973 | FHO-ELS-MCC-0810 | Motor Control Centre, Admin Building, S4, Main Electrical Room | FHO-ELS-INQ | Control Panel,MCC | Motor Control Centre |  | MCC | http://www.toronto.ca/TWONTO#LV_electrical_panel |  | Power Management
79933 | 35485 | THR-WA2-LD-57-14 | Sling, Nylon, Work Area 2 (Sr 1416457-14) SIZE; 2" X 16', | THR-LD-NYLN-WA2 | Lifting Device,Sling | Lifting Device |  | LD | synthetic_web_sling |  | Slings, Nylon, Work Area 2
34629 | 65059 | MAIN-291 | Main 291 | WTR-LWA | [6 empty] | Work Area 2 Central Mains and Chambers
24887 | 61344 | COL-PMM-FN-0006 | Fan, Supply | COL-PMM | Fan | HVAC |  | FN | http://www.toronto.ca/TWONTO#blower_or_fan_with_drive |  | Mimico Pumping Station
34633 | 63799 | MAIN-293 | Main 293 | WTR-LWA | [6 empty] | Work Area 2 Central Mains and Chambers
27153 | 66885 | COL-PRR-MCC-0001 | Motor Control Center | COL-PRR-MISC |  | Motor Control Centre |  | MCC | http://www.toronto.ca/TWONTO#LV_electrical_panel |  | Miscellaneous Equipment
31403 | 90164 | COL-RBB-DRV-0102 | Drive, Variable Speed Elec | COL-RBB | Drive |  |  | DRV |  |  | Western Beaches Tunnel (Battery Park)-Storm
88820 | 84838 | FHO-ACC-FS-0104 | Switch, Flow, Loss of Airflow FN-0107 to Staff WashRoom, S1 Admin Building AHU Room | FHO-ACC-FN-0107 |  | Switch |  | FS | http://www.toronto.ca/TWONTO#flow_switch |  | Fan, Supply, Wokshop Ventilation System, S1 Admin Building AHU Room
125854 | 55176 | THC-INC-BU-1038 | Burner, Hearth 5, Incinerator 1000 | THC-INC-FU-1000? | Burner | Burner |  | BU | http://www.toronto.ca/TWONTO#burner_component_of_asset |  | Furnace, Incinerator 1000
7710 | 22331 | COL-PSU-SS-0001 | Station Security System | COL-PSU-MISC |  | Security System |  | SS | http://www.toronto.ca/TWONTO#security_system |  | Miscellaneous Equipment
26404 | 46907 | FHO-SES-SQ-9025 | Chemical Suit, Size Sm/Md, Serial # 143354, S2 Stores | FHO-SES-CHEM SUIT | Safety | Safety Equipment |  | SQ | http://www.toronto.ca/TWONTO#chemical_suit |  | Chemical Suits, Plant Wide
144384 | 89437 | WTR-PJO-ZS-0002 | Position Switch, open/close | WTR-PJO-AUX | Switch,Position | Switch |  | ZS | http://www.toronto.ca/TWONTO#position_switch |  | Auxiliary Equipment (Building Facilities)
21022 | 39696 | FHO-CLA-T-0201 | Tank, Expansion, Pre Chlorination Train 2, Chlorination System, S2 Chem. Storage Rm | FHO-CLA-CHL-0201-KQ | Vessel,Pressure | Tank |  | T | expansion_tank |  | Pre Chlorination Train 2
108798 | 83624 | TAB-AER-T-1100 | Aeration Tank 11 | TAB-AER-TANKS |  | Tank |  | T | http://www.toronto.ca/TWONTO#aeration_tank |  | Aeration Tanks
78922 | 42548 | THR-SES-SQ-8405 | Harness,Full Body,PPE for Xu Peng | THR-SES-FAS | Safety | Safety Equipment |  | SQ | http://www.toronto.ca/TWONTO#fall_arrest_harness |  | Fall Arrest Sytem (Harness and Lanyard), Safety Equipment
120849 | 75346 | THC-ACC-HTR-0208 | Heater, Celing Radiant Panel. Admin Building, Ground Floor, Admin Corridor 103, North | THC-ACC-AHU-0071 |  | HVAC |  | HTR | heating_coil |  | Air handling Unit, Ground Floor West Zone(Administration), Admin Building Roof
89566 | 88046 | WTR-RRV-ELS | Electrical System | WTR-RRV | [6 empty] | Richview Reservoir
64233 | 16893 | FCL-RW-PSH-0501 | Raw Water Pumping Station | FCL-RW-P-0501 | Switch,Pressure-High | Switch |  | PSH | http://www.toronto.ca/TWONTO#pressure_switch |  | Pump Centrifugal, Raw Water
106405 | 98640 | TAB-ACC-FLS-1014 | Switch,Flow,Low,Water to Pump | TAB-ACC-P-1014 | Switch,Flow | Switch |  | FLS | http://www.toronto.ca/TWONTO#flow_switch |  | Pump, Hot Water Circulating, Pri Tank 10-12 & Grit Tank 13-16 Process and Space Heating
93323 | 74115 | FHO-GRK-DR-3007S | Door, (FD-S3-07), Fire Rated, TRW Building, S3, Ozone Building Entrance to TRW Pump Floor, East | FHO-GRK-FEQ-0001 | Fire Prevention,Door | Door |  | DR | http://www.toronto.ca/TWONTO#fire_rated_door
145090 | 64162 | WTR-PLW-HRN-0007 | PPE, Body Harness, S/N 1011293 | WTR-WEST-SES | PPE,Harness | Safety Equipment |  | HRN | http://www.toronto.ca/TWONTO#fall_arrest_harness |  | Safety & Lifting Devices
66933 | 42878 | THC-THK-LSH-0661 | Switch,Level-High,Sump,Sump Pump 0661,admin Building | THC-THK-P-0661 | Switch,Level | Switch |  | LSH | http://www.toronto.ca/TWONTO#level_switch |  | Pump,Sump,Admin Building
26292 | 17912 | FHO-GRK-DR-2046L | Door, (FD-2-46), Fire Rated, Ozone Building, L2, North East Roof to DOZ 1 Stairs | FHO-GRK-FEQ-0001 | Fire Prevention,Door | Door |  | DR | http://www.toronto.ca/TWONTO#fire_rated_door
76256 | 41447 | THR-NGS-PSL-0201 | Switch,Pressure-Low, NG Valve Train, Compressor Building, Gas Compressor (And Dryer) | THR-NGS-CG | Switch,Pressure-Low | Switch |  | PSL | http://www.toronto.ca/TWONTO#pressure_switch |  | Natural Gas System, Co-Generation
87920 | 30738 | WTR-PRV-PS-0002 | Switch,Pressure-Low,Water Transmission To District 4W South | WTR-PRV-TRW | Switch,Pressure-Low | Switch |  | PS | http://www.toronto.ca/TWONTO#pressure_switch |  | Treated Water (Transmission)
23800 | 63216 | FHO-FLT-T-0401-KQ | Filter 4 | FHO-FLT |  |  |  | T |  |  | Filtration
38763 | 17095 | TAB-ACC-AHU-1848 | AHU, Blower Bldg | TAB-ACC-AHU-BL | Air Handling Unit | HVAC |  | AHU | http://www.toronto.ca/TWONTO#air_handler_unit |  | AHUs/Supply Fans Blower Bldg.
10459 | 26134 | FCL-ACC-HTR-0436 | Heater, (BH-3), Baseboard, Electric, High Lift Building, Gallery North, Near Gaseous Corridor | FCL-ACC-P-HL |  |  |  | HTR |  |  | High Lift Pumping Station HVAC Equipment
89044 | 69502 | FHO-SPC-RPU-1228 | RPU, Corrosion Control, Chemical Building, S4, Chemical Gallery | FHO-CCS |  | Remote Processor Unit |  | RPU | http://www.toronto.ca/TWONTO#RPU_panel |  | Corrosion Control Process
27865 | 61512 | FIS-ELS-WR-2000 | Welding Receptacle, 600V, Gaseous Chemical Building, Chemical Storage Room, South West Entrance | FIS-ELS-PDP-2100 |  | Power Distribution Panel |  | WR | http://www.toronto.ca/TWONTO#welding_receptacle |  | Power Distribution Panel,Machine Shop Corridor to Generator Room,600V, 400A,3ph,3W
59310 | 16233 | THC-ACC-P-0033 | Pump, Snow Melting System, Manifold MAN-0013, Zone #3, Admin Building, North/East Area | THC-ACC-MAN-0013 |  | HVAC |  | P | http://www.toronto.ca/TWONTO#pump_set_-_with_drive |  | Manifold, Snow Melting System, Zone #3, Admin Building, North/East Area
34463 | 96334 | MAIN-114 | Main 114 | WTR-LWA | [6 empty] | Work Area 2 Central Mains and Chambers
73149 | 8569 | THR-ACC-NR-695 | HVAC Unit & Fan, Main Lobby Reception | THR-ACC-ADM | H.V.A.C.,Heater,Unit | HVAC |  | NR | http://www.toronto.ca/TWONTO#heater |  | Air Conditioning, HVAC, Admin Building
80092 | 33423 | THR-WA4-LD-0020 | Sling, Nylon, Work Area 4 (2" X 3') | THR-LD-NYLN-WA4 | Lifting Device,Sling | Lifting Device |  | LD | synthetic_web_sling |  | Slings, Nylon, Work Area 4
115591 | 99885 | TAB-PRM-T-0110 | Tank, Polymer Make-Up, Polymer Room, Old Screen Bldg., P Bldg. | TAB-PRM-POL | Tank,Reservoir | Tank |  | T | http://www.toronto.ca/TWONTO#chemical_storage_tank |  | P Building - Polymer system
106239 | 44325 | TAB-ACC-DM-6482 | Damper, Motorized, Exhaust Air, Pump RM, Existing Grit Bldg. | TAB-ACC-FN-6481 | Damper/Louver | HVAC |  | DM | http://www.toronto.ca/TWONTO#air_damper |  | Fan, Centrifugal, Supply Air, Pump Room, Grit Bldg., P Bldg.
78940 | 28091 | THR-SES-SQ-9840 | Harness, Full Body, PPE John Toner | THR-SES-FAS | Safety | Safety Equipment |  | SQ | http://www.toronto.ca/TWONTO#fall_arrest_harness |  | Fall Arrest Sytem (Harness and Lanyard), Safety Equipment
61790 | 25344 | FHA-ELS-WR-0209 | Welding Receptacle, 30A, 600V, RMF, Instrument Room | FHA-ELS | Welding Equipment | Power Distribution Panel |  | WR | http://www.toronto.ca/TWONTO#welding_receptacle |  | Electrical
68444 | 45744 | THR-ACC-PSL-1402 | Switch, Pressure-Low, DG Valve Train, Boiler 1401, Plant Central Hot Water System, Hot Water Boilers | THR-ACC-BO-1401 | Switch,Pressure-Low | Switch |  | PSL | http://www.toronto.ca/TWONTO#pressure_switch |  | Boiler, Low Pressure, Hot Water, Plant Central Hot Water System, Hot Water Boilers (CRN-H9308.5,TSSA UID-65022704, SNo.-5.1103724)
139035 | 15285 | THR-THK-LSH-8101 | Switch, Level High, Polymer Day Tank | THR-THK-T-8101 | Switch,Level-High | Switch |  | LSH | http://www.toronto.ca/TWONTO#level_switch |  | Tank, Polymer Day, 1% Solution
105651 | 19338 | SWM-PIT-TS-0001 | Switch, Transfer | SWM-PIT-MISC | Switch | Switch |  | TS | http://www.toronto.ca/TWONTO#transfer_switch |  | Miscellaneous Equipment
26237 | 34299 | COL-YKP-VEH-0019(S) | Vehicle, Truck #062084 (RAM 2500) | COL-W-OBSOLETE | Vehicle,Licensed | Vehicle | 39044 | VEH | http://www.toronto.ca/TWONTO#pickup_truck
106218 | 97944 | TAB-ACC-DM-6412 | Damper, Motorized, Supply Air, AHU-6410, Roof, Existing Grit Bldg. | TAB-ACC-AHU-6410 | Damper/Louver | HVAC |  | DM | http://www.toronto.ca/TWONTO#air_damper |  | Air Handling Unit, Roof, Grit Bldg., P Bldg.
10371 | 41746 | FCL-ACC-HTR-0319 | Heater, Baseboard, 208V, 1.5kW, Admin Building, First Floor, Library 118, West Wall North | FCL-ACC-ADMIN |  |  |  | HTR |  |  | Administration Building HVAC Equipment
71794 | 39997 | THR-DIG-T-5803 | Tank, Gas Scrubber, Digester Tank 0900 | THR-DIG-SB-5 | Tank | Tank |  | T | http://www.toronto.ca/TWONTO#air_scrubber |  | Scrubber Building 5, Digester 9 & 10
138652 | 87894 | THR-SES-PGM-38439 | Personal Gas Meter (Sl. No. 2560038439 ) | THR-SES-LD | Safety | Safety Equipment |  | PGM | http://www.toronto.ca/TWONTO#portable_gas_detector |  | Lifting Device, Safety Equipment
116112 | 5155 | TAB-PRS-LSH-3001 | Switch, High, Chemical Dosing Containment Area, Secondary Dosing | TAB-PRS-T-FECL2 | Switch,Level-High | Switch |  | LSH | http://www.toronto.ca/TWONTO#level_switch |  | Ferrous Chloride Tanks & Valves
143874 | 53537 | WTR-PEL-ZS-0001 | Switch, Position,Door Security | WTR-PEL-AUX | Switch,Position | Switch |  | ZS | http://www.toronto.ca/TWONTO#position_switch |  | Auxilliary Equipment (Building Facilities)
11543 | 91140 | FCL-CLA-PSL-0201 | Switch, Pressure Low, Chlorine Gas, CLA Weigh Scale 0201, Chlorination System | FCL-CLA-CHL-0201 | Switch,Pressure-Low | Switch |  | PSL | http://www.toronto.ca/TWONTO#pressure_switch |  | Chlorinator, Chlorine Gas, Chlorination System
25459 | 91477 | COL-PSM-HTR-0004 | Heater, Convention | COL-PSM-MISC | Heater |  |  | HTR |  |  | Miscellaneous Equipment
119222 | 8484 | TAB-STR5-V | Floatation - WAS Distribution Valves | TAB-WORK-AREA-5 | [6 empty] | Work Area 5
11925 | 39568 | FCL-DEW-CP-0501 | Control Panel, Pre-treatment Area Dewatering Pumps P-0501A&B, West Sedimentation Corridor | FCL-DEW-P-0501A |  |  |  | CP |  |  | Pump, Dry Pit Submersible. Pre-Treatment Area Dewatering, Sedimentation Tank Dewatering Pit
66433 | 52383 | FHA-SPC-RPU-1823 | RPU, Filters F-2101-2401, East Filter Pipe Gallery | FHA-ELS |  | Remote Processor Unit |  | RPU | http://www.toronto.ca/TWONTO#RPU_panel |  | Electrical
44723 | 91782 | TAB-DEW-V-C07 | Centrifuge 7 Centrate Line | CENTRATE | [6 empty] | Centrate Collection
14015 | 32178 | FCL-RW-LSL-0601 | Switch, Level, Low, Raw Water Pump P-0601 Loss of Prime, Low Lift Building, Pump Room | FCL-RW-P-0601 | Switch,Level-Low | Switch |  | LSL | http://www.toronto.ca/TWONTO#level_switch |  | Pump Centrifugal, Raw Water
58132 | 32688 | THC-ACC-AIT-6401 | Transmitter, Smoke Detection, S/A, Screen Room/Conveyor Areas, 2nd Floor Mech Room #1, Headworks | THC-ACC-AHU-6400 | Analyzer | HVAC | 45962 | AIT | http://www.toronto.ca/TWONTO#flame_or_combustion_sensing_instrument |  | Air Handling Unit, Screen Room/Conveyor Areas, 2nd Floor Mech Room #1, Headworks
20546 | 90515 | COL-PMM-T-0002 | Tank, Diesel Fuel | COL-PMM | Tank | Tank | 36001 | T | http://www.toronto.ca/TWONTO#fuel_oil_tank |  | Mimico Pumping Station
108834 | 93987 | TAB-AUX-LSHH-8033A | Switch, Level High-High, Auxiliary Bldg, South 'M' Tunnel | TAB-AUX-P-8033 |  | Switch |  | LSHH | http://www.toronto.ca/TWONTO#level_switch |  | Pump, Submersible, Auxiliary Systems Building, Tunnel I
83266 | 25850 | THR-PRM-RPU-0005 | RPU, Primary Treatment, South Tanks 0700 to 0800 (172.22.37.126) | THR-ELS-PRMS | RPU | Remote Processor Unit |  | RPU | http://www.toronto.ca/TWONTO#RPU_panel |  | Electrical System, Primary Station South
71793 | 39210 | THR-DIG-T-5680 | Tank, Reservoir, Auxiliary Oil, Gas Compressor 5680, Digester Mixing System | THR-DIG-C-5660 | Tank,Reservoir | Tank |  | T | http://www.toronto.ca/TWONTO#chemical_storage_tank |  | Compressor, Gas, Mixing System, Digester Tank#7/8
69294 | 31714 | THR-AER-LSHH-3506 | Switch, Level-High-High,Pump 3505/3506,Sump,T14 | THR-FT-P-3506 | Switch,Level-High-High | Switch |  | LSHH | http://www.toronto.ca/TWONTO#level_switch |  | Pump, Sump, Aeration Gallery, Tunnel 14, North
61939 | 69248 | THC-GRK-ELS-L | Building L | THC-GRK-ELS | [6 empty] | Electrical Services, Maintenance- virtual entity
146177 | 50087 | WTR-PSA-LSH-0001 | Switch, Level-High, Flood Alarm, Building | WTR-PSA-AUX | Switch,Level-High | Switch |  | LSH | http://www.toronto.ca/TWONTO#level_switch |  | Auxiliary Equipment (Building Facilities)
6356 | 15761 | COL-PMY-DM-0004 | Damper, Gas | COL-PMY-MISC | Damper/Louver |  |  | DM |  |  | Miscellaneous Equipment
6803 | 4818 | COL-PQW-LSH-0103 | Switch, Level-High | COL-PQW-MISC | Switch,Level | Switch |  | LSH | http://www.toronto.ca/TWONTO#level_switch |  | Miscellaneous Equipment
75238 | 47179 | THR-FT-T-0700S | Tank, Final Settling, Mixed Liquor, Secondary Clarification - South | THR-FT-T | Tank | Tank | 38975 | T | http://www.toronto.ca/TWONTO#sedimentation_tank |  | Final Sedimentation Tank & Dedicated WAS Pumping
12779 | 12861 | FCL-ELS-TR-001GA | Transformer, Lighting, 600/120/208V, 45kVA, 3PH, LP-001GA,Gaseous Chemical MCC Room N/W | FCL-ELS-6 |  |  |  | TR |  |  | Interior Lighting
44060 | 94901 | TAB-DEW-SSL-6008 | Speed Switch-low, Conveyor DEW-CV-6008, DEW Level 3 | TAB-DEW-CV-6008 |  | Switch |  | SSL | http://www.toronto.ca/TWONTO#speed_switch |  | Transfer Conveyor, Dewatered Solids from DEW-CF-0321 to Main Conv DEW-CV-6010&6012, DEW Level 3
31402 | 64104 | FIS-GRK-VEH-0101-SUS | Tractor | FIS-MCS | Vehicle,Unlicensed | Vehicle | 38270 | VEH | http://www.toronto.ca/TWONTO#golf_cart
8724 | 43141 | COL-RBG-LIT-0401 | Transmitter, Level | COL-RBG | Transmitter,Level |  |  | LIT |  |  | Glendale Shaft (WBT)-storm
47430 | 14614 | TAB-EL1-PSH-1502B | Switch,Sudden Pressure,EL1-TR-1502,North Substation | TAB-EL1-TR-1502 | Switch,Pressure-High | Switch |  | PSH | http://www.toronto.ca/TWONTO#pressure_switch |  | Transformer,EL1-TR-1502,13.8-4.16KV,3 PH
15373 | 36525 | FCL-TST-CLB-0610 | Portable Pressure Calibration Unit (Druck Meter) Sr.No.6102534105 | FCL-MCS | Analyzer,Chlorine | Test Equipment |  | CLB | pressure_calibrator |  | Mechanical Services
12529 | 7920 | COL-PCU-TR-001 | Transformer, Power | COL-PCU-MISC |  |  | 35007 | TR |  |  | Miscellaneous Equipment
78862 | 7160 | THR-SES-SQ-15P | Portable, (Bottled) Eyewash Station, Digester Scrubber 1 | THR-SQ-PEWS-WA2 | Safety,Eye wash | Safety Equipment |  | SQ | eye_wash_bottle |  | Portable, (Bottled) Eye Wash Station, Work Area 2
147393 | 93242 | WTR-RWL-LSH-0002 | Switch, Level-High, Overflow Alarm, Tank 0001 | WTR-RWL-TRW | Switch,Level-High | Switch |  | LSH | http://www.toronto.ca/TWONTO#level_switch |  | Treated Water (Transmission)
131690 | 5612 | THR-CG-T-1310 | Tank, Compressed Air Receiver, Air Starting System, Engine-Generator 1101 & 1201 | THR-CG-C-1301 |  | Tank |  | T | http://www.toronto.ca/TWONTO#pressure_vessel |  | Compressor, Air, Air Starting System, Engine-Generator 1101 & 1201
29541 | 53350 | FIS-GRND | Asset Group, Facility Ground | FIS-ELS | [6 empty] | System, Electrical Distribution System
73256 | 35269 | THR-DRN-THK | Sludge Thickening, Work Area 1 | THR-DRN-WA1 | [6 empty] | Drains, Work Area 1
79362 | 87431 | THR-THK-LSH-2001 | Switch, Level High, WAS Storage Tank | THR-THK-T-2001 | Switch,Level-High | Switch |  | LSH | http://www.toronto.ca/TWONTO#level_switch |  | Tank, WAS Storage, STB
74154 | 50304 | THR-AER-F-1210 | Filter, Bag, Air Suction, Aeration Blower 1211 | THR-AER-BL-1211 | Filter | Filter |  | F | http://www.toronto.ca/TWONTO#replaceable_air_filter |  | Blower, Centrifugal, Secondary Treatment, Aeration Blower System - Engine Room
135976 | 71999 | THR-FT-RPU-0004S | Remote Processor Unit, Final Tank 0600, Tank 0800 (172.22.37.182) | THR-FT-T | RPU | Remote Processor Unit | 39567 | RPU | http://www.toronto.ca/TWONTO#RPU_panel |  | Final Sedimentation Tank & Dedicated WAS Pumping
55488 | 73893 | TAB-WA1-SQ-1976 | Lanyard 6 Ft- Zhang, Ye (Jack) | TAB-WA1-SQ-0001 | PPE,Harness | Safety Equipment |  | SQ | lifeline |  | WA1 Fall Arrest System
79961 | 15791 | THR-WA3-LD-0011S | Sling, Nylon, Work Area 3 | THR-LD-NYLN-WA3 | Lifting Device,Sling | Lifting Device | 40288 | LD | synthetic_web_sling |  | Slings, Nylon, Work Area 3
96543 | 84911 | FIS-DRN-53798 | Drains | FIS-GRK-PRTY-1000 | Building Service,Floor Drain | Drain |  | DRN | http://www.toronto.ca/TWONTO#drain |  | CMS Work Orders
81500 | 38943 | FHA-SES-LDR-0116 | FHA-SES-LD-0072 - 14' Ext Aluminum( Screens ) | FHA-SES | Safety | Safety Equipment |  | LDR | http://www.toronto.ca/TWONTO#ladder |  | Safety & Environmental Services
66866 | 59098 | THC-GRK-VEH-378086 | Vehicle, Personal Carrier, Kubota (WA1) | THC-GRK-VEHICLES | Vehicle,Unlicensed | Vehicle | 34915 | VEH | http://www.toronto.ca/TWONTO#golf_cart
74145 | 96098 | THR-EPS-PSL-0416 | Switch, Pressurel-Low, Grease Pump, Centrifugal 0416, Plant Service, Effluent Pump, Centrifugaling | THR-EPS-P-0410 | Switch,Pressure-Low | Switch |  | PSL | http://www.toronto.ca/TWONTO#pressure_switch |  | Pump, Centrifugal, Screw
125159 | 53080 | THC-ELS-PS-0002-H | Secondary Power Equipment, Building H | THC-ELS-PS-0002 |  |  |  | PS |  |  | Secondary Power Equipment
53866 | 70716 | TAB-SLO-T-0233 | Tank, Holding Polymer | TAB-SLO-PIP | Tank | Tank |  | T | http://www.toronto.ca/TWONTO#chemical_storage_tank |  | Sludge Transfer Pipe Lubrication
39994 | 66093 | TAB-ACC-HTR-6549 | Heater, Unit, Hot Water, truck loading bay, Screen Bldg., P Bldg. | TAB-ACC-HTR-PBLDG | H.V.A.C.,Heater | HVAC |  | HTR | http://www.toronto.ca/TWONTO#heater |  | Unit Heaters- P Bldg
65115 | 4072 | THC-PRM-V-1214 | Valve, Hydraulic Cylinder, Bottom Scraper, Primary Clarifier 1200, NW Plant | THC-PRM-T-1200 | Actuator,Hydraulic,Cylinder | Hydraulic System |  | V | http://www.toronto.ca/TWONTO#hydraulic_power_pack |  | Tank, Primary Clarifier
107782 | 88292 | TAB-ACC-TSH-0150 | Switch, Temperature, High, Fan 1000, Exist. Primary Treatment Bldg. | TAB-ACC-FN-1000 | Switch,Temperature-High | Switch |  | TSH | http://www.toronto.ca/TWONTO#temperature_switch |  | Fan, Supply, Ex. D--Bldg. Ex. Air Heating Room
131877 | 69554 | THR-CW-CH-0001 | City Water & Fire Water Chambers, Meter Chamber #1 | THR-CW-CH |  |  |  | CH |  |  | City Water & Fire Water Chambers
101517 | 68918 | MAIN-090 | Main 090 | WTR-LWA | [6 empty] | Work Area 2 Central Mains and Chambers
94833 | 94461 | FHO-SES-SQ-1000 | High Voltage Insulated Gloves | FHO-SES-SQ-0001 |  | Safety Equipment |  | SQ | http://www.toronto.ca/TWONTO#rubber_insulating_gloves |  | Safety Equipment
18403 | 17901 | FHA-SES-LD-0083 | 10' Ladder (Service building locker room) | FHA-SES | Safety | Safety Equipment |  | LD | http://www.toronto.ca/TWONTO#fixed_ladder |  | Safety & Environmental Services
9057 | 70312 | COL-YKP-VEH-0023S | Vehicle, Truck #080040 (F550) | COL-YKP | Vehicle,Licensed | Vehicle | 39587 | VEH | http://www.toronto.ca/TWONTO#pickup_truck
107377 | 96353 | TAB-ACC-PS-7202 | Switch, Pressure, Z Bldg 2nd Flr, Deaerator 2 | TAB-ACC-MEQ-7201 | Switch,Pressure | Switch |  | PS | http://www.toronto.ca/TWONTO#pressure_switch |  | Tank, Deaerator No.2
132856 | 5279 | THR-DIG-PSL-3212 | Switch, Pressure-Low, Suction, Pump 3212, Solids Treatment, Transfer System - Digesters - Tank 0900 & Tank 1000 | THR-DIG-P-3212 | Switch,Pressure-Low | Switch |  | PSL | http://www.toronto.ca/TWONTO#pressure_switch |  | Pump, Centrifugal, Sludge Transfer, Digester Tank 0900
7323 | 68600 | COL-PSL-LIT-0100 | Transmitter, Level | COL-PSL | Transmitter,Level |  |  | LIT |  |  | Sewells Road Sewage Pumping Station
81654 | 42914 | TNT-SES-RING-1005 | Lifebuoy Ring | TNT-SES-RING | PPE | Safety Equipment |  | RING | http://www.toronto.ca/TWONTO#life_ring |  | Lifebuoy Ring
114691 | 32899 | TAB-PLT-LSL-0961 | Switch, Level Low, Grit Influent Channel Sump, Grit Bldg., P Bldg. | TAB-ACC-P-6405 | Switch,Level-Low | Switch |  | LSL | http://www.toronto.ca/TWONTO#level_switch |  | Pump, Sump, Basement, Grit Bldg., P Bldg.
66767 | 63023 | THC-GRK-DR-A | Doors, Building A | THC-GRK-PRTY-0001 |  | Door |  |  | http://www.toronto.ca/TWONTO#door
12456 | 50140 | COL-PCU-LSH-0202 | Switch, Level-High | COL-PCU-MISC | Switch,Level |  | 34969 | LSH |  |  | Miscellaneous Equipment
26317 | 86546 | FHO-GRK-DR-2097S | Door, (FD-S2-97), Fire Rated, Standby Power Building, S2, Vestibule 2 | FHO-GRK-FEQ-0001 | Fire Prevention,Door | Door |  | DR | http://www.toronto.ca/TWONTO#fire_rated_door
132853 | 26408 | THR-DIG-PSL-3165 | Switch, Pressure-Low, Pump 3165, Solids Treatment, Transfer System - Digesters - Tank 0700 & Tank 0800 | THR-DIG-P-3165 | Switch,Pressure-Low | Switch |  | PSL | http://www.toronto.ca/TWONTO#pressure_switch |  | Pump, Centrifugal, Sludge Transfer, Digester Tank 0800
7168 | 36943 | COL-PWR-FN-0001 | HVAC, Fan, Centrifugal, Downblast, Two-speed Dry Well Roof Fan | COL-PWR-CP-0001 | Fan | HVAC |  | FN | http://www.toronto.ca/TWONTO#blower_or_fan_with_drive |  | Control Panel, HVAC, Ventilation Control, West Rouge PS
48486 | 38352 | FCL-AM-T-0201 | Tank, Storage, Pressurised, Aqua Ammonia Storage Room, Dry Chemical Building | FCL-AM | Tank,Non-Pressurized | Tank |  | T | http://www.toronto.ca/TWONTO#chemical_storage_tank |  | Ammoniation
68378 | 81990 | FHO-ACC-CU-0702 | Condensing Unit, D-0702, TWPS, S5, TRW Sample Area | FHO-ACC-D-0702 |  | Condensing Unit |  | CU | http://www.toronto.ca/TWONTO#AC_condenser_unit |  | Dehumidifier, TWPS, S5, TRW Sample Area
10666 | 51138 | FCL-ACC-HTR-0901 | Heater. Electric, (HTR-0001), RMF Centrifuge Building Stairway East | FCL-ACC-RMF |  |  |  | HTR |  |  | Residue Management HVAC Equipment
26209 | 48293 | FIS-ACC-OIT-4000 | Terminal, Operator Interface, Building Automation System, Lunch Room/Meeting Room | FIS-ACC-CP-4000 |  | HVAC |  | OIT | http://www.toronto.ca/TWONTO#operator_interface_terminal |  | Panel, Control, Building Automation System, Mechanical/Electrical Room
13064 | 36675 | FCL-FLT | Filtration | FCL WORK AREA 1 | [6 empty] | Process
52165 | 62573 | TAB-PWA-LSH-5145 | Switch, Level High, Plant Water Bldg, Main Floor, East Sump | TAB-PWA-P-5145 | Switch,Level | Switch |  | LSH | http://www.toronto.ca/TWONTO#level_switch |  | Pump, Sanitary Sump
89336 | 95785 | WTR-RMI-ZS-0034 | Instrument, Door Contact, Water Transmission | WTR-RMI-AUX |  | Switch |  | ZS | http://www.toronto.ca/TWONTO#position_switch |  | Auxiliary Equipment (Building Facilities)
112670 | 8942 | TAB-EL1-MCC-6124 | Switchgear, 600V MCC AT3 | TAB-AER-ELQ | Switchgear,Indoor | Motor Control Centre |  | MCC | http://www.toronto.ca/TWONTO#LV_electrical_panel |  | Aeration - Electrical Equipment
47439 | 34979 | TAB-EL1-SQ-6650 | Spill kit,DAWG® 20 Gallon Overpack | TAB-ELS-ESQ | Spill Kit | Safety Equipment |  | SQ | http://www.toronto.ca/TWONTO#spill_kit |  | Electrical Safety Equipment
55227 | 16818 | TAB-SLO-STR-0420 | Strainer, Pump suction | TAB-SUSPENDED ENTITY | Strainer | Filter | 46254 | STR | http://www.toronto.ca/TWONTO#strainer |  | Suspended entities
79598 | 40509 | FHA-SED-T-0401 | Tank, Underground Settling and Flocculation Basin #4 | FHA-SED | Tank,Non-Pressurized | Tank |  | T | http://www.toronto.ca/TWONTO#flocculation_tank |  | Sedimentation
101474 | 24283 | LD50907 | Come Along, Tiger, 3/4 t, Tag # n/a, WA2 | TAB-SES-LD | Lifting Device | Safety Equipment |  |  | winch |  | WA2 Lifting devices
139540 | 3235 | THR-WA3-LD-0117S | Drum Sling, Nylon, 1000 LBS - SEMAP -Work Area 3 | THR-LD-NYLN-WA3 | Lifting Device,Sling | Lifting Device | 40285 | LD | synthetic_web_sling |  | Slings, Nylon, Work Area 3
81845 | 29050 | FHA-SES-LDR-0301 | FHA-SES-LD-0005 - 4' Ladder Fiberglass (Outside Training Room/Beside Freight Elevator) | FHA-SES | Safety | Safety Equipment |  | LDR | http://www.toronto.ca/TWONTO#ladder |  | Safety & Environmental Services
81665 | 14975 | TNT-SES-SQ-0100 | SCBA Breathing Apparatus, NE 107319,Filter Bldg, Main Floor | TAB-SES-SCBA | PPE,SCBA | Safety Equipment |  | SQ | http://www.toronto.ca/TWONTO#self-contained_breathing_apparatus |  | WA4 Safety Equipment, SCBA
80594 | 30056 | TNT-AER-RX-0103 | Reactor, Mabr Cassette, Aeration Tank 1 - Mabr Cassette 3, Aeration | TNT-AER-T-0100 |  |  |  | RX |  |  | Tank,Aeration, # 1
71368 | 55877 | THC-SPC-COM-3003 | Termination Panel, Network, Headworks Electrical Room | THC-SPC-COM-3002 | SCADA | Network |  | COM | http://www.toronto.ca/TWONTO#network_panel |  | Access Closet, Network, Electrical Room, Headworks
26422 | 74353 | FHO-GRK-DR-7003S | Door, (FD-S7-03), Fire Rated, Raw Water Building, S7, MCC Electrical Room | FHO-GRK-FEQ-0001 | Fire Prevention,Door | Door |  | DR | http://www.toronto.ca/TWONTO#fire_rated_door
71749 | 77499 | THR-DIG-SSH-5160A | Digester Gas Mixing, Tank 0200, Solids Treatment, Digester Tanks 1-6 | THR-DIG-MX-0200 | Switch,Speed-High | Switch |  | SSH | http://www.toronto.ca/TWONTO#speed_switch |  | Digester Gas Mixing, Digester Tank 0200
39205 | 1913 | TAB-ACC-F-6552 | Filter, AHU-6550, Mechanical Room No. 3, Screen Bldg., P Bldg. | TAB-ACC-AHU-6550 | Filter | HVAC |  | F | http://www.toronto.ca/TWONTO#replaceable_air_filter |  | Air Handling Unit, Mechanical Room no.3, Screen Bldg., P Bldg.
45075 | 59188 | TAB-DIG-FX-7063 | Flame Arrester, Digester Gas to Waste Gas Burner #3 | TAB-DIG-BU-7063 | Flame Arrester | Safety Equipment |  | FX | http://www.toronto.ca/TWONTO#flame_arrestor |  | Burner #3, Waste Gas
76317 | 72743 | FHO-ELS-DP-1012 | Distribution Panel, (DP-1001-A2) MCC-1001A Panel Board, RW Building, S7, Electrical Room | FHO-ELS-MCC-1010 |  | Power Distribution Panel |  | DP | http://www.toronto.ca/TWONTO#LV_electrical_panel |  | Motor Control Centre, Raw Water PS, S7, Electrical Room
18594 | 92168 | FHA-SES-SQ-0044 | Safety Harnesses Miller 552T/UGKC full body harness 992592 | FHA-SES |  | Safety Equipment |  | SQ | http://www.toronto.ca/TWONTO#fall_arrest_harness |  | Safety & Environmental Services
112134 | 63752 | TAB-DIGESTER GAS BLD | Building Location | TAB-SPC | [6 empty] | Process Control Systems - Services Area
78890 | 96075 | THR-SES-SQ-4P | Portable, (Bottled) Eyewash Station, Machine Shop West Wall | THR-SQ-PEWS-WA1 | Safety,Eye wash | Safety Equipment |  | SQ | eye_wash_bottle |  | Portable. (Gravity Operated) Eyewash Station, Dig9&10 Bsmnt
27170 | 3553 | DOS-YCM-VEH-18801 | 2006 Sterling LT 7500 - Vehicle Unit# 18801 | FAC-YCM-VEH | Vehicle,Licensed | Vehicle |  | VEH | http://www.toronto.ca/TWONTO#passenger_vehicle
23659 | 2508 | COL-POM-TS-0001 | Switch, Auto Transfer | COL-POM | Switch | Switch |  | TS | http://www.toronto.ca/TWONTO#transfer_switch |  | Old Mill Sewage Pumping Station
135167 | 60487 | THR-EPS-FSL-0410 | Switch, Flow-Low, Water Supply, Heat Exchanger 0411, Plant Service, Effluent Pump, Centrifugaling | THR-EPS-P-0410 | Switch,Flow-Low | Switch |  | FSL | http://www.toronto.ca/TWONTO#flow_switch |  | Pump, Centrifugal, Screw
40512 | 3238 | DOS-YCM-FAK-VEH270009 | First Aid kit in Trailer vehicle # 270009 | DOS-YCM-TRL-VEH270009 | Safety,First Aid Kit | First Aid |  |  | http://www.toronto.ca/TWONTO#first_aid_kit |  | 2008 Homemade Modular - Vehicle Trailer Unit# 270009
59239 | 45479 | THC-DIG-C-BOOST-3100 | Eliminated Role: Compressors Unit, Gas Booster, Digester 0400-0700 | THC-SUS |  |  | 40432 | BOOST |  |  | THC records of assets and roles that are no longer in service or exists
145751 | 7958 | WTR-PPD-TSH-0002 | Switch, Temperature-High, Building | WTR-PPD-AUX | Switch,Temperature-High | Switch |  | TSH | http://www.toronto.ca/TWONTO#temperature_switch |  | Auxiliary Equipment (Building Facilities)
54966 | 63282 | TAB-THK-FSL-4305 | Switch,Flow Indication, Polymer inlet to Pump-P-4305 | TAB-THK-P-4305 | Switch,Flow | Switch |  | FSL | http://www.toronto.ca/TWONTO#flow_switch |  | Pump, Mixed Polymer Feed
30376 | 95280 | FIS-SES-EYE-1007S | Portable eye Wash Station - Not in Service | FIS-SES-EYE | Safety,Eye wash | Safety Equipment | 34282 | EYE | eye_wash_bottle |  | Eyewash Stations
144651 | 96723 | WTR-PJS-T-1201 | Tank, Domestic Hot Water | WTR-PJS-AUX | Tank,Domestic Hot Water | Tank |  | T | http://www.toronto.ca/TWONTO#tanked_hot_water_heater |  | Auxiliary Equipment (Building Facilities)
92774 | 5190 | FHO-FLO-MX-0401-KQ | Raw Water Module 4 | FHO-FLO |  |  |  | MX |  |  | Flocculation System
12259 | 10878 | COL-PCP-SQ-0001 | Eye Wash Station | COL-PCP-MISC |  | Safety Equipment |  | SQ | http://www.toronto.ca/TWONTO#emergency_eyewash |  | Miscellaneous Equipment
115267 | 11355 | TAB-PLT-WSH-0441 | Switch,weight, High, Screen 0441 | TAB-PLT-SC-0441 | Switch,Weight-High | Switch |  | WSH | http://www.toronto.ca/TWONTO#weight_switch |  | Bar Screen #4
87535 | 26962 | WTR-PRH-DRN-0001 | Drain, Auto, SCR-1200 ,Generator Room | WTR-PRH-SCR-1200 |  | Drain |  | DRN | http://www.toronto.ca/TWONTO#drain |  | Selective Catalytic Reduction, Reactor , Generator Room
139409 | 27283 | THR-WA1-LD-60-48 | Sling, Nylon, Work Area 1 (NYLON SLING SIZE; 2" X 4', CAPACITY 6400 LBS., SN 112360-48) A | THR-LD-WIRE-WA1 | Lifting Device,Sling | Lifting Device |  | LD | synthetic_web_sling |  | Slings, Wire Rope, Work Area 1
290 | 81610 | BOM-LAB-DEE-INORG | Laboratory - Inorganic | BOM-LAB-DEE | [6 empty] | Laboratory - Dee Avenue
79122 | 72208 | THR-ELS-MCC-0502S | Control Panel, MCC 0502, Odour Control MCC-0501 & 0502 (MCC OD) | THR-ELS-OCS | Control Panel,MCC | Motor Control Centre | 39092 | MCC | http://www.toronto.ca/TWONTO#LV_electrical_panel |  | Electrical System, Odour Control System
53648 | 19741 | TAB-SES-SCBA | WA4 Safety Equipment, SCBA | TAB-SLO-SES | PPE,SCBA | Safety Equipment |  |  | http://www.toronto.ca/TWONTO#collection_of_assets |  | TABWA4 Health and Safety Equipment
119947 | 89379 | TAB-WA4-SQ-1232 | Self Retracting Lifeline(SIMM1 Shared) | TAB-WA4-SQ-0010 |  | Safety Equipment |  | SQ | self_retracting_line |  | WA4 Fall arrest systems
47375 | 698 | TAB-EL1-MCC-6571 | Motor Control Centre, Z Bldg | TAB-EL1-MCC-6536 | Control Panel,MCC | Motor Control Centre |  | MCC | http://www.toronto.ca/TWONTO#LV_electrical_panel |  | Motor Control Centre, Z Bldg
12197 | 47860 | COL-PCF-LSL-0102 | Switch Level, Low, Wet Well | COL-PCF-MISC | Switch,Level-Low | Switch |  | LSL | http://www.toronto.ca/TWONTO#level_switch |  | Miscellaneous Equipment
59173 | 92395 | THC-ACC-HTR-0567 | Unit Heater,Electric,Electrical Room,Blower Building,Lower Plant, bldg.A | THC-ACC-BLDG A | Air Handling Unit | HVAC |  | HTR | http://www.toronto.ca/TWONTO#heater |  | Old Plant Blower Building HVAC
13976 | 97291 | FCL-SPC-RPU-1725 | RPU Panel, Pretreatment Module 3, PAC Pump Area | FCL_ELS_MISCELLANEOUS | Control Panel | Remote Processor Unit |  | RPU | http://www.toronto.ca/TWONTO#RPU_panel |  | FCL_ELS_MISCELLANEOUS
81756 | 54377 | TNT-WA9-SQ-0122 | LANYARD | TNT-WA9-SQ-0010 | PPE | Safety Equipment |  | SQ | lifeline |  | Fall arrest systems
21122 | 45901 | FHO-CLB-PSH-0201 | Switch, Pressure, Post ChlorinationTrain 2 Evaporator Inlet, Chemical Bldg, Main Floor, Machine Rm | FHO-CLB | Switch,Pressure-High | Switch |  | PSH | http://www.toronto.ca/TWONTO#pressure_switch |  | Post Chlorination System
71744 | 51189 | THR-DIG-SSH-5113A | Switch, Speed-High, Digester Gas Mixing, Tank 0100, Solids Treatment, Digester Tanks 1-6 | THR-DIG-MX-0100 | Switch,Speed-High | Switch |  | SSH | http://www.toronto.ca/TWONTO#speed_switch |  | Digester Gas Mixing, Digester Tank 0100
41047 | 21753 | TAB-ACC-TSL-6336 | HVAC, Temperature Low Switch, HTR-6336, Sludge Heating Room, Dig 9-12 Control Building. | TAB-ACC-HTR-6336 | Switch,Temperature-Low | HVAC |  | TSL | http://www.toronto.ca/TWONTO#temperature_switch |  | Heater, Unit Heater, Hot Water, Sludge Heating Room, Dig 9-12 Control Building.
88371 | 1716 | WTR-PSC-ZS-0006 | Reservoir Access Alarm, Hatch 1 | WTR-PSC-AUX | Switch,Position | Switch |  | ZS | http://www.toronto.ca/TWONTO#position_switch |  | Auxiliary Equipment (Building Facilities)
120021 | 39562 | TAB-WA5-SQ-2DBA | Harness, Medium Fall Arrest, Safety Equipment | TAB-WA5-SQ | PPE,Harness | Safety Equipment |  | SQ | http://www.toronto.ca/TWONTO#fall_arrest_harness |  | WA5 Safety Equipment
72299 | 45467 | THR-ACC-AC-1009 | Air Conditioner, Bridge Kiosk Primary Tank#9 | THR-ACC-PRM | H.V.A.C.,Air Conditioner | HVAC |  | AC | http://www.toronto.ca/TWONTO#air_condition |  | Heating, Ventilation and Air Conditioning, Primaries
121292 | 159 | THC-ACC-TIT-6202 | Transmitter, Temperature, S/A Duct, Blower Room, 2nd Floor Mech Room #2, Headworks | THC-ACC-AHU-6200 | Transmitter,Temperature | HVAC |  | TIT | http://www.toronto.ca/TWONTO#temperature_transmitter |  | Air Handling Unit, Blower Room, 2nd Floor Mech Room #2, Headworks
10092 | 34416 | FCL-ACC-F-0407 | Filter, AHU-0401 Air Intake, High Lift Heating & Ventilation Room | FCL-ACC-AHU-0401 |  |  |  | F |  |  | Air Handling Unit, High Lift PS Control Room,Electrical Shop,Basement Office Air Supply,Control Room
26148 | 47513 | FHO-GRK-DR-1039L | Door, (FD-1-39), Fire Rated, Admin Building, L1, Control Room, North | FHO-GRK-FEQ-0001 | Fire Prevention,Door | Door |  | DR | http://www.toronto.ca/TWONTO#fire_rated_door
90289 | 62549 | FHO-ALM | Alum System | FHO-PLT | [6 empty] | Preliminary Treatment
109736 | 87819 | TAB-DEW-PSH-3380 | Switch Pressure,High,Delivery, Pump-3380 | TAB-DEW-P-3380 | Switch,Pressure | Switch |  | PSH | http://www.toronto.ca/TWONTO#pressure_switch |  | Pump, Polymer Solution Feed #8
106730 | 66455 | TAB-ACC-HE-1457 | Heat Exchanger, Hot Water Reheat Coil | TAB-ACC-VAV-1457 | Heat Exchanger | HVAC |  | HE | http://www.toronto.ca/TWONTO#heat_exchanger |  | Heater, Hot Water Reheat Coil, Variable air
111132 | 598 | TAB-DIG-T-1400 | Digestion Tank 14 | TAB-DIG-T-13-16 | Tank,Reservoir | Tank |  | T | http://www.toronto.ca/TWONTO#digester_tank |  | Digester Tanks 13-16
16465 | 81699 | COL-PKG-TR-0001 | Transformer, Power | COL-PKG | Transformer |  |  | TR |  |  | Kingston Rd Pumping Station
145454 | 24488 | WTR-PMI-P | Pumping | WTR-PMI | [6 empty] | Milliken Pumping Station
138769 | 71301 | THR-SES-SQ-3P | Portable, (Bottled) Eyewash Station, West Maintenance Shop E Wall | THR-SQ-PEWS-WA2 | Safety,Eye wash | Safety Equipment |  | SQ | eye_wash_bottle |  | Portable, (Bottled) Eye Wash Station, Work Area 2
12304 | 86745 | COL-PCU-DM-0002 | Damper/Louver, Diesel Room | COL-PCU-SUSPENDED | Damper/Louver |  | 34991 | DM |  |  | Cumber P.S.suspended entities
55549 | 33401 | TAB-WA2-SQ-1153 | TYPE 1 Retractible Fall Arest, Georgi Grigorenko | TAB-WA2-SQ-0001 | PPE,Harness | Safety Equipment |  | SQ | self_retracting_line |  | Fall Arrest System , Tripod and SRL
9035 | 71735 | COL-YKP-VEH-0003S | Vehicle, Truck #080079 (Ford F550) | COL-YKP | Vehicle,Licensed | Vehicle | 43621 | VEH | http://www.toronto.ca/TWONTO#pickup_truck
140812 | 16714 | TNT-STR-FSL-1401S | Switch,Flow Indicating, CW | TNT-STR-P-1401S | Switch,Flow | Switch |  | FSL | http://www.toronto.ca/TWONTO#flow_switch |  | Pump ,Waste Activated Sludge # 4
58583 | 95692 | THC-ACC-DM-5812 | Damper,Motorized,Outdoor Air,Plant Stores | THC-ACC-BLDG B |  | HVAC |  | DM | http://www.toronto.ca/TWONTO#air_damper |  | Mechanical Shop (Chlorine) Building HVAC
128751 | 6432 | THC-SES-MEQ-1205 | Anchor,Fall Arrest,HPU1200 Building,Roof | THC-PRM-BLDG-HPU1200 | PPE | Safety Equipment |  | MEQ | fall_arrest_anchor |  | HPU Building 12
50551 | 84612 | FCL-DCL-PSH-0101 | Switch, Pressure-High, Supply Header 1, Sulpher Dioxide System | FCL-DCL-SO-0101 | Switch,Pressure-High | Switch |  | PSH | http://www.toronto.ca/TWONTO#pressure_switch |  | Sulphonator, Sulphur Dioxide System, Machine Room,Gaseous Chemical Building
69732 | 22912 | THR-BG-LSH-0905 | Switch, Level-High, Liquid in East Dewatering System, Compressor Building, Digester and Natural Gas Supply System | THR-BG | Switch,Level-High | Switch |  | LSH | http://www.toronto.ca/TWONTO#level_switch |  | Blended Gas
48279 | 52390 | TAB-ELS-SQ-6144 | Electrical - Rubber Insulating Gloves Class 1 | TAB-ELS-SQ-GLOVE | PPE,Insulated Glove | Safety Equipment |  | SQ | http://www.toronto.ca/TWONTO#rubber_insulating_gloves |  | High Voltage Gloves
94017 | 22265 | FHO-RW-P-1801-KQ | RW Pump Unit 18 | FHO-OBSOLETE |  |  |  | P |  |  | Removed From Service
24759 | 66568 | COL-PSB-SW-0001 | Switch, Generator Power Disconnect Switch | COL-PSB-MISC | Switch |  |  | SW |  |  | Miscellaneous Equipment
119364 | 98299 | TAB-THK-T-0700 | Floatation Tank #7, Subnatant Recycling | TAB-THK-TANKS | Tank | Tank |  | T | floatation_tank |  | Floatation Tanks
75177 | 84326 | THR-FT-PSL-3120 | Switch, Pressure-Low, Pump P-3120 Suction, Scum Pumping - South | THR-FT-P-3120 | Switch,Pressure-High | Switch |  | PSL | http://www.toronto.ca/TWONTO#pressure_switch |  | Pump, Rotary Lobe, Scum from Tank 3100, Scum Pumping
3745 | 86302 | COL-PGA-FN-0101 | Fan,Centrifugal,Exhaust,Wet Well | COL-PGA-MISC | Fan | HVAC |  | FN | http://www.toronto.ca/TWONTO#blower_or_fan_with_drive |  | Miscellaneous Equipment
27428 | 9320 | COL-PSW-LSL-0106 | Switch, Level-Low | COL-PSW-MISC | Switch,Level | Switch | 36087 | LSL | http://www.toronto.ca/TWONTO#level_switch |  | Miscellaneous Equipment
79011 | 53458 | THR-SQ-FAK-WA4 | First Aid Kit, Work Area 4 | THR-SES-WA4 | Safety | Safety Equipment |  |  | http://www.toronto.ca/TWONTO#first_aid_kit |  | Safety & Environmental Services
55436 | 21858 | TAB-WA1-SQ-1115 | Sling | TAB-WA1-SQ-1000 | Lifting Device,Sling | Lifting Device |  | SQ | http://www.toronto.ca/TWONTO#fall_protection_sling |  | WA1 Lifting Devices and Slings
98667 | 754 | FIS-WWW-T-0701 | Tank, RMF Settling Basin 7, Filter Backwash Waste, Settling Basin Area | FIS-WWW |  | Tank |  | T | http://www.toronto.ca/TWONTO#sedimentation_tank |  | Waste Water
175 | 87906 | (S) | Davit Base Leg-1671155AA | COL-W-OBSOLETE | Safety | Safety Equipment | 45523 |  | davit_base |  | Col West Obsolete Entities
109794 | 65076 | TAB-DEW-RPU-1143 | RPU | TAB-DEW CENTRIFUGES | RPU | Remote Processor Unit |  | RPU | http://www.toronto.ca/TWONTO#RPU_panel |  | Centrifuge Systems
67290 | 93844 | THC-TPA-PA-6028 | Speaker, Headworks, Ground Floor, Storage Room | THC-TPA-PA-6010A | Public Address System | Communications Equipment |  | PA | http://www.toronto.ca/TWONTO#public_annoucement_speaker |  | Paging Panel, Headworks, Electrical Room, Ground Floor
96096 | 77442 | FIS-ELS-LP-0203 | Panel, Lighting, Panelboard (LP-B) 120/208V, Mechanical/Electrical Room | FIS-ELS-TR-0203 |  | Power Distribution Panel |  | LP | http://www.toronto.ca/TWONTO#LV_electrical_panel |  | Transformer, Power, 30kVA, 600-120/208V, Mechanical/Electrical Room
109590 | 60853 | TAB-DEW-LSHH-8043A | Switch, Level High-High, Dewatering Bldg, Basement, South-West Sump | TAB-DEW-P-8043 |  | Switch |  | LSHH | http://www.toronto.ca/TWONTO#level_switch |  | Pump, Sump
106603 | 47908 | TAB-ACC-FS-1303 | Switch,Air Flow,North Substation,Battery Room,East Wall | TAB-ACC-FN-1303 | Switch,Flow | Switch |  | FS | http://www.toronto.ca/TWONTO#flow_switch |  | Fan, Exhaust, New North Sub Station,
66770 | 82270 | THC-GRK-DR-D | Doors, Building D | THC-GRK-ELS-D |  | Door |  |  | http://www.toronto.ca/TWONTO#door
146036 | 57115 | WTR-PRV-LSL-0300 | Switch,Level-Low,Pump 0300 | WTR-PRV-P-0300 | Switch,Level-Low | Switch |  | LSL | http://www.toronto.ca/TWONTO#level_switch |  | Pump,Centrifugal
50007 | 92976 | FCL-ELS-MCC-0601B-SUS | Control Panel, MCC, Treated Water High Lift Pumping Station, Electrical Switchgear Room | FCL-SUSPENDED | Control Panel,MCC | Motor Control Center | 36539 | MCC | http://www.toronto.ca/TWONTO#LV_electrical_panel |  | Suspended entity
7252 | 3583 | COL-PSK-FEQ-0001S | Fire Prevention, Extinguisher | COL-PSK | Fire Prevention,Extinguisher |  | 40966 | FEQ |  |  | Skydome Sewage Pumping Station
5862 | 82116 | COL-PLB-PSL-0122 | Switch, Pressure-Low | COL-PLB-AUX-MECH | Switch | Switch | 34549 | PSL | http://www.toronto.ca/TWONTO#pressure_switch |  | Mechanical Equipment
80019 | 51064 | THR-WA3-LD-0054 | Sling, Nylon, Work Area 3 (2" X 5') | THR-LD-NYLN-WA3 | Lifting Device,Sling | Lifting Device |  | LD | synthetic_web_sling |  | Slings, Nylon, Work Area 3
107325 | 18144 | TAB-ACC-PDS-3922B | Switch,Pressure ,Supply fan, AHU3922 | TAB-ACC-AHU-3922 | Switch,Pressure | Switch |  | PDS | http://www.toronto.ca/TWONTO#pressure_switch |  | AHU, Old Dewatering Building Roof
85440 | 58073 | WTR-PEL-ZS-0003 | Switch, Position,Door Security | WTR-PEL-AUX | Switch,Position | Switch |  | ZS | http://www.toronto.ca/TWONTO#position_switch |  | Auxilliary Equipment (Building Facilities)
81865 | 3092 | FHA-SES-LDR-0404 | FHA-SES-LD-0064 - 4' Rolling Ladder steel White ( Behind Bins ) | FHA-SES-LD-1 | Safety | Safety Equipment |  | LDR | http://www.toronto.ca/TWONTO#portable_ladder |  | Ladders
136692 | 30183 | THR-MCS-LD-1280 | Come Along, Manual, Work Area 2 | THR-S-E | Lifting Device,Chain | Lifting Device | 34734 | LD | winch |  | SUSPENDED ENTITY
14029 | 97935 | FCL-RW-PSH-0201 | Switch, High Pressure, Discharge, Raw Water, Pump 0201, Raw Water Pumping Station | FCL-RW-P-0201 | Switch,Pressure-High | Switch |  | PSH | http://www.toronto.ca/TWONTO#pressure_switch |  | Pump Centrifugal, Raw Water
94836 | 40378 | FHO-SES-SQ-4008 SUSP | First Aid Kit Station Spares | FHO-SES-SQ-0004 | PPE | Safety Equipment | 35800 | SQ | http://www.toronto.ca/TWONTO#first_aid_station_equipment |  | First Aid
144187 | 25567 | WTR-PHL-PSH-0002 | Switch, Pressure-High, Line to District 2 | WTR-PHL-TRW | Switch,Pressure-High | Switch |  | PSH | http://www.toronto.ca/TWONTO#pressure_switch |  | Treated Water (Transmission)
113293 | 23568 | TAB-EL3-SQ-6240 | Spill kit,DAWG® 20 Gallon Overpack | TAB-ELS-ESQ | Spill Kit | Safety Equipment |  | SQ | http://www.toronto.ca/TWONTO#spill_kit |  | Electrical Safety Equipment
145600 | 69327 | WTR-PMI-ZS-0015 | Switch, Position,Door Security | WTR-PMI-AUX | Switch,Position | Switch |  | ZS | http://www.toronto.ca/TWONTO#position_switch |  | Auxiliary Equipment (Building Facilities)
122918 | 68547 | THC-DEW-T-2200 | Tank,Polymer Make-up,Polymer Make Up System | THC-DEW-POL-MAKEUP | Tank,Reservoir | Tank |  | T | http://www.toronto.ca/TWONTO#chemical_storage_tank |  | Polymer Make Up System Dewatering
13551 | 25050 | COL-PFB-UPS-0001 | UPS | COL-PFB-MISC | Uninterruptible Power Supply |  |  | UPS |  |  | Miscellaneous Equipment
126920 | 57401 | THC-OCS-STR-6056 | Strainer, Pump P-6050 Suction, Humidifier, Headworks Odour Control | THC-OCS-P-6050 | Filter | Plumbing |  | STR | http://www.toronto.ca/TWONTO#strainer |  | Pump, Recirculation, Humidification, Headworks, Biofilter, Headworks Odour Control
3534 | 1990 | COL-PBR-GRF-0001 | Indicator, Ground Fault | COL-PBR-MISC |  |  |  | GRF |  |  | Miscellaneous Equipment
50241 | 28963 | TAB-PLT-SP-3000 | Sampler, Raw Sewage, P Bldg, Grit Works, Conduit 3 | TAB-SUSPENDED ENTITY | Sampler | Sampler | 46077 | SP | http://www.toronto.ca/TWONTO#auto_sampler |  | Suspended entities
136689 | 43703 | THR-MCS-LD-1108 | Chain Hoist, Manual, Work Area 2 | THR-LD-WA2 | Lifting Device,Hoist,Manual | Lifting Device | 34732 | LD | http://www.toronto.ca/TWONTO#lifting_equipment_hoist |  | Lifting Devices, Chain Hoist, Come Along & Slings
63748 | 92630 | THC-PLT-PSL-0245 | Switch,Pressure-low,Level Bubbler System,Bar screen 0240,Head House | THC-PLT-SC-SP | Switch,Pressure-Low | Switch |  | PSL | http://www.toronto.ca/TWONTO#pressure_switch |  | Bar Screen Spare
89905 | 3159 | YTF BLDG-C OFFICE | Computer Location | YTF-C-BLDG | [6 empty] | Building Location
26294 | 50844 | FHO-GRK-DR-2048S | Door, (FD-S2-48), Fire Rated, Ozone Building, S2, East Exit From DOZ 5 | FHO-GRK-FEQ-0001 | Fire Prevention,Door | Door |  | DR | http://www.toronto.ca/TWONTO#fire_rated_door
105964 | 83942 | TAB-ACC-AHU-6420 | Air Handling Unit, Roof, Grit Bldg., P Bldg. | TAB-ACC-AHU-PBLDG | Air Handling Unit | HVAC |  | AHU | http://www.toronto.ca/TWONTO#air_handler_unit |  | AHUs/Supply Fans P. Bldg.
113031 | 23866 | TAB-EL2-MCC-6174 | Motor Control Center- Chlorine Bldg | TAB-EL2-MCC | Control Panel,MCC | Motor Control Centre |  | MCC | http://www.toronto.ca/TWONTO#LV_electrical_panel |  | Motor Control Center- South Substation
63729 | 34780 | THC-PLT-P-SUMP/DEW | Sump/Dewatering pumping system in New Head House, preliminary process | THC-PLT-BLDG-0001 | Switch,Level | [5 empty] | New Head House, preliminary process
144179 | 66310 | WTR-PHL-PPE-0004-SUS | SCBA Facemask - Paul Sokolovas | WTR-CENTRAL-SES | PPE,SCBA | Safety Equipment | 47425 | PPE | http://www.toronto.ca/TWONTO#self-contained_breathing_apparatus |  | Safety & Lifting Devices
27166 | 86154 | DOS-YCM-VEH-135144 | 2011 Vercedes Sprinter 3500 - Vehicle Unit# 135144 | FAC-YCM-VEH | Vehicle,Licensed | Vehicle |  | VEH | http://www.toronto.ca/TWONTO#passenger_vehicle
65481 | 1541 | FCL-SES-SQ-1019 | Electrical Safety Gloves, High Voltage, Class 0, Group B, # | FCL-SES-SQ-0101 | PPE,Insulated Glove | Safety Equipment |  | SQ | http://www.toronto.ca/TWONTO#rubber_insulating_gloves |  | Eyewash Station/Shower, Dry Chemical Building, Alum Containment Area
72514 | 68890 | THR-ACC-COMP | Heating, Ventilation and Air Conditioning, Compressor Building | THR-ACC-WA3 |  | HVAC |  |  | http://www.toronto.ca/TWONTO#collection_of_assets |  | Air Conditioning, Boiler, Fans & AHU
132163 | 38820 | THR-DCL-PSH-0101 | Switch, Pressure, High, NaSO3 Dosing P-0100 | THR-DCL-P-0100 | Switch,Pressure-High | Switch |  | PSH | http://www.toronto.ca/TWONTO#pressure_switch |  | Pump, SBS Dosing to Outfall
134083 | 99784 | THR-DIS-RPU-0002 | Remote Processor Unit, Disinfection Chlorination, Palace Pier (172.22.37.247) | THR-ELS-EPS | RPU | Remote Processor Unit |  | RPU | http://www.toronto.ca/TWONTO#RPU_panel |  | Electrical System, Effluent Pumping System
40510 | 71287 | DOS-YCM-FAK-VEH135150 | First Aid kit in vehicle # 135150 | DOS-YCM-VEH-135150 | Safety,First Aid Kit | First Aid |  |  | http://www.toronto.ca/TWONTO#first_aid_kit |  | 2011 Vercedes Sprinter 3500 - Vehicle Unit# 135150
21128 | 75490 | FHO-CLB-PSH-0301 | Switch, Pressure, Post ChlorinationTrain 3 Evapororator Inlet, Chemical Bldg, Main Floor, Machine Rm | FHO-CLC-CHL-0201-KQ | Switch,Pressure-High | Switch |  | PSH | http://www.toronto.ca/TWONTO#pressure_switch |  | Trim ChlorinationTrain 2
131177 | 92343 | THR-AER-RPU-0022 | Remote Processor Unit, North Aeration, Blower 1811 (172.22.37.170) | THR-ELS-AER | RPU | Remote Processor Unit |  | RPU | http://www.toronto.ca/TWONTO#RPU_panel |  | Electrical System, Aeration and Galleries
27822 | 25810 | COL-PVM-LSL-0102 | Switch, Level-Low | COL-PVM-MISC | Switch,Level |  |  | LSL |  |  | Miscellaneous Equipment
65405 | 85762 | THC-PRM-ZSL-1174 | Switch, Position Low, Flush Water, Valve 1174 | THC-PRM-V-1174 | Switch,Position-Low | Switch |  | ZSL | http://www.toronto.ca/TWONTO#position_switch |  | Valve, Actuated, Scum Trough Flushing Valve
78750 | 32293 | FHA-PUMP-BLDG | Building Location | FHA-EUS | [6 empty] | Production & End User Support
121217 | 24592 | THC-ACC-TC-0128 | Controller,Temperature,Heater 0128,Ozonation Room,Phase 4 Aeration Building | THC-ACC-HTR-0128 | Air Handling Unit | HVAC |  | TC | http://www.toronto.ca/TWONTO#thermostat_or_zone_controller_unit |  | Unit Heater,Ozonator Room,Phase 4, bldg.O
144879 | 34815 | WTR-PKL-PSH-0904 | Switch,Pressure-High,Vacuum Pump System | WTR-PKL-AUX | Switch,Pressure-High | Switch |  | PSH | http://www.toronto.ca/TWONTO#pressure_switch |  | Auxiliary Equipment (Building Facilities)
119639 | 87110 | TAB-WA1-SQ-1040 | Sling | TAB-WA1-SQ-1000 | Lifting Device,Sling | Lifting Device |  | SQ | http://www.toronto.ca/TWONTO#fall_protection_sling |  | WA1 Lifting Devices and Slings
131183 | 8038 | THR-AER-RPU-0054 | Remote Processor Unit, Engine Room (Under Stairs) (172.22.37.175) | THR-ELS-AER | RPU | Remote Processor Unit |  | RPU | http://www.toronto.ca/TWONTO#RPU_panel |  | Electrical System, Aeration and Galleries
40885 | 93091 | TAB-ACC-LS-8801 | Switch, Level, Z Bldg, Bsmt North West, T-8801 | TAB-HRS-P-DEA | Tank | Switch |  | LS | http://www.toronto.ca/TWONTO#level_switch |  | Deaerator Equipment/ Cndensation ,
34527 | 62141 | MAIN-192 | Main 192 | WTR-MT1 | [6 empty] | Work Area 1 EAST Mains and Chambers
4814 | 29663 | COL-PHP-LIT-0201 | Transmitter, Level | COL-PHP-MISC | Transmitter,Level |  |  | LIT |  |  | Miscellaneous Equipment
4223 | 29080 | COL-PEV-GC-0001 | Grit Chamber | COL-PEV-MISC |  |  | 34396 | GC |  |  | Miscellaneous Equipment
65058 | 74839 | THC-PRM-V-1012B | Valve, Solenoid, Return, Valve 1012 | THC-PRM-V-1012 |  |  |  | V |  |  | Valve, Hydraulic Cylinder, Bottom Scraper, Primary Clarifier 1000, SW Plant
93856 | 6454 | FHO-POL-T-0201-KQ | Polymer Solution Storage Tank 2 | FHO-OBSOLETE |  |  |  | T |  |  | Removed From Service
72725 | 53688 | THR-ACC-EV-0003 | Air Conditioning, Cooling & Fan Unit, Electrical Room,Plant Water Bldg | THR-ACC-CU-0003 | H.V.A.C.,Air Conditioner | HVAC |  | EV | http://www.toronto.ca/TWONTO#air_condition |  | Air Conditioning,Condensing unit,Electrical Room, Outdoor,Plant Water Bldg
65304 | 44944 | THC-ELS-MCC-2201 | Motor Control Centre,Sludge Storage Building | THC-ELS-MCC-1303 | Control Panel,MCC | Motor Control Centre |  | MCC | http://www.toronto.ca/TWONTO#LV_electrical_panel |  | Motor Control Centre,Thickening Building
8140 | 62636 | COL-PWN-SW-0001 | Switch, Power | COL-PWN-MISC | Switch | Switch |  | SW | http://www.toronto.ca/TWONTO#disconnect_switch |  | Miscellaneous Equipment
95538 | 47402 | FHO-WWW-BL-0801-KQ | WW Blower 8 | FHO-OBSOLETE |  |  |  | BL |  |  | Removed From Service
14471 | 73429 | FCL-SES-CYL-0012 | Air Cylinder Carbon Fiber | FCL-SES | PPE,SCBA | Tank |  | CYL | gas_cylinder |  | Safety and Environmental Services
26409 | 69219 | FHO-SES-SQ-HVCAB1 | High Voltage Insulated Ground Cables -Group 1 | FHO-SES-SQ-0001 | PPE,Insulated Mat | Safety Equipment |  |  | ? |  | Safety Equipment
78910 | 63349 | THR-SES-SQ-7238 | Harness, Full Body PPE Terry McNaney | THR-SES-SQ-9134 | Safety | Safety Equipment |  | SQ | http://www.toronto.ca/TWONTO#fall_arrest_harness |  | Lanyard for Harness 6 ft., PPE Stan Chatzinikolau
42809 | 77484 | TAB-AI-S-10 | Z Building Air Equipment | TAB-WORK-AREA-SEO |  |  |  | S |  |  | TAB Work Area SEO
45470 | 8949 | TAB-DIG-SQ-0019 | Emerg. Eyewash Stn, Dig Tanks 1-4 2nd Floor South West Wall | TAB-DIG-SQ-T01-04 | PPE,Eyewash Station | Safety Equipment |  | SQ | http://www.toronto.ca/TWONTO#emergency_eyewash |  | Digester Tanks 01-04, Safety Equipments
115499 | 8854 | TAB-PRM-MEQ | D Building - Mechanical Equipment | TAB-PRM-D | [6 empty] | D Bldg - Primary Treatment
4895 | 62157 | COL-PKG-FN-0002 | Fan, Centrifugal | COL-PKG | Fan |  |  | FN |  |  | Kingston Rd Pumping Station
42964 | 82080 | TAB-CAP-PRJ-0006 | East & West Electrical Control Room Upgrades | TAB-STR-STRC-AG |  |  |  | PRJ |  |  | Aeration Gallery - Safety, Drains, Plumbing & PA System
105900 | 50562 | TAB SCADA SUPPORT | TAB SCADA Support | TAB-SPC1 | [6 empty] | Process Control Systems - Administrative
71759 | 12454 | THR-DIG-SSL-5154A | Digester Gas Mixing, Tank 0200, Solids Treatment, Digester Tanks 1-6 | THR-DIG-MX-0200 | Switch,Speed-Low | Switch |  | SSL | http://www.toronto.ca/TWONTO#speed_switch |  | Digester Gas Mixing, Digester Tank 0200
18108 | 3704 | FHA-SED-ZSH-0205B | Switch, Limit, Access Hatch Zone 5, Settling Basin T-0201 | FHA-SED-ZSH-0205 |  | Security System |  | ZSH | http://www.toronto.ca/TWONTO#position_switch |  | Switch, Limit, Access Hatch Zone 2
106677 | 36222 | TAB-ACC-FSL-4812 | Switch,Flow,Low,Hot water From Pump | TAB-ACC-P-4812 | Switch,Flow | Switch |  | FSL | http://www.toronto.ca/TWONTO#flow_switch |  | Pump, Circulating, Hot Water ,Dig 19-22 Sludge Heating,P17-2,
9154 | 832 | COL-YKP-FAK-0002S | First Aid Kit, Truck #080046 (Ford F550) | COL-W-OBSOLETE | Safety,First Aid Kit | Safety Equipment | 41242 | FAK | http://www.toronto.ca/TWONTO#first_aid_kit |  | Col West Obsolete Entities
43212 | 1397 | TAB-CW-SQ-0004 | Emerg. Eyewash and Shower Stations, | TAB-STR-SQ | PPE,Eyewash Station | Safety Equipment |  | SQ | http://www.toronto.ca/TWONTO#emergency_eyewash_and_shower |  | WA2 Safety Equipment,lifting devices, ladders, Eye Wash station, First Aid Kits, Lock out stations
90567 | 6676 | FHO-BW-P-1401-KQ | Backwash Pump 14 | FHO-OBSOLETE |  |  |  | P |  |  | Removed From Service
39090 | 51379 | SWM-PWD-T-0001 | Tank, Diesel Fuel | SWM-PWD | Tank |  |  | T |  |  | Warden Storm
4533 | 78607 | COL-PGA-LSH-0103 | Level,Switch,High,WEL-0100 | COL-PGA-MISC | Switch,Level-High | Switch |  | LSH | http://www.toronto.ca/TWONTO#level_switch |  | Miscellaneous Equipment
45181 | 57130 | TAB-DIG-LSM-8062 | Switch, Level - Medium, Sump Pumps 8062 & 8063, Pump Room, Digesters 9-12 Control Building. | TAB-DIG-P-8062 | Switch,Level | Switch |  | LSM | http://www.toronto.ca/TWONTO#level_switch |  | Pump, Centrifugal, Submersible Sump Pump, Digester 9-12 Control Building Basement
118809 | 40855 | TAB-STR-P-RAS | Aeration Gallery - Return Activated Sludge Pumps | TAB-AER | [6 empty] | Aeration Gallery
30054 | 24295 | COL-PWR-LSH-0402 | Switch, Level-High | COL-PWR-MISC | Switch,Level |  | 35092 | LSH |  |  | Miscellaneous Equipment
7331 | 94263 | COL-PSL-LSLL-0201 | Switch, Level Low-Low | COL-PSL | Switch,Level |  |  | LSLL |  |  | Sewells Road Sewage Pumping Station
114527 | 20789 | TAB-PLT-G-4302 | Gate, Knife Gate, Pneumatic, Grit Outloading Conveyor 4300, Conveyor Area | TAB-PLT-CV-4300 | Valve,Knife Gate | Gate |  | G | http://www.toronto.ca/TWONTO#valve
112677 | 32394 | TAB-EL1-MCC-6145 | MCC, Aeration Tank 2, East Control Building,600V | TAB-EL1-MCC-6125 | Switchgear,Indoor | Motor Control Centre |  | MCC | http://www.toronto.ca/TWONTO#LV_electrical_panel |  | Motor Control Centre, 600V
81346 | 30663 | TNT-FT-T-1500 | SumpTank # 5 | TNT-FT-SUMP | Tank,Reservoir | Tank |  | T | http://www.toronto.ca/TWONTO#storage_tank |  | Sump Pumps- Aeration Gallery Bsmt
76149 | 61499 | THR-MCS-LD-0642 | Come Along, 6T, Work Area 3 (Suspended) | THR-LD-WA3 | Lifting Device,Chain | Lifting Device | 35926 | LD | winch |  | Lifting Devices, Chain Hoist, Come Along & Slings
147391 | 48867 | WTR-RWA-RPU-0001 | RPU | WTR-RWA-ELS | RPU | Remote Processor Unit |  | RPU | http://www.toronto.ca/TWONTO#RPU_panel |  | Electrical System
14329 | 59769 | COL-PHP-CP-0001 | Control Panel, Operator | COL-PHP | Control Panel |  |  | CP |  |  | High Park Sewage Pumping Station
119653 | 97840 | TAB-WA1-SQ-1065 | Sling | TAB-WA1-SQ-1000 | Lifting Device,Sling | Lifting Device |  | SQ | http://www.toronto.ca/TWONTO#fall_protection_sling |  | WA1 Lifting Devices and Slings
32195 | 34312 | COL-RBG-SP-0413 | Sampler, Influent Flow | COL-RBG-MISC | Sampler |  |  | SP |  |  | Miscellaneous Equipment
52230 | 62673 | TAB-PWA-PSH-1001 | Switch,Pressure,High | TAB-PWA-F-1001 | Switch,Pressure-High | Switch |  | PSH | http://www.toronto.ca/TWONTO#pressure_switch |  | Filter, Plant Water, Gas Control Building
65572 | 6070 | THC-PWA-BFP | Backflow Preventers | THC-PWA-POTABLE | Valve,Backflow Preventer,Reduced Pressure | [5 empty] | Potable Water
8008 | 60155 | COL-PVM-WEL-0500 | Wet well | COL-PVM |  |  |  | WEL |  |  | Valleymede Sewage Pumping Station
10124 | 392 | FCL-ACC-FN-0020 | Fan, Exhaust, 0.75 HP, Filter Building, Lab, Admin Bulidng roof, Acces roof from 2nd floor lunchroom door | FCL-ACC-FLT |  |  |  | FN |  |  | Filter Building HVAC Equipment
101568 | 32794 | MAIN-155 | Main 155 | WTR-LWA | [6 empty] | Work Area 2 Central Mains and Chambers
13969 | 79281 | FCL-SPC-RPU-1623 | RPU Panel, Filters 1201 and 1201, Filter Gallery | FCL_ELS_MISCELLANEOUS | Control Panel | Remote Processor Unit |  | RPU | http://www.toronto.ca/TWONTO#RPU_panel |  | FCL_ELS_MISCELLANEOUS
37543 | 39939 | MTMH380 | NORTH YORK STM | TRK-HMR | [6 empty] | HUMBER DRAINAGE AREA
132180 | 74699 | THR-DCL-T-0100 | Tank, Sodium Bisulphite Storage | THR-DCL | Tank | Tank |  | T | http://www.toronto.ca/TWONTO#chemical_storage_tank |  | Dechlorination
88256 | 5087 | WTR-PSC-LSL-1200 | Switch, Level-Low, Pump 1200 to Vacuum Air System | WTR-PSC-P-1200 | Switch,Level-Low | Switch |  | LSL | http://www.toronto.ca/TWONTO#level_switch |  | Pump, Centrifugal, District 3E
132874 | 95881 | THR-DIG-PSL-5860A | Switch, Pressure-Low, Inlet Gas compressor 5860 | THR-DIG-C-5860 | Switch,Pressure-Low | Switch |  | PSL | http://www.toronto.ca/TWONTO#pressure_switch |  | Compressor, Gas, Mixing System, Digester Tank#9/10
72730 | 38538 | FHA-CLB-CHL-0201 | Chlorinator, Solution Feed Gas Dispenser, Vacuum Operated, Filtration Building, Cl2/SO2 Feeder Room | FHA-CLB | Chemical Feeder,Gas | Chemical Feeder |  | CHL | http://www.toronto.ca/TWONTO#chlorinator_system |  | Post-Chlorination
120476 | 37757 | THC-ACC-DM-0585 | Damper,Actuated,Inlet,Fan 0585,Compress.Room,3rd Floor,Biosolids Building West | THC-ACC-FN-0583 | Damper/Louver | HVAC |  | DM | http://www.toronto.ca/TWONTO#air_damper |  | Fan,Centrifugal,Temporary Centrifuge Room, 3rd Floor,Biosolids Building East
56195 | 42191 | TAB-RSP-G-2016B | Sluice Gate, Raw Sewage Outlet from Screen # 6 to Low Level Wet Well | TAB-RSP-SC-2016 | Valve,Sluice Gate | Gate |  | G | http://www.toronto.ca/TWONTO#channel_gate
125239 | 30299 | THC-ELS-SQ-725053 | Electrical Safety gloves, High Voltage, Class 1, # 725053 | THC-SES-SQ |  | Safety Equipment | 40751 | SQ | http://www.toronto.ca/TWONTO#rubber_insulating_gloves |  | Safety Equipment
143712 | 9596 | WTR-PEL-PSU-1005 | Power Supply, 24VDC, Redundancy Module IN2, Generator Building, Electrical Room | WTR-PEL-PSU-1007 |  | Power Supply Unit |  | PSU | power_supply |  | Power Supply, 125VDC, Battery Charger BAT-1021, Generator Building, Electrical Room
24388 | 69694 | FHO-MCS-T-0101-KQ | Tank, TRW Vacuum Priming | FHO-TRW-VP | Vessel,Pressure | Tank |  | T | http://www.toronto.ca/TWONTO#pressure_vessel |  | Vacuum Priming
101753 | 78503 | MAIN-377 | Main 377 | WTR-MT1 | [6 empty] | Work Area 1 EAST Mains and Chambers
116477 | 99337 | TAB-PRS-VEH-1010SUS | Rail Car, Chemical Storage | TAB-PRS-C | Storage,Removable Storage | Vehicle | 47515 | VEH | storage_container
78915 | 53724 | THR-SES-SQ-7480S | Harness, Full Body | THR-SES-FAS | Safety | Safety Equipment | 38772 | SQ | http://www.toronto.ca/TWONTO#fall_arrest_harness |  | Fall Arrest Sytem (Harness and Lanyard), Safety Equipment
86178 | 66308 | WTR-PJS-LSL-0103 | Switch, Level-Low, John Street Surge Tank 2 | WTR-PJS-T-0103 | Switch,Level-Low | Switch |  | LSL | http://www.toronto.ca/TWONTO#level_switch |  | Tank, (Surge), John St #2
124779 | 334 | THC-ELS-LP-3811A | Lighting Panel, Supply From UPS-3811E, Admin. Building Ground Floor, Equipment Room | THC-ELS-MCC-3801E |  | Power Distribution Panel |  | LP | http://www.toronto.ca/TWONTO#LV_electrical_panel |  | Motor Control Centre, Supply From MCC-1103E, Admin Building Ground Floor, Electrical Room
140443 | 80931 | TNT-ELS | Instrument / Electrical | TNT WORK AREA 9 | [6 empty] | North Toronto Treatment Plant
78756 | 59386 | FHA-RADIO-0005 | Radio, Walkie Talkie | FHA-GRK-COM-0001 |  | Communications Equipment |  | RADIO | radio_system |  | Telephone and Paging System
129766 | 33866 | THR-ACC-DM-0204 | Damper, Intake, Exhaust Fan FN-0200, North Grit Roof | THR-ACC-FN-0200 | Damper/Louver | HVAC |  | DM | http://www.toronto.ca/TWONTO#air_damper |  | Fan,Centrifugal,Main Equipment Room South-West Wall,Main Sub Stn
87703 | 10009 | WTR-PRH-TRW | Treated Water (Transmission) | WTR-PRH | [6 empty] | Rosehill Pumping Station
82148 | 93126 | FHA-SES-SCBA-0040 | Cylinder for Air Pack Ser # OJ 377628 | FHA-SES-SCBA-CYLINDER | PPE,SCBA | Safety Equipment |  | SCBA | http://www.toronto.ca/TWONTO#compressed_gas_cylinder |  | Breathing Air Tanks (SCBA cylinders)
40058 | 24487 | TAB-ACC-HTR-6561 | Heater, Unit, Hot Water, Mechanical Room No. 3, Screen Bldg., P Bldg. | TAB-ACC-HTR-PBLDG | H.V.A.C.,Heater | HVAC |  | HTR | http://www.toronto.ca/TWONTO#heater |  | Unit Heaters- P Bldg
106698 | 4388 | TAB-ACC-HC-9003 | Heating Coil, T Bldg | TAB-ACC-HTR-M&T | H.V.A.C.,Heater,Convection | HVAC |  | HC | heating_coil |  | Unit Heaters- M&T Bldg
30952 | 94843 | FIS-FEQ-DR-0068(S) | Door, Fire, Flourode & Ammonia Building | FIS-GRK-STRC-0001 |  | Door |  | DR | http://www.toronto.ca/TWONTO#fire_rated_door
8809 | 26711 | COL-SMC-FEQ-0001S | Fire Prevention, Extinguisher | COL-SMC-MISC | Fire Prevention,Extinguisher |  | 46864 | FEQ |  |  | Miscellaneous Equipment
66935 | 12142 | THC-INC-BU-2037 | Burner, Hearth 3, Incinerator 2000 | THC-INC-FU-2000? | Burner | Burner |  | BU | http://www.toronto.ca/TWONTO#burner_component_of_asset |  | Furnace, Incinerator 2000
7360 | 27637 | COL-PSM-DM-0003 | Damper/Louver, Fan 0004 | COL-PSM | Damper/Louver |  |  | DM |  |  | Simcoe St Sewage Pumping Station
8791 | 47890 | COL-SMC-AIT-0001 | Analysis Indicating Transmitter, Gas | COL-SMC | Transmitter |  |  | AIT |  |  | Maclean Detention Tank-storm
112709 | 40684 | TAB-EL1-MCC-6591 | Motor Control Centre ,Z- Bldg | TAB-ELS-WA6 | Control Panel,MCC | Motor Control Centre | 34434 | MCC | http://www.toronto.ca/TWONTO#LV_electrical_panel |  | Panel Boards, MCC, WA6
131362 | 62232 | THR-BG-C | Blended Gas, Gas Compressors | THR-BG | [6 empty] | Blended Gas
59249 | 69183 | THC-ACC-MAN-0012 | Manifold, Snow Melting System, Zone #2, Admin Building, South/West Area | THC-ACC-BLDG K |  | HVAC |  | MAN | http://www.toronto.ca/TWONTO#pipe_manifold |  | Administration Building, HVAC
129829 | 22259 | THR-ACC-FD-7477BS | Water Softener, Boilers Make Up Water West Side | THR-ACC-FD-7477 | Chemical Feeder,Liquid | Chemical Feeder | 36259 | FD | http://www.toronto.ca/TWONTO#storage_tank |  | Water Softener, Boilers Make Up Water
78894 | 38819 | THR-SES-SQ-5012 | Lanyard for Harness, PPE Wayne Johnston (Suspended) | THR-SES-SQ | Safety | Safety Equipment | 35575 | SQ | lifeline |  | Safety Equipment
124960 | 63457 | THC-ELS-PDP-1301 | Panel,Distribution,Thickening Building | THC-ELS-MCC-1301 | Control Panel,Electrical | Power Distribution Panel |  | PDP | http://www.toronto.ca/TWONTO#LV_electrical_panel |  | Motor Control Centre,Thickening Building
81551 | 49966 | TNT-PRM-T-0300 | Tank, Clarification,Primary Influent, #3 | TNT-PRM | Clarifier,Square | Tank |  | T | http://www.toronto.ca/TWONTO#clarifier |  | Primary Treatment
54047 | 37668 | TAB-RSP-UPS-EIMCO-2 | Ups for RPU, | TAB-RSP-RPU-EIMCO-2 | UPS | Remote Processor Unit |  | EIMCO | http://www.toronto.ca/TWONTO#UPS |  | RPU,
78740 | 19058 | FHA-MCS-MT-0701 | Machine Tool, Band Saw, Vertical, Service Building, Machine Shop | FHA-MCS-MEQ | Machine Tool,Saw | Tool |  | MT | http://www.toronto.ca/TWONTO#band_saw |  | Machine Shop & Equipment
135288 | 29335 | THR-FPW-SEN-0021 | Switch, High High Level, Effluent Inlet Channel, Filtered Plant Water Bldg. | THR-FPW | Switch,Level-High | Switch |  | SEN | http://www.toronto.ca/TWONTO#level_switch |  | Filtered Plant Water
13168 | 99450 | FCL-FLT-CP-1401 | Control Panel, Operator, Filter 1401 Flow/Rate, Filter 1401 | FCL-FLT-F-1401 |  |  |  | CP |  |  | Filter, Carbon Activated, Filter Building, Filter Gallery East
89120 | 28316 | FHO-SPC-RPU-1523 | RPU, Standby Generation PLC, Standby Power Building, S2, Electrical Room | FHO-TRW- SURGE | Controller,PLC | Remote Processor Unit |  | RPU | http://www.toronto.ca/TWONTO#RPU_panel |  | Surge Protection System
112638 | 63976 | TAB-EL1-LP-6646 | Lighting Panel,Heat Tracing,120/208V,Electrical Room,Ground Floor,Grit Build,P Building | TAB-EL1-MCC-6674 | Control Panel,Lighting | Power Distribution Panel |  | LP | http://www.toronto.ca/TWONTO#LV_electrical_panel |  | MCC,Electrical Room,Ground Floor,Grit Build,P Building
3303 | 22086 | COL-PBF-FEQ-0001S | Fire Prevention, Extinguisher | COL-W-OBSOLETE | Fire Prevention,Extinguisher |  | 41312 | FEQ |  |  | Col West Obsolete Entities
119635 | 62101 | TAB-WA1-SQ-1033 | Sling | TAB-WA1-SQ-1000 | Lifting Device,Sling | Lifting Device |  | SQ | http://www.toronto.ca/TWONTO#fall_protection_sling |  | WA1 Lifting Devices and Slings
89133 | 67855 | FHO-SPC-RPU-2026 | RPU Panel, Waste Water Tank 3 &4, Ozone Building, L1, Electrical Room, West Wall | FHO-WWW | Controller,PLC | Remote Processor Unit |  | RPU | http://www.toronto.ca/TWONTO#RPU_panel |  | Residue Management / Waste Water System
147814 | 26152 | YTF-SS-CR-1000 | Security Card Readers | YTF-SS |  | Security System |  | CR | http://www.toronto.ca/TWONTO#card_reader |  | Security Systems
80284 | 29261 | FHA-SED-ZSH-0304A | Switch, Limit, Access Hatch Zone 4, Settling Basin T-0301 | FHA-SED-ZSH-0304 |  | Security System |  | ZSH | http://www.toronto.ca/TWONTO#position_switch |  | Switch, Limit, Access Hatch Zone 3
61949 | 8342 | THC-DEW-RPU-2214 | Controller Panel,Centrifuge 1400,Centrifuge Room,Biosolids Building (West/Temp-East)-TEMP TAG | THC-DEW-CF-1400 | Control Panel,Instrumentation | Remote Processor Unit |  | RPU | http://www.toronto.ca/TWONTO#RPU_panel |  | Centrifuge,Dewatering,BLS/PYS - Solid Treatment,Incinerator Building
105953 | 70940 | TAB-ACC-AHU-4477 | AHU, Aux Bldg | TAB-ACC-AHU-AUX | Air Handling Unit | HVAC |  | AHU | http://www.toronto.ca/TWONTO#air_handler_unit |  | AHUs/Supply Fans Aux. Bldg
65503 | 97001 | FCL-SM-SQ-0001 | Kit "B" Chlorine Emergency | FCL-CLA1 |  |  |  | SQ |  |  | Pre-Chlorination
80855 | 76315 | TNT-CW-FEQ | Fire Hydrants | TNT-CW | [6 empty] | City Water
124848 | 47168 | THC-ELS-ELQ-0001 | Electrical Services 110 - 220V | THC-GRK-MAINT | Building Service,Electrical 110 - 220 V |  |  | ELQ |  |  | Building Maintenance
127995 | 95078 | THC-PRM-ZSH-1012 | Switch, Position High, Mech Collect, Valve 1012 | THC-PRM-V-1012 |  |  |  | ZSH |  |  | Valve, Hydraulic Cylinder, Bottom Scraper, Primary Clarifier 1000, SW Plant
127821 | 41453 | THC-PRM-V-1113 | Valve, Hydraulic Cylinder, Bottom Scraper, Primary Clarifier 1100, NW Plant | THC-PRM-CLR-1130 | Actuator,Hydraulic,Cylinder | Hydraulic System |  | V | http://www.toronto.ca/TWONTO#hydraulic_power_pack |  | Sludge Bottom Scraper Mechanism, Primary Clarifier 1100, NW Plant
66393 | 33344 | THC-SM-SPL-0005 | Spill KIT, WA1, Heat Treatment Area | THC-SES-SQ | Spill Kit | Safety Equipment |  | SPL | http://www.toronto.ca/TWONTO#spill_kit |  | Safety Equipment
9326 | 91112 | COL-YKP-SRL-0305011 | Self Retrieval Line -0305011 | YKP-BLD | Safety | Safety Equipment |  | SRL | self_retracting_line |  | Collections - 435 Kipling Ave. Building envelope
260 | 85507 | 378251E | Forklift, Attachments, Sweeper, WA-7 | TAB-GRK-VEH-378251 | Forklift | Tool |  |  | machine_attachments |  | Vehicle, Utility, Multi-Attachment, Propane, BobCat 5600, WA-7
9098 | 80991 | COL-YKP-DA-1723241 | Davit Upper Arm-1723241 | COL-YKP-DA-0012S | Safety | Safety Equipment |  | DA | http://www.toronto.ca/TWONTO#fall_arrest_Davit_arm |  | Davit Arm Assembly with Upper Arm-1723241
76865 | 87293 | THR-PLT-FSL-1904 | Switch, Flow, Low, Water Scour, Grit Vortex Chamber CYC-1176, Headhouse | THR-PLT-CYC-1176 | Switch,Flow-Low | Switch |  | FSL | http://www.toronto.ca/TWONTO#flow_switch |  | Cyclone, Prelimary Treatment, Grit Removal - Vortex Chambers# 6(OLD Tag THR-PLT-CYC-1177)
13163 | 76941 | FCL-FLT-CP-0901 | Control Panel, Operator, Filter 0901 Flow/Rate, Filter 0901 | FCL-FLT-F-0901 |  |  |  | CP |  |  | Filter, Carbon Activated, Filter Building, Filter Gallery West
58062 | 82599 | THC-ACC-AHU-0120 | Air Handlling Unit,Roof,Scrubber Room,Phase 4 | THC-ACC-BLDG O | Air Handling Unit | HVAC |  | AHU | http://www.toronto.ca/TWONTO#air_handler_unit |  | Phase IV , Building O HVAC
126559 | 73779 | THC-NGS-PSL-3042 | Switch, Pressure Low, Pilot Natural Gas, Hot Water Boiler BO-3041 | THC-SUSPENDED |  | Switch | 33796 | PSL | http://www.toronto.ca/TWONTO#pressure_switch |  | Suspended entity
15014 | 18432 | FCL-TRW | Treated Water | FCL WORK AREA 1 | [6 empty] | Process
131721 | 31847 | THR-CG-RPU-0001 | Remote Processor Unit, SCADA,Co-Gen Compressors MCC Room (172.22.37.145 | THR-SPC | RPU | Remote Processor Unit |  | RPU | http://www.toronto.ca/TWONTO#RPU_panel |  | Process Control Systems - Services Area
4807 | 86693 | COL-PHP-GC-0001 | Grit Chamber | COL-PHP |  |  |  | GC |  |  | High Park Sewage Pumping Station
3151 | 6662 | COL-MTI-TS-2300D | Transfer Switch 1, 600VAV 3 PH, TORONTO HYDRO SUPPLY, Simcoe Control Chamber No.2300D, MTI | COL-MTI-CH-2300D | Switch | Switch |  | TS | http://www.toronto.ca/TWONTO#transfer_switch |  | Chamber,Simcoe Control Chamber No.2300D, MTI
44076 | 88225 | TAB-DEW-T-3500 | Wet Well, New | TAB-DEW-WEL | Well | Tank |  | T | http://www.toronto.ca/TWONTO#storage_tank |  | Centrate Wet Wells
79128 | 1232 | THR-ELS-MCC-0802 | Control Panel, MCC 0802, S Final Gallery, North Final Area MCC-0801 & 0802 (MCC N3) | THR-ELS-FST | Control Panel,MCC | Motor Control Centre |  | MCC | http://www.toronto.ca/TWONTO#LV_electrical_panel |  | Electrical System, Final Sedimentation Tanks & Galleries
97639 | 66520 | FIS-RW-FSL-0009-SUS | Switch, Flow-Low, Deep Well Submersible Sampling Pump 0003, Intake & Intake Valve Chamber | FIS-SUSPENDED | Switch,Flow-Low | Switch | 38342 | FSL | http://www.toronto.ca/TWONTO#flow_switch |  | Obsolete Entities/Processes
28514 | 66996 | FIS-DCL-PSL-0202 | Switch, Pressure, Low, SO2 Evaporator EV-0201 Discharge, Gaseous Chemical Building, Storage Room | FIS-DCL-SO-0201 |  | Switch |  | PSL | http://www.toronto.ca/TWONTO#pressure_switch |  | Sulphonator, Gaseous Chemical Building, Machine Room
125733 | 70820 | THC-FT-PSH-1596 | Switch,Pressure-High,Outlet,Scum Transfer Pump 1590,Secondary,Phase IV | THC-FT-P-1590-SCRP | Switch,Pressure-High | Switch |  | PSH | http://www.toronto.ca/TWONTO#pressure_switch |  | Pump, for Scum Pit Tank 1580, for final tank 1500, Secondary Clarifier
61943 | 89547 | THC-DEW-RPU-2101D | Remote Processing Unit | THC-DEW | Controller,PLC | Remote Processor Unit |  | RPU | http://www.toronto.ca/TWONTO#RPU_panel |  | Dewatering Process
115619 | 21487 | TAB-PRM-V | D Building - Header Valves & Actuators, Primary Sludge Line 1, 2 & 3 | TAB-PRM-D | [6 empty] | D Bldg - Primary Treatment
93571 | 93767 | FHO-NEX-8 CHANNEL 8-SUS | Emergency and Exit light 8 Channel 8 | FHO-SUSPENDED |  | Safety Equipment | 44458 | NEX | http://www.toronto.ca/TWONTO#lighting_unit |  | Suspended Entity List
18572 | 7828 | FHA-SES-SPL-0401 | FHA-SES-SPILL-6 - Spill Response Kit 6- RMF SBS | FHA-SES-SM |  | Safety Equipment |  | SPL | http://www.toronto.ca/TWONTO#spill_kit |  | Spill /Waste Management
145119 | 28477 | WTR-PLW-MEQ-0002S | Backflow Preventer Test Kit, S/N 52158 | WTR-PLW-AUX |  | Tool | 41273 | MEQ | backflow_preventer_tester |  | Auxilliary Equipment (Building Facilities)
125963 | 45532 | THC-GRK-MCS | Mechanical Services | THCLIQOPS | [6 empty] | THC Liquids Operations
145163 | 54136 | WTR-PLW-T-0104 | Tank, 1000psi, Gas Monitor Calibration Gas Bottle | WTR-WEST-SES | Tank | Tank |  | T | gas_cylinder |  | Safety & Lifting Devices
55506 | 19950 | TAB-WA1-SQ-9117 | First Aid Kit-WA1 Meeting Room | TAB-WA1-SQ | Safety,First Aid Kit | Safety Equipment |  | SQ | http://www.toronto.ca/TWONTO#first_aid_kit |  | Safety Equipment & Supplies Common to WA1
67527 | 40487 | THC-MCS-F-5201 | Filtration Unit, Fumes, Welding shop | THC-ACC-BLDG X |  | Filter |  | F | http://www.toronto.ca/TWONTO#replaceable_air_filter |  | New Workshop WA2 Building HVAC
118027 | 14447 | TAB-SES-RING-4009 | Lifebuoy Ring | TAB-SES-RING-4000 | PPE | Safety Equipment |  | RING | http://www.toronto.ca/TWONTO#life_ring |  | Lifebuoy Ring
25628 | 67161 | COL-PSM-M-0301 | Motor | COL-PSM-P-0300 |  |  |  | M |  |  | Pump, Submersible
84853 | 23667 | WTR-PEG-ZS-0006 | Switch, Position,Door Security | WTR-PEG-AUX | Switch,Position | Switch |  | ZS | http://www.toronto.ca/TWONTO#position_switch |  | Auxiliary Equipment (Building Facilities)
52823 | 80400 | TAB-RSP-FSL-1251D | Flow Switch, Low, Cooling Water Supply to Heat Exchanger | TAB-RSP-P-1250 | Switch,Flow | Switch |  | FSL | http://www.toronto.ca/TWONTO#flow_switch |  | Pump,Raw Sewage Transfer #5
8523 | 53199 | COL-RBB-FIT-0212 | Flow Indicating Transmittetr, | COL-RBB-MISC | Transmitter |  |  | FIT |  |  | Miscellaneous Equipment
125852 | 94799 | THC-INC-BU-1036 | Burner, Hearth 3, Incinerator 1000 | THC-INC-FU-1000 | Burner | Burner |  | BU | http://www.toronto.ca/TWONTO#burner_component_of_asset |  | Furnace, Incinerator 1000
74862 | 5436 | THR-FT-LSHH-3977 | Switch, Level-High-High,Pump 3981,Sump,T20 | THR-FT-P-3970A | Switch,Level-High-High | Switch |  | LSHH | http://www.toronto.ca/TWONTO#level_switch |  | Pump, Sump, Flood Monitoring, Finals, Tunnel 20, #2 Chamber
81868 | 85481 | FHA-SES-LDR-0408 | FHA-SES-LD-0071 - 11' Ext Ladder Aluminum( Pilot Plant ) | FHA-SES-LD-1 | Safety | Safety Equipment |  | LDR | http://www.toronto.ca/TWONTO#ladder |  | Ladders
112672 | 24787 | TAB-EL1-MCC-6125A | Motor Control Centre, 600V, Aeration MCC | TAB-AER-ELQ | Switchgear,Indoor | Motor Control Centre |  | MCC | http://www.toronto.ca/TWONTO#LV_electrical_panel |  | Aeration - Electrical Equipment
71223 | 2726 | THR-DIG-FSL-5860 | Switch, Flow-Low, Condensate T-5852 | THR-DIG-T-5851 | Switch,Flow-Low | Switch |  | FSL | http://www.toronto.ca/TWONTO#flow_switch |  | Tank, Condensate and Sediment Accumulator, C-5860, Digester Mixing System
131077 | 26570 | THR-AER-PSL-1915 | Switch, Pressure-Low, Main Oil Pump, Blower 1911, Secondary Treatment, Aeration Blower System - North | THR-AER-T-1914 | Switch,Pressure-Low | Switch |  | PSL | http://www.toronto.ca/TWONTO#pressure_switch |  | Tank, Non-Pressurized, Auxiliary Oil, Blower 1911, Secondary Treatment, Aeration Blower System - North
10089 | 99349 | FCL-ACC-F-0301 | Filter, Inlet, AHU-0303, Admin Building | FCL-ACC-AHU-0303 |  |  |  | F |  |  | Air Handling Unit, Roof Top, Admin Building Top of N/E Stairwell
106050 | 26813 | TAB-ACC-CP-6400 | Panel, BAS Gateway Controller, Basement, Operating Gallery., P Bldg. | TAB-ACC-AHU-PBLDG | Control Panel,HVAC | HVAC |  | CP | http://www.toronto.ca/TWONTO#process_control_panel |  | AHUs/Supply Fans P. Bldg.
15607 | 46068 | FHA OPERATORS LAB | Computer Location | FHA-FILTER BLDG | [6 empty] | Building Location
108617 | 35954 | TAB-ACC-V-6420 | Valve, Motorized, Hot Water System, Mech. Room No.5, Old Screen Bldg., P Bldg. | TAB-ACC-HE-6401 | Valve | HVAC |  | V | http://www.toronto.ca/TWONTO#valve |  | Heat Exchanger, Mechanical Room No.5, Old Screen Bldg., P Bldg.
14226 | 27782 | COL-PHA-V-0009 | Valve | COL-PHA-MISC |  |  |  | V |  |  | Miscellaneous Equipment
4032 | 25264 | COL-PCU-FIT-5158 | Transmitter, Flow | COL-PCU-MISC | Transmitter |  | 34953 | FIT |  |  | Miscellaneous Equipment
137882 | 43430 | THR-PRM-T-0600 | Tank, Primary Clarification - Primary Tank - South | THR-PRM-T | Tank | Tank |  | T | http://www.toronto.ca/TWONTO#clarifier |  | Primary Sedimentation Tanks
39415 | 76318 | TAB-ACC-AHU-AUX | AHUs/Supply Fans Aux. Bldg | TAB-ACC-AHU | [6 empty] | Air Handling Unit & Supply Fan
85278 | 93856 | FHA-WWW-HS-2510 | Switch, Emergency Rope Switch, CV-2510, RMF,Centrifuge Room | FHA-WWW-CV-2510 | Switch | Switch |  | HS | hand_switch |  | Conveyor, Centrifuge CF-2501, RMF, Centrifuge Service Platform
68494 | 45897 | THR-ACC-T-0711S | Tank, Glycol Heating Package, Digesters Gas Compressor Bldg. | THR-ACC-DIG | Tank | Tank | 38850 | T | http://www.toronto.ca/TWONTO#chemical_storage_tank |  | Air Conditioning, HVAC, Digesters
119849 | 47641 | TAB-WA2-SQ-8925 | Lanyard. Harshad | TAB-WA2-SQ-0001 | PPE,Harness | Safety Equipment |  | SQ | lifeline |  | Fall Arrest System , Tripod and SRL
40095 | 71524 | DOS-SES-SCBA-3879 | SCBA 60 minutes escape pack | FAC-YCM-SES | Safety | Safety Equipment |  | SCBA | http://www.toronto.ca/TWONTO#self-contained_breathing_apparatus |  | SAFETY & ENVIRONMENTAL SERVICES
135969 | 38573 | THR-FT-RPU-0001S | Remote Processor Unit, Final Tank 0100, Tank 0300 (172.22.37.194) | THR-FT-T | RPU | Remote Processor Unit | 39564 | RPU | http://www.toronto.ca/TWONTO#RPU_panel |  | Final Sedimentation Tank & Dedicated WAS Pumping
134953 | 48283 | THR-ELS-MCC-0301S | Motor Control Center, MCC-0301, Gallery T23 | THR-ELS-RSPS | Control Panel,MCC | Motor Control Centre | 40856 | MCC | http://www.toronto.ca/TWONTO#LV_electrical_panel |  | Electrical System, Returns Sludge Pumping Station
13689 | 66127 | FCL-MCS-LD-1003 | Davit Arm | FCL-MCS-DAVIT | Lifting Device | Lifting Device |  | LD | http://www.toronto.ca/TWONTO#fall_arrest_Davit_arm |  | Davit Arms
21876 | 74142 | COL-PMY-LSH-0105 | Switch, Level-High | COL-PMY-MISC | Switch |  |  | LSH |  |  | Miscellaneous Equipment
89129 | 20446 | FHO-SPC-RPU-1924 | RPU, Ozone Generator OZ-1200, Ozone Building, L1, Ozone Equipment Room, Electrical Enclosure | FHO-DOZ |  | Remote Processor Unit |  | RPU | http://www.toronto.ca/TWONTO#RPU_panel |  | Ozonation System
34809 | 65252 | COL-YKP-FAK-0017S | First Aid Kit, Truck #067037 (F250) | COL-W-OBSOLETE | Safety,First Aid Kit | Safety Equipment | 47512 | FAK | http://www.toronto.ca/TWONTO#first_aid_kit |  | Col West Obsolete Entities
38582 | 74012 | TAB-ACC-1200 | Heating, Floatation Bldg -Item #25 | TAB-ACC |  | HVAC |  | ACC | http://www.toronto.ca/TWONTO#collection_of_assets |  | Plant HVAC Equipment
34414 | 58208 | COL-YKP-DA-5010-57018 | THERN DAVIT ARM-5010-57018 | COL-YKP-DA | Safety | Safety Equipment |  | DA | http://www.toronto.ca/TWONTO#fall_arrest_Davit_arm |  | Davit Arm Assembly
105862 | 40794 | TAB-ACC-AC-1602 | Conditioner, Air,Trailer North of primary Tank #9 | TAB-SUSPENDED ENTITY | H.V.A.C.,Air Conditioner | HVAC | 34580 | AC | http://www.toronto.ca/TWONTO#air_condition |  | Suspended entities
119276 | 35189 | TAB-THK-FSL-4301 | Switch,Flow Indication, Polymer inlet to Pump-P-4301 | TAB-THK-P-4301 | Switch,Flow | Switch |  | FSL | http://www.toronto.ca/TWONTO#flow_switch |  | Pump, Mixed Polymer Feed
26954 | 97403 | FIS-CLA-F-0101-SUS | Filter, Gaseous Discharge Header from Pre Chlorination Evaporator Train 1, Chlorination System | FIS-SUSPENDED | Filter | Filter | 38161 | F | http://www.toronto.ca/TWONTO#replaceable_air_filter |  | Obsolete Entities/Processes
55781 | 46231 | TAB-WA5-SQ-E5C2 | Harness - Vasileios Prekas | TAB-WA5-SQ | PPE,Harness | Safety Equipment |  |  | http://www.toronto.ca/TWONTO#fall_arrest_harness |  | WA5 Safety Equipment
47745 | 39579 | TAB-EL2-MCC-6626 | Motor Control Center- Dewatering | TAB-EL2-PDP-6015 | Control Panel,MCC | Motor Control Centre |  | MCC | http://www.toronto.ca/TWONTO#LV_electrical_panel |  | Power distribution Panel, 600V
61700 | 66476 | THC-FT-PSH-0996 | Switch,Pressure-High,Outlet,Scum Transfer Pump 0990,Secondary, Phase I | THC-FT-P-0990SUSPEND | Switch,Pressure-High | Switch |  | PSH | http://www.toronto.ca/TWONTO#pressure_switch |  | Pump, for Scum Pit Tank 0980, for final tank 0900, Secondary Clarifier
67782 | 1444 | THR-ACC-FSL-0844S | Switch, Flow-Low, Exhaust Fan 0844, T14 North, Plant Services, Gallery Ventilation, Zone 2A and 2B | THR-ACC-FN-0844 | Switch,Flow-Low | Switch | 39342 | FSL | http://www.toronto.ca/TWONTO#flow_switch |  | Fan, Exhaust, T14 North, Plant Services, Gallery Ventilation, Zone 2A, 2B, 2C
131071 | 82098 | THR-AER-PSL-0715 | Switch, Pressure-Low, Tank 700, Secondary Treatment, Aeration - North | THR-AER-T-0700 | Switch,Pressure-Low | Switch |  | PSL | http://www.toronto.ca/TWONTO#pressure_switch |  | Tank, Secondary Treatment, Aeration - North #07
7383 | 78531 | COL-PSM-HTR-0002 | Heater, Unit | COL-PSM-MISC | Heater |  |  | HTR |  |  | Miscellaneous Equipment
97997 | 30051 | FIS-SES-FSH-0001 | Switch, Flow, High, Eyewash Shower, RMF Polymer Storage Room | FIS-SES |  | Safety Equipment |  | FSH | http://www.toronto.ca/TWONTO#flow_switch |  | Safety, Instrumentation & Environmental Services
119775 | 47803 | TAB-WA2-OCH-0001 | operation Chalange. Work- Work Area 2 | TAB-WORK-AREA-LIQ |  |  |  | OCH |  |  | TAB Work Area Liq
130288 | 94709 | THR-ACC-NX-716 | Heating and Cooling Unit for Training Room | THR-ACC-HH | H.V.A.C. | HVAC |  | NX | http://www.toronto.ca/TWONTO#air_condition |  | Heating, Ventilation and Air Conditioning, Head House
120254 | 59588 | THC-ACC-AHU-0262 | Air Conditioner Unit, Building R | THC-ACC-BLDG K | H.V.A.C.,Air Conditioner | HVAC | 35751 | AHU | http://www.toronto.ca/TWONTO#air_condition |  | Administration Building, HVAC
144929 | 44968 | WTR-PKN-AUX | Auxiliary Equipment (Building Facilities) | WTR-PKN | [6 empty] | Kennedy Pumping Station
55301 | 10949 | TAB-WA1-LD-1222 | Hoist | TAB-WA1-SQ-1000 | Lifting Device,Hoist | Lifting Device |  | LD | http://www.toronto.ca/TWONTO#lifting_equipment_hoist |  | WA1 Lifting Devices and Slings
116655 | 94483 | TAB-PWA-LSHH-5143 | Switch, Level High-High, Plant Water Bldg, Basement, West Sump | TAB-PWA-P-5143 |  | Switch |  | LSHH | http://www.toronto.ca/TWONTO#level_switch |  | Pump, Sump
34526 | 47552 | MAIN-191 | Main 191 | WTR-MT3 | [6 empty] | Work Area 3 WEST Mains and Chambers
94874 | 84107 | FHO-SES-SQ-6207 | Safety Harness, Serial Number 416469 , Barry Kelly | FHO-SES-SQ-0006 | PPE,Harness | Safety Equipment |  | SQ | http://www.toronto.ca/TWONTO#fall_arrest_harness |  | Fall Arrest Systems
85490 | 50437 | WTR-PHL-FAK-0003-SUS | First Aid Kit, Truck #080049 | WTR-CENTRAL-SES | Safety,First Aid Kit | Safety Equipment | 47482 | FAK | http://www.toronto.ca/TWONTO#first_aid_kit |  | Safety & Lifting Devices
87645 | 82226 | WTR-PRH-LSLL-1100 | Switch, Level Low Low, Fuel Day Tank | WTR-PRH-AUX | Switch,Level-Low-Low | Switch |  | LSLL | http://www.toronto.ca/TWONTO#level_switch |  | Auxiliary Equipment (Building Facilities)
53692 | 18420 | TAB-SLD | Sludge Drying - Pelletization (OPERATED BY VEOLIA) | TAB-WORK-AREA-4 | [6 empty] | Work Area 4
21336 | 62008 | FHO-ELS-DP-0613 | Distribution Panel, (DP-0601A2), 600V, MCC-0610 Panel Board, Filter1-8 Building, S2, Electrical Room | FHO-ELS-MCC-0610 |  | Power Distribution Panel |  | DP | http://www.toronto.ca/TWONTO#LV_electrical_panel |  | Motor Control Centre, Filter Building 1-8., S2, Electrical Room
15871 | 12912 | COL-PKG-P-0001 | Pump, Submersible | COL-PKG-MISC | Pump |  |  | P |  |  | Miscellaneous Equipment
10680 | 53478 | FCL-ACC-OIT-0701 | OIT, Gaseous Chemical Building BAS RPU-0701 Panel, Ammonia Machine Room | FCL-ACC-RPU-0701 |  |  |  | OIT |  |  | RPU Panel, Gaseous Chemical Building BAS, Ammonia Control Panel Room
64730 | 27276 | FCL-SES | Safety and Environmental Services | FCL WORK AREA 2 | [6 empty] | Plant Services
66361 | 71082 | THC-SES-SQ-0001 | Fall protection (Virtual entity #) | THC-GRK-ELS-A |  | Safety Equipment |  | SQ | http://www.toronto.ca/TWONTO#fall_restricting_system |  | Building A
127189 | 48197 | THC-PLT-MSL-1020 | Switch, Motion Low, Classifier CL-1020, Grit Processing and Conveyance | THC-PLT-CL-1020 |  | Switch |  | MSL | http://www.toronto.ca/TWONTO#motion_sensor_element |  | Classifier, Grit System, Grit Processing and Conveyance
39146 | 2854 | SWM-PWI-T-0001 | Tank, Fuel | SWM-PWI | Tank | Tank |  | T | http://www.toronto.ca/TWONTO#fuel_oil_tank |  | Wilson Storm Pumping Station
147729 | 50374 | YTF-CW-T-0001 | Tank, Domestic Hot Water, A Building, City Water Heaters and Pumps | YTF-CW | Tank,Domestic Hot Water | Tank |  | T | http://www.toronto.ca/TWONTO#tanked_hot_water_heater |  | City Water
79093 | 31745 | THR-THK | Sludge Thickening | THR WORK AREA 1 | [6 empty] | Solid Handling
95223 | 35176 | FHO-TRW-P-0900-KQ | TRW Pump Unit 9 | FHO-OBSOLETE |  |  |  | P |  |  | Removed From Service
63537 | 29815 | THC-PLT-CP-0702 | Panel, Control, Pneumatic Valves, Conveyor Discharge, Screen Room, Screenings Conveyance | THC-PLT-CV-0710 | Control Panel,Operator | Pneumatic System |  | CP | http://www.toronto.ca/TWONTO#pneumatic_control_system |  | Conveyor, Screw, Screen Room, Screenings Conveyance
4202 | 42089 | COL-PEV-BAT-0001 | Battery, Rechargeable | COL-PEV | Battery |  |  | BAT |  |  | Ellis Sewage Pumping Station
34691 | 10687 | MAIN-360 | Main 360 | WTR-LWA | [6 empty] | Work Area 2 Central Mains and Chambers
73255 | 18816 | THR-DRN-RSPS | Returns Sludge Pumping Station, Work Area 4 | THR-DRN-WA4 |  | Drain |  |  | http://www.toronto.ca/TWONTO#collection_of_assets |  | Drains, Work Area 4
113757 | 41197 | TAB-MCS-CRN-LOA | Cranes - Truck Loading Bldg. | TAB-MCS-CRN | [6 empty] | TAB Cranes and Lifting Devices
65231 | 83229 | THC-ELS-MCC-1002 | MCC, Access Building T15, Phase I Primary | THC-ELS-PDP-1202A | Control Panel,MCC | Motor Control Centre |  | MCC | http://www.toronto.ca/TWONTO#LV_electrical_panel |  | Distribution Panel, Building H
50186 | 21575 | TAB-PLT-T-0300 | Tank, Reservoir, Grit Removal, Grit Bldg., P Bldg. | TAB-PLT-T | Tank,Reservoir | Tank |  | T | http://www.toronto.ca/TWONTO#sedimentation_tank |  | P Building - Grit Tanks 1-12 & Hoppers 1 - 6
135979 | 32937 | THR-FT-RPU-0006AS | Remote Processor Unit, Final Tank 0700, Tank 0800, | THR-ELS-FST | RPU | Remote Processor Unit | 39569 | RPU | http://www.toronto.ca/TWONTO#RPU_panel |  | Electrical System, Final Sedimentation Tanks & Galleries
5212 | 4108 | COL-PLB-AUX-MECH | Mechanical Equipment | COL-PLB | [6 empty] | Long Branch Pumping Station
76606 | 47715 | THR-DR-RH-0514S | Overhead Door, Manual, Returns Low Pressure Blower Building | THR-DR-WA3 | Door,Overhead | Door | 34487 | RH | http://www.toronto.ca/TWONTO#roll_up_door
94804 | 38900 | FHO-SES-SCBA-0047 | Cylinder, SCBA, Air Pack, 3000 PSI, Ser #LT29069 | FHO-SES-SQ-0003 | PPE,SCBA | Safety Equipment |  | SCBA | http://www.toronto.ca/TWONTO#compressed_gas_cylinder |  | Breathing Air Tanks
86472 | 84734 | WTR-PJS-ZS-0002 | Sensor | WTR-PJS-AUX | Transmitter,Flow | Security System |  | ZS | http://www.toronto.ca/TWONTO#security_motion_sensor |  | Auxiliary Equipment (Building Facilities)
138920 | 6756 | THR-SPC-CPU-1915 | Workstation, North Grit Electrical Room | THR-ELS-GRIT | Computer Equipment,CPU | Network |  | CPU | http://www.toronto.ca/TWONTO#operator_interface_terminal |  | Electrical System, Grit Bldg., North Prelimanry and Primary Station
13274 | 2551 | FCL-FLT-LSL-0010-SUS | Switch, Level-Low, Filter 1001, , Filter No.1001 | FCL-FLT-F-1001 | Switch,Level-Low | Switch | 36619 | LSL | http://www.toronto.ca/TWONTO#level_switch |  | Filter, Carbon Activated, Filter Building, Filter Gallery East
43828 | 67409 | FCL-ACC-FS-0203 | Switch, Loss of Air Flow, Ventilation System Air to Alum Storage Room, Dry Chemical Bldg. Basement | FCL-ACC-FN-0208 | Switch,Flow | Switch |  | FS | http://www.toronto.ca/TWONTO#flow_switch |  | Fan, Vane, Axial, Dry Chemical Building Ventilation System, Dry Chemical Storage Area East
25231 | 31598 | COL-PSL-RC-0001 | Recorder, Flow | COL-PSL | Recorder |  |  | RC |  |  | Sewells Road Sewage Pumping Station
127029 | 37298 | THC-PLT-G-0460 | Gate, Diverter, Actuated, Perforated Screen SC-0450, Screen Room, Raw Sewage Screening | THC-PLT-SC-0450 | Gate | Gate |  | G | http://www.toronto.ca/TWONTO#channel_gate
58161 | 83343 | THC-CAP-BTU-13FS-08WP | THC Capital Works, Biosolids Treatment Upgrade (Incinerator), Contract # 13FS-08WP | THC-SUSPENDED |  |  | 37922 | BTU |  |  | Suspended entity
76053 | 79229 | THR-MCS-CHR-9890 | Chair, Shop Stool, Issued to Vadim Sak | THR-MCS-MT2-WA2 |  | Tool |  | CHR | shop_stool |  | Machine Tool-2
9090 | 36707 | COL-YKP-DA-17106 | Davit Centre Base-17106 | COL-YKP-DA-0029S | Safety | Safety Equipment |  | DA | davit_base |  | Davit Arm Assembly with CENTRE BASE-17106
18167 | 72524 | FHA-SED-ZSH-0504 | Switch, Limit, Access Hatch Zone 5 | FHA-SED |  | Security System |  | ZSH | http://www.toronto.ca/TWONTO#position_switch |  | Sedimentation
39112 | 92168 | TAB-ACC-DM-6416 | Damper, Motorized, Exhaust Air, FN- 6414, Roof, Existing Grit Bldg. | TAB-ACC-FN-6414 | Damper/Louver | HVAC |  | DM | http://www.toronto.ca/TWONTO#air_damper |  | Fan, Centrifugal, Exhaust Air, Roof, Grit Bldg., P Bldg.
26508 | 91238 | COL-PSS-SW-0001 | Switch, Disconnect | COL-PSS-MISC | Switch |  |  | SW |  |  | Miscellaneous Equipment
133009 | 33900 | THR-DIG-RPU-0006 | Remote Processor Unit, forDig10,Digester 9-10 Basement | THR-DIG-RPU | RPU | Remote Processor Unit |  | RPU | http://www.toronto.ca/TWONTO#RPU_panel |  | RPU, UPS, Digester
53591 | 99090 | TAB-SES-LTG-2282A | Lighting, 2 LED heads, Tunnel 'J' | TAB-STR-SQ | Lighting | Safety Equipment |  | LTG | http://www.toronto.ca/TWONTO#lighting_unit |  | WA2 Safety Equipment,lifting devices, ladders, Eye Wash station, First Aid Kits, Lock out stations
27854 | 97862 | COL-PWC-FEQ-0001S | Fire Prevention, Extinguisher | COL-PWC | Fire Prevention,Extinguisher |  | 42897 | FEQ |  |  | Wirral Court Sewage Pumping Station
77745 | 7129 | THR-PRM-PSL-3223 | Switch, Pressure Low, Scum Pump 3223, Scum Pumping - South | THR-PRM-T-3200 | Switch,Flow-Low | Switch |  | PSL | http://www.toronto.ca/TWONTO#pressure_switch |  | Tank, Scum, from Hopper T-0330 & 0730, South Primary Tank
58537 | 41948 | THC-ACC-DM-0582 | Damper,Actuated,Outlet,Fan 0581,Temporary Centrifuge Room,3rd Floor,Biosolids Building East | THC-ACC-FN-0581 | Damper/Louver | HVAC |  | DM | http://www.toronto.ca/TWONTO#air_damper |  | Fan,Centrifugal,Temporary Centrifuge Room, 3rd Floor,Biosolids Building East
82132 | 60806 | FHA-SES-LTX-0703 | Lighting, Emergency Exit, Filter Building,Blower Room | FHA-SUSPENDED | Lighting,Exit | Safety Equipment | 44017 | LTX | http://www.toronto.ca/TWONTO#lighting_unit |  | Suspended Obsolete entity for storage purpose
41540 | 18260 | TAB-ACC-TSL-4901 | Temperatue Switch, Low, Outdoor Air, Waste Gas Burner Station | TAB-ACC-AHU-4901 | Switch,Temperature-Low | Switch |  | TSL | http://www.toronto.ca/TWONTO#temperature_switch |  | Air Handling Unit, Waste Gas Buner Station
46683 | 11151 | TAB-DIS-PSH-0015 | Switch, Pressure,High, Chlorine , Relief Valve Line | TAB-DIS-CHL-5 | Switch,Pressure-High | Switch |  | PSH | http://www.toronto.ca/TWONTO#pressure_switch |  | Chlorination Train #5
34163 | 77671 | COL-YKP-DA-1671155 | Davit Upper Arm- 1671155 | COL-YKP-DA | Safety | Safety Equipment |  | DA | http://www.toronto.ca/TWONTO#fall_arrest_Davit_arm |  | Davit Arm Assembly
59439 | 39667 | THC-ACC-RPU-3012 | RPU, HVAC, Mech Room #2, Headworks | THC-SPC-COM-3008 | RPU | Remote Processor Unit |  | RPU | http://www.toronto.ca/TWONTO#RPU_panel |  | Termination Panel, Network, Mechanical Room 2
94843 | 78159 | FHO-SES-SQ-6013 | Harness-587080 - Spare | FHO-SES-SQ-0009 | PPE,Harness | Safety Equipment |  | SQ | http://www.toronto.ca/TWONTO#fall_arrest_harness |  | Fall Lanyards
133013 | 85846 | THR-DIG-RPU-0013S | Remote Processor Unit, Digester, Waste Gas Burner 7720 (172.22.39.131) | THR-ELS-GCB | RPU | Remote Processor Unit | 38935 | RPU | http://www.toronto.ca/TWONTO#RPU_panel |  | Electrical System, Digester Gas Compressor Building
138193 | 91852 | THR-PRS-PSH-9001 | Switch, Pressure-High, Pump Discharge, P-9001,Chemical Building, (TEMPORARY) | THR-PRS-P-0300S | Switch,Pressure-High | Switch |  | PSH | http://www.toronto.ca/TWONTO#pressure_switch |  | Pump, Diaphragm, Ferrous Chloride to South Aeration Tank 0100, Chemical Building, Secondary Treatment, Phosphorous Removal
55961 | 28770 | FCL-SPC-RPU-1223 | RPU Panel, Load Shedding, High Lift Bldg - Switchgear Room | FCL_ELS_MISCELLANEOUS | Control Panel | Remote Processor Unit |  | RPU | http://www.toronto.ca/TWONTO#RPU_panel |  | FCL_ELS_MISCELLANEOUS
17627 | 74448 | FHA-RADIO-0007 | Radio, Walkie Talkie | FHA-GRK-COM-0001 |  | Communications Equipment |  | RADIO | radio_system |  | Telephone and Paging System
126481 | 32132 | THC-MCS-LD-JMA3845WB | ELECTRIC HOIST (insp Liftsafe) | THC-MCS-LD | Lifting Device | Lifting Device |  |  | http://www.toronto.ca/TWONTO#lifting_equipment_hoist |  | Mechanical Services, Lifting Device
108759 | 56773 | TAB-ACC-ZSH-8230 | Switch,Position,High, Fresh Air Damper, | TAB-ACC-AHU-8230 | Switch,Position | Switch |  | ZSH | http://www.toronto.ca/TWONTO#position_switch |  | AHU,M Bldg
26808 | 41210 | FHO-TRW-P-1100-KQ | TRW Pump Unit 11 | FHO-OBSOLETE |  |  |  | P |  |  | Removed From Service
29019 | 16426 | FIS-FEQ-CP-4001-SUS | Panel, Control, Fire Alarm, Vestibule | FIS-SUSPENDED |  | Safety Equipment | 46889 | CP | http://www.toronto.ca/TWONTO#annunciator_panel |  | Obsolete Entities/Processes
90118 | 27145 | YTF-GRK-PRTY-1000 | Building Maintenance | YTF-GRK |  |  |  | PRTY |  |  | Buildings and Grounds
39444 | 62565 | TAB-ACC-FN-6571 | Fan, Centrifugal, Supply air, AHU-6570, Mechanical Room No. 3, Screen Bldg., P Bldg. | TAB-ACC-AHU-6570 | Fan,Centrifugal | HVAC |  | FN | http://www.toronto.ca/TWONTO#blower_or_fan_with_drive |  | Air Handling Unit, Mechanical Room no.3, Screen Bldg., P Bldg.
21333 | 32352 | FHO-ELS-DP-0512 | Distribution Panel, (DP-0501A2), 600V, MCC-0510 Panel Board, Filter1-8 Building, S2, Electrical Room | FHO-ELS-MCC-0510 |  | Power Distribution Panel |  | DP | http://www.toronto.ca/TWONTO#LV_electrical_panel |  | Motor Control Centre, Filter Building 1-8., S2, Electrical Room
88349 | 44333 | WTR-PJO-DR-0002 | Door | WTR-PJO-AUX | Door,Access | Door |  | DR | http://www.toronto.ca/TWONTO#door
58261 | 55875 | THC-CW-SQ-0226 | Emergency, Personal wash Unit, Saline Bottle Station, Building A, Ground Floor Old Plant Welding Shop | THC-SES-SQ-EYE | PPE,Eyewash Station | Safety Equipment |  | SQ | eye_wash_bottle |  | Eyewash Stations THC (Virtual entity #)
109810 | 90937 | TAB-DEW-T-4100 | Tank, Sludge Holding #1 | TAB-DEW-SLUDGE SILO | Tank | Tank |  | T | http://www.toronto.ca/TWONTO#storage_tank |  | Sludge Holding Tank System, Conveyors
18402 | 52909 | FHA-SES-LD-0062 | 6' Ladder Fiberglass ( Raw Water Basement ) | FHA-SES | Safety | Safety Equipment |  | LD | http://www.toronto.ca/TWONTO#fixed_ladder |  | Safety & Environmental Services
140865 | 29393 | TNT-WA9-SQ-0113 | HARNESS | TNT-WA9-SQ-0010 | PPE | Safety Equipment |  | SQ | http://www.toronto.ca/TWONTO#fall_arrest_harness |  | Fall arrest systems
30269 | 91803 | FIS-SBS-T-0101 | Tank, SBS Storage, Workshop Building, Chemical Storage | FIS-SBS | Tank | Tank |  | T | http://www.toronto.ca/TWONTO#chemical_storage_tank |  | SBS System
39052 | 44110 | COL-YKP-SRL-0014 | Self Retrieval Line -199468 | COL-W-OBSOLETE |  | Safety Equipment | 38992 | SRL | self_retracting_line |  | Col West Obsolete Entities
47244 | 15158 | TAB-EL1-MCC | Motor Control Center- North Substation | TAB-ELS-NORTH | Control Panel,MCC | [5 empty] | North Substation
72819 | 46670 | THR-DIS-FSL-1317 | Switch, Flow, Low, Foul Air from Chlorine Trench to Scrubber 1300 | THR-DIS-SB-1300 | Valve,Butterfly,Act. | Switch |  | FSL | http://www.toronto.ca/TWONTO#flow_switch |  | Scrubber, Caustic Soda SB-1300
38633 | 32980 | SWM-PBL-FA-0001S | Switch, Temperature-High | SWM-PBL | Fire Prevention,Alarm | Switch | 42935 | FA | http://www.toronto.ca/TWONTO#temperature_switch |  | Bloor Storm Pumping Station
138187 | 90227 | THR-PRS-PSH-0052 | Switch, Pressure-High, Pump P-0052 Discharge, Ferrous Chloride System | THR-PRS-P-0052 | Switch,Pressure-High | Switch |  | PSH | http://www.toronto.ca/TWONTO#pressure_switch |  | Pump, Ferrous Chloride, Primary, Chemical Building
101596 | 49088 | MAIN-185 | Main 185 | WTR-LWA | [6 empty] | Work Area 2 Central Mains and Chambers
52963 | 30995 | TAB-PLT-G-5301 | Gate, Knife Gate, Pneumatic, Screenings Outloading Conveyor 5300, Conveyor Area | TAB-PLT-CV-5200 | Valve,Knife Gate | Gate |  | G | http://www.toronto.ca/TWONTO#valve
40087 | 1371 | DOS-SES-SCBA-2308 | SCBA 60 minutes escape pack | DOS-SES-SCBA | Safety | Safety Equipment |  | SCBA | http://www.toronto.ca/TWONTO#self-contained_breathing_apparatus |  | Self Contained Breathing Apparatus (SCBA)
54532 | 82005 | TAB-STR-SQ-0011 | Emerg. Eyewash and Shower Stations,Final Clarifier tank #6 North West Corner | TAB-STR-SQ | PPE,Eyewash Station | Safety Equipment | 32922 | SQ | http://www.toronto.ca/TWONTO#emergency_eyewash_and_shower |  | WA2 Safety Equipment,lifting devices, ladders, Eye Wash station, First Aid Kits, Lock out stations
55487 | 41279 | TAB-WA1-SQ-1973 | Lanyard 6 Ft- Castillo, Abraham | TAB-WA1-SQ-0001 | PPE,Harness | Safety Equipment |  | SQ | lifeline |  | WA1 Fall Arrest System
8699 | 47652 | COL-RBC-SC-0001 | Screen, Remembrance Trashrack,Shaft,Interception chamber | COL-RBC | Sampler |  |  | SC |  |  | Cowan Shaft (WBT)-storm
107534 | 46070 | TAB-ACC-T-6401 | Tank, Glycol make-up package, Mechanical Room No.5, Old Screen Bldg., P Bldg. | TAB-ACC-HE-6401 | Tank | HVAC |  | T | http://www.toronto.ca/TWONTO#chemical_storage_tank |  | Heat Exchanger, Mechanical Room No.5, Old Screen Bldg., P Bldg.
9330 | 62406 | COL-YKP-SRL-098937 | Self Retrieval Line-098937 | YKP-BLD | Safety | Safety Equipment |  | SRL | self_retracting_line |  | Collections - 435 Kipling Ave. Building envelope
49119 | 83628 | TAB-OCS-F-8400 | Biofilter, Cell #4, Truck Loading Facility Odour Control System | TAB-SLO-BIO | Filter | Biofilter |  | F | http://www.toronto.ca/TWONTO#filtration_tank |  | Odour Control Facility-WA4
88644 | 99549 | WTR-PWT-TSH-0001 | Switch, Temperature-High, Building Alarm | WTR-PWT-AUX | Switch,Temperature-High | Switch |  | TSH | http://www.toronto.ca/TWONTO#temperature_switch |  | Auxiliary Equipment (Building Facilities)
119986 | 68173 | TAB-WA4-SQ-D9E4 | Harness - John Dela Cruz | TAB-WA4-SQ-0010 | PPE | Safety Equipment |  |  | http://www.toronto.ca/TWONTO#fall_arrest_harness |  | WA4 Fall arrest systems
145508 | 63959 | WTR-PMI-TS-0002 | Automatic Transfer Switch, Water Transmission | WTR-PMI-ELS |  | Switch |  | TS | http://www.toronto.ca/TWONTO#transfer_switch |  | Electrical System
40998 | 46304 | TAB-ACC-TIT-6455 | Transmitter, Temperature, Ambient Air, operating gallery, East Operating Gallery | TAB-ACC-AHU-6450 | Transmitter,Temperature | HVAC |  | TIT | http://www.toronto.ca/TWONTO#temperature_transmitter |  | Air Handling Unit, Primary Tank Operating Gallery, Ground, East Side
131122 | 74942 | THR-AER-T-1401 | Tank, Lube Oil, Blower 1411, Engine Room, Air Blower System | THR-AER-BL-1411 | Tank | Tank |  | T | http://www.toronto.ca/TWONTO#chemical_storage_tank |  | Blower, Centrifugal, Secondary Treatment, Aeration Blower System - Engine Room
7372 | 44542 | COL-PSM-FIT-0001 | Transmitter, Flow | COL-PSM | Transmitter |  |  | FIT |  |  | Simcoe St Sewage Pumping Station
98244 | 21126 | FIS-SES-SQ-6001 | Safety Harness, Full Body | FIS-SES |  | Safety Equipment |  | SQ | http://www.toronto.ca/TWONTO#fall_arrest_harness |  | Safety, Instrumentation & Environmental Services
112270 | 30640 | TAB-DIS-SQ-0007 | SCBA Breathing Apparatus, TE31084, Z Bldg., In Feed Pump Room | TAB-SUSPENDED ENTITY | PPE,SCBA | Safety Equipment | 34625 | SQ | http://www.toronto.ca/TWONTO#self-contained_breathing_apparatus |  | Suspended entities
65242 | 51277 | THC-ELS-MCC-1401 | Control Panel,MCC,Plant Water PS | THC-ELS-PS-0001-L | Control Panel,MCC | Motor Control Centre |  | MCC | http://www.toronto.ca/TWONTO#LV_electrical_panel |  | Primary Power Equipment, Building L
132961 | 31919 | THR-DIG-T-5114 | Tank, Gas Scrubber, Digester Tank 0600 | THR-DIG-SB | Scrubber | Tank |  | T | http://www.toronto.ca/TWONTO#air_scrubber |  | Scrubbers, Digester Tanks 1-10
118001 | 6453 | TAB-SES-LTX-2293 | Exit Sign, Battery Unit, 2 LED heads, PRS Bldg | TAB-STR-SQ | Lighting,Exit | Safety Equipment | 41297 | LTX | http://www.toronto.ca/TWONTO#lighting_unit |  | WA2 Safety Equipment,lifting devices, ladders, Eye Wash station, First Aid Kits, Lock out stations
4770 | 37487 | COL-PHF-CP-0001 | Control Panel, Alarm | COL-PHF | Control Panel |  |  | CP |  |  | Highfield Sewage Pumping Station
78993 | 24205 | THR-GRK-VEH-378137S | Vehicle, John Deere Gator, Unlicensed, WA1(Retired) | THR-S-E | Vehicle,Unlicensed | Vehicle | 37997 | VEH | http://www.toronto.ca/TWONTO#golf_cart
63955 | 46702 | FCL-POL-CP-4120 | Control Panel, Thickening Polymer Skid No.2, RMF Centrifuge Building, Polymer Room | FCL-POL-P-4120 |  |  |  | CP |  |  | Pump, Standby, Polymer Skid No.2, Polymer Feed to Thickeners, Centrifuge Building Polymer Room
53640 | 36997 | TAB-SES-RING-3021 | Lifebuoy Ring | TAB-SES-RING-3000 | PPE | Safety Equipment |  | RING | http://www.toronto.ca/TWONTO#life_ring |  | Lifebuoy Ring
9329 | 89520 | COL-YKP-SRL-097673 | Self Retrieval Line-097673 | YKP-BLD | Safety | Safety Equipment |  | SRL | self_retracting_line |  | Collections - 435 Kipling Ave. Building envelope
137781 | 14865 | THR-PRM-HW | Hot Water, Flushing Primary Treatment | THR-PRM-NORTH | [6 empty] | Primary Treatment, North Primary
39996 | 59712 | TAB-ACC-HTR-6551 | Heater, Unit, Hot Water, Mechanical Room No. 1, Screen Bldg., P Bldg. | TAB-ACC-HTR-PBLDG | H.V.A.C.,Heater | HVAC |  | HTR | http://www.toronto.ca/TWONTO#heater |  | Unit Heaters- P Bldg
113438 | 12261 | TAB-ELS-SQ-3001 | PPE Cabinet with PPE- Truck loading | TAB-ELS-ESQ | PPE | Safety Equipment |  | SQ | ppe_cabinet |  | Electrical Safety Equipment
125752 | 22361 | THC-FT-T-1080 | Scum Pit, Tank 1000, Secondary Clarifier | THC-FT-T-1000 | Tank,Non-Pressurized | Tank |  | T | http://www.toronto.ca/TWONTO#storage_tank |  | Tank, Secondary Clarifier
34466 | 87348 | MAIN-118 | Main 118 | WTR-LWA | [6 empty] | Work Area 2 Central Mains and Chambers
136719 | 89394 | THR-MCS-LD-3461 | Come Along, Work Area 2 (Sno. 20683461, 1500lbs) | THR-SES-LD | Lifting Device,Chain | Lifting Device |  | LD | winch |  | Lifting Device, Safety Equipment
101604 | 58602 | MAIN-193 | Main 193 | WTR-MT3 | [6 empty] | Work Area 3 WEST Mains and Chambers
53592 | 90097 | TAB-SES-LTG-2282C | Lighting, 2 LED heads, Tunnel 'J' | TAB-STR-SQ | Lighting | Safety Equipment |  | LTG | http://www.toronto.ca/TWONTO#lighting_unit |  | WA2 Safety Equipment,lifting devices, ladders, Eye Wash station, First Aid Kits, Lock out stations
56649 | 30141 | THC-ACC-FN-4006 | Fan, Exhaust, SW Plant, Tunnel T12 | THC-ACC-TUNNEL |  |  |  | FN |  |  | Plant Tunnels, HVAC
125200 | 6915 | THC-ELS-SQ-211162R | Spares, Electrical Safety gloves, High Voltage, Class 0, # 211162R | THC-SUSPENDED |  | Safety Equipment | 35497 | SQ | http://www.toronto.ca/TWONTO#rubber_insulating_gloves |  | Suspended entity
33669 | 15499 | COL-YKP-DA-110678 | Davit Upper Arm-110678 | COL-YKP-DA-0027S | Safety | Safety Equipment |  | DA | http://www.toronto.ca/TWONTO#fall_arrest_Davit_arm |  | Davit Arm Assembly with Upper Arm-110678
139912 | 30409 | TNT-AER-RX-0208 | Reactor, Mabr Cassette, Aeration Tank 2 - Mabr Cassette 8, Aeration | TNT-AER-T-0200 |  |  |  | RX |  |  | Tank,Aeration, # 2
52167 | 40776 | TAB-PWA-LSH-5152 | Switch, Level High, Plant Water Bldg, Main Floor, West Sump | TAB-PWA-P-5152 |  | Switch |  | LSH | http://www.toronto.ca/TWONTO#level_switch |  | Pump, Waste Wash Water Sump
127261 | 57302 | THC-PLT-SW-5691A | Switch,Motion-Low,Conveyor 5690A,Grit,Head House | THC-PLT-CV-5690A | Switch,Motion | Switch |  | SW | http://www.toronto.ca/TWONTO#motion_sensor_element |  | Conveyor, Swivel
24718 | 32963 | COL-PRX-LSH-0103 | Switch, Level | COL-PRX-MISC | Switch,Level |  |  | LSH |  |  | Miscellaneous Equipment
19518 | 9776 | FHO-ACC-RPU-1541 | Remote Programming Unit, Ozone Building HVAC, Ozone Building, L1, Electrical Room | FHO-MCS-HVAC | Controller,PLC | Remote Processor Unit |  | RPU | http://www.toronto.ca/TWONTO#RPU_panel |  | Plant HVAC
114410 | 97773 | TAB-PLT-F-6100 | Biofilter, Odour Control, Biofilter Area | TAB-PLT-BIO | Filter | Filter |  | F | http://www.toronto.ca/TWONTO#filtration_tank |  | D Building - Odour control System, Bio Filter
8927 | 43069 | COL-YKP-DA-0015(S) | Davit Arm-1671130 | YKP-BLD | Safety | Safety Equipment | 39120 | DA | http://www.toronto.ca/TWONTO#fall_arrest_Davit_arm |  | Collections - 435 Kipling Ave. Building envelope
146937 | 41135 | WTR-RLL-AUX | Auxiliary Equipment (Building Facilities) | WTR-RLL | [6 empty] | Leslie Tank
88678 | 9079 | WTR-RBV-AMT | Atmospheric Monitoring | WTR-RBV | [6 empty] | Bayview Reservoir
136716 | 42232 | THR-MCS-LD-2756 | Come Along, Manual, Work Area 2 | THR-LD-WA2 | Lifting Device,Chain | Lifting Device |  | LD | winch |  | Lifting Devices, Chain Hoist, Come Along & Slings
127723 | 84700 | THC-PRM-T-1200 | Tank, Primary Clarifier | THC-PRM-T | Tank,Water Elevated | Tank |  | T | http://www.toronto.ca/TWONTO#clarifier |  | Tank, Primary Clarifier
72902 | 74016 | THR-DIS-PSH-1130 | Switch, Pressure-High, Outlet, Evaporator 1130, Chlorination Building, Disinfection, Chlorination System | THR-DIS-EV-1130 | Switch,Pressure-High | Switch | 34843 | PSH | http://www.toronto.ca/TWONTO#pressure_switch |  | Evaporator, Chlorine, Chlorination Building, Disinfection, Chlorination System
8513 | 13860 | COL-RBB-FAK-0001 | First Aid Kit | COL-RBB | Safety,First Aid Kit | Safety Equipment |  | FAK | http://www.toronto.ca/TWONTO#first_aid_kit |  | Western Beaches Tunnel (Battery Park)-Storm
10284 | 63293 | FCL-ACC-HE-0106 | Heat Exchanger, Pump Room West Recirculation System, Low Lift Pump Room W | FCL-ACC-P-LL |  |  |  | HE |  |  | Low Lift Pumping Station HVAC Equipment
4881 | 25706 | COL-PKG-ALR-0001 | Control Panel, Electrical | COL-PKG | Control Panel |  |  | ALR |  |  | Kingston Rd Pumping Station
81872 | 45321 | THR-OCS-F-0500D | Filter, Particle, Air Handling Units 0500A/B, Ozonator Room, Plant Services, Odour Control System | THR-OCS-D-0500A | Filter | Filter |  | F | http://www.toronto.ca/TWONTO#replaceable_air_filter |  | Dryer, Dessicant, Ozone Generator 3956, Ozonator Room, Plant Services, Odour Control System
119682 | 77954 | TAB-WA1-SQ-1113 | Sling | TAB-WA1-SQ-1000 | Lifting Device,Sling | Lifting Device |  | SQ | http://www.toronto.ca/TWONTO#fall_protection_sling |  | WA1 Lifting Devices and Slings
47546 | 32015 | TAB-EL1-TS-6321 | Automatic Transfer Switch,600V/100A/3PH,Standby Power,600V,Electrical Control Room,South Wall | NRTH SUBSTN_ELE_CNTRL_RM | Switch | Switch |  | TS | http://www.toronto.ca/TWONTO#transfer_switch |  | MSA Substation,Electrical Control Room
11823 | 92452 | FCL-DCL-T-0301 | Tank, Expansion, SO2 Evaporator 0201 Inlet Header, Machine Room,Gaseous Chemical Building | FCL-DCL | Tank | Tank |  | T | expansion_tank |  | Sulphur Dioxide System
125748 | 89378 | THC-FT-T-0700 | Tank, Secondary Clarifier | THC-FT-OLD PLANT |  | Tank |  | T | http://www.toronto.ca/TWONTO#clarifier |  | Secondary Clarifiers, Old Plant
42287 | 89360 | ECC-OFFICE | Computer Location | ECC-ADMIN-BLDG | [6 empty] | Building Location
93332 | 39443 | FHO-GRK-DR-4020S | Door, (FD-S4-20), Fire Rated, Standby Power Building, S4, Vestibul 1, East | FHO-GRK-FEQ-0001 | Fire Prevention,Door | Door |  | DR | http://www.toronto.ca/TWONTO#fire_rated_door
97380 | 70059 | FIS-MCS-T-4002 | Tank, Thermal Expansion, Mechanical/Electrical Room | FIS-MCS-T-4001 |  | Tank |  | T | expansion_tank |  | Tank, Domestic Hot Water, Marine Yard Building, Mechanical/Electrical Room
139372 | 80249 | THR-WA1-LD-0007 | Sling, Wire Rope, Work Area 1 (WIRE ROPE SLING, 3/8" X4' SN ) | THR-LD-WIRE-WA1 | Lifting Device,Sling | Lifting Device |  | LD | wire-rope_sling |  | Slings, Wire Rope, Work Area 1
64673 | 69414 | THC-PRM-PT-1013A | Transmitter, Pressure, Collect Line, Valve 1013 | THC-PRM-V-1013 |  |  |  | PT |  |  | Valve, Hydraulic Cylinder, Bottom Scraper, Primary Clarifier 1000, SW Plant
85695 | 86246 | WTR-PHL-MEQ-0003 | Backflow Preventer Test Kit, S/N 895957 | WTR-PHL-AUX | Valve,Backflow Preventer | Tool |  | MEQ | backflow_preventer_tester |  | Auxiliary Equipment (Building Facilities)
6345 | 520 | COL-PSM-MCC-0001 | Motor Control Center | COL-PSM |  | Motor Control Centre |  | MCC | http://www.toronto.ca/TWONTO#LV_electrical_panel |  | Simcoe St Sewage Pumping Station
42974 | 68490 | TAB-CAP-PRJ-0023 | PRU System Project | TAB-WA6 |  |  |  | PRJ |  |  | Common to Projects, Bldg. Services, Z Building
73934 | 43763 | THR-ELS-SQ-0211 | Electrical Rubber Gloves, PPE Issued to Nasir Mansoor 5kV | THR-ELS-SQ-ERG | Safety | Safety Equipment |  | SQ | http://www.toronto.ca/TWONTO#rubber_insulating_gloves |  | Electrical Rubber Gloves, Safety Equipment
30941 | 55872 | FIS-FEQ-DR-0049(S) | Door, Fire, Workshop & Office Building | FIS-GRK-STRC-0001 |  | Door |  | DR | http://www.toronto.ca/TWONTO#fire_rated_door
106599 | 34197 | TAB-ACC-FN-TUNL | Exhaust Fans, Lower tunnels | TAB-ACC-FN | [6 empty] | Exhaust Fans
13874 | 27998 | FCL-POL-FSL-4120 | Flow Switch Low, Polymer Feed to Skid No.2, RMF Centrifuge Building, Polymer Room | FCL-POL-P-4120 |  |  |  | FSL |  |  | Pump, Standby, Polymer Skid No.2, Polymer Feed to Thickeners, Centrifuge Building Polymer Room
16292 | 79343 | FHA-FLT-F-0301 | Filter #03, Filter Building, West Filter Gallery South | FHA-FLT | Filter | Filter |  | F | http://www.toronto.ca/TWONTO#filtration_tank |  | Filtration
4894 | 39692 | COL-PKG-FN-0001 | Fan, Exhaust | COL-PKG-MISC | Fan |  |  | FN |  |  | Miscellaneous Equipment
55703 | 79233 | TAB-WA4-SQ-1217 | Sling, Nylon, Sling Tech EE2-902-T3, 5 Ft. (S/N 84506-06 | TAB-WA4-SQ-0010 |  | Lifting Device |  | SQ | synthetic_web_sling |  | WA4 Fall arrest systems
76184 | 40627 | THR-MCS-LD-6069 | Jib Crane, Chlorine Bldg. Workshop, Work Area 4 | THR-LD-WA4 | Lifting Device,Hoist,Manual | Lifting Device |  | LD | http://www.toronto.ca/TWONTO#crane |  | Lifting Devices, Chain Hoist, Come Along & Slings
40384 | 83291 | TAB-ACC-FSL-1650 | Switch, Flow, Low, Air, Supply Fan 1650, Vestibule 101, , Loading Bay Rooftop | TAB-ACC-FN-1650 | Switch,Flow-Low | Switch |  | FSL | http://www.toronto.ca/TWONTO#flow_switch |  | Fan, Supply, Vestibule Pressurization, Vestibule 101
130193 | 67929 | THR-ACC-NR-798 | HVAC, Heater Unit & Fan,Chlorine Bldg | THR-ACC-DIS | H.V.A.C.,Heater,Unit | HVAC |  | NR | http://www.toronto.ca/TWONTO#heater |  | Air Conditioning, HVAC, Chlorine Building
86471 | 90991 | WTR-PJS-ZS-0001 | Sensor | WTR-PJS-AUX | Transmitter,Flow | Security System |  | ZS | http://www.toronto.ca/TWONTO#security_motion_sensor |  | Auxiliary Equipment (Building Facilities)
58261 | 27876 | FHA-ACC-AHU-0002 | Air Handling Unit - Single Packaged - Self Contained | FHA-MCS-ACC | Air Handling Unit | HVAC | 38790 | AHU | http://www.toronto.ca/TWONTO#air_handler_unit |  | HVAC
55476 | 38174 | TAB-WA1-SQ-1914 | Body Harness. Universal- Brijeshkumar Patel | TAB-WA1-SQ-0001 | PPE,Harness | Safety Equipment |  | SQ | http://www.toronto.ca/TWONTO#fall_arrest_harness |  | WA1 Fall Arrest System
131002 | 4642 | THR-AER-F-1810 | Filter, Bag, Air Supply, Blower 1811, Secondary Treatment, Aeration Blower System - North | THR-AER-BL-1811 | Filter | Filter |  | F | http://www.toronto.ca/TWONTO#replaceable_air_filter |  | Blower, Centrifugal, Secondary Treatment, Aeration Blower System - HPBB
116216 | 77728 | TAB-PRS-SQ-0009 | Emerg. Eyewash and Shower Stations, Ferric Gallery-1st Set of Ferrous Pumps from South End | TAB-STR-SQ | PPE,Eyewash Station | Safety Equipment |  | SQ | http://www.toronto.ca/TWONTO#emergency_eyewash_and_shower |  | WA2 Safety Equipment,lifting devices, ladders, Eye Wash station, First Aid Kits, Lock out stations
120297 | 22540 | THC-ACC-ASH-1801 | Smoke Detector, RPU-1801, Air Handling Unit,Electrical Room,Phase 4 | THC-ACC-RPU-1801 | Air Handling Unit | Remote Processor Unit | 45717 | ASH | http://www.toronto.ca/TWONTO#flame_or_combustion_sensing_instrument |  | RPU Panel,Air Handling Unit,Electrical Room,Phase 4
114726 | 74328 | TAB-PLT-MSL-0541 | Switch, Motion Low, Grit Distribution Conveyor CV-0540, Truck Loading Area, P Bldg. | TAB-PLT-CV-0540 | Switch,Motion | Switch |  | MSL | http://www.toronto.ca/TWONTO#motion_sensor_element |  | Conveyor, Reversing, Grit Distribution, Truck Loading Area, P Bldg.
65918 | 15918 | THC-FEQ-DM-0020 | Fire Damper, Admin Building, Basement, Men's Locker Room, North West | THC-FEQ-BLDG K |  | HVAC | 43293 | DM | http://www.toronto.ca/TWONTO#air_damper |  | Fire fighting protection equipment, Admin Building
40069 | 34296 | DOS-MCS-LD-1673076 | Lifting Device, Fall Arrest Support System, DAVIT ARM, 450 LBS, N/A | FAC-YCM-SES | Lifting Device,Sling | Safety Equipment |  | LD | http://www.toronto.ca/TWONTO#fall_arrest_Davit_arm |  | SAFETY & ENVIRONMENTAL SERVICES
9838 | 94320 | FCL-ACC-RPU-0801 | RPU, Surge Building BAS, Surge Building North | FCL_ELS_MISCELLANEOUS | Control Panel | Remote Processor Unit |  | RPU | http://www.toronto.ca/TWONTO#RPU_panel |  | FCL_ELS_MISCELLANEOUS
29546 | 89177 | FIS-SPC-RPU-1223 | Remote Processing Unit, Filter F-0300, Filter Building, Filter Gallery, Area Control Panel CP-0301 | FIS-FLT-F-0300 |  | Remote Processor Unit |  | RPU | http://www.toronto.ca/TWONTO#RPU_panel |  | Filter, Settled Water, Filter Building, Filter Gallery
105783 | 71986 | SWM-PWD-CP-0003 | Control Panel, Diesel Engine Alarm Control Panel | SWM-PWD | Control Panel |  |  | CP |  |  | Warden Storm
38968 | 2014 | SWM-PNQ-TSL-0002 | Switch, Temperature-Low | SWM-PNQ-MISC | Switch | Switch |  | TSL | http://www.toronto.ca/TWONTO#temperature_switch |  | Miscellaneous Equipment
118035 | 37851 | TAB-SES-SQ-0085 | Safety Equipment, Eyewash & Shower, Operating Gallery West End, P Bldg. | TAB-PLT-SQ | Safety | Plumbing |  | SQ | http://www.toronto.ca/TWONTO#emergency_eyewash_and_shower |  | P Building - Safety Equipment
97918 | 78934 | FIS-SES-CP-4001 | Panel, iStar, Security, IT/SCADA Room | FIS-MARINE-BUILDING |  | Security System |  | CP | http://www.toronto.ca/TWONTO#security_system |  | FIS Marine Yard Building
31224 | 37024 | COL-RBB-CH-0001 | Chamber, U.V. Disinfection | COL-RBB | Chamber |  |  | CH |  |  | Western Beaches Tunnel (Battery Park)-Storm
95722 | 25610 | FIS WORK AREA 1 | Process | FIS | [6 empty] | Island Water Treatment Plant
147060 | 38805 | WTR-RMI-TSL-0012 | Instrument, Temperature Switch, Low, Water Transmission | WTR-RMI-AUX |  | Switch |  | TSL | http://www.toronto.ca/TWONTO#temperature_switch |  | Auxiliary Equipment (Building Facilities)
44916 | 59449 | TAB-DIG-ELQ-T13-16 | Digester Tanks 13-16, Electrical Equipment | TAB-DIG-T-13-16 | [6 empty] | Digester Tanks 13-16
96408 | 72316 | YTF-ACC-AHU-6001 | Air Handling Unit, Server Room, South, HVAC Exhaust Fans and AHU's | YTF-ACC | Air Handling Unit | HVAC |  | AHU | http://www.toronto.ca/TWONTO#air_handler_unit |  | HVAC Equipment
31120 | 46121 | FIS-WWW-T-1101 | Tank, RMF Settling Basin 11, Filter Backwash Waste, Settling Basin Area | FIS-WWW |  | Tank |  | T | http://www.toronto.ca/TWONTO#sedimentation_tank |  | Waste Water
95982 | 11439 | FIS-ALM-T-0101-SUS | Tank, Alum/Polymer, Alum System | FIS-ALM | Tank | Tank | 38125 | T | http://www.toronto.ca/TWONTO#chemical_storage_tank |  | Alum System
132642 | 72124 | THR-DIG-PD-0900 | Tank, Primary Digester-9, Solids Treatment | THR-DIG-T-7-10 | Tank | Tank |  | PD | http://www.toronto.ca/TWONTO#digester_tank |  | Digester, Entities Common to Tanks 7-10
12628 | 80333 | FCL-ELS-LP-0200A | Lighting Panel, Heating, 208/120V, 3PH, Admin Building, Lunch Room 113 West Wall | FCL-ELS-TR-0200O |  |  |  | LP |  |  | Transformer, 600/120/208V, 75 kVA, 3PH, Lighting Panels LP-0200O&0200A, High Lift Switchgear Room
50968 | 92476 | TAB-PRM-STRC--OPS | Old PS Building - Drains, Plumbing, Walls | TAB-PRM-OPS | [6 empty] | Old PS - Primary Treatment
111119 | 84009 | TAB-DIG-T-0300 | Digestion Tank 03 | TAB-DIG-T-01-04 | Tank,Reservoir | Tank |  | T | http://www.toronto.ca/TWONTO#digester_tank |  | Digester Tanks 1-4
12427 | 15385 | FCL-FLT-SW-0601-SUS | Sweeps, Surface Wash, Filter #6 | FCL-FLT-F-0601 | Filter | Filter | 36637 | SW | filter_sweeping_arm |  | Filter, Carbon Activated, Filter Building, Filter Gallery East
43061 | 33975 | FCL-ACC-DM-0904 | Damper, Motorized, Exhaust Air, FN-0904, RMF Centrifuge Building | FCL-ACC-AHU-0904-SUS |  |  |  | DM |  |  | Air Handling Unit, RMF Clarification Facility, Exit Corridor North
22485 | 5806 | COL-PLB-D-0100 | Dehumidifier, Motor Floor | COL-PLB-AHU-0100 | H.V.A.C.,Dehumidifier | HVAC |  | D | http://www.toronto.ca/TWONTO#dehumidifier |  | Air Handling Unit
18560 | 84832 | FHA-SES-SCBA-0033 | Cylinder for Air Pack Ser # OJ 371631 | FHA-SES-SCBA-CYLINDER | PPE,SCBA | Safety Equipment |  | SCBA | http://www.toronto.ca/TWONTO#compressed_gas_cylinder |  | Breathing Air Tanks (SCBA cylinders)
112704 | 78709 | TAB-EL1-MCC-6549 | Motor Control Centre ,Z- Bldg | TAB-ELS-WA6 | Control Panel,MCC | Motor Control Centre |  | MCC | http://www.toronto.ca/TWONTO#LV_electrical_panel |  | Panel Boards, MCC, WA6
42937 | 84682 | FCL-ACC-CT-0311 | Controller, Fan Coil Heater Unit HTR-0311, Admin Building, First Floor, Vestibule 130 | FCL-ACC-HTR-0311 |  |  |  | CT |  |  | Heater, Baseboard, 208V, 2kW, Admin Building, First Floor, Lunch Room 113, East Wall South
49760 | 75747 | FCL-ELS-MCC-001F | Control Panel,MCC,High Lift Bldg - Electrical Room,600V | FCL_ELS_600V_ELECABS | Control Panel,MCC | Motor Control Centre |  | MCC | http://www.toronto.ca/TWONTO#LV_electrical_panel |  | Electrical Cabinets,600V
95217 | 37534 | FHO-TRW-P-0400-KQ | TRW Pump Unit 4 | FHO TRW PUMPING |  |  |  | P |  |  | Treated Water Pumping
47383 | 76042 | TAB-EL1-MCC-6595 | Motor Control Centre ,Z- Bldg | TAB-ELS-WA7 | Control Panel,MCC | Motor Control Centre | 35026 | MCC | http://www.toronto.ca/TWONTO#LV_electrical_panel |  | Equipment location, TAB-ELS-WA7, Electrical Equipment, Work Area7 ( Panelboards, MCC )
119846 | 84370 | TAB-WA2-SQ-8204 | Lock out Tag out and Log book Station | TAB-STR-SQ | PPE | Safety Equipment |  | SQ | emergency_kit |  | WA2 Safety Equipment,lifting devices, ladders, Eye Wash station, First Aid Kits, Lock out stations
131675 | 3342 | THR-CG-SB | Co-Generation Scubber, Digester Gas | THR-CG | [6 empty] | Co-Generation
61787 | 58582 | FHA-ELS-WR-0206 | Welding Receptacle, 30A, 600V, RMF, Upper Service Platform 1 | FHA-ELS | Welding Equipment | Power Distribution Panel |  | WR | http://www.toronto.ca/TWONTO#welding_receptacle |  | Electrical
138884 | 68121 | THR-SQ-LP-0029 | Life Preserver, Ring Type, Final Tank 2 | THR-SQ-LP-FT | Safety | Safety Equipment |  | LP | http://www.toronto.ca/TWONTO#life_ring |  | Life Preserver, Ring Type Floating Device, Final Tanks
63957 | 57666 | FCL-POL-FIT-4110 | Transmitter, Flow, Turbine,Service Water to Electric Mixer MX-4110,Polymer Skid No.1,Centrifuge Bldg | FCL-POL-MX-4110 |  |  |  | FIT |  |  | Mixer, Electric, Thickening Polymer Skid No.1, RMF Centrifuge Building, Polymer Room
85016 | 34768 | THR-THK-RPU-0007 | Remote Processor Unit, Thickening Main Centrifuge 1 | THR-THK-CF | RPU | Remote Processor Unit |  | RPU | http://www.toronto.ca/TWONTO#RPU_panel |  | Centrifuge, Sludge Thickening
55698 | 78595 | TAB-WA4-SQ-1201 | Sling, Nylon, Sling Tech (S/N 77812-05) 2 Ft. | TAB-WA4-SQ-0010 |  | Lifting Device |  | SQ | synthetic_web_sling |  | WA4 Fall arrest systems
38748 | 46860 | TAB-ACC-AHU-1407 | Air Handling Unit S-7(FOR BOILER ROOM) , Z Bldg | TAB-SUSPENDED ENTITY |  | HVAC |  | AHU | http://www.toronto.ca/TWONTO#air_handler_unit |  | Suspended entities
109495 | 3895 | TAB-DEW-FSL-0611 | Switch, Flow, Low,Seal water, Sludge Feed Pump 0611 | TAB-DEW-P-0611 | Switch,Flow | Switch |  | FSL | http://www.toronto.ca/TWONTO#flow_switch |  | Pump, Sludge Feed 0611
15854 | 96432 | COL-PKG-LSHH-0001 | Switch, Level High-High | COL-PKG-MISC | Switch,Level |  |  | LSHH |  |  | Miscellaneous Equipment
33539 | 52259 | COL-YKP-DA-0007(S) | Davit Arm-150960 | YKP-BLD |  | Safety Equipment | 39112 | DA | http://www.toronto.ca/TWONTO#fall_arrest_Davit_arm |  | Collections - 435 Kipling Ave. Building envelope
134480 | 5683 | THR-ELS-AER | Electrical System, Aeration and Galleries | THR-SES-WA3 |  | Safety Equipment |  |  | http://www.toronto.ca/TWONTO#collection_of_assets |  | Safety & Environmental Services
4100 | 13239 | COL-PCU-LSLL-0101 | Sensor, Switch, Low-Low, Wet Well #1 | COL-PCU-AUX-INST | Switch,Level-Low-Low | Switch |  | LSLL | http://www.toronto.ca/TWONTO#level_switch |  | Instrumentation Equipment
41498 | 56086 | TAB-ACC-TSH-0380 | Switch, Temperature, High, Fan 0380, Ferrous Chloride Room | TAB-ACC-FN-0380 | Switch,Pressure-High | Switch |  | TSH | http://www.toronto.ca/TWONTO#temperature_switch |  | Fan, Supply, Ferrous Chloride Room, D. Bldg.
24318 | 25907 | FHO-MCS-LD-0215 | Pallet Pump Truck, Mobile Elevating Device | FHO-MCS-LD | Lifting Device,Hoist,Manual | Lifting Device |  | LD | lift_truck |  | Lifting Devices & Elevators
71217 | 78874 | THR-DIG-FSL-5660 | Switch, Flow-Low, Condensate T-5651 | THR-DIG-T-5651 | Switch,Flow-Low | Switch |  | FSL | http://www.toronto.ca/TWONTO#flow_switch |  | Tank, Condensate and Sediment Accumulator, C-5660, Digester Mixing System
8569 | 7576 | COL-RBB-SP-0231 | Sampler, U. V. Flow | COL-RBB-MISC | Sampler |  |  | SP |  |  | Miscellaneous Equipment
4901 | 83985 | COL-PKG-HTR-0002 | Heater, Dry Well | COL-PKG | Heater |  |  | HTR |  |  | Kingston Rd Pumping Station
112395 | 41192 | TAB-DOM-HOTWTR | Domestic Water Systems, Floatation | TAB-WORK-AREA-6 | [6 empty] | Work Area 6
55335 | 56460 | FCL-ELS-LP-003FF | Lighting Panel, (LP-FF), 600/120/208V, 3PH, Filter Operating Gallery Central/West | FCL-ELS-TR-003FF |  |  |  | LP |  |  | Transformer,Lighting,(LT3F),600/120/208V, 30kVA, Panels LP-003FF&003FG,Filter Bldg. Transformer Room
91321 | 64656 | WTR-RDF-DR-0008 | Door, Hatch, East divider between West basins | WTR-RDF-AUX | Door | Door |  | DR | http://www.toronto.ca/TWONTO#door
74159 | 68380 | THR-AER-F-1401 | Filter, Lube Oil Tank, Blower 1411, Blower Building, Air Blower System | THR-AER-T-1401 | Filter | Filter |  | F | http://www.toronto.ca/TWONTO#replaceable_oil_or_fuel_filter |  | Tank, Lube Oil, Blower 1411, Engine Room, Air Blower System
122507 | 10535 | THC-DCL-LSH-0601 | Level Switch High, SBSS Feed Tank, Dechlorination | THC-DCL-T-0100 |  | Switch |  | LSH | http://www.toronto.ca/TWONTO#level_switch |  | Tank, Storage 38% Sodium Bisulphite, Dechlorination
135566 | 93460 | THR-FT-FSL-3506 | Switch, Flow-Low, WAW, Tank 1700, Secondary Treatment, Scum Pumping | THR-FT-T-1700 | Switch,Flow-Low | Switch |  | FSL | http://www.toronto.ca/TWONTO#flow_switch |  | Tank, Final Settling, Mixed Liquor, Secondary Treatment, Secondary Clarification -South (Tank#17)
47657 | 17474 | TAB-EL1-WR-0002 | Receptacle,600V,Fed From MCC-6626,Maint.Rm,Workshop,P Building | TAB-EL1-MCC-6626 | Control Panel,Electrical | Power Distribution Panel |  | WR | http://www.toronto.ca/TWONTO#welding_receptacle |  | Motor Control Centre 600V - OPS
29523 | 78921 | FIS-GRK-LWN-0101 | Lawn & Exterior Grounds Maintenance | FIS-GRK-PRTY-1000 | Groundskeeping | Grounds |  | LWN | activity |  | CMS Work Orders
58596 | 36430 | THC-ACC-DM-6213 | Damper, Bubble, Return Air, Blower Room, 2nd Floor Mech Room #2, Headworks | THC-ACC-AHU-6200 | Damper/Louver | HVAC |  | DM | http://www.toronto.ca/TWONTO#air_damper |  | Air Handling Unit, Blower Room, 2nd Floor Mech Room #2, Headworks
9513 | 83972 | DOS-YCM-TRL-VEH266015 | 2002 EZ Loader Trailer - Vehicle Unit# 266015 | DOS-YCM-VEH-TRL | Vehicle,Licensed | Vehicle |  |  | trailer
19989 | 34132 | COL-PMD-HTR-0002 | Heater | COL-PMD | Heater |  |  | HTR |  |  | Midland Pumping Station
35029 | 19208 | COL-YKP-FAK-67134 | First Aid Kit, Truck # 67134 (2023 CHEVROLET 2500HD STANDARD) | COL-YKP | Safety,First Aid Kit | Safety Equipment |  | FAK | http://www.toronto.ca/TWONTO#first_aid_kit |  | Kipling Yard
120270 | 58272 | THC-ACC-AHU-0730 | Air handling Unit,Polymer Room,Thickening Building | THC-ACC-BLDG J | Air Handling Unit | HVAC |  | AHU | http://www.toronto.ca/TWONTO#air_handler_unit |  | TWAS Building, HVAC
109401 | 98498 | TAB-DEW-DRV-0059 | Drive, VFD, New Wet Well Pump # 3 | TAB-DEW-P-3503 |  |  |  | DRV |  |  | Pump, Decant #3, New Wet Well
10393 | 87527 | COL-MTI-PSH-2700B | Hydraulic Filter Plugged, HPU, Strachan St. Control Chamber No.27B, MTI | COL-MTI-CH-2700B |  | Switch |  | PSH | http://www.toronto.ca/TWONTO#pressure_switch |  | Chamber,Strachan St. Control Chamber No.27B, MTI
35020 | 90218 | COL-YKP-FAK-080118 | First Aid Kit, Truck #80118 (2022 FORD F550) | COL-YKP | Safety,First Aid Kit | Safety Equipment |  | FAK | http://www.toronto.ca/TWONTO#first_aid_kit |  | Kipling Yard
146626 | 37180 | WTR-PWT-SQ-0001 | Eyewash, West Tor PS | WTR-PWT-AUX | Safety | Safety Equipment |  | SQ | http://www.toronto.ca/TWONTO#emergency_eyewash |  | Auxiliary Equipment (Building Facilities)
42119 | 50525 | TAB-ACC-V-6582 | Valve, 2-Way Modulating, Heating Coil,HC-6582, Workshop Storage, Workshop Bldg. | TAB-ACC-AHU-6580 | Valve | HVAC |  | V | http://www.toronto.ca/TWONTO#valve |  | Air Handling Unit, Workshop Roof, P Bldg.
117329 | 79337 | TAB-RSP-UPS-0232 | UPS for RPU, | TAB-RSP-RPU-0232 | UPS | Remote Processor Unit |  | UPS | http://www.toronto.ca/TWONTO#UPS |  | RPU,
6906 | 7506 | COL-PRD-LSHH-0107 | Switch, Level High-High | COL-PRD-MISC | Switch,Level |  |  | LSHH |  |  | Miscellaneous Equipment
80102 | 54611 | THR3-WA3-LD | Sling, Wire Rope, Work Area 3 | THR-LD-WIRE-WA3 | Lifting Device,Sling | Lifting Device |  |  | wire-rope_sling |  | Slings, Wire Rope, Work Area 3
53635 | 22796 | TAB-SES-RING-3009 | Lifebuoy Ring | TAB-SES-RING-3000 | PPE | Safety Equipment |  | RING | http://www.toronto.ca/TWONTO#life_ring |  | Lifebuoy Ring
13 | 29814 | 8831 | All Buildings, Wet Wells WA8 | TAB-WA8 | Tank | Tank |  |  | http://www.toronto.ca/TWONTO#collection_of_assets |  | Common to WA8 Bldg. Services
132164 | 66781 | THR-DCL-PSH-0201 | Switch, Pressure, High, NaSO3 Dosing P-0200 | THR-DCL-P-0200 | Switch,Pressure-High | Switch |  | PSH | http://www.toronto.ca/TWONTO#pressure_switch |  | Pump, SBS Dosing to Outfall
128966 | 21868 | THC-STR-T-0038 | Tank, Sodium Hypochlorite, Disinfection | THC-DIS | Tank,Non-Pressurized | Tank |  | T | http://www.toronto.ca/TWONTO#chemical_storage_tank |  | Disinfection (Chlorination) Process
24621 | 32642 | COL-PRR-LSHH-0104 | Switch, Level High-High | COL-PRR | Switch,Level |  |  | LSHH |  |  | Riverside Sewage Pumping Station
43227 | 96098 | TAB-CW-SQ-0403 | Eye Wash & Shower Station #2. Z Bldg Bsmt south side #8 Float. Tank | TAB-THK-SQ | PPE,Eyewash Station | Safety Equipment |  | SQ | http://www.toronto.ca/TWONTO#emergency_eyewash_and_shower |  | WA5 Safety Equipment
95525 | 5207 | FHO-WWW | Residue Management / Waste Water System | FHO WORK AREA 1 | [6 empty] | Process
44116 | 30142 | FCL-ACC-HTR-0302 | Heater, Re-Heat Unit, 208V, High Lift/Admin Building Vestibule 123, First Floor Ceiling | FCL-ACC-ADMIN |  |  |  | HTR |  |  | Administration Building HVAC Equipment
106313 | 19104 | TAB-ACC-F-3603 | FILTER, UV, AIR QUALITY CONTROL,SECOND FLOOR ADMIN BUILDING | TAB-ACC-3600 | Filter | Filter |  | F | uv_air_filter |  | Heating, Space ,Old Admin Bldg,Prm 1-6, Lab Spc Heating,(Item #5)
13685 | 90055 | FCL-MCS-LD-0801 | Winch - no CAP: - 40 FT cable | FCL-MCS | Lifting Device,Hoist,Manual | Lifting Device |  | LD | winch |  | Mechanical Services
6623 | 67213 | COL-PNT-LSH-0111 | Switch, Level-High | COL-PNT-MISC | Switch,Level | Switch | 36020 | LSH | http://www.toronto.ca/TWONTO#level_switch |  | Miscellaneous Equipment
59228 | 66551 | THC-ACC-HTR-6016 | Heater, Unit, Glycol, Heating System, Lower Level 2, Pipe Gallery, Headworks | THC-ACC-P-6003 | H.V.A.C.,Heater,Unit | HVAC |  | HTR | http://www.toronto.ca/TWONTO#heater |  | Pump, Heating Glycol System, Lower Level 2 Blower Room, Headworks
276 | 58890 | 378161SUS | Kubota- WA3 | TAB-SUSPENDED ENTITY | Vehicle,Unlicensed | Vehicle | 46869 |  | http://www.toronto.ca/TWONTO#golf_cart
120119 | 28285 | TAB-WA7-LDR-0001 | Ladder, Fiberglass | TAB-SES-SQ | PPE | Safety Equipment |  | LDR | http://www.toronto.ca/TWONTO#ladder |  | WA7 Safety Equipment
118030 | 93026 | TAB-SES-RING-4012 | Lifebuoy Ring | TAB-SES-RING-4000 | PPE | Safety Equipment |  | RING | http://www.toronto.ca/TWONTO#life_ring |  | Lifebuoy Ring
58769 | 95181 | THC-DEW-PSL-1108 | Switch, Pressure-Low, City Water, Centrifuge 1100, Solid Treatment, Incinerator building. | THC-DEW-CF-1100 | Switch,Pressure-Low | Switch |  | PSL | http://www.toronto.ca/TWONTO#pressure_switch |  | Centrifuge,Dewatering,BLS/PYS - Solid Treatment,Incinerator Building
65505 | 30029 | FCL-SM-T-0201-SUS | Storage, Caustic Soda System | FCL-SUSPENDED | Tank,Non-Pressurized | Tank | 36716 | T | http://www.toronto.ca/TWONTO#chemical_storage_tank |  | Suspended entity
17696 | 93524 | FHA-RW-P-1401B-KQ | Pump Location,Raw Water Sample #2 | FHA-RW-SAMP |  |  | 33362 | P |  |  | Raw Water Sampling
25640 | 39804 | COL-PSM-TR-0001 | Transformer, Power | COL-PSM | Transformer |  |  | TR |  |  | Simcoe St Sewage Pumping Station
24288 | 6578 | FHO-MCS-BFP-0101 | Backflow Preventer, RW Pump | FHO-OBSOLETE | Valve,Backflow Preventer,Reduced Pressure | Plumbing | 32077 | BFP | http://www.toronto.ca/TWONTO#backflow_preventer |  | Removed From Service
131140 | 92136 | THR-AER-TSL-1501 | Switch, Temperature, Lube Oil Heater, Blower 1511, Blower Building, Air Blower System | THR-AER-T-1501 | Switch,Temperature | Switch |  | TSL | http://www.toronto.ca/TWONTO#temperature_switch |  | Tank, Lube Oil, Blower 1511, Blower Building, Air Blower System
76948 | 7707 | THR-PLT-HS-1187 | Switch, Hand, Classifier 1187, Preliminary Treatment, Grit Removal - Vortex - South Plant (Head house) | THR-PLT-CL-1187 | Switch,Hand | Switch |  | HS | hand_switch |  | Classifier, Cyclone, 1177, Preliminary Treatment, Grit Removal - Vortex
3824 | 19860 | COL-PCF-LSL-0102 | Switch Level, Low, Wet Well | COL-PCF-WEL-0100 | Switch,Level-Low | Switch |  | LSL | http://www.toronto.ca/TWONTO#level_switch |  | Wet Well
137485 | 78665 | THR-PLT-T-HH | Tanks, Grit Vortex Prime, Headhouse | THR-PLT-HH | [6 empty] | Preliminary Treatment, Head House
2749 | 62580 | COL-CCC-LSHH-0104 | Switch, Level High-High | COL-CCC-MISC | Switch,Level | Switch |  | LSHH | http://www.toronto.ca/TWONTO#level_switch |  | Miscellaneous Equipment
39021 | 82853 | SWM-PWD-LSHH-0104 | Switch, Level High-High | SWM-PWD-MISC | Switch,Level |  |  | LSHH |  |  | Miscellaneous Equipment
105912 | 81328 | TAB-ACC-AHU-1836 | AHU, Blower Bldg | TAB-ACC-AHU | Air Handling Unit | HVAC |  | AHU | http://www.toronto.ca/TWONTO#air_handler_unit |  | Air Handling Unit & Supply Fan
8552 | 57975 | DOS-YCM-SQ-VEH270012 | Portable eye wash station in Trailer vehicle # 270012 |  | Safety,Eye wash | First Aid |  |  | eye_wash_bottle
15930 | 42441 | FHA-ELS-MCC-0300A | Service Board | FHA-ELS-PRIMARY | Switchgear | Motor Control Centre |  | MCC | http://www.toronto.ca/TWONTO#LV_electrical_panel |  | Primary Electrical System
80378 | 33802 | FHA-SED-ZSH-0604C | Switch, Limit, Access Hatch Zone 4, Settling Basin T-0601 | FHA-SED-ZSH-0604 |  | Security System |  | ZSH | http://www.toronto.ca/TWONTO#position_switch |  | Switch, Limit, Access Hatch Zone 6
57942 | 11930 | THC-AER-T-2500 | Tank, Aeration | THC-AER-T | Tank,Non-Pressurized | Tank |  | T | http://www.toronto.ca/TWONTO#aeration_tank |  | Tank, Aeration
9073 | 8625 | COL-YKP-VEH-067026S | Vehicle, Truck #067026 (Dodge Ram 2500) | COL-YKP | Vehicle,Licensed | Vehicle | 46854 | VEH | http://www.toronto.ca/TWONTO#pickup_truck
47254 | 37626 | TAB-EL1-LP-0913A | Panel, Lighting, LP-0913A, Sludge Heat Room, Dig 9-12 Control Building. | TAB-EL1-PDP-0912 | Control Panel | Power Distribution Panel |  | LP | http://www.toronto.ca/TWONTO#LV_electrical_panel |  | Panel, Power Distribution Panel, PDP-0912, Sludge Heater Room, Digester 9-12 Control Building.
106496 | 73612 | TAB-ACC-FN-4477B | Fan, Exhaust, Auxiliary Systems Building, Main Floor | TAB-ACC-FN-AUX | Fan | HVAC |  | FN | http://www.toronto.ca/TWONTO#blower_or_fan_with_drive |  | Exhaust Fans , Aux. Bldg
61788 | 96782 | FHA-GRK-VEH-378252 | Vehicle, Bobcat Toolcat | FHA-MCS-VEH | Groundskeeping | Vehicle |  | VEH | power_mobile_equipment
85199 | 70342 | WTR-PEL-PSU-1002 | Power Supply, 125VDC, LB-0104, Generator Building, Electrical Room | WTR-PEL-LB-0104 |  | Power Supply Unit |  | PSU | power_supply |  | Load Break Switch, Feed 1, Generator Switchgear, Generator Building, Electrical Room
4896 | 52369 | COL-PKG-FN-0002 | Fan, Centrifugal | COL-PKG-MISC | Fan |  |  | FN |  |  | Miscellaneous Equipment
85376 | 15591 | FHA-WWW-MSL-2530 | Switch, Motion-Low, CV-2530, RMF, Dewatering Cake Loading Area | FHA-WWW-CF-2501 | Switch | Switch |  | MSL | http://www.toronto.ca/TWONTO#motion_sensor_element |  | Centrifuge, Dewatering, RMF, Centrifuge Service Platform
12258 | 68785 | COL-PCP-PIP-0001 | Piping | COL-PCP-MISC | Pump |  |  | PIP |  |  | Miscellaneous Equipment
50929 | 23995 | TAB-PRM-PSH-0361 | Switch, Pressure High, Polymer Feed Pump P-0360, Polymer Room, Old Screen Bldg., P Bldg. | TAB-PRM-P-0360 | Switch,Pressure-High | Switch |  | PSH | http://www.toronto.ca/TWONTO#pressure_switch |  | Pump, Polymer Feed, Positive Displacement, Polymer Room, Old Screen Bldg., P Bldg.
116221 | 33919 | TAB-PRS-T-0207 | Tank, Ferrous Chloride #7 | TAB-PRS-T-FECL2 | Tank | Tank |  | T | http://www.toronto.ca/TWONTO#chemical_storage_tank |  | Ferrous Chloride Tanks & Valves
135957 | 76502 | THR-FT-T-3500 | Tank, Non-Pressurized, Scum, System 7, Scum Pumping | THR-FT-T-SCUM | Tank,Non-Pressurized | Tank |  | T | http://www.toronto.ca/TWONTO#storage_tank |  | Final Tank, Scum Tanks
133911 | 92634 | THR-DIS-LSH-0821 | Switch, Level, High, Float, South Flood Sump Pit, Containment Area Disinfection Building Main Floor | THR-DIS-T-PP | Switch,Level-High | Switch |  | LSH | http://www.toronto.ca/TWONTO#level_switch |  | Disinfection, Tank, Palace Pier
8032 | 29449 | COL-PWC-HTR-0001 | Heater, Electrical Room | COL-PWC | Heater |  |  | HTR |  |  | Wirral Court Sewage Pumping Station
15552 | 42055 | FCL-WWW-WR-0005 | Receptacle, 600V, 3PH, RMF Clarification Facility, Operating Floor Central | FCL-WWW |  |  |  | WR |  |  | Residue Management
40774 | 54919 | TAB-ACC-T-6411 | Heater, Domestic Hot Water, Polymer Room, Old Screen Bldg., P Bldg. | TAB-PRM-SQ-P | Tank | HVAC |  | T | http://www.toronto.ca/TWONTO#hot_water_heater |  | Safety Equipment, P Building , Primarm
18693 | 81601 | FHA-SES-SQ-0302 | FHA-SES-EYE-0004 - Eyewash Station, Bottles | FHA-SES-SQ-0008 | PPE,Eyewash Station | Safety Equipment |  | SQ | http://www.toronto.ca/TWONTO#collection_of_assets |  | Eyewash Stations & Showers
67325 | 72915 | FCL-TRW-FSL-0005 | Switch, Flow, Low, Orthophosphate Analyzer AIT-0007 Inlet, TW Sampling | FCL-TRW-AIT-0007 | Switch,Flow-Low | Switch |  | FSL | http://www.toronto.ca/TWONTO#flow_switch |  | Analyzer, Orthophosphate, Transmitter, Multichannel, District 2 venturi Room, TRW pumping station
137351 | 84218 | THR-PLT-HS-1220 | Switch, Hand, Conveyor 1220, Path A, Preliminary Treatment, Grit Removal - Vortex - South Plant (Head house) | THR-PLT-CV-1220 | Switch,Hand | Switch |  | HS | hand_switch |  | Conveyor, Screw, Path 1, Preliminary Treatment, Grit Removal - Vortex - S
25403 | 29481 | FHO-SA-C-0301-KQ | Service Air Compressor 3 | FHO-OBSOLETE |  |  | 32276 | C |  |  | Removed From Service
65088 | 39879 | THC-ELS-LP-3807E | Lighting Panel, Emergency, Supply From TR-3807E, Boiler House | THC-ELS-MCC-3801E |  | Power Distribution Panel |  | LP | http://www.toronto.ca/TWONTO#LV_electrical_panel |  | Motor Control Centre, Supply From MCC-1103E, Admin Building Ground Floor, Electrical Room
76238 | 57033 | THR-MCS-PW-0004 | Parts Washer, East Maintenance Bldg | THR-MT-WA4 |  | Tool |  | PW | parts_washer |  | Machine Tools
58391 | 99953 | THC-DCL-LSLL-0601 | Level Switch Low-Low, SBSS Feed Tank, Dechlorination | THC-DCL-T-0100 |  | Switch | 34143 | LSLL | http://www.toronto.ca/TWONTO#level_switch |  | Tank, Storage 38% Sodium Bisulphite, Dechlorination
71198 | 76669 | THR-DIG-FSL-3116 | Flow Switch, Pump Seal Water | THR-DIG-P-3116 | Transmitter,Pressure | Switch |  | FSL | http://www.toronto.ca/TWONTO#flow_switch |  | Pump, Centrifugal, Sludge Transfer, Digester Tank 0700
98012 | 8208 | FIS-SES-LDR-1602 | Ladder, 6' Fiberglass, Raw Water PS | FIS-SES | Safety | Tool |  | LDR | http://www.toronto.ca/TWONTO#ladder |  | Safety, Instrumentation & Environmental Services
80486 | 66422 | THR-FT-RPU-0300 | Remote Processor Unit, SCADA, GE RX3i(172.22.37.155)THRPSN05 New Final Clarifier MCC (South East) | THR-SPC | RPU | Remote Processor Unit |  | RPU | http://www.toronto.ca/TWONTO#RPU_panel |  | Process Control Systems - Services Area
54969 | 34507 | TAB-THK-FSL-4311 | Switch,Flow Indication, Polymer inlet to Pump-P-4311 | TAB-THK-P-4311 | Switch,Flow | Switch |  | FSL | http://www.toronto.ca/TWONTO#flow_switch |  | Pump, Mixed Polymer Feed (Standby)
55518 | 16236 | TAB-WA2-LD-1009 | KITO 0623 Come Along | TAB-SES-LD | Lifting Device | Lifting Device |  | LD | winch |  | WA2 Lifting devices
139520 | 51582 | THR-WA3-LD-0063 | Sling, Nylon, Work Area 3 ( 2" X 4') | THR-LD-NYLN-WA3 | Lifting Device,Sling | Lifting Device |  | LD | synthetic_web_sling |  | Slings, Nylon, Work Area 3
119965 | 50643 | TAB-WA4-SQ-3429 | Fall Limiter - MFL-1-Z7/6FT | TAB-WA4-SQ-0010 | PPE,Lanyard | Safety Equipment |  | SQ | http://www.toronto.ca/TWONTO#fall_restricting_system |  | WA4 Fall arrest systems
120140 | 35669 | TAB-WA8-SQ-8802 | Lock Out Tag Out and Log Book Station | TAB-SES-WA8 | PPE | Safety Equipment |  | SQ | emergency_kit |  | WA 8 Safety Equipment,
18190 | 65357 | FHA-SED-ZSH-0604A | Switch, Limit, Access Hatch Zone 4, Settling Basin T-0601 | FHA-SED-ZSH-0604 |  | Security System |  | ZSH | http://www.toronto.ca/TWONTO#position_switch |  | Switch, Limit, Access Hatch Zone 6
121763 | 19335 | THC-ACC-V-6401 | Valve, Motorized, Glycol Heating Return Line, 2nd Floor Mech Room #1 | THC-ACC-AHU-6400 | Valve,Ball | HVAC |  | V | http://www.toronto.ca/TWONTO#valve |  | Air Handling Unit, Screen Room/Conveyor Areas, 2nd Floor Mech Room #1, Headworks
21795 | 57541 | FHO-ELS-MCC-0710 | Motor Control Centre, Admin Building, S4, Main Electrical Room | FHO-ELS-INQ | Control Panel,MCC | Motor Control Centre |  | MCC | http://www.toronto.ca/TWONTO#LV_electrical_panel |  | Power Management
54912 | 31994 | TAB-STR-ZSH-1202 | Switch, Valve Position Open, RAS Discharge to Aerated Section, Pass 1 | TAB-STR-V-1202 | Switch,Position-High | Switch |  | ZSH | http://www.toronto.ca/TWONTO#position_switch |  | Valve, Manual, Knife Gate, c/w limit Switches, RAS discharge
21351 | 98647 | FHO-DCL-T-0001 | Tank, Expansion, Dechlorination Train 3, SO2 System, S2 Chemical Storage Room | FHO-DCL | Vessel,Pressure | Tank |  | T | expansion_tank |  | De-Chlorination
131079 | 36113 | THR-AER-PSLL-1711 | Switch, Pressure-Low-Low, Lube Oil, Blower 1711, Secondary Treatment, Aeration Blower System - North | THR-AER-BL-1711 | Switch,Pressure-Low | Switch |  | PSLL | http://www.toronto.ca/TWONTO#pressure_switch |  | Blower, Centrifugal, Secondary Treatment, Aeration Blower System - HPBB
48128 | 12510 | TAB-ELS-NON-PHYC | Top-level hierarchy for generic entities that represent muliti-equipment inspection routes and shutdowns | TAB-WORK-AREA-8 | [6 empty] | Electrical Sub- Stations
139820 | 79877 | TNT-ADMIN-BLDG | Building Location | TNT-EUS | [6 empty] | Production & End User Support
92935 | 72974 | FHO-FLT-F-0701 | Filter Bed # 7 | FHO-FLT-T-0701-KQ | Tank,Reservoir | Tank |  | F | http://www.toronto.ca/TWONTO#filtration_tank |  | Filter 7
93224 | 47179 | FHO-GRK-DR-1079L | Door, (FD-1-79), Fire Rated, East Filter Building, L1, Mechanical Room 2 | FHO-GRK-FEQ-0001 | Fire Prevention,Door | Door |  | DR | http://www.toronto.ca/TWONTO#fire_rated_door
40516 | 88880 | TAB-ACC-HS-6136 | Switch, Occupancy, Dig 5-8 Sldg Heat RM | TAB-ACC-AHU-DIG | Switch | Switch |  | HS | hand_switch |  | AHUs/Supply Fans Dig. Bldg.
28674 | 73127 | FIS-ELS-CBL-5110 | Cable,HV,4.16 kV,Substation Yard,FIS-ELS-TR-0101,Secondary,Workshop Mezzanine,FIS-ELS-SWG-0101 | {FIS-ELS-CBL} |  |  |  | CBL |  |  | Asset Group,ELS Lines,13.8 kV / 4.16 kV
119957 | 58354 | TAB-WA4-SQ-3413 | Lanyard - 6 Ft.-10056762 | TAB-WA4-SQ-0010 |  | Safety Equipment |  | SQ | lifeline |  | WA4 Fall arrest systems
53029 | 63139 | TAB-PWA-STR-0555 | Strainer, Plant Water, Floatation | TAB-PWA-F | Strainer | Filter |  | STR | http://www.toronto.ca/TWONTO#strainer |  | Plant Water - Filters and Strainers
94939 | 29598 | FHO-SM-SPL-0006 | Spill Containment Kit Station, Clarifier Building, S4, Clarifier Basement, South Wall | FHO-SM | PPE | Safety Equipment |  | SPL | http://www.toronto.ca/TWONTO#spill_kit |  | Spill Containment & Chemical Sump Systems
65616 | 59468 | THC-PWA-PDIT-1010 | Transmitter, Pressure Differential, High, Filter, Strainer STR-1010, Plant Water System | THC-PWA-STR-1010 | Transmitter,Pressure,Differential | Switch |  | PDIT | http://www.toronto.ca/TWONTO#pressure_transmitter |  | Filter, Plant Water, Plant Water System
91047 | 62757 | FHO-DCL-FSL-0401 | Switch, Flow, Discharge Header Before SO2 Sampling Analyzers, S2 TW Trans. channel Gallery E-wall, S | FHO BEFORE SO2 | Switch,Flow-Low | Switch |  | FSL | http://www.toronto.ca/TWONTO#flow_switch |  | Sampling
105199 | 29129 | PH2205A | Door,Overhead, P Bldg, Grit Works, West Door | TAB-MCS-DR | Door,Overhead | Door |  |  | http://www.toronto.ca/TWONTO#roll_up_door
8595 | 8787 | COL-120-T-0702 | Tank, Nitrogen-Charged Piston Accumulator, Pressurized Hydraulic Fluid Storage, Coxwell CH-0700 | COL-120-CH-0700 | Tank | Tank |  | T | http://www.toronto.ca/TWONTO#chemical_storage_tank |  | Coxwell Control Chamber #7
40056 | 69884 | TAB-ACC-HTR-6558 | Heater, Unit, Hot Water, screen area, Screen Bldg., P Bldg. | TAB-ACC-HTR-PBLDG | H.V.A.C.,Heater | HVAC |  | HTR | http://www.toronto.ca/TWONTO#heater |  | Unit Heaters- P Bldg
107599 | 83345 | TAB-ACC-TE-1487B | Temperature Element, Space Temperature | TAB-ACC-VAV-1487 | Sensor,Temperature | HVAC |  | TE | http://www.toronto.ca/TWONTO#temperature_sensor_element |  | Heater, Hot Water Reheat Coil, Variable air
138900 | 25405 | THR-STORE | Computer Storage Location | THR-EUS | [6 empty] | Production & End User Support
61146 | 68111 | THC-ELS-SQ-211152L | Electrical Safety gloves, High Voltage, Class 1, # 211152L | THC-SES-SQ |  | Safety Equipment | 40739 | SQ | http://www.toronto.ca/TWONTO#rubber_insulating_gloves |  | Safety Equipment
34152 | 35472 | COL-YKP-DA-1671132 | Davit Mast -1671132 | COL-YKP-DA-0027S | Safety | Safety Equipment |  | DA | davit_base |  | Davit Arm Assembly with Upper Arm-110678
48575 | 40380 | TAB-INC-LSH-8045A | Switch, Level High, Incinerator Bldg, Basement, Center Sump | TAB-SLO-P-8045 |  | Switch |  | LSH | http://www.toronto.ca/TWONTO#level_switch |  | Pump, Sump, 3127-180 (#1)
127161 | 46408 | THC-PLT-LSH-5623 | Switch, Level-High, Overflow, Classifier 5630, East | THC-PLT-CL-5630 | Switch,Level | Switch |  | LSH | http://www.toronto.ca/TWONTO#level_switch |  | Classifier 5630, East
120027 | 13814 | TAB-WA5-SQ-9028 | Harness, Medium Fall Arrest, Safety Equipment | TAB-WA5-SQ | PPE,Harness | Safety Equipment |  | SQ | http://www.toronto.ca/TWONTO#fall_arrest_harness |  | WA5 Safety Equipment
58903 | 2200 | THC-ACC-FN-0711A | Fan,Centrifugal,Supply Air,AHU-0710,Thickening Centrifuge Area | THC-ACC-AHU-0710 | Fan,Centrifugal | HVAC |  | FN | http://www.toronto.ca/TWONTO#blower_or_fan_with_drive |  | Air Handling Unit,Outdoor,Centrifuge Area,Thickening Building
126591 | 8046 | THC-OCS-FN-3040 | Fan,Foul Air,Centrifuge Area,Solid Treatment | THC-OCS-BLDG M | Fan,Centrifugal | HVAC |  | FN | http://www.toronto.ca/TWONTO#blower_or_fan_with_drive |  | Incineration Building Odour Control Systems
13059 | 89303 | FCL-FLO-T-0201 | Tank, Flocculation | FCL-FLO | Tank,Reservoir | Tank |  | T | http://www.toronto.ca/TWONTO#flocculation_tank |  | Flocculation
55869 | 10147 | TAB-WA6-TRG-0001 | WA6 Staff Training | TAB-WA6 |  |  |  | TRG |  |  | Common to Projects, Bldg. Services, Z Building
59498 | 5881 | THC-ACC-TC-0119 | Controller,Temperature,Heater 0119,Pump House,Phase 4 Aeration Building | THC-ACC-HTR-0119 | Air Handling Unit | HVAC |  | TC | http://www.toronto.ca/TWONTO#thermostat_or_zone_controller_unit |  | Unit Heater,Pump House,Aeration Building,Phase 4
7088 | 23383 | COL-PRX-LSHH-0105 | Switch, Level-High | COL-PRX-MISC | Switch,Level |  |  | LSHH |  |  | Miscellaneous Equipment
129591 | 7854 | THR-ACC-AC-4508 | Fan Coil Unit, Ductless Split System Indoor Unit, Switchgear Bldg North | THR-ACC-WA4 | H.V.A.C.,Air Conditioner | HVAC |  | AC | http://www.toronto.ca/TWONTO#air_condition |  | Air Conditioning, AHU, HVAC,Work Area4
50953 | 8986 | TAB-PRM-PSL-3601 | Switch, Pressure Low, Primary Sludge, Pump P-3601 Suction, Primary Tank, T-0900 Gallery | TAB-PRM-P-3601 | Switch,Pressure-Low | Switch |  | PSL | http://www.toronto.ca/TWONTO#pressure_switch |  | Pump, Centrifugal, PRS from Primary Tank 0900, Primary Treatment, Sludge Pumping
58422 | 4952 | THC-DCL-T-0400 | Tank, Feed 2% SBSS, Dechlorination | THC-DCL-SBS-SBSS | Tank | Tank |  | T | http://www.toronto.ca/TWONTO#chemical_storage_tank |  | Simulator SBS Dilution System-SBSS Feed
109646 | 6307 | TAB-DEW-P-0631 | Pump, Sludge Cake Transfer, Baby Schwing #6, Dewater. Bldg, 2/F NW | TAB-SUSPENDED ENTITY | Pump | Hydraulic System | 33570 | P | http://www.toronto.ca/TWONTO#pump |  | Suspended entities
62615 | 18829 | THC-MCS-LD-790208 | WIRE ROPE CRANE - SGUH (insp Liftsafe) | THC-MCS-LD | Lifting Device | Lifting Device |  | LD | http://www.toronto.ca/TWONTO#crane |  | Mechanical Services, Lifting Device
89357 | 13955 | WTR-RRG-FAK-0001 | First Aid Kit Station, Rouge Tank, HVAC Room | WTR-EAST-SES |  | Safety Equipment | 42090 | FAK | http://www.toronto.ca/TWONTO#first_aid_station_equipment |  | Safety & Lifting Devices
121957 | 25474 | THC-AER-LSHH-0131 | Switch,Level-High,Sump Pump 0131& 0132,Phase 1 & Aeration Tank 3000 | THC-AER-P-0131 | Switch,Level-High | Switch |  | LSHH | http://www.toronto.ca/TWONTO#level_switch |  | Pump,Centrifugal,Sump,Phase 1 & Aeration Tank 3000
133 | 78914 | 52349 | TAB Power Distribution | TAB POWER DISTRIB | [6 empty] | TAB Power Distribution and Process Control
10275 | 41336 | FCL-ACC-FS-0103 | Switch, Loss of Air Flow, Low Lift Pump Room Recirculation System East | FCL-ACC-FN-0105 | Switch,Flow | Switch |  | FS | http://www.toronto.ca/TWONTO#flow_switch |  | Fan, Heater HTR-0103 Supply, Low Lift Pump Room Recirculation System East
34609 | 34318 | MAIN-267 | Main 267 | WTR-LWA | [6 empty] | Work Area 2 Central Mains and Chambers
31141 | 46007 | FIS>BLD>RW>S01>A01 | FIS Facility, Raw Water Pumping Station, Upper Level, Switchgear Area | FIS-ELS | [6 empty] | System, Electrical Distribution System
84565 | 18181 | THR-SPC-RPU-0001A | Remote Processor Unit, SCADA, Gallery Ventilation | THR-ACC-WA3 | RPU | Remote Processor Unit |  | RPU | http://www.toronto.ca/TWONTO#RPU_panel |  | Air Conditioning, Boiler, Fans & AHU
105519 | 27603 | SWM-PBL-LSLL-0101 | Switch, Level Low-Low | SWM-PBL-MISC | Switch,Level | Switch |  | LSLL | http://www.toronto.ca/TWONTO#level_switch |  | Miscellaneous Equipment
15992 | 10744 | FHA-ELS-WR-0202 | Welding Receptacle, 30A, 600V, RMF, Dewatering Cake Loading Area | FHA-ELS | Welding Equipment | Power Distribution Panel |  | WR | http://www.toronto.ca/TWONTO#welding_receptacle |  | Electrical
119675 | 14068 | TAB-WA1-SQ-1104 | Sling | TAB-WA1-SQ-1000 | Lifting Device,Sling | Lifting Device |  | SQ | http://www.toronto.ca/TWONTO#fall_protection_sling |  | WA1 Lifting Devices and Slings
34756 | 16275 | MS0107A | Lathe | TAB-WA5-MCS | Machine Tool,Lathe | Tool |  |  | http://www.toronto.ca/TWONTO#lathe |  | Machine Shop- WA5
21649 | 38132 | FHO-DOZ-T-3200-SUS | ? tank, ? function in ? process, ? Location | FHO-DOZ-SAMP |  | Tank | 37819 | T | ? |  | Ozone Contact Tank Sampling
112679 | 36359 | TAB-EL1-MCC-6161 | Motor Control Centre, 600V, Ferrous Area | TAB-EL1-MCC-6121 | Control Panel,MCC | Motor Control Centre |  | MCC | http://www.toronto.ca/TWONTO#LV_electrical_panel |  | Motor Control Centre, 600V MCC
76859 | 74060 | THR-PLT-FSL-1724 | Switch, Flow, Low, Seal Water, Grit Pump P-1720, Headhouse | THR-PLT-P-1720 | Switch,Flow-Low | Switch |  | FSL | http://www.toronto.ca/TWONTO#flow_switch |  | Pump, Centrifugal (Dry), Grit, Vortex Prime Tank T-1700, Headhouse
88196 | 39636 | WTR-PSC-CW | City Water System | WTR-PSC | [6 empty] | Scarborough Pumping Station
47277 | 5176 | TAB-EL1-LP-6953 | Lighting Panel,120/240V,Maintenance Room,Ground Floor,Workshop,P Building | TAB-EL1-MCC-6925 | Control Panel,Lighting | Power Distribution Panel |  | LP | http://www.toronto.ca/TWONTO#LV_electrical_panel |  | MCC,Electrical Rm,Second Floor,Workshop,P Building
6413 | 47608 | COL-PMY-LS-0201 | Switch, Level | COL-PMY-MISC | Switch,Level |  |  | LS |  |  | Miscellaneous Equipment
13813 | 25808 | COL-PFO-MISC | Miscellaneous Equipment | COL-PFO | [6 empty] | Fourth Street Sewage Pumping Station (Wards Island PS#9)
38902 | 7116 | SWM-PMG-LSHH-0107 | Switch, Level High-High | SWM-PMG-MISC | Switch,Level | Switch |  | LSHH | http://www.toronto.ca/TWONTO#level_switch |  | Miscellaneous Equipment
132804 | 2434 | THR-DIG-PSH-2502 | Switch, Pressure-High, Discharge Pump 2502, Digester Tank 0100 | THR-DIG-P-2502 | Switch,Pressure-High | Switch |  | PSH | http://www.toronto.ca/TWONTO#pressure_switch |  | Pump, Centrifugal, Sludge Recirculation, Tank 0100
134693 | 423 | THR-ELS-FPW | Electrical System, Filtered Plant Water Building | THR-ELS | [6 empty] | Electrical Power System
34507 | 50225 | MAIN-166 | Main 166 | WTR-MT1 | [6 empty] | Work Area 1 EAST Mains and Chambers
81354 | 21792 | TNT-GRK-FSTAID | First aid Kits | TNT-GRK | [6 empty] | Groundskeeping, Building services, Safety Equipment
107799 | 88360 | TAB-ACC-TSL-1510 | Switch, Temperature, Low, AHU-1500, Loading Bay Rooftop | TAB-ACC-AHU-1500 | Switch,Temperature-Low | Switch |  | TSL | http://www.toronto.ca/TWONTO#temperature_switch |  | Air Handling Unit, D Bldg Roof
42108 | 5963 | TAB-ACC-V-6527 | Valve, Actuated, Fire Protection System, Mechanical Room No. 1, Screen Bldg., P Bldg. | TAB-ACC-P-6511 | Valve | HVAC |  | V | http://www.toronto.ca/TWONTO#valve |  | Pump, Fire pump, Mechanical Room No. 1, Screen Bldg., P Bldg.
43709 | 59135 | TAB-DEW-RPU-1141 | RPU | TAB-DEW CENTRIFUGES | RPU | Remote Processor Unit |  | RPU | http://www.toronto.ca/TWONTO#RPU_panel |  | Centrifuge Systems
130228 | 79176 | THR-ACC-NU-712 | Air Handling Unit, Ferrous Chloride Bldg. | THR-ACC-PRS | H.V.A.C. | HVAC |  | NU | http://www.toronto.ca/TWONTO#air_handler_unit |  | Heating, Ventilation and Air Conditioning, Ferrous Chloride Building
129574 | 26877 | THR-ACC-AC-0310 | Air Conditioner (AC) Unit Mitsubishi | THR-ACC-RSPS |  | HVAC |  | AC | http://www.toronto.ca/TWONTO#air_condition |  | Air Conditioning, AHU, HVAC, Exhaust Fans,RSPS
14867 | 65640 | FCL-SPC-COM-0300 | Communication, Server Closet, Admin Building Server Room | FCL-ADM BLDG |  |  |  | COM |  |  | Building Location
7092 | 21565 | COL-PRX-LTG-0001 | Control Panel, Electrical | COL-PRX | Control Panel |  |  | LTG |  |  | Roxborough Sewage Pumping Station
48298 | 68402 | TAB-ELS-SQ-6178 | Electrical - Rubber Insulating Gloves Class 2 | TAB-ELS-SQ-GLOVE | PPE,Insulated Glove | Safety Equipment |  | SQ | http://www.toronto.ca/TWONTO#rubber_insulating_gloves |  | High Voltage Gloves
74142 | 21352 | THR-EPS-PSL-0210 | Switch, Pressurel-Low, Oil Pump, Centrifugal 0211, Plant Service, Effluent Pump, Centrifugaling | THR-EPS-P-0210 | Switch,Pressure-Low | Switch |  | PSL | http://www.toronto.ca/TWONTO#pressure_switch |  | Pump, Centrifugal, Screw
81876 | 275 | FHA-SES-LDR-0413 | FHA-SES-LD-0004 - 4' Ladder Fiberglass Orange (RMF Thickener #1) | FHA-SES | Safety | Safety Equipment |  | LDR | http://www.toronto.ca/TWONTO#ladder |  | Safety & Environmental Services
17589 | 2244 | FHA-MCS-LD-1301 | Lifting Device, Trolley, 1.5 Ton, RMF, Central Thickening Gallery on Gantry | FHA-MCS-LD | Lifting Device,Hoist,Manual | Lifting Device |  | LD | lifting_device_support |  | Lifting Devices
115440 | 40646 | TAB-PRM-FSL-5004 | Switch ,Flow, Low,Hot water to Tank -T-2400 | TAB-PRM-T-2400 | Switch,Flow | Switch |  | FSL | http://www.toronto.ca/TWONTO#flow_switch |  | Hopper, Primary Tanks 7-9 Scum
10683 | 12480 | FCL-ACC-P-LL | Low Lift Pumping Station HVAC Equipment | FCL-ACC | [6 empty] | Climate Control (HVAC)
113533 | 72056 | TAB-FEQ-HC-FLO | Fire Standpipe/Hose, Floatation Building | TAB-FEQ-HOSE | Fire Prevention,Hose | [5 empty] | Fire Standpipe/Hose Cabinets
69757 | 7902 | THR-BG-PSH-0301 | Switch,Pressurel-High, Inlet to Dryer System, Compressor Building, Gas Compressor (And Dryer) | THR-BG-DRY-0300 | Switch,Pressure-High | Switch |  | PSH | http://www.toronto.ca/TWONTO#pressure_switch |  | Dryer, Fuel Gas, Compressor Building, Gas Compressor (And Dryer)
76960 | 83724 | THR-PLT-LD-2132E | Lifting Device, Sparger Arm, Tank 100, Grit Bldg. | THR-PLT-LD-0100 | Lifting Device | Hydraulic System | 35256 | LD | http://www.toronto.ca/TWONTO#hydraulic_system |  | Lifting Devices, Sparger Arms, Tank 100, Grit Bldg.
69295 | 63480 | THR-AER-LSHH-4800 | Switch, Level-High-High, Sump, Gallery T-14S (South End), Flood Monitoring System | THR-AER-P-4800 | Switch,Level-High | Switch |  | LSHH | http://www.toronto.ca/TWONTO#level_switch |  | Pump, Centrifugal, Sump, T14S
55983 | 40690 | FCL-SPC-RPU-1822 | RPU Panel, Zebra Mussel/Raw Water Sampling, Raw Water Pumping | FCL-ELS-PS-0001 | Control Panel | Remote Processor Unit |  | RPU | http://www.toronto.ca/TWONTO#RPU_panel |  | Uninterruptible Power Supply,High Lift Bldg - Switchgear Room,LP-0001
61998 | 56697 | FCL-FLOCCULATION-BLD | Building Location | FCL-EUS | [6 empty] | Production & End User Support
119685 | 14243 | TAB-WA1-SQ-1124 | Sling | TAB-WA1-SQ-1000 | Lifting Device,Sling | Lifting Device |  | SQ | http://www.toronto.ca/TWONTO#fall_protection_sling |  | WA1 Lifting Devices and Slings
118044 | 85549 | TAB-SES-SQ-2202 | Emergency Eyewash/Shower, Rail Car Unloading | TAB-STR-SQ | PPE,Eyewash Station | Safety Equipment |  | SQ | http://www.toronto.ca/TWONTO#emergency_eyewash_and_shower |  | WA2 Safety Equipment,lifting devices, ladders, Eye Wash station, First Aid Kits, Lock out stations
61870 | 18308 | FCL-FL-LSH-0004 | Switch, Level-High, Spill Containment, Hydrofluosilicic Acid System | FCL-FL | Switch,Level-High | Switch |  | LSH | http://www.toronto.ca/TWONTO#level_switch |  | Fluoridation
52966 | 46931 | TAB-RSP-PS-2209D | Power Supply, Hydraulic, Valve | TAB-RSP-V-2209D |  | Hydraulic System |  | PS | http://www.toronto.ca/TWONTO#hydraulic_power_pack |  | Valve, Check, Raw Sewage Pump P-2209
130411 | 79281 | THR-ACC-PSL-0710 | Switch, Pressure, Low, Glycol Skid, Compressor Bldg Main Floor, Glycol System | THR-ACC-T-0710 | Switch,Pressure-Low | Switch |  | PSL | http://www.toronto.ca/TWONTO#pressure_switch |  | Tank, Makeup, Glycol Skid, Compressor Bldg Main Floor, Glycol System
120735 | 98429 | THC-ACC-FN-0591 | Fan,Centrifugal,2nd Floor Air Conditioner Room,Biosolids Building East | THC-ACC-BLDG M |  | HVAC |  | FN | http://www.toronto.ca/TWONTO#blower_or_fan_with_drive |  | Incineration Building, HVAC
117126 | 18298 | TAB-RSP-F-1231B | Filter, Lube Oil Supply, Raw Sewage Pump 1230, B Side | TAB-RSP-T-1231 | Filter | Filter |  | F | http://www.toronto.ca/TWONTO#replaceable_oil_or_fuel_filter |  | Tank, Oil, Raw Sewage Pump #3 Bearing Lubrication System
21352 | 26616 | FHO-ELS-DP-1213 | Distribution Panel, (DP-1201A3), 600V, 3PH, Ozone Building, L1, Gate Room | FHO-ELS-PS-0001 |  | Power Distribution Panel |  | DP | http://www.toronto.ca/TWONTO#LV_electrical_panel |  | Primary Power Equipment
50684 | 5127 | TAB-PRM | Primary Treatment | TAB-WORK-AREA-1 | [6 empty] | Work Area 1
114502 | 66874 | TAB-PLT-FSL-1181 | Switch ,Flow, Low,Odour Control | TAB-PLT-FN-1181 | Switch,Flow | Switch |  | FSL | http://www.toronto.ca/TWONTO#flow_switch |  | Fan, Exhaust
139543 | 21506 | THR-WA4-LD-0001 | Sling, Nylon, Work Area 4 ( 1" X 3') | THR-LD-NYLN-WA4 | Lifting Device,Sling | Lifting Device |  | LD | synthetic_web_sling |  | Slings, Nylon, Work Area 4
43221 | 91693 | TAB-CW-SQ-0036 | Eye Wash Station- Aux. Bldg. Sub Bsmt Next to Elevator | TAB-SUSPENDED ENTITY | Safety,Eye wash | Safety Equipment | 34472 | SQ | http://www.toronto.ca/TWONTO#emergency_eyewash |  | Suspended entities
94763 | 61704 | FHO-SES-SCBA-0010 | Cylinder, SCBA, Air Pack, 2216 PSI, Ser #OJ-254854 | FHO-SES-SQ-0002 | PPE,SCBA | Safety Equipment |  | SCBA | http://www.toronto.ca/TWONTO#compressed_gas_cylinder |  | Emergency Breathing Apparatus
62630 | 80782 | THC-MCS-LD-SO-S55845 | LIFTING SUPPORT STRUCTURE - GANTRY (insp Liftsafe) | THC-MCS-LD | Lifting Device | Lifting Device |  |  | lifting_device_support |  | Mechanical Services, Lifting Device
78945 | 3685 | THR-SES-T-0500 | Tank, Air Cylinder, 4500 PSI, Chlorine Bldg. | THR-SES-SCBA | Safety | Safety Equipment |  | T | http://www.toronto.ca/TWONTO#compressed_gas_cylinder |  | Self Contained Breathing Apparatus
45419 | 65352 | TAB-DIG-PSH-4160 | Switch Pressure,High,Delivery,Digester Gas Compressor C-4160 | TAB-DIG-C-4160 | Switch,Pressure | Switch |  | PSH | http://www.toronto.ca/TWONTO#pressure_switch |  | Compressor # 6, Gas(DX2606)
26251 | 57900 | FHO-SES-SCBA-0009 | Cylinder, SCBA, Air Pack, 2216 PSI, Ser #OJ-261776 | FHO-SES-SQ-0002 | PPE,SCBA | Safety Equipment |  | SCBA | http://www.toronto.ca/TWONTO#compressed_gas_cylinder |  | Emergency Breathing Apparatus
116113 | 14013 | TAB-PRS-LSHH-0401 | Switch, Level-High-High, Containment Sump | TAB-PRS-T-0401 | Switch,Level-High-High | Switch |  | LSHH | http://www.toronto.ca/TWONTO#level_switch |  | Containment Sump, Miscellaneous Process
125868 | 17742 | THC-INC-BU-2036 | Burner, Hearth 3, Incinerator 2000 | THC-INC-FU-2000 | Burner | Burner |  | BU | http://www.toronto.ca/TWONTO#burner_component_of_asset |  | Furnace, Incinerator 2000
55420 | 74504 | TAB-WA1-SQ-1075 | Sling | TAB-WA1-SQ-1000 | Lifting Device,Sling | Lifting Device |  | SQ | http://www.toronto.ca/TWONTO#fall_protection_sling |  | WA1 Lifting Devices and Slings
115430 | 35470 | TAB-PRM-FSL-3601? | Switch ,Flow, Low,Seal water to Pump-3601 | TAB-PRM-P-3601? | Switch,Flow | Switch | 34198 | FSL | http://www.toronto.ca/TWONTO#flow_switch |  | Pump, Raw Sludge, Primary Tank 9
71222 | 68644 | THR-DIG-FSL-5842 | Switch, Flow-Low, Lube Oil, C-5840, Gas Mixing System | THR-DIG-C-5840 | Switch,Flow-Low | Switch |  | FSL | http://www.toronto.ca/TWONTO#flow_switch |  | Compressor, Gas, Mixing System, Digester Tank#10
88681 | 56573 | WTR-RBV-CW | City Water System | WTR-RBV | [6 empty] | Bayview Reservoir
40062 | 81125 | DOS-MCS-LD-004286 | Lifting Device, Fall Arrest, SUPPORT STRAP, , 6 FT | FAC-YCM-SES | Lifting Device,Sling | Safety Equipment |  | LD | lifting_device_support |  | SAFETY & ENVIRONMENTAL SERVICES
11935 | 8100 | FCL-DEW-LSHH-0501 | Switch, Level, High High , Pre-Treatment Area Dewatering Pit T-0501 | FCL-DEW-RW | Switch,Level-High-High | Switch |  | LSHH | http://www.toronto.ca/TWONTO#level_switch |  | Raw water Area Dewatering
7569 | 28310 | COL-PST-CH-0002 | Chamber, Valve Chamber #2 | COL-PST | Chamber |  |  | CH |  |  | Strachan Pumping Station
21338 | 6844 | FHO-DCL-PSL-0001 | Switch, Pressure-Low, Expansion Tank Header, Liquid Supply Dechlor.Train 3, S2 Chemical Storage Rm | FHO-DCL | Switch,Pressure-Low | Switch |  | PSL | http://www.toronto.ca/TWONTO#pressure_switch |  | De-Chlorination
27678 | 39319 | COL-PTR-MISC | Miscellaneous Equipment | COL-PTS | [6 empty] | Third Street Sewage Pumping Station (Wards Island PS#12)
52967 | 41192 | TAB-PLT-G-5501 | Gate, Knife Gate, Pneumatic, Screenings Outloading Conveyor 5500, Conveyor Area | TAB-PLT-CV-5500 | Valve,Knife Gate | Gate |  | G | http://www.toronto.ca/TWONTO#valve
52172 | 1303 | TAB-PWA-LSHH-5139 | Switch, Level High-High, Plant Water Bldg, Basement, South Sump | TAB-PWA-P-5139 |  | Switch |  | LSHH | http://www.toronto.ca/TWONTO#level_switch |  | Pump, Sump, Seawall Tunnel E, near Dig 13-16
90116 | 26201 | YTF-GRK-DRN-1000 | Building Roof Drains | YTF-GRK-PRTY-1000 |  | Drain |  | DRN | http://www.toronto.ca/TWONTO#drain |  | Building Maintenance
133033 | 3675 | THR-DIG-TSH-5162 | Switch, Tempreature-High, Outlet Pump 5162, Solids Treatment, Digester - Tanks 1-6 | THR-DIG-GBP-5162 | Switch,Temperature-High | Switch |  | TSH | http://www.toronto.ca/TWONTO#temperature_switch |  | Gas Booster, Tank 0600, Solids Treatment
138860 | 24249 | THR-SQ-FAK-STB | First Aid Kit, Sludge Thickening Bldg., Control Room | THR-SQ-FAK-WA1 | Safety | Safety Equipment | 35460 |  | http://www.toronto.ca/TWONTO#first_aid_kit |  | First Aid Kit, STB
293 | 99376 | 378323SUS | Kubota- 1100 Series - WA7 | TAB-GRK-VEH | Vehicle,Unlicensed | Vehicle | 40175 |  | http://www.toronto.ca/TWONTO#golf_cart
76746 | 41442 | THR-DIG-UPS-0051 | RPU, Remote Processor Unit, GE RX3i 172.22.39.122 THRPSN07 Digester 7-10 MCC Room | THR-DIG-RPU-0051 | RPU | Remote Processor Unit |  | UPS | http://www.toronto.ca/TWONTO#RPU_panel |  | RPU, Remote Processor Unit, GE RX3i 172.22.39.122 THRPSN07 Digester 7-10 MCC Room
125202 | 82806 | THC-ELS-SQ-211163R | Spares, Electrical Safety gloves, High Voltage, Class 0, # 211163L | THC-SES-SQ |  | Safety Equipment | 35495 | SQ | http://www.toronto.ca/TWONTO#rubber_insulating_gloves |  | Safety Equipment
23438 | 39699 | FHO-FLO-P-0601-KQ | Pre Filtered Sampling Unit 6 | FHO PRE FILTERED |  |  |  | P |  |  | Sampling
93466 | 10634 | FHO-MCS-LD-0122 | Lifting Device, Spreader Beam, 2000 lbs, 77"L x 5"W x 20"H, Chemical Building, Tonner Room | FHO-MCS-LD | Lifting Device,Spreader Beam | Rigging Equipment |  | LD | lifting_device_support |  | Lifting Devices & Elevators
33773 | 86285 | IH312 | Door, Overhead, Building M | THC-SUSPENDED | Door,Overhead | Door | 32201 |  | http://www.toronto.ca/TWONTO#roll_up_door
130163 | 70397 | THR-ACC-NR-692 | HVAC Unit & Fan, Main Floor Near Board Room | THR-ACC-ADM | H.V.A.C.,Heater,Unit | HVAC |  | NR | http://www.toronto.ca/TWONTO#heater |  | Air Conditioning, HVAC, Admin Building
29618 | 4856 | COL-PWR-CP-0001S | Control Panel, Operator | COL-PWR-MISC | Control Panel |  | 35034 | CP |  |  | Miscellaneous Equipment
59502 | 95091 | THC-ACC-TC-0124 | Controller,Temperature,Heater 0124,Scrubber Room,Phase 4 Aeration Building | THC-ACC-HTR-0124 | Air Handling Unit | HVAC |  | TC | http://www.toronto.ca/TWONTO#thermostat_or_zone_controller_unit |  | Unit Heater,Scrubber Room,Phase 4, bldg.O
106062 | 68711 | TAB-ACC-CT-1447 | Control Panel, Zone Controller | TAB-ACC-HTR-1446 | Control Panel,HVAC | HVAC |  | CT | http://www.toronto.ca/TWONTO#thermostat_or_zone_controller_unit |  | Heater, Hot Water Reheat Coil
59577 | 25300 | THC-DIG-PSLL-5065 | Switch,Pressure-Low-Low,Manual Reset,Digested Gas Header,Gas Low Pressure System,Building U | THC-DIG-GAS-LOW-PRESS | Switch,Pressure-Low | Switch |  | PSLL | http://www.toronto.ca/TWONTO#pressure_switch |  | Digester Gas Low Pressure System
49524 | 65077 | TAB-PLT-CMP | D Building, Screening Compactors | TAB-PLT-D | [6 empty] | D Building - Preliminary Treatment
115603 | 72888 | TAB-PRM-T-2400 | Hopper, Primary Tanks 7-9 Scum | TAB-PRM-T-P | Tank | Tank |  | T | http://www.toronto.ca/TWONTO#storage_tank |  | P Building - Scum, Sludge Hoppers & Primary Tanks 7 - 9
40837 | 14343 | TAB-ACC-TE-1498A | Temperature Element, Supply Air Temperature | TAB-ACC-HTR-1498 | Sensor,Temperature | HVAC |  | TE | http://www.toronto.ca/TWONTO#temperature_sensor_element |  | Heater, Hot Water Reheat Coil
91407 | 7270 | FHO-DOZ-TSH-4504 | Switch, Temperature, High, Off-Gas Preheater,Ozone Building, L1, Ozone Equipment Room | FHO-DOZ-OFFGAS |  | Switch |  | TSH | http://www.toronto.ca/TWONTO#temperature_switch |  | OFFGAS DESTRUCTION
130175 | 99154 | THR-ACC-NR-726 | HVAC Unit & Fan, Lunch Room | THR-ACC-ADM | H.V.A.C.,Heater,Unit | HVAC |  | NR | http://www.toronto.ca/TWONTO#heater |  | Air Conditioning, HVAC, Admin Building
42742 | 37964 | TAB-ACC-ZSH-0011 | Switch,Position,Damper,Flue Gas Out let, Boiler #1 | TAB-ACC-BO-0010 | Switch,Position | Switch |  | ZSH | http://www.toronto.ca/TWONTO#position_switch |  | Boiler # 1, Hot Water Heating, Volcano, B-1
109625 | 22689 | TAB-DEW-MX-2600 | Tank, Hopper Agitator, #9 Schwing Pump | TAB-DEW-T-2600 | Mixer | Tank |  | MX | http://www.toronto.ca/TWONTO#mixer_or_agitator |  | Tank, Hopper,DWS from Centrifuge #9 & 10
61952 | 7258 | THC-DEW-RPU-2313 | Controller Panel,Centrifuge 1300,Centrifuge Room,5th Floor,Biosolids Building West | THC-DEW-CF-1300 |  | Remote Processor Unit |  | RPU | http://www.toronto.ca/TWONTO#RPU_panel |  | Centrifuge,Dewatering,BLS/PYS - Solid Treatment,Incinerator Building
4863 | 82320 | COL-PIR-LSHH-0104 | Switch, Level High-High | COL-PIR-MISC | Switch,Level |  |  | LSHH |  |  | Miscellaneous Equipment
61476 | 13718 | THC-FEQ-FSP-0012 | Fire Hose cabinets, Thickening process,. Bldg J | THC-FEQ-FSP | Fire Prevention,Hose | Safety Equipment | 43236 | FSP | ? |  | Sprinkler System
118013 | 91921 | TAB-SES-RING-3005 | Lifebuoy Ring | TAB-SES-RING-3000 | PPE | Safety Equipment |  | RING | http://www.toronto.ca/TWONTO#life_ring |  | Lifebuoy Ring
107319 | 22644 | TAB-ACC-PDS-1852A | Switch,Pressure ,Filter, AHU1852 | TAB-ACC-AHU-1852 | Switch,Pressure | Switch |  | PDS | http://www.toronto.ca/TWONTO#pressure_switch |  | AHU, Blower Bldg
34160 | 70742 | COL-YKP-DA-1671146 | Davit Upper Arm-1671146 | COL-YKP-DA-0011S | Safety | Safety Equipment |  | DA | http://www.toronto.ca/TWONTO#fall_arrest_Davit_arm |  | Davit Arm Assembly with Upper Arm-1671146
46644 | 28849 | TAB-DIS-LS-8091 | Switch, Level, Sump Pit | TAB-DIS-P-8091 | Switch,Level | Switch |  | LS | http://www.toronto.ca/TWONTO#level_switch |  | Pump, Sump
137301 | 99420 | THR-PLT-FSL-1603 | Switch, Flow, Low, Water Scour, Grit Vortex Chamber CYC-1131, Headhouse | THR-PLT-CYC-1131 | Switch,Flow-Low | Switch |  | FSL | http://www.toronto.ca/TWONTO#flow_switch |  | Cyclone, Prelimary Treatment, Grit Removal - Vortex Chambers # 3 (OLD Tag THR-PLT-CYC-1132)
140597 | 40668 | TNT-MCS-LD-0008 | Beam | TNT-MCS-LD | Lifting Device | Lifting Device |  | LD | lifting_device_support |  | Lifting Devices , cranes/ Portable crane/hoists, come alongs, slings, wire rope, chains
79008 | 96480 | THR-SQ-FAK-WA1 | First Aid Kit, STB | THR-SES-WA1 | Safety | Safety Equipment |  |  | http://www.toronto.ca/TWONTO#first_aid_kit |  | Safety & Environmental Services
18729 | 35579 | FHA-SES-SQ-1009 | FHA SH 09 - Safety Harness Full Body | FHA-SES-SQ-6 | PPE | Safety Equipment |  | SQ | http://www.toronto.ca/TWONTO#fall_arrest_harness |  | Safety Fall Protection Equipment
19210 | 12143 | FHA-WWW-MSL-2410 | Switch, Motion-Low, CV-2420, RMF, Centrifuge Room | FHA-WWW-CF-2401 | Switch | Switch |  | MSL | http://www.toronto.ca/TWONTO#motion_sensor_element |  | Centrifuge, Dewatering, RMF, Centrifuge Service Platform
19066 | 79286 | FHA-WWW-CENTRIF | Centrifuges | FHA-WWW | [6 empty] | Residue Management / Waste Water System
109093 | 71893 | TAB-CW-FSH-0406 | Switch, Flow High, Admin Bldg, Electricial Shop S/E corner | TAB-CW-SQ-0406 |  | Safety Equipment |  | FSH | http://www.toronto.ca/TWONTO#flow_switch |  | Emerg. Eyewash and Shower Stations, Admin Bldg, Electricial Shop S/E corner
15233 | 53105 | FCL-TRW-STR-0003 | Strainer, Service Water to PAC System, Dry Chemical Building Basement | FCL-TRW |  |  |  | STR |  |  | Treated Water
33552 | 27737 | COL-YKP-DA-0012S | Davit Arm Assembly with Upper Arm-1723241 | COL-YKP-DA | Safety | Safety Equipment | 45535 | DA | http://www.toronto.ca/TWONTO#fall_arrest_Davit_arm |  | Davit Arm Assembly
128030 | 9305 | THC-PRM-ZSL-1114 | Switch, Position Low, Mech Return, Valve 1114 | THC-PRM-V-1114 | Switch,Level-Low-Low | Switch |  | ZSL | http://www.toronto.ca/TWONTO#position_switch |  | Valve, Hydraulic Cylinder, Bottom Scraper, Primary Clarifier 1100, NW Plant
90021 | 93562 | YTF-CW-T-0004 | Tank, Hot Water Storage, City Water Heaters and Pumps | YTF-CW | Tank | Tank |  | T | http://www.toronto.ca/TWONTO#tanked_hot_water_heater |  | City Water
74343 | 67896 | THR-AER-RPU-0011S | Remote Processor Unit, South Aeration, Tank 0200 (172.22.37.164) | THR-AER-T-0210 | RPU | Remote Processor Unit | 39377 | RPU | http://www.toronto.ca/TWONTO#RPU_panel |  | Tank, Secondary Treatment, Aeration - South
66964 | 62436 | THC-THK-OIT-1609 | Operator Interface Terminal,Polymer Feed RPU-1605,WAS Thickening Building | THC-THK-RPU-1605 | Control Panel,Operator | Communications Equipment |  | OIT | http://www.toronto.ca/TWONTO#operator_interface_terminal |  | RPU,Polymer Make-up,WAS Thickening Building (1)
58545 | 28372 | THC-ACC-DM-0701 | Damper,Actuated,Outside Air,Thickening Building Office Area Air Conditioning | THC-ACC-AC-0701 | Damper/Louver | HVAC |  | DM | http://www.toronto.ca/TWONTO#air_damper |  | Air Conditioner,Thickening Building Office Area
27187 | 27011 | DOS-YCM-VEH-378109 | 2007 JOHN DDERE 850D - Vehicle Unit# 378109 | FAC-YCM-VEH | Vehicle,Licensed | Vehicle |  | VEH | http://www.toronto.ca/TWONTO#golf_cart
119253 | 64182 | TAB-THK-MCC-0653 | Motor Control Centre | TAB-THK-ELQ | Control Panel,MCC | Motor Control Centre |  | MCC | http://www.toronto.ca/TWONTO#LV_electrical_panel |  | Floatation - Electrical Equipment
24316 | 82631 | FHO-MCS-LD-0212 | Coffing Hoist Trolley | FHO-MCS-LD | Lifting Device,Hoist,Manual | Rigging Equipment |  | LD | http://www.toronto.ca/TWONTO#lifting_equipment_hoist |  | Lifting Devices & Elevators
38988 | 59319 | SWM-PWD-COM-0001 | Control Panel, Operator | SWM-PWD | Control Panel |  |  | COM |  |  | Warden Storm
47274 | 19723 | TAB-EL1-LP-6925 | Lighting Panel,120/208V,Electrical Room,Second Floor,Screen Build,P Building | TAB-EL1-MCC-6963 | Control Panel,Lighting | Power Distribution Panel |  | LP | http://www.toronto.ca/TWONTO#LV_electrical_panel |  | MCC,Electrical Room,Second Floor,Screen Build,P Building
15995 | 54252 | FHA-AUX-T-0101 | Tank, Air Receiver Compressed Air #1, Service Bldg. Alum Room | FHA-AUX-T-0101-KQ | Tank | Tank |  | T | http://www.toronto.ca/TWONTO#pressure_vessel |  | Compressed Air Tank 1
60947 | 88650 | THC-ELS-LTX-BLDG N | Exit Lights, Bldg. N | THC-GRK-ELS-N | Building Service,Lighting - Room | Safety Equipment | 41956 |  | http://www.toronto.ca/TWONTO#collection_of_assets |  | Building N
29961 | 29914 | FIS-RW-FSL-0005-SUS | Switch, Flow-Low, Chlorine, Intake Valve Chamber Upper Level, Sampling Pumps Intake | FIS-RW | Switch,Flow-Low | Switch | 38339 | FSL | http://www.toronto.ca/TWONTO#flow_switch |  | Raw Water Production
11017 | 83051 | COL-PBG-LSHH-0104 | Switch, Level High-High | COL-PBG | Switch,Level | Switch |  | LSHH | http://www.toronto.ca/TWONTO#level_switch |  | Brule Gardens Sewage Pumping Station
53210 | 6445 | TAB-SA-T-1001 | Tank, Intermediate Air Receiver, Auxiliary Systems Building, Main Floor | TAB-SA-C-0100 | Tank | Tank |  | T | http://www.toronto.ca/TWONTO#pressure_vessel |  | Air Compressor, Auxiliary Systems Building, Main Floor
147058 | 31035 | WTR-RMI-TSL-0003 | Instrument, Temperature Switch, Low, Water Transmission | WTR-RMI-AUX |  | Switch |  | TSL | http://www.toronto.ca/TWONTO#temperature_switch |  | Auxiliary Equipment (Building Facilities)
79118 | 38326 | THR-MCS-DR-0101S | Door, Overhead Roll Up, New Maintenance Bldg. | THR-GRK-NMB | Door,Overhead | Door | 39016 | DR | http://www.toronto.ca/TWONTO#roll_up_door
55830 | 98443 | FCL-ELS-LP-0100C | Lighting Panel, 208/120V, 3PH, (LP-J) High Lift Pump Room First Floor North Wall | FCL-ELS-6 |  |  |  | LP |  |  | Interior Lighting
138810 | 82733 | THR-SES-SQ-9947S | Lanyard for Harness | THR-SES-SQ | Safety | Safety Equipment | 38783 | SQ | lifeline |  | Safety Equipment
34601 | 24056 | MAIN-262 | Main 262 | WTR-MT1 | [6 empty] | Work Area 1 EAST Mains and Chambers
129973 | 64193 | THR-ACC-FSL-1601 | Switch, Flow-Low, Outlet, Boiler 1601, Hot Water Supply, Plant Central Hot Water System, Hot Water Boilers | THR-ACC-BO-1601 | Switch,Flow-Low | Switch |  | FSL | http://www.toronto.ca/TWONTO#flow_switch |  | Boiler, Low Pressure, Hot Water, Plant Central Hot Water System, Hot Water Boilers (CRN-H9308.5,TSSA UID-65022706, SNo.-5.1103726)
6007 | 27524 | COL-PMD-LSH-0103 | Switch, Level-High | COL-PMD | Switch,Level |  |  | LSH |  |  | Midland Pumping Station
37479 | 4588 | MTMH361 | MOUNT DENNIS CTS | TRK-HMR | [6 empty] | HUMBER DRAINAGE AREA
101583 | 77003 | MAIN-173 | Main 173 | WTR-LWA | [6 empty] | Work Area 2 Central Mains and Chambers
50829 | 6045 | TAB-PRM-FSL-6509 | Switch ,Flow, Low, Flushing water to Pump-P-2602 | TAB-PRM-P-2602 | Switch,Flow | Switch |  | FSL | http://www.toronto.ca/TWONTO#flow_switch |  | Pump, Scum
33533 | 15649 | COL-YKP-DA-0004(S) | Davit Arm-151117 | YKP-BLD |  | Safety Equipment | 35895 | DA | http://www.toronto.ca/TWONTO#fall_arrest_Davit_arm |  | Collections - 435 Kipling Ave. Building envelope
135564 | 80029 | THR-FT-FSL-3426 | Switch, Flow-Low, WHF, Pump 3420, Secondary Treatment, Scum Pumping - North | THR-FT-P-3420 | Switch,Flow-Low | Switch |  | FSL | http://www.toronto.ca/TWONTO#flow_switch |  | Pump, Rotary Vane, Scum Tank 3400, System 5, Scum Pumping
143745 | 21698 | WTR-PEL-TSL-0601 | Switch, Temperature-Low, Fan 0601 | WTR-PEL-FN-0601 | Switch,Temperature-Low | Switch |  | TSL | http://www.toronto.ca/TWONTO#temperature_switch |  | Fan, Supply, Air, Pump 0600
14030 | 42159 | FCL-RW-PSH-0401 | Raw Water Pumping Station | FCL-RW-P-0401 | Switch,Pressure-High | Switch |  | PSH | http://www.toronto.ca/TWONTO#pressure_switch |  | Pump Centrifugal, Raw Water
137832 | 28321 | THR-PRM-PSH-2121 | Switch, Pressure-High, Discharge, Pump 2121, Sludge Pumping - South | THR-PRM-P-2121 | Switch,Pressure-Low | Switch |  | PSH | http://www.toronto.ca/TWONTO#pressure_switch |  | Pump, Centrifugal, Sludge, Primary Station 1
127638 | 69623 | THC-PRM-PI-1091 | Pressure Sensor, Gauge, Oil Tank 1070 | THC-PRM-P-1090 |  |  |  | PI |  |  | Pump, Centrifugal, Oil Tank 1070
8590 | 55717 | COL-RBB-TR-0005 | Transformer, Power | COL-RBB-MISC | Transformer |  |  | TR |  |  | Miscellaneous Equipment
106740 | 25607 | TAB-ACC-HE-1489 | Heat Exchanger, Hot Water Reheat Coil | TAB-ACC-VAV-1489 | Heat Exchanger | HVAC |  | HE | http://www.toronto.ca/TWONTO#heat_exchanger |  | Heater, Hot Water Reheat Coil, Variable air
25921 | 25247 | COL-PSP-SW-0003 | Switch, Distribution | COL-PSP-MISC | Switch |  |  | SW |  |  | Miscellaneous Equipment
84523 | 77755 | WTR-PAH-GFI-0004 | Ground Fault Circuit Interrupter | WTR-PAH-AUX |  |  |  | GFI |  |  | Auxiliary Equipment (Building Facilities)
121766 | 40706 | THC-ACC-V-6417 | Valve, Ball, Manual, AHU-6400, 2nd Floor Mech Room #1, Headworks | THC-ACC-AHU-6400 | Valve,Ball | HVAC |  | V | http://www.toronto.ca/TWONTO#valve |  | Air Handling Unit, Screen Room/Conveyor Areas, 2nd Floor Mech Room #1, Headworks
81427 | 89880 | TNT-MCS-LD-0036 | Chain Hoist | TNT-MCS-LD | Lifting Device,Chain | Lifting Device |  | LD | http://www.toronto.ca/TWONTO#lifting_equipment_hoist |  | Lifting Devices , cranes/ Portable crane/hoists, come alongs, slings, wire rope, chains
6932 | 7312 | COL-PRG-LSLL-0101 | Switch, Level Low-Low | COL-PRG-MISC | Switch,Level | Switch |  | LSLL | http://www.toronto.ca/TWONTO#level_switch |  | Miscellaneous Equipment
43794 | 46969 | TAB-DEW-P-2401 | Pump, Sludge Cake Transfer, Big Schwing #8, Dewater. Bldg, Bsmt S. | TAB-SUSPENDED ENTITY | Pump | Hydraulic System |  | P | http://www.toronto.ca/TWONTO#pump |  | Suspended entities
13893 | 129 | FCL-POL-TIC-4000 | Controller, Temp., Service Water to Thick. Polymer Skids, RMF Centrifuge Building, Centrifuge Room N-Wall | FCL-POL-HTR-0003 |  |  |  | TIC |  |  | Heater, Water Tankless, RMF Centrifuge Building, Centrifuge Room North Wall
86369 | 78394 | WTR-PJS-TSH-0001 | Switch, Temperature-High, Bulding | WTR-PJS-AUX | Switch,Temperature-High | Switch |  | TSH | http://www.toronto.ca/TWONTO#temperature_switch |  | Auxiliary Equipment (Building Facilities)
112262 | 48896 | TAB-DIS-SP | Disinfection - Sampling & Metering | TAB-DIS | [6 empty] | Disinfection
110364 | 49177 | TAB-DEW-V-C06 | Centrifuge 6 Centrate Line | CENTRATE | [6 empty] | Centrate Collection
11802 | 1328 | FCL-DCL-PSH-0301 | Switch, Pressure-High, Supply Header 3, Sulpher Dioxide System | FCL-DCL-SO-0301 | Switch,Pressure-High | Switch |  | PSH | http://www.toronto.ca/TWONTO#pressure_switch |  | Sulphonator, Sulphur Dioxide System, Machine Room,Gaseous Chemical Building
68437 | 86376 | THR-ACC-PSH-2401 | Switch, Pressurel-High, Discharge, Pump, Centrifugal 2401, Plant Central Hot Water System, Plant Central Hot Water System, Hot Water Recirculation Pump, Centrifugals | THR-ACC-P-2401 | Switch,Pressure-High | Switch |  | PSH | http://www.toronto.ca/TWONTO#pressure_switch |  | Pump, Centrifugal, Primary Loop Hot Water Recirculation, Plant Central Hot Water System,
20001 | 92206 | COL-PMD-LSHH-0204 | Switch, Level High-High | COL-PMD-MISC | Switch,Level |  |  | LSHH |  |  | Miscellaneous Equipment
62260 | 28809 | THC-INC-T-1062 | Tank, Ash, Incinerator 1000 | THC-INC-GDR-1062 | Tank | Tank |  | T | http://www.toronto.ca/TWONTO#storage_tank |  | Grinder, Ash Tank 1062, Incinerator 1000
41504 | 80890 | TAB-ACC-TSH-1600 | Switch, Temperature, High, AHU-1600, Loading Bay Rooftop | TAB-ACC-AHU-1600 | Switch,Temperature-High | Switch |  | TSH | http://www.toronto.ca/TWONTO#temperature_switch |  | Air Handling Unit, D Bldg Roof
62657 | 55741 | THC-MCS-MT-0021 | Shop Saw, Building A | THC-MCS-MEQ | Machine Tool,Saw | Tool | 35555 | MT | http://www.toronto.ca/TWONTO#table_saw |  | Machine Shop and Equipment
112702 | 56132 | TAB-EL1-MCC-6545 | Motor Control Centre, Z Bldg | TAB-EL1-PDP-6009 | Control Panel,MCC | Motor Control Centre |  | MCC | http://www.toronto.ca/TWONTO#LV_electrical_panel |  | Power Distribution Panel, 600V, Z Building Outdoor Substation
78157 | 30787 | THR-PRS-PSH-0053 | Switch, Pressure-High, Pump P-0053 Discharge, Ferrous Chloride System | THR-PRS-P-0053 | Switch,Pressure-High | Switch |  | PSH | http://www.toronto.ca/TWONTO#pressure_switch |  | Pump, Ferrous Chloride, Primary Standby, Chemical Building
76609 | 1368 | THR-DR-SH-0500 | Overhead Door, STB North Main Entrance | THR-DR-WA1 | Door,Overhead | Door |  | SH | http://www.toronto.ca/TWONTO#roll_up_door
49220 | 87913 | FCL-CLA-T-0202 | Tank, Expansion, Chlorine Gas, CLA Evaporator 0201 Inlet, Machine Room, Gaseous Chemical Building | FCL-CLA1 | Tank | Tank |  | T | expansion_tank |  | Pre-Chlorination
13975 | 36010 | FCL-RW-FSL-0005 | Switch, Flow Low, Analyzer,Chlorine, Raw Water, Low Lift PS Basement | FCL-RW | Switch,Flow-Low | Switch |  | FSL | http://www.toronto.ca/TWONTO#flow_switch |  | Raw Water
72357 | 26448 | THR-ACC-ADM | Air Conditioning, HVAC, Admin Building | THR-OCS-NEW | H.V.A.C.,Air Conditioner | HVAC |  |  | http://www.toronto.ca/TWONTO#collection_of_assets |  | Odour Control, Biofilter
34992 | 78345 | COL-YKP-FAK-0029 | First Aid Kit, Truck #196000 (M2 106) | COL-YKP | Safety,First Aid Kit | Safety Equipment |  | FAK | http://www.toronto.ca/TWONTO#first_aid_kit |  | Kipling Yard
94983 | 14808 | FHO-SPC-COM-1402 | Termination Panel, Raw Water Building, S10, Raw Water Pump Basement | FHO-SPC |  | Communications Equipment |  | COM | termination_panel |  | Process Control Systems - Services Area
137375 | 7058 | THR-PLT-LD-2152C | Lifting Device, Sparger Arm, Tank 300, Grit Bldg. | THR-PLT-LD-0300 | Lifting Device | Hydraulic System | 35264 | LD | http://www.toronto.ca/TWONTO#hydraulic_system |  | Lifting Devices, Sparger Arms, Tank 300, Grit Bldg.
20980 | 8020 | FHO-CLA | Pre Chlorination System | FHO-DIS | [6 empty] | Disinfection
16305 | 3069 | FHA-FLT-F-3201 | Filter #32, Filter Building, East Filter Gallery North | FHA-FLT | Filter | Filter |  | F | http://www.toronto.ca/TWONTO#filtration_tank |  | Filtration
139516 | 97967 | THR-WA3-LD-0052 | Sling, Nylon, Work Area 3 ( 2" X 6') | THR-LD-NYLN-WA3 | Lifting Device,Sling | Lifting Device |  | LD | synthetic_web_sling |  | Slings, Nylon, Work Area 3
39420 | 62845 | TAB-ACC-AHU-SEAWL | AHUs/Supply Fans Sea Wall Substation | TAB-ACC-AHU | [6 empty] | Air Handling Unit & Supply Fan
40406 | 61181 | TAB-ACC-FSL-4508 | Switch, Flow, Low, Exhaust Fan Inlet | TAB-ACC-FN-4508 | Switch,Flow-Low | Switch |  | FSL | http://www.toronto.ca/TWONTO#flow_switch |  | Fan, Exhaust, Sldge Heater Room Exhaust Dig .1~4
127063 | 78964 | THC-PLT-RPU-3009 | RPU, Screen Washer Compactor CMP-0820 Control Panel, Headworks, Screenings Conveyance | THC-PLT-CMP-0820 | Controller,PLC | Remote Processor Unit |  | RPU | http://www.toronto.ca/TWONTO#RPU_panel |  | Washer Compactor, Screen Room, Screenings Conveyance
40351 | 72993 | TAB-ACC-FSL-0020 | Switch,Flow,Low,Feed Water Pump, Boiler No.2 | TAB-ACC-P-0020 | Switch,Flow | Switch |  | FSL | http://www.toronto.ca/TWONTO#flow_switch |  | Pump, Feed Water, Hot Water Boiler #2
120825 | 18323 | THC-ACC-HTR-0052 | Heater, Forced Flow, 12.5kW, Admin. Building Ground Floor, Vestibule140, Near Stairs 2 | THC-ACC-BLDG K |  | HVAC |  | HTR | http://www.toronto.ca/TWONTO#heater |  | Administration Building, HVAC
132453 | 13176 | THR-DIG-FSL-5460C | Switch, Flow-Low, Lube Oil, C-5460, Gas Mixing System | THR-DIG-T-5460 | Switch,Flow-Low | Switch |  | FSL | http://www.toronto.ca/TWONTO#flow_switch |  | Tank, Reservoir, Auxiliary Oil, Gas Compressor 5460, Digester Mixing System
76593 | 94348 | THR-PLQ-ADM | Administration Bldg., Work Area 2 | THR-PLQ-WA2 | [6 empty] | Plumbing, Work Area 2
34371 | 44851 | COL-YKP-DA-17106AA | Davit Base Leg-17106AA | COL-YKP-DA-0029S | Safety | Safety Equipment |  | DA | davit_base |  | Davit Arm Assembly with CENTRE BASE-17106
4124 | 88820 | COL-PCU-P-5110 | Pump, Centrifugal | COL-PCU-SUSPENDED | Pump |  | 35904 | P |  |  | Cumber P.S.suspended entities
2645 | 13110 | COL PLC | COL PLC | COL-SPC1 | [6 empty] | Process Control Systems - Administrative
10823 | 86665 | FCL-AIR-PACK-4A(S) | Self Contained Breathing Apparatus | FCL-SES-2 | PPE,SCBA | Safety Equipment | 34292 | PACK | http://www.toronto.ca/TWONTO#self-contained_breathing_apparatus |  | SCBA's
119913 | 94243 | TAB-WA4-LD-4294 | Chain Block, 1 1/2 Ton S/N 174294 | TAB-WA4-SQ-0010 | Lifting Device | Lifting Device |  | LD | http://www.toronto.ca/TWONTO#lifting_equipment_hoist |  | WA4 Fall arrest systems
47859 | 60566 | TAB-EL3-CP-6013A | Control Panel, Lighting, Auxiliary Systems Building, 2nd Floor | TAB-EL3-MCC-6013 | Control Panel,Lighting | Power Distribution Panel |  | CP | http://www.toronto.ca/TWONTO#process_control_panel |  | MCC, Auxilary Systems Building, 2nd Floor
119658 | 79575 | TAB-WA1-SQ-1073 | Sling | TAB-WA1-SQ-1000 | Lifting Device,Sling | Lifting Device |  | SQ | http://www.toronto.ca/TWONTO#fall_protection_sling |  | WA1 Lifting Devices and Slings
116652 | 91435 | TAB-PWA-LSHH-5135 | Switch, Level High-High, Plant Water Bldg, Seawall Tunnel, Digester 13-16 Entrance | TAB-PWA-P-5139 |  | Switch |  | LSHH | http://www.toronto.ca/TWONTO#level_switch |  | Pump, Sump, Seawall Tunnel E, near Dig 13-16
90041 | 15646 | WTR-PRH-DR-0004 | Door | WTR-PRH-AUX | Door,Access | Door |  | DR | http://www.toronto.ca/TWONTO#door
55232 | 37146 | TAB-SLO-STR-2411 | Strainer, Lub Pump suction | TAB-SLO-P-2411 | Strainer | Filter |  | STR | http://www.toronto.ca/TWONTO#strainer |  | Pump, Sludge Transfer Lube #11
48292 | 9038 | TAB-ELS-SQ-6168 | Electrical - Rubber Insulating Gloves Class 1 | TAB-ELS-SQ-GLOVE | PPE,Insulated Glove | Safety Equipment |  | SQ | http://www.toronto.ca/TWONTO#rubber_insulating_gloves |  | High Voltage Gloves
105899 | 70497 | TAB-ACC-AHU-1252 | Air Handing unit,Flotation Bldg | TAB-ACC-AHU | H.V.A.C.,Heater | HVAC |  | AHU | http://www.toronto.ca/TWONTO#air_handler_unit |  | Air Handling Unit & Supply Fan
50017 | 9227 | TAB-PLT-MSL-0200 | Switch, Motion Low, Grit Conveyor CV-0200, Grit Tank Area, Grit Bldg., P Bldg. | TAB-PLT-CV-0160 | Switch,Motion | Switch |  | MSL | http://www.toronto.ca/TWONTO#motion_sensor_element |  | Conveyor, Shaftless Spiral, Screenings, Screenings Handling Area, P Bldg.
127231 | 58367 | THC-PLT-PSL-0445 | Switch,Pressure-low,Level Bubbler System,Bar screen 0440,Head House | THC-PLT-SC-0240 | Switch,Pressure-Low | Switch |  | PSL | http://www.toronto.ca/TWONTO#pressure_switch |  | Bar Screen 0240
69971 | 91938 | THR-CG | Co-Generation | THR WORK AREA 3 | [6 empty] | Plant Services
97079 | 83204 | FIS-FL-T-0201 | Tank, Fluoride Bulk Storage, Fluoride Building, Storage Room | FIS-FL | Tank,Reservoir | Tank |  | T | http://www.toronto.ca/TWONTO#chemical_storage_tank |  | Fluoridation
130409 | 88048 | THR-ACC-PSH-2501 | Switch, Pressurel-High, Discharge, Pump, Centrifugal 2501, Plant Central Hot Water System, Plant Central Hot Water System, Hot Water Recirculation Pump, Centrifugals | THR-ACC-P-2501 | Switch,Pressure-High | Switch |  | PSH | http://www.toronto.ca/TWONTO#pressure_switch |  | Pump, Centrifugal, Primary Loop Hot Water Recirculation, Plant Central Hot Water System,
15140 | 48523 | COL-PIR-LSLL-0101 | Switch, Level Low-Low | COL-PIR-MISC | Switch,Level |  |  | LSLL |  |  | Miscellaneous Equipment
51553 | 57013 | FCL-FLT-F-1701 | Filter, Carbon Activated, Filter Building, Filter Gallery West | FCL-FLT | Filter | Filter |  | F | media_based_filter |  | Filtration
136667 | 52698 | THR-MCS-LD-0534 | Gantry, Fixed, Primary Tank, Work Area (REMOVED FROM SERVICE) | THR-LD-WA2 | Lifting Device | Lifting Device | 34751 | LD | lifting_device_support |  | Lifting Devices, Chain Hoist, Come Along & Slings
78855 | 73027 | THR-SES-SQ-1330S | Lanyard for Harness | THR-SES-FAS | Safety | Safety Equipment | 38777 | SQ | lifeline |  | Fall Arrest Sytem (Harness and Lanyard), Safety Equipment
50020 | 97873 | TAB-PLT-MSL-0361 | Switch, Motion Low, Grit Conveyor CV-0360, Grit Handling Area, P Bldg. | TAB-PLT-CV-0360 | Switch,Motion | Switch |  | MSL | http://www.toronto.ca/TWONTO#motion_sensor_element |  | Conveyor, Shaftless Spiral, Grit, Grit Handling Area, P Bldg.
65348 | 25826 | FCL-SES-SCBA-0009 | Self Contained Breathing Apparatus, Gaseous Building, Third Floor, Corridor Outside Control Room | FCL-SES-2 | PPE,SCBA | Safety Equipment |  | SCBA | http://www.toronto.ca/TWONTO#self-contained_breathing_apparatus |  | SCBA's
113522 | 16690 | TAB-ELS-WA7 | Equipment location, TAB-ELS-WA7, Electrical Equipment, Work Area7 ( Panelboards, MCC ) | TAB-ELS |  | Motor Control Center |  |  | http://www.toronto.ca/TWONTO#collection_of_assets |  | WA7 Electrical
59634 | 63523 | THC-ACC-TIT-6505 | Transmitter, Temperature, Space, Pipe Gallery, Lower level 2, Headworks | THC-ACC-AHU-6500 | Transmitter,Temperature | HVAC |  | TIT | http://www.toronto.ca/TWONTO#temperature_transmitter |  | Air Handling Unit, Pipe Gallery, 2nd Floor Mech Room #1, Headworks
76958 | 70242 | THR-PLT-LD-2132C | Lifting Device, Sparger Arm, Tank 100, Grit Bldg. | THR-PLT-LD-0100 | Lifting Device | Hydraulic System | 35254 | LD | http://www.toronto.ca/TWONTO#hydraulic_system |  | Lifting Devices, Sparger Arms, Tank 100, Grit Bldg.
65239 | 95180 | THC-ELS-MCC-1301 | Motor Control Centre,Thickening Building | THC-ELS-PDP-1901 | Control Panel,MCC | Motor Control Centre |  | MCC | http://www.toronto.ca/TWONTO#LV_electrical_panel |  | Distribution Panel, Building K
70203 | 32897 | THR-CHLORINE-BLDG | Building Location | THR-EUS | [6 empty] | Production & End User Support
38276 | 46212 | PA50287 | Paging/Intercom System, Biosolids Silo Bldg | TAB-SLO-STRC-BS |  | Communications Equipment |  |  | http://www.toronto.ca/TWONTO#public_annoucement_speaker |  | Biosolids Silo Bldg - Drains, Electrical Service(110/220V), Lighting, Plumbing
139896 | 78791 | TNT-AER-PSL-2002 | Pressure Switch, Low, Mabr Compressors - Effluent Pressure Level Switch 2, Aeration | TNT-AER-C-2100 | Switch,Pressure-Low | Switch |  | PSL | http://www.toronto.ca/TWONTO#pressure_switch |  | Compressor, Reciprocating, Mabr Compressor 1, Aeration
26227 | 18449 | COL-YKP-VEH-0006S | Vehicle, Truck #043191 (Sierra 1500) | COL-YKP | Vehicle,Licensed | Vehicle | 38008 | VEH | http://www.toronto.ca/TWONTO#pickup_truck
6419 | 33512 | COL-PMY-LTG-0001S | Lighting, Emergency Lighting | COL-PMY | Lighting |  | 42948 | LTG |  |  | Maryport Sewage Pumping Station
94731 | 14985 | FIS-CLB-F-0201-SUS | Filter, Gaseous Discharge Header from Post Chlorination Evaporator Train 2 | FIS-SUSPENDED | Filter | Filter | 38173 | F | http://www.toronto.ca/TWONTO#replaceable_air_filter |  | Obsolete Entities/Processes
81 | 95116 | 50635 | WA6 Gas Detector | TAB-WA6-SQ | Sensor,Gas | Safety Equipment |  |  | http://www.toronto.ca/TWONTO#collection_of_assets |  | WA6 Safety Equipment
81441 | 22921 | TNT-MCS-SHOP | Maintenance Shop | TNT-MCS | [6 empty] | Miscellaneous, including Storm Water Tanks
18424 | 70659 | FHA-SES-LD-0099 | 3 Step rolling ladder Blue in Treated water basement | FHA-SES-LD-1 | Safety | Safety Equipment |  | LD | http://www.toronto.ca/TWONTO#portable_ladder |  | Ladders
96599 | 94848 | FIS-ELS-CBL-5441 | Cable,HV,4.16 kV,Raw Water Building Upper Level,FIS-ELS-BUS-0400,Feeder,FIS-RW-P-0401 | {FIS-ELS-CBL} |  |  |  | CBL |  |  | Asset Group,ELS Lines,13.8 kV / 4.16 kV
25203 | 13820 | COL-PSL-CB-0001 | Circuit Breaker, Main | COL-PSL-MISC | Circuit Breaker |  |  | CB |  |  | Miscellaneous Equipment
39150 | 18544 | TAB-ACC-DM-6574 | Damper, Motorized, Supply Air, AHU-6570, Mechanical RM No. 3, Screen Bldg., P Bldg. | TAB-ACC-AHU-6570 | Damper/Louver | HVAC |  | DM | http://www.toronto.ca/TWONTO#air_damper |  | Air Handling Unit, Mechanical Room no.3, Screen Bldg., P Bldg.
10648 | 72598 | FCL-ACC-HTR-0753 | Heater, Snow Melting, Gaseous Chemical Building, Service Area Second Floor | FCL-ACC-CL |  |  |  | HTR |  |  | Gaseous Chemical Building HVAC Equipment
69082 | 33670 | THR-ACC-ZSH-3410 | Switch,Position-High, Outdoor Damper,Plant Water Building,Plant Water Building | THR-ACC-FN-3410 | Switch,Temperature-High | Switch |  | ZSH | http://www.toronto.ca/TWONTO#position_switch |  | Fan,Blower,Supply,FPW Bldg
120536 | 23438 | THC-ACC-DM-6303 | Damper, Inlet, Outdoor Air, AHU-6300, 2nd Floor Mech Room #1, Headworks | THC-ACC-AHU-6300 | Damper/Louver | HVAC |  | DM | http://www.toronto.ca/TWONTO#air_damper |  | Air Handling Unit, Screen Room/Conveyor Areas, 2nd Floor Mech Room #1, Headworks
114784 | 5039 | TAB-PLT-RPU-0330 | RPU Panel, Washer Compactor System, Second Floor Electrical Room, P Bldg. | TAB-EL1-LP-6911 | RPU | Remote Processor Unit |  | RPU | http://www.toronto.ca/TWONTO#RPU_panel |  | Lighting Panel,120/208V,Electrical Room,Ground Floor,Screen Build,P Building
26310 | 22952 | FHO-SES-SQ-0010-SUS | Noise Abatement/Hearing Protection | FHO-SES-SQ-0001 | PPE | Safety Equipment | 37760 | SQ | emergency_kit |  | Safety Equipment
15089 | 63795 | COL-PHP-GC-0001 | Grit Chamber | COL-PHP-MISC |  |  |  | GC |  |  | Miscellaneous Equipment
123473 | 45868 | THC-DIG-LSL-3413 | Switch,Level,Low,Wet Receiver,T­3413,Gas High Pressure System,Building U | THC-DIG-T-3413 | Switch,Level-Low | Switch |  | LSL | http://www.toronto.ca/TWONTO#level_switch |  | Tank,Wet Gas Storage,Gas High Pressure System,Building U
25888 | 92614 | FHO-SES-INQ-6005 | High Voltage Detector, CT010T, Admin Building, S2, Electrical Shop | FHO-SES-SQ-0001 | PPE | Safety Equipment |  | INQ | http://www.toronto.ca/TWONTO#voltage_tester |  | Safety Equipment
137883 | 96018 | THR-PRM-T-0600 | Tank, Primary Clarification - Primary Tank - South | THR-THK-GRK1 | Tank | Tank |  | T | http://www.toronto.ca/TWONTO#clarifier |  | Thickening, Ground & Structural
119571 | 86030 | TAB-WA1-LD-1219 | Hoist | TAB-WA1-SQ-1000 | Lifting Device,Hoist | Lifting Device |  | LD | http://www.toronto.ca/TWONTO#lifting_equipment_hoist |  | WA1 Lifting Devices and Slings
40920 | 37161 | TAB-ACC-NGS-0010B | Natural Gas Train, Pilot,Boiler #1, Z Building | TAB-ACC-BO 1 |  |  |  | NGS |  |  | Boiler # 1, Hot Water Heating, Volcano B-1
8042 | 49281 | COL-PWC-LSL-0102 | Switch, Level-Low | COL-PWC | Switch,Level |  |  | LSL |  |  | Wirral Court Sewage Pumping Station
12296 | 95584 | COL-PCU-CP-0007 | Control Panel, Operator, Battery Charger, Cumber PS115VAC/11AMP/60HZ, 24VDC/30AMP. Cell: 20N1-CA | COL-PCU-SUSPENDED | Control Panel |  | 34989 | CP |  |  | Cumber P.S.suspended entities
147688 | 45330 | YTF-ACC-DR-0008 | Door, RN146, South, Electric Door Operators | YTF-ACC | Door | Door |  | DR | http://www.toronto.ca/TWONTO#door
50828 | 48241 | TAB-PRM-FSL-6508 | Switch ,Flow, Low,Flushing water to Pump-P-2601 | TAB-PRM-P-2601 | Switch,Flow | Switch |  | FSL | http://www.toronto.ca/TWONTO#flow_switch |  | Pump, Scum
30060 | 88853 | COL-PWR-LSHH-0104 | Switch,Level, High-High, Float Mode, Wet Well #1 | COL-PWR-AUX-INST | Switch,Level-High-High | Switch |  | LSHH | http://www.toronto.ca/TWONTO#level_switch |  | Instrumentation Equipment
47444 | 93880 | TAB-EL1-SW-1502 | Switch,Load Break,Power,13.8 KV Feeder,A-19-BN | TAB-EL1-BUS-1501 | Load Break Switch | Switch |  | SW | http://www.toronto.ca/TWONTO#load_break_disconnect_switch |  | Electrical Distribution Cabinet,13.8 KV
97675 | 75656 | FIS-RW-PSH-0501 | Switch, Pressure-High, Seal Water, Pump 0501, Raw Water Pumping Station, Pump Room | FIS-RW-P-0501 | Switch,Pressure-High | Switch |  | PSH | http://www.toronto.ca/TWONTO#pressure_switch |  | Circuit Breaker,4.16 kV,Raw Water Pump Station,Upper Level,East,Solid State Starter,FIS-RW-P-0501
107497 | 64927 | TAB-ACC-T-0795 | Tank, Chemical Mixing- Boiler No.20 (0500) | TAB-HRS-P | Tank | Tank |  | T | http://www.toronto.ca/TWONTO#chemical_storage_tank |  | Steam Chemical Mixing & Pumping
119275 | 9129 | TAB-THK-FSL-4132 | Switch,Flow Indication, Polymer inlet to Pump-P-4132 | TAB-THK-P-4132 | Switch,Flow | Switch |  | FSL | http://www.toronto.ca/TWONTO#flow_switch |  | Pump, Polymer Solution Transfer SX2034
7320 | 73236 | COL-PSL-HTR-0001 | Heater, Generator Room | COL-PSL | Heater |  |  | HTR |  |  | Sewells Road Sewage Pumping Station
138133 | 10540 | THR-PRS-F | Phosphorous Removal System, Filtration | THR-PRS | [6 empty] | Phosphorous Removal System
45031 | 41572 | TAB-DIG-FSL-4200 | Switch ,Flow, Low,Chill water Supply to Compressor C-4200 | TAB-DIG-C-4200 | Switch,Flow | Switch |  | FSL | http://www.toronto.ca/TWONTO#flow_switch |  | Compressor #4, Gas (DX5004A) Digester Tank 20 & 22,
43470 | 72159 | FCL-ACC-F-0404 | Filter, FN-0404 Inlet, S/W Recirculation System, High Lift Pump Room S/W | FCL-ACC-FN-0404 |  |  |  | F |  |  | Fan, Tube, Axial, N/W Recirculation System, Beside High Lift Pump floor, HVAC Room
39176 | 94180 | TAB-ACC-F-1410 | Filter, Supply Fan 1410, AHU-1400, Screen Bldg. Rooftop | TAB-ACC-AHU-1400 | Filter | Filter |  | F | http://www.toronto.ca/TWONTO#replaceable_air_filter |  | Air Handling Unit, D Bldg Roof
7627 | 7464 | COL-PST-SS-0001 | Station Security System | COL-PST |  | Security System |  | SS | http://www.toronto.ca/TWONTO#security_system |  | Strachan Pumping Station
18578 | 51176 | FHA-SES-SQ-0015 | High Voltage Test Stick, Yellow Fibre Glass Ground and Test, AQC-SG20 | FHA-SES | Safety | Safety Equipment |  | SQ | http://www.toronto.ca/TWONTO#ground_and_test_device |  | Safety & Environmental Services
125856 | 45279 | THC-INC-BU-1040 | Burner, Hearth 5, Incinerator 1000 | THC-INC-FU-1000? | Burner | Burner |  | BU | http://www.toronto.ca/TWONTO#burner_component_of_asset |  | Furnace, Incinerator 1000
146190 | 57459 | WTR-PSA-RPU-0002 | RPU | WTR-PSA-ELS | RPU | Remote Processor Unit |  | RPU | http://www.toronto.ca/TWONTO#RPU_panel |  | Electrical System
128773 | 24929 | THC-SES-SQ-0011 | Eye Wash Station, Plant Services, Admin Building | THC-ELS-LTG-BLDG K |  | Safety Equipment | 40825 | SQ | http://www.toronto.ca/TWONTO#emergency_eyewash |  | Lighting, Bldg. K
119853 | 87987 | TAB-WA3-LD-1357 | Sling, Nylon, 12 FT | TAB-DEW-SAFETY | PPE | Lifting Device |  | LD | synthetic_web_sling |  | Safety Equipment
77762 | 43777 | THR-PRM-SCP-N | Scum Pumping, Primary Treatment, North Primary(9,10,11) | THR-PRM-SCP | [6 empty] | Scum Pumping, Primary Treatment,North and South
138204 | 96183 | THR-PRS-F-0001S | Filter, Fine Bag, Ferrous Chloride Storage Tanks Inlet, Chemical Building, Secondary Treatment, Phosphorous Removal | THR-PRS-F | Filter | Filter | 39805 | F | http://www.toronto.ca/TWONTO#replaceable_air_filter |  | Phosphorous Removal System, Filtration
25002 | 73949 | FHO-POL-T-0201 | Tank, Polymer Storage, S4 Chemical Building, Polymer Storage Area | FHO-POL-T-0201-KQ | Tank,Reservoir | Tank |  | T | http://www.toronto.ca/TWONTO#chemical_storage_tank |  | Polymer Solution Storage Tank 2
14191 | 87119 | COL-PGR-COM-0001 | Control Panel, Operator | COL-PGR | Control Panel |  |  | COM |  |  | Grand River Sewage Pumping Station
84951 | 18393 | WH4003A | Door, Overhead #3, Bio-Solid Truck Loading,(front), South-West | TAB-MCS-DR | Door,Overhead | Door |  |  | http://www.toronto.ca/TWONTO#roll_up_door
24315 | 41606 | FHO-MCS-LD-0209 | CM Puller (Come Along) | FHO-MCS-LD | Lifting Device,Hoist,Manual | Lifting Device |  | LD | winch |  | Lifting Devices & Elevators
5872 | 13879 | COL-PLB-SQ-0001 | Eye Wash Station | COL-PLB |  | Safety Equipment |  | SQ | http://www.toronto.ca/TWONTO#emergency_eyewash |  | Long Branch Pumping Station
70908 | 62473 | THR-DIG | Digester | THR WORK AREA 1 | [6 empty] | Solid Handling
90889 | 58987 | FHO-CLB-T-0301 | Tank, Expansion, Post Chlorination Train 3, Chlorination System, S2 Chlorine Storage Room | FHO-CLC-CHL-0201-KQ | Vessel,Pressure | Tank |  | T | expansion_tank |  | Trim ChlorinationTrain 2
48200 | 4930 | TAB-ELS-SQ-5020 | Cross Arm Strap(Faim) | TAB-ELS-SQ-FALL ARST | PPE,Harness | Safety Equipment |  | SQ | lifeline |  | Fall Arrest -Safety Harness & Lanyard
55473 | 12547 | TAB-WA1-SQ-1909 | Body Harness- Kandasamy Tharmendran | TAB-WA1-SQ-0001 | PPE,Harness | Safety Equipment |  | SQ | http://www.toronto.ca/TWONTO#fall_arrest_harness |  | WA1 Fall Arrest System
4180 | 76671 | COL-PDA-FEQ-0001S | Fire Prevention, Extinguisher | COL-PDA | Fire Prevention,Extinguisher |  | 42682 | FEQ |  |  | Dacotah Sewage Pumping Station (Algonquin Island PS #2)
6371 | 77992 | COL-PMY-FA-0005S | Fire Alarm System, Shaft 8B | COL-PMY | Building Service,Fire Alarm |  | 42923 | FA |  |  | Maryport Sewage Pumping Station
62228 | 38002 | THC-INC-PSH-0611 | Switch, Pressure-High, Digester Gas Train, Incinerators 1000 & 2000 | THC-INC | Switch,Pressure-High | Switch |  | PSH | http://www.toronto.ca/TWONTO#pressure_switch |  | Incineration Process
119654 | 18567 | TAB-WA1-SQ-1066 | Sling | TAB-WA1-SQ-1000 | Lifting Device,Sling | Lifting Device |  | SQ | http://www.toronto.ca/TWONTO#fall_protection_sling |  | WA1 Lifting Devices and Slings
27744 | 70422 | FIS-ELS-PDP-1102 | Power Distribution Panel,Chemical Building,347 / 600V,250A,3ph,3W | FIS-ELS-PDP-1101 | Control Panel,Power Distribution Panel | Power Distribution Panel |  | PDP | http://www.toronto.ca/TWONTO#LV_electrical_panel |  | Power Distribution Panel,Workshop Building,Mezzanine,East Wall,North,347 / 600V,250A,3ph,3W
94904 | 22001 | FHO-SES-SQ-8135 | High Voltage Insulated Gloves --Class 4 Serial number 8135 Muranganwa Chirume | FHO-SES-SQ-1000 | PPE,Insulated Glove | Safety Equipment | 35679 | SQ | http://www.toronto.ca/TWONTO#rubber_insulating_gloves |  | High Voltage Insulated Gloves
45118 | 54437 | TAB-DIG-INQ-T5-8 | Digester Tanks 5-8, Instrumentation Equipment | TAB-DIG-T-05-08 | [6 empty] | Digester Tanks 5-8
26156 | 14740 | FHO-GRK-DR-1053L | Door, (FD-1-53), Fire Rated, West Filter Building, L1, Even Filters, North | FHO-GRK-FEQ-0001 | Fire Prevention,Door | Door |  | DR | http://www.toronto.ca/TWONTO#fire_rated_door
133015 | 84229 | THR-DIG-RPU-0016 | Remote Processor Unit, SCADA,Digester 1-6 (172.22.39.134) | THR-SPC | RPU | Remote Processor Unit |  | RPU | http://www.toronto.ca/TWONTO#RPU_panel |  | Process Control Systems - Services Area
129545 | 15839 | THCSLDMNT | THC Solids Maintenance | THC | [6 empty] | Highland Creek Treatment Plant
138889 | 34766 | THR-SQ-LP-0038 | Life Preserver, Ring Type, Primary Tank 2 | THR-SQ-LP-PRM | Safety | Safety Equipment |  | LP | http://www.toronto.ca/TWONTO#life_ring |  | Life Preserver, Ring Type Floating Device, Primary Tanks
147183 | 46009 | WTR-RRH-LSH-0201 | Switch, Level, High, Rosehill Reservoir, Tank T-0200 | WTR-RRH-T-0200 | Switch,Level | Switch |  | LSH | http://www.toronto.ca/TWONTO#level_switch |  | Tank, Reservoir, (East Basin)
121304 | 34389 | THC-ACC-TIT-6591 | Transmitter, Temperature, Space, 2nd Floor, Mech Room #1, Headworks | THC-ACC-FN-6590 | Transmitter,Temperature | HVAC |  | TIT | http://www.toronto.ca/TWONTO#temperature_transmitter |  | Fan, Exhaust, Mechanical Room #1, Roof, Headworks
93271 | 3746 | FHO-GRK-DR-2035S | Door, (FD-S2-35), Fire Rated, Ozone Building, S2, DOZ 2 Stairway, West | FHO-GRK-FEQ-0001 | Fire Prevention,Door | Door |  | DR | http://www.toronto.ca/TWONTO#fire_rated_door
68995 | 16117 | THC-PLT-RPU-1502 | Remote Processing Unit | THC-PLT |  | Remote Processor Unit |  | RPU | http://www.toronto.ca/TWONTO#RPU_panel |  | Preliminary Treatment (Grit and Screenings)
108609 | 42083 | TAB-ACC-V-6400 | Valve, Actuated, Fire Protection System, Ground Floor, Old Screen Bldg., P Bldg. | TAB-WA1-SQ | Valve | HVAC |  | V | http://www.toronto.ca/TWONTO#valve |  | Safety Equipment & Supplies Common to WA1
92662 | 8720 | FIS-ACC-FN-4005 | Fan, Exhaust Air, Janitor Room Exhaust, Janitor's Room | FIS-MARINE-BUILDING |  | HVAC |  | FN | http://www.toronto.ca/TWONTO#blower_or_fan_with_drive |  | FIS Marine Yard Building
15815 | 12247 | COL-PIR-TR-0001 | Transformer, Power | COL-PIR-MISC | Transformer |  |  | TR |  |  | Miscellaneous Equipment
138784 | 73525 | THR-SES-SQ-7195 | Harness, Full Body PPE Jan Susla | THR-SES-FAS | Safety | Safety Equipment | 36284 | SQ | http://www.toronto.ca/TWONTO#fall_arrest_harness |  | Fall Arrest Sytem (Harness and Lanyard), Safety Equipment
9084 | 77 | COL-YKP-DA-1710020 | Davit Mast-1710020 | COL-YKP-DA-0005S | Safety | Safety Equipment |  | DA | davit_base |  | Davit Arm Assembly with Upper Arm-150959
64304 | 85169 | FCL-RW-V-0302A | Valve, Mud, Drain, Raw Water Screen SC-0301 Pit, Intake and Screen Room | FCL-RW-SC-0301 |  |  |  | V |  |  | Screen, Bar, Raw Water, , Intake and Screen Room
67280 | 79074 | THC-TPA-PA-6008 | Speaker, Headworks, 2nd Floor, Mech Room #1 Middle W | THC-TPA-PA-6010A | Public Address System | Communications Equipment |  | PA | http://www.toronto.ca/TWONTO#public_annoucement_speaker |  | Paging Panel, Headworks, Electrical Room, Ground Floor
78961 | 83703 | THR-SPC-COM-1601 | System Process Control, Termination Panel, Digester Gas Compressor Room | THR-SPC-COM-1600 | UPS | System Process Control |  | COM | http://www.toronto.ca/TWONTO#network_panel |  | System Process Control, Digester Gas Compressor MCC
68436 | 18629 | THR-ACC-PSH-2201 | Switch, Pressurel-High, Discharge, Pump, Centrifugal 2201, Plant Central Hot Water System, Plant Central Hot Water System, Hot Water Recirculation Pump, Centrifugals | THR-ACC-P-2201 | Switch,Pressure-High | Switch |  | PSH | http://www.toronto.ca/TWONTO#pressure_switch |  | Pump, Centrifugal, Primary Loop Hot Water Recirculation, Plant Central Hot Water System,
125875 | 32935 | THC-INC-BU-2043 | Burner, Hearth 7, Incinerator 2000 | THC-INC-FU-2000 | Burner | Burner |  | BU | http://www.toronto.ca/TWONTO#burner_component_of_asset |  | Furnace, Incinerator 2000
135003 | 83504 | THR-ELS-PDP-0701S | Control Panel, Power Distribution Panel, Line 0701, Return Activated Sludge 600V Switchgear, Indoor | THR-ELS-TB-0708S | Control Panel,Power Distribution Panel | Power Distribution Panel | 39048 | PDP | http://www.toronto.ca/TWONTO#LV_electrical_panel |  | Circuit Breaker, Tie, Return Activated Sludge 600V Switchgear, Indoor
93520 | 37691 | FHO-MCS-T-0201 | Tank, Vacuum Priming, S3, Compressor Room | FHO-MCS-T-0201-KQ | Vessel,Pressure | Tank |  | T | http://www.toronto.ca/TWONTO#pressure_vessel |  | Tank, TRW Vacuum Priming
52862 | 66564 | TAB-RSP-HPU-2203 | Power Unit, Hydraulic, Check Valve V-2203D, RSP M Building Area, Low Level Wet Well | TAB-RSP-V-2203D |  | Hydraulic System |  | HPU | http://www.toronto.ca/TWONTO#hydraulic_power_pack |  | Valve, Check, Raw Sewage Pump #3
98238 | 78098 | FIS-SES-SQ-1401 | Eyewash Station,(EYE-1005), Chemical Sampling Bldg,Adjacent to Down Stairway,Sampling Analyzers Area | FIS-SES-EYE | Safety,Eye wash | Safety Equipment |  | SQ | http://www.toronto.ca/TWONTO#emergency_eyewash |  | Eyewash Stations
24545 | 19456 | COL-PRD-LSH-0205 | Switch, Level-High | COL-PRD | Switch,Level |  |  | LSH |  |  | Redland Pumping Station
40831 | 74597 | TAB-ACC-TE-1484A | Temperature Element, Supply Air Temperature | TAB-ACC-VAV-1484 | Sensor,Temperature | HVAC |  | TE | http://www.toronto.ca/TWONTO#temperature_sensor_element |  | Heater, Hot Water Reheat Coil, Variable air
59022 | 45127 | THC-ACC-HTR-0224 | Heater, Perimeter. Admin Building | THC-ACC-BLDG K |  | HVAC |  | HTR | http://www.toronto.ca/TWONTO#heater |  | Administration Building, HVAC
26028 | 10417 | FIS-ACC-AHU-0201 | Air Handling Unit, Raw Water Building, N/W Unit | FIS-HVAC | Air Handling Unit | HVAC |  | AHU | http://www.toronto.ca/TWONTO#air_handler_unit |  | Climate Control
61724 | 37917 | FHA-ELS-TB-0600 | FHA-ELS-TB-0006 - Tie Breaker, MCC 6A& 6B, RMF | FHA-ELS-PRIMARY | Switchgear | Motor Control Centre |  | TB | http://www.toronto.ca/TWONTO#LV_electrical_panel |  | Primary Electrical System
101734 | 33532 | MAIN-356 | Main 356 | WTR-LWA | [6 empty] | Work Area 2 Central Mains and Chambers
86617 | 37384 | WTR-PKL-ZS-0002 | Switch, Position,Door Security | WTR-PKL-AUX | Switch,Position | Switch |  | ZS | http://www.toronto.ca/TWONTO#position_switch |  | Auxiliary Equipment (Building Facilities)
67312 | 34522 | THCLIQMNT | THC Liquids Maintenance | THC | [6 empty] | Highland Creek Treatment Plant
109092 | 43004 | TAB-CW-FSH-0404 | Switch, Flow High, 'Z bldg Basment West, Near Water Softeners | TAB-CW-SQ-0404 |  | Safety Equipment |  | FSH | http://www.toronto.ca/TWONTO#flow_switch |  | WA6 Emerg. Eyewash and Shower Stations
27859 | 20792 | FIS-ELS-WR-0102 | Welding Receptacle, 600V, Workshop Building, Main Floor, Generator Room | FIS-ELS-MCC-0100 |  | Power Distribution Panel |  | WR | http://www.toronto.ca/TWONTO#welding_receptacle |  | MCC,600 V,Workshop Building,Mezzanine,East
21125 | 79726 | FHO-CLB-PSH-0202 | Switch,Pressure High,Post Chlorine W.Train 2 Vent from Evaporator to Emerg.Vent Header,Chem.Supp.Rm. | FHO-CLB | Switch,Pressure-High | Switch |  | PSH | http://www.toronto.ca/TWONTO#pressure_switch |  | Post Chlorination System
81681 | 99088 | TNT-STR-FSL-1301 | Switsh,Flow,Low, C.W to Gland | TNT-STR-P-1301 | Switch,Flow | Switch |  | FSL | http://www.toronto.ca/TWONTO#flow_switch |  | Pump, Return Sludge # 3
105701 | 87333 | SWM-PMG-SW-0002 | Switch, Transformer | SWM-PMG | Switch | Switch |  | SW | http://www.toronto.ca/TWONTO#disconnect_switch |  | Martin Grove Storm Pumping Station
8681 | 70091 | COL-RBC-FIT-0001S | Transmitter, Flow | COL-RBC-MISC | Transmitter |  | 47584 | FIT |  |  | Miscellaneous Equipment
12434 | 39188 | FCL-FLT-SW-1401-SUS | Sweeps, Surface Wash, Filter #14 | FCL-FLT-F-1401 | Filter | Filter | 36643 | SW | filter_sweeping_arm |  | Filter, Carbon Activated, Filter Building, Filter Gallery East
64757 | 76727 | FCL-SES-CYL-0006 | Air Cylinder Carbon Fiber | FCL-SES | PPE,SCBA | Tank |  | CYL | gas_cylinder |  | Safety and Environmental Services
20328 | 14542 | FHO-ACC-ZS-0103 | Switch, Overhead Door DR-0301 Opened Limit Switch, Admin Building, S2, Loading Bay | FHO-GRK-DR-0301 |  | Switch |  | ZS | http://www.toronto.ca/TWONTO#position_switch |  | Door, Overhead, Admin Building S2 Loading Bay East Door
112664 | 66848 | TAB-EL1-MCC-6113A | Motor Control Centre, 600V | TAB-EL1-BUS-5623 |  | Motor Control Centre |  | MCC | http://www.toronto.ca/TWONTO#LV_electrical_panel |  | Busbar, Power input, 4.16 KV- M Bldg
68346 | 39659 | THC-PLT-G-0952 | Gate, Isolation, Motorized, Vortex CYC-0950 Effluent Channel, Grit Removal | THC-PLT-CYC-0950 | Gate,Sluice | Gate |  | G | http://www.toronto.ca/TWONTO#channel_gate
62633 | 77188 | FHA-FLT-MX-3101 | FHA-FLT-SW-3101 - Sweeps, Surface Wash, Filter #31 | FHA-FLT-F-3101 | Filter | Filter |  | MX | filter_sweeping_arm |  | Filter #31, Filter Building, East Filter Gallery South
48935 | 41968 | TAB-OCS | Odour Control System, Aeration tanks | TAB-WORK-AREA-LIQ | [6 empty] | TAB Work Area Liq
15186 | 51710 | FCL-TRW-LSHH-0001 | Switch, Level-High-High, Tank 0001, Surge Tank Building | FCL-TRW-T-0001 | Switch,Level-High-High | Switch |  | LSHH | http://www.toronto.ca/TWONTO#level_switch |  | Vessel, Pressure, Surge, Surge Tank Building
27285 | 67439 | FHO-WWW-T-0401 | Tank, Wastewater Holding T-0401, Waste Water Pump Room | FHO-WWW | Tank,Reservoir | Tank |  | T | http://www.toronto.ca/TWONTO#storage_tank |  | Residue Management / Waste Water System
125217 | 65810 | THC-ELS-SQ-6124639 | Electrical Safety gloves, High Voltage, Class 1, # 6124639 | THC-SES-SQ | PPE,Insulated Glove | Safety Equipment |  | SQ | http://www.toronto.ca/TWONTO#rubber_insulating_gloves |  | Safety Equipment
55678 | 89619 | TAB-WA4-LD-0873 | Chain Block, 1 Ton S/N 080873 | TAB-WA4-SQ-0010 | Lifting Device | Lifting Device |  | LD | http://www.toronto.ca/TWONTO#lifting_equipment_hoist |  | WA4 Fall arrest systems
118717 | 21074 | TAB-STR-LSHH-6096 | Switch, Level High-High, Aeration Gallery, East, Tank #7 | TAB-STR-P-6096 |  | Switch |  | LSHH | http://www.toronto.ca/TWONTO#level_switch |  | Pump, Sump, GX2019A
12199 | 30134 | COL-PCF-LSLL-0101 | Switch Level, Low-Low, Wet Well | COL-PCF-MISC | Switch,Level-Low-Low | Switch |  | LSLL | http://www.toronto.ca/TWONTO#level_switch |  | Miscellaneous Equipment
147105 | 60812 | WTR-RMI-ZS-0041 | Instrument, Door Position Switch, Water Transmission | WTR-RMI-AUX |  | Switch |  | ZS | http://www.toronto.ca/TWONTO#position_switch |  | Auxiliary Equipment (Building Facilities)
49070 | 50572 | TAB-OCS-F-6760 | Biofilter, Odour Control, Biofilter Area, P Bldg,. | TAB-OCS-PBLDG | Filter | Gas Collection |  | F | media_based_filter |  | P Building - Odour control System, Fans
118174 | 46369 | TAB-SLO-LSL-8087 | Switch,Level, Low, Sump, Pump-8087 | TAB-SLO-P-8087 | Switch,Level | Switch |  | LSL | http://www.toronto.ca/TWONTO#level_switch |  | Pump, Sump, Bio-Solid Truck Loading Facility, Ground Floor
95175 | 24209 | FHO-TRW-LSL-0003 | Switch, Level, High, Surge Tank T-0003, Surge Building, S4, Tank Room | FHO-TRW-T-0003-KQ | Switch,Level-Low | Switch |  | LSL | http://www.toronto.ca/TWONTO#level_switch |  | Surge Tank 3
89133 | 35110 | WTR-RLL-LSH-0002 | Switch, Tank Overflow Alarm | WTR-RLL-TRW | Switch,Level-High | Switch |  | LSH | http://www.toronto.ca/TWONTO#level_switch |  | Treated Water (Transmission)
21856 | 96641 | COL-PMY-FSL-0005 | Switch, Flow-Low | COL-PMY | Switch |  |  | FSL |  |  | Maryport Sewage Pumping Station
54377 | 78697 | TAB-STR-LS-8036 | Switch, Level,Sump Pit | TAB-STR-P-8036 | Switch,Level | Switch |  | LS | http://www.toronto.ca/TWONTO#level_switch |  | Pump, Sump
4235 | 48451 | COL-PEV-LSHH-0105 | Switch, Level High-High | COL-PEV-MISC | Switch,Level |  |  | LSHH |  |  | Miscellaneous Equipment
68668 | 55503 | THR-ACC-TSH-0220 | Switch, Temperature, High, Discharge Air, Air Handling Unit AHU-0210, North Grit Loading Bay Roof | THR-ACC-AHU-0220 | Switch,Temperature-High | Switch |  | TSH | http://www.toronto.ca/TWONTO#temperature_switch |  | Air Handling Unit, Air Supply, North Grit Loading Bay Roof
91050 | 2921 | FHO-DCL-FSL-0502B | Switch, Flow, Residual Chlorine Analyzer Seco. AIT-0002B,S2 South TW Transfer Channel Gallery E-Wall | FHO AFTER SO2 | Switch,Flow | Switch |  | FSL | http://www.toronto.ca/TWONTO#flow_switch |  | Sampling
81478 | 8454 | FHA-SES-LD-0097 | 3 Step rolling ladder Blue in Treated water basement | FHA-SES | Safety | Safety Equipment |  | LD | http://www.toronto.ca/TWONTO#portable_ladder |  | Safety & Environmental Services
30048 | 43860 | COL-PWR-LSH-0105 | Switch,Level, High,Flood Alarm, Wet Well #1 | COL-PWR-AUX-INST | Switch,Level-High | Switch |  | LSH | http://www.toronto.ca/TWONTO#level_switch |  | Instrumentation Equipment
20329 | 39697 | FHO-ACC-ZS-0104 | Switch, Overhead Door DR-0301 Closed Limit Switch, Admin Building, S2, Loading Bay | FHO-GRK-DR-0301 |  | Switch |  | ZS | http://www.toronto.ca/TWONTO#position_switch |  | Door, Overhead, Admin Building S2 Loading Bay East Door
124903 | 82330 | THC-ELS-MCC-2902 | Motor Control Center, Building Q | THC-ELS-PS-0001-Q | Control Panel,MCC | Motor Control Centre |  | MCC | http://www.toronto.ca/TWONTO#LV_electrical_panel |  | Primary Power Equipment, Building Q
43725 | 39324 | TAB-DEW-LSHH-8039A | Switch, Level High-High, Old Dewatering Bldg, Basement, North-East Sump | TAB-DEW-P-8039 |  | Switch |  | LSHH | http://www.toronto.ca/TWONTO#level_switch |  | Pump, Sump
78701 | 58223 | THR-SES-PGM-75184 | Personal Gas Meter | THR-SES-SQ-PGM | Safety | Safety Equipment | 40087 | PGM | http://www.toronto.ca/TWONTO#portable_gas_detector |  | Personal Gas Meter
112695 | 17251 | TAB-EL1-MCC-6535 | MCC, Standby Power | TAB-ELS-WA6 | Control Panel,MCC | Motor Control Centre |  | MCC | http://www.toronto.ca/TWONTO#LV_electrical_panel |  | Panel Boards, MCC, WA6
83056 | 2326 | FHA-SES-SQ-0604 | FHA-SQ-LP-0016 - Life Preserver | FHA-SES-LP |  | Safety Equipment |  | SQ | http://www.toronto.ca/TWONTO#personal_floatation_device |  | Life Preservers
120139 | 84884 | TAB-WA8-SQ-8801 | Lock Out Tag Out and Log Book Station | TAB-SES-WA8 | PPE | Safety Equipment |  | SQ | emergency_kit |  | WA 8 Safety Equipment,
7062 | 66172 | COL-PRR-SW-0001 | Switch, Main Power | COL-PRR-MISC | Switch |  |  | SW |  |  | Miscellaneous Equipment
107537 | 7222 | TAB-ACC-T-6502 | Tank, Domestic Hot Water, Workshop Mechanical Room No. 4, Screen Bldg., P Bldg. | TAB-ACC | Tank | HVAC |  | T | http://www.toronto.ca/TWONTO#tanked_hot_water_heater |  | Plant HVAC Equipment
69369 | 86849 | THR-AER-PSL-1715 | Switch, Pressure-Low, Main Oil Pump, Blower 1711, Secondary Treatment, Aeration Blower System - North | THR-AER-T-1714 | Switch,Pressure-Low | Switch |  | PSL | http://www.toronto.ca/TWONTO#pressure_switch |  | Tank, Non-Pressurized, Auxiliary Oil, Blower 1711, Secondary Treatment, Aeration Blower System - North
120751 | 46607 | THC-ACC-FN-2170C | Fan C, Air Handling System, Tunnel T19, Phase IV Secondary | THC-ACC-AHU-2170 |  | HVAC |  | FN | http://www.toronto.ca/TWONTO#blower_or_fan_with_drive |  | Air Handling Unit, Tunnel T19, Phase IV Secondary
39077 | 46906 | COL-YKP-SRL-092095 | Self Retrieval Line-092095 | COL-YKP | Safety | Safety Equipment |  | SRL | self_retracting_line |  | Kipling Yard
67787 | 20863 | THR-ACC-FSL-0858 | Switch, Flow-Low, Exhaust Fan 0858, T21, Plant Services, Gallery Ventilation, Zone 3A | THR-ACC-FN-0858 | Switch,Flow-Low | Switch |  | FSL | http://www.toronto.ca/TWONTO#flow_switch |  | Fan, Exhaust, T21B, Access House, Gallery Ventilation, Zone 3A
4210 | 97010 | COL-PEV-CP-0002 | Control Panel, Electrical | COL-PEV-MISC | Control Panel |  |  | CP |  |  | Miscellaneous Equipment
38698 | 27232 | TAB-ACC-AHU-1236 | Heating Coil, Flotation Bldg | TAB-ACC-AHU-THK | H.V.A.C.,Heater | HVAC |  | AHU | heating_coil |  | AHUs/Supply Fans Float. Bldg.
140868 | 18942 | TNT-WA9-SQ-0127 | LANYARD | TNT-WA9-SQ-0010 | PPE | Safety Equipment |  | SQ | lifeline |  | Fall arrest systems
14887 | 95195 | FCL-SPC-COM-2003 | Termination Panel, High Lift Building, Electrical Shop | FCL-SPC |  |  |  | COM |  |  | Process Control Systems - Services Area
90341 | 84994 | FHO-ALM-T-0101 | Tank, Alum/Ferric Storage 1, Alum System, S4 Chemical Building | FHO-ALM-T-0101-KQ | Tank,Reservoir | Tank |  | T | http://www.toronto.ca/TWONTO#chemical_storage_tank |  | Alum/Ferric Storage Tank 1
96932 | 90318 | FIS-FEQ-DR-0020 | Door, Fire, Raw Water Channel Walkway | FIS-GRK-STRC-0001 |  | Door |  | DR | http://www.toronto.ca/TWONTO#door
7267 | 98095 | COL-PSK-LSL-0101 | Switch, Level-Low | COL-PSK | Switch,Level |  |  | LSL |  |  | Skydome Sewage Pumping Station
4069 | 88377 | COL-PCU-LIT-0201 | Transmitter, Level | COL-PCU-SUSPENDED | Transmitter,Level |  | 34942 | LIT |  |  | Cumber P.S.suspended entities
110458 | 62723 | TAB-DIG-ASH-0909B | Switch, Smoke, High, Panel TAP-DIG-RPU-0909B, Dig 9-12 Electrical/MCC Control Building | TAB-DIG-RPU-0909B | Fire Prevention,Smoke Detector | Switch |  | ASH | http://www.toronto.ca/TWONTO#flame_or_combustion_sensing_instrument |  | RPU Control Panel, PLC, Digester 5-12 Electrical Control Room.
29533 | 70653 | FIS-GRK-SCAM | Security Camera System | FIS-SES-LTG | Security System,Camera | Security System |  |  | http://www.toronto.ca/TWONTO#security_system |  | Emergency Lights
63979 | 50711 | FCL-POL-MX-4231 | Mixer, Static, Thickening Polymer Skid No.6, RMF Centrifuge Building, Polymer Room | FCL-POL-P-4230 |  |  |  | MX |  |  | Pump, Duty, Polymer Skid No.6, Polymer Feed to Centrifuge #2, Centrifuge Building Polymer Room
94839 | 42309 | FHO-SES-SQ-6001 | Harness--Worku Yilma -982000130134047 | FHO-SES-SQ-0006 | PPE,Harness | Safety Equipment |  | SQ | http://www.toronto.ca/TWONTO#fall_arrest_harness |  | Fall Arrest Systems
121721 | 95705 | THC-ACC-V-6023 | Valve, Ball, Manual, Hot Water, P-6001, Lower Level 2 Blower Room, Headworks | THC-ACC-P-6001 | Valve,Ball | HVAC |  | V | http://www.toronto.ca/TWONTO#valve |  | Pump, Hot Water System, Lower Level 2 operating gallery
131066 | 3225 | THR-AER-PSH-1501 | Switch, Pressure-High, Lube Oil Tank, Blower 1511, Blower Building, Air Blower System | THR-AER-BL-1511 | Switch,Pressure-High | Switch |  | PSH | http://www.toronto.ca/TWONTO#pressure_switch |  | Blower, Centrifugal, Secondary Treatment, Aeration Blower System - Engine Room
93611 | 44398 | FHO-PAC-FD-0301-SUS | Feeder, PAC skid 3 | FHO-PAC | Chemical Feeder,Powder | Chemical Feeder | 37698 | FD | chemical_dosing_system |  | PAC System
110779 | 4750 | TAB-DIG-LSH-0123 | Switch,Level, High, Digester # 1 | TAB-DIG-T-0100 | Switch,Level-High | Switch |  | LSH | http://www.toronto.ca/TWONTO#level_switch |  | Digestion Tank 01
138289 | 10528 | THR-SCBA-TRN-WA3 | SCBA Training WA3 | THR-SES-SCBA |  | Safety Equipment |  |  | activity |  | Self Contained Breathing Apparatus
19517 | 56422 | FHO-ACC-RPU-1511 | Remote Programming Unit, Ozone Building HVAC, Ozone Building, L1, Electrical Room | FHO-MCS-HVAC | Controller,PLC | Remote Processor Unit |  | RPU | http://www.toronto.ca/TWONTO#RPU_panel |  | Plant HVAC
3160 | 94876 | COL-MTI-TSH-2300B | Switch, Temperature, High, Oil, Hydraulic System, Simcoe Control Chamber No.23B, MTI | COL-MTI-CH-2300B | Switch,Temperature-High | Switch |  | TSH | http://www.toronto.ca/TWONTO#temperature_switch |  | Chamber,Simcoe Control Chamber No.23B, MTI
78729 | 45760 | FHA-MCS-LD-1501 | Lifting Device, Hoist, Chain Type, 1.8 Ton, RMF, Decant Tank Gallery | FHA-MCS-LD | Lifting Device,Hoist,Manual | Lifting Device |  | LD | http://www.toronto.ca/TWONTO#lifting_equipment_hoist |  | Lifting Devices
139494 | 40034 | THR-WA3-LD-0022S | Sling, Nylon, Work Area 3 | THR-LD-NYLN-WA3 | Lifting Device,Sling | Lifting Device | 40269 | LD | synthetic_web_sling |  | Slings, Nylon, Work Area 3
20554 | 25777 | COL-PMM-TS-0001 | Switch, Power Disconnect | COL-PMM-MISC | Switch | Switch | 36003 | TS | http://www.toronto.ca/TWONTO#disconnect_switch |  | Miscellaneous Equipment
39178 | 88068 | TAB-ACC-F-1431 | Filter, AHU-1430, Air filter | TAB-ACC-AHU-1430 | Filter | Filter |  | F | http://www.toronto.ca/TWONTO#replaceable_air_filter |  | Air Handling Unit,Boiler Room and Basement
57966 | 80501 | THC-AER-TSH-7209 | Switch, Inlet, Temperature-High, Blower 7200,Phase I & IV Blower Building | THC-AER-BL-7200-I-IV | Switch,Temperature | Switch |  | TSH | http://www.toronto.ca/TWONTO#temperature_switch |  | Blower, Aeration System
54962 | 98630 | TAB-THK-FSL-2501 | Switch,Flow Indication, Seal Water to Pump P-2501 | TAB-SUSPENDED ENTITY | Switch,Flow | Switch |  | FSL | http://www.toronto.ca/TWONTO#flow_switch |  | Suspended entities
15463 | 7199 | FCL-WWW-LSLL-0012 | Switch, Level, Low, Low, Sanitary Sump, RMF Clarification Facility, Pump Room North | FCL-WWW-P-0001 |  |  |  | LSLL |  |  | Pump Sanitary Clarification Building, South
41052 | 12310 | TAB-ACC-PDS-1845B | Switch,Pressure ,Supply Air, AHU1845 | TAB-ACC-AHU-1845 | Switch,Pressure | Switch |  | PDS | http://www.toronto.ca/TWONTO#pressure_switch |  | AHU, Blower Bldg
90830 | 11753 | FHO-CLB-CHL-0201 | Chlorinator, Post Chlorination Train 2 West, Chemical Building, L1, Evaporator Room | FHO-CLB | Chemical Feeder,Gas | Chemical Feeder |  | CHL | http://www.toronto.ca/TWONTO#chlorinator_system |  | Post Chlorination System
127264 | 25372 | THC-PLT-T-0300 | Grit Tank 0300 | THC-PLT-GRIT TANKS | Tank,Water Elevated | Tank |  | T | http://www.toronto.ca/TWONTO#sedimentation_tank |  | Grid Tanks
9081 | 82888 | COL-YKP-DA-1697335S | Davit Mast-1697335 | COL-YKP-DA-0016S | Safety | Safety Equipment | 46002 | DA | davit_base |  | Davit Arm Assembly with Upper Arm-110675
7407 | 1332 | COL-PSM-SW-0001 | Switch, Fused | COL-PSM | Switch |  |  | SW |  |  | Simcoe St Sewage Pumping Station
144407 | 59179 | WTR-PJO-RPU-0003 | RPU | WTR-PJO-ELS | RPU | Remote Processor Unit |  | RPU | http://www.toronto.ca/TWONTO#RPU_panel |  | Electrical System
98263 | 17814 | FIS-SES-SQ-6117 | Electrical Safety Gloves, High Voltage, Class 1, Group 2, # 54 | FIS-SES | PPE,Insulated Glove | Safety Equipment |  | SQ | http://www.toronto.ca/TWONTO#rubber_insulating_gloves |  | Safety, Instrumentation & Environmental Services
79494 | 76636 | THR-THK-T-6002 | Tank, Centrate from Centrifuges | THR-THK-P-CENT | Tank | Tank |  | T | http://www.toronto.ca/TWONTO#storage_tank |  | Centrate Transfer Pumps & Tanks
12313 | 89282 | FCL-FLT-F-1001 | Filter, Carbon Activated, Filter Building, Filter Gallery East | FCL-FLT | Filter | Filter |  | F | media_based_filter |  | Filtration
72542 | 26492 | THR-ACC-CU-4504 | Condensing Unit, Ductless Split System outdoor Unit, Switchgear Bldg North | THR-ACC-AC-4504 | H.V.A.C.,Air Conditioner | HVAC |  | CU | http://www.toronto.ca/TWONTO#AC_condenser_unit |  | Fan Coil Unit, Ductless Split System Indoor Unit, Switchgear Bldg North
13980 | 24183 | FCL-SPC-RPU-1823 | RPU Panel, Low Lift Pumps 2-6, Raw Water Pumping | FCL-ELS-PS-0001 | Control Panel | Remote Processor Unit |  | RPU | http://www.toronto.ca/TWONTO#RPU_panel |  | Uninterruptible Power Supply,High Lift Bldg - Switchgear Room,LP-0001
39183 | 26771 | TAB | Ashbridges Bay Treatment Plant | WWT | [6 empty] | Wastewater Treatment
72548 | 90314 | THR-ACC-CU-4706 | Condensing Unit, Ductless Split System outdoor Unit, Switchgear Bldg South | THR-ACC-AC-4706 | H.V.A.C.,Air Conditioner | HVAC |  | CU | http://www.toronto.ca/TWONTO#AC_condenser_unit |  | Fan Coil Unit, Ductless Split System Indoor Unit, Switchgear Bldg South
51891 | 62466 | FCL-FLT-SW-0201-SUS | Sweeps, Surface Wash, Filter #2 | FCL-FLT-F-0201 | Filter | Filter | 36633 | SW | filter_sweeping_arm |  | Filter, Carbon Activated, Filter Building, Filter Gallery East
26360 | 81191 | FHO-SES-SQ-6084 | High Voltage Safety Equipment, Insulated Gloves, Class 4, Serial Number 8134, Muranganwa Chirumme | FHO-SES-SQ-1000 | PPE,Insulated Glove | Safety Equipment |  | SQ | http://www.toronto.ca/TWONTO#rubber_insulating_gloves |  | High Voltage Insulated Gloves
61135 | 49745 | THC-ELS-SQ-1065718 | Spares, Electrical Safety gloves, High Voltage, Class 0, # 1065718 | THC-SES-SQ |  | Safety Equipment | 40036 | SQ | http://www.toronto.ca/TWONTO#rubber_insulating_gloves |  | Safety Equipment
10678 | 57894 | FCL-ACC-OIT-0201 | OIT, Flocculation/Sedimentation BAS RPU-0201 Panel, Dry Chemical Building Storage Area, Lobby | FCL-ACC-RPU-0201 |  |  |  | OIT |  |  | RPU Panel, Flocculation/Sedimentation BAS, Dry Chemical Building Storage Area, Lobby
138299 | 1309 | THR-SES-CS-0002 | Front Entry Chemical Protective Suit | THR-SES-SQ | Safety | Safety Equipment | 34335 | CS | http://www.toronto.ca/TWONTO#chemical_suit |  | Safety Equipment
3529 | 29658 | COL-PBR-FEQ-0001S | Fire Prevention, Extinguisher | COL-W-OBSOLETE | Fire Prevention,Extinguisher |  | 41314 | FEQ |  |  | Col West Obsolete Entities
65820 | 48597 | FCL-SPC-COM-1604 | Termination Panel, Filter Building, Pipe Gallery, South, Ceiling | FCL-SPC |  |  |  | COM |  |  | Process Control Systems - Services Area
119725 | 63414 | TAB-WA1-SQ-1943 | Type1 SRD/SRL ( Self Retracting Device/ Self Retracting Lanyard) 6 Ft- Shamun Mohamedali | TAB-WA1-SQ-0001 | PPE,Harness | Safety Equipment |  | SQ | self_retracting_line |  | WA1 Fall Arrest System
82088 | 47784 | WTR PLC | WTR PLC | WTR-SPC1 | [6 empty] | Process Control Systems - Administrative
136732 | 14049 | THR-MCS-LD-7866 | Engine Lifter, Digeter 9-10 Lower Level | THR-LD-WA1 | Lifting Device | Lifting Device |  | LD | http://www.toronto.ca/TWONTO#lifting_equipment_hoist |  | Lifting Devices, Chain Hoist, Come Along & Slings
11039 | 58750 | COL-PBG-TS-0002 | Switch, Transfer | COL-PBG | Switch | Switch |  | TS | http://www.toronto.ca/TWONTO#transfer_switch |  | Brule Gardens Sewage Pumping Station
61708 | 66533 | THC-FT-PSL-1095 | Switch, Inlet, Pressure-Low, Scum Transfer Pump 1090,Secondary, Phase I | THC-FT-P-1090SUSPENDED | Switch,Pressure-Low | Switch |  | PSL | http://www.toronto.ca/TWONTO#pressure_switch |  | Pump, for Scum Pit Tank 1080, for final tank 1000, Secondary Clarifier
134979 | 61171 | THR-ELS-MCC-3201 | Control Panel, MCC 3201, Grit Building | THR-ELS-GRIT | Control Panel,MCC | Motor Control Centre |  | MCC | http://www.toronto.ca/TWONTO#LV_electrical_panel |  | Electrical System, Grit Bldg., North Prelimanry and Primary Station
65360 | 17875 | FCL-SES-SQ-1016 | Electrical Safety Gloves, High Voltage, Class 4, Group B, # | FCL-SES-SQ-0101 | PPE,Insulated Glove | Safety Equipment |  | SQ | http://www.toronto.ca/TWONTO#rubber_insulating_gloves |  | Eyewash Station/Shower, Dry Chemical Building, Alum Containment Area
135868 | 83084 | THR-FT-PSL-2322 | Switch, Pressure-Low, Pump 2322, Secondary Treatment, RAS Pumping - North | THR-FT-P-2322 | Switch,Pressure-Low | Switch |  | PSL | http://www.toronto.ca/TWONTO#pressure_switch |  | Pump, Centrifugal, Secondary Treatment, RAS Pumping - North
45427 | 26693 | TAB-DIG-PSH-9801 | Switch,Pressure,High, Digester Gas Train, | TAB-DIG-BLR20 | Switch,Pressure | Switch |  | PSH | http://www.toronto.ca/TWONTO#pressure_switch |  | #20 Vocano Boiler , Digester Gas Train
7190 | 50383 | COL-PSD-WEL-0100 | Wet Well | COL-PSD | Well |  |  | WEL |  |  | Spadina Sewage Pumping Station
65392 | 78083 | THC-PRM-ZSH-1277 | Switch, Position High, Mech Home, Valve 1272 | THC-PRM-V-1272 | Switch,Position-High | Switch |  | ZSH | http://www.toronto.ca/TWONTO#position_switch |  | Valve, Hydraulic Cylinder, Scum Skimmer, Primary Clarifier 1200, NW Plant
135675 | 88864 | THR-FT-LSHH-4880 | Switch, Level-High-High, Sump, Gallery T-19, Flood Monitoring System | THR-FT-P-4880 | Switch,Level-High-High | Switch |  | LSHH | http://www.toronto.ca/TWONTO#level_switch |  | Pump, Centrifugal, Sump, Gallery T19
5821 | 35904 | COL-PLB-LSH-0111 (S) | Switch, Level-High | COL-PLB-AUX-INST | Switch,Level | Switch | 35802 | LSH | http://www.toronto.ca/TWONTO#level_switch |  | Instrumentation Equipment
7138 | 10771 | COL-PWR-CU-0101 | HVAC, Condensing Unit, Roof, West Rouge PS | COL-PWR-AUX-MECH | Air Handling Unit | HVAC |  | CU | http://www.toronto.ca/TWONTO#AC_condenser_unit |  | Mechanical Equipment
84237 | 23431 | WTR-365-LSH-0601 | Switch, Level High, Flood Alarm | WTR-365-CH-0006 | Transmitter,Pressure | Switch |  | LSH | http://www.toronto.ca/TWONTO#level_switch |  | Chamber,Revenue Meter,Dufferin-Steeles (Magmeter)
128756 | 93044 | THC-SES-MEQ-748F3991 | FALL ARREST- LANYARD (insp Liftsafe) | THC-MCS-LD | PPE | Lifting Device |  | MEQ | fall_arrest_lanyard |  | Mechanical Services, Lifting Device
18585 | 1717 | FHA-SES-SQ-0037 | Safety Harnesses Laynard DBI SALA full body harness Ser E0040100226BE46E | FHA-SES-SQ-6 |  | Safety Equipment |  | SQ | http://www.toronto.ca/TWONTO#fall_arrest_harness |  | Safety Fall Protection Equipment
21736 | 11524 | COL-PMY-CRN-0001 | Crane, Shaft 8A | COL-PMY-MISC | Crane |  |  | CRN |  |  | Miscellaneous Equipment
105568 | 68821 | SWM-PMG-MCC-0001 | Motor Control Centre | SWM-PMG | Control Panel,MCC | Motor Control Center |  | MCC | http://www.toronto.ca/TWONTO#LV_electrical_panel |  | Martin Grove Storm Pumping Station
48115 | 97624 | TAB-ELS-LTG-1072 | Emergency Light,Single Head,North Substation,Basement,Centre,East,East | NORTH SUBSTATION_BASEMENT | Lighting,Emergency | Safety Equipment |  | LTG | http://www.toronto.ca/TWONTO#lighting_unit |  | MSA Substation,Basement
35008 | 87283 | COL-YKP-FAK-051025 | First Aid Kit, Truck #051025 (2021 CHEVROLET COLORADO) | COL-YKP | Safety,First Aid Kit | Safety Equipment |  | FAK | http://www.toronto.ca/TWONTO#first_aid_kit |  | Kipling Yard
80256 | 3075 | FHA-SED-ZSH-0202A | Switch, Limit, Access Hatch Zone 2, Settling Basin T-0201 | FHA-SED-ZSH-0202 |  | Security System |  | ZSH | http://www.toronto.ca/TWONTO#position_switch |  | Switch, Limit, Access Hatch Zone 2
48050 | 82370 | TAB-EL3-PDP-2102 | Distribution Panel,Indoor,Plant Services,Seawall Substation | TAB-EL3-BATT-6102 | Circuit Breaker | Power Distribution Panel |  | PDP | http://www.toronto.ca/TWONTO#LV_electrical_panel |  | Battery Cabinet,Indoor,Plant Services,Seawall Substation
146632 | 78734 | WTR-PWT-T-1010 | Tank, Fuel, Bulk Storage, Pumping Station, Outdoor Generator Enclosure | WTR-PWT-GEN-1100 | Tank | Tank |  | T | http://www.toronto.ca/TWONTO#fuel_oil_tank |  | Generator, Diesel, Standby Power, Outdoor, West Tor PS
71634 | 37850 | THR-DIG-PSH-2368 | Switch, Pressure-High, Discharge, Pump 2368, Solids Treatment, Heating System - Digesters - Tank 0900 Tank 1000 | THR-DIG-P-2368 | Switch,Pressure-High | Switch |  | PSH | http://www.toronto.ca/TWONTO#pressure_switch |  | Pump, Centrifugal, Sludge Recirculation, Tank 1000
63752 | 22372 | THC-PLT-PSL-2202 | Switch, Pressure Differential, Low, Blower BL-2200, Blower Room, Channel Aeration | THC-PLT-BL-2200 | Switch,Pressure-Low | Switch |  | PSL | http://www.toronto.ca/TWONTO#pressure_switch |  | Blower, Blower Room, Channel Aeration
129974 | 54394 | THR-ACC-FSL-1602 | Switch, Flow-Low, Discharge, Blower for Boiler 1601, Plant Central Hot Water System, Hot Water Boilers | THR-ACC-BO-1601 | Switch,Flow-Low | Switch |  | FSL | http://www.toronto.ca/TWONTO#flow_switch |  | Boiler, Low Pressure, Hot Water, Plant Central Hot Water System, Hot Water Boilers (CRN-H9308.5,TSSA UID-65022706, SNo.-5.1103726)
136604 | 77362 | THR-JHSC-GRITMCC | North Grit MCC Room | THR-JHSC-WA3 |  | Safety Equipment |  |  | http://www.toronto.ca/TWONTO#collection_of_assets |  | Joint Health & Safety Committee WA3
78686 | 55324 | THR-SES-LD-2567 | Retractable Winch for Davit Arm | THR-SES-LD | Safety | Safety Equipment |  | LD | winch |  | Lifting Device, Safety Equipment
18160 | 46044 | FHA-SED-ZSH-0502C | Switch, Limit, Access Hatch Zone 2, Settling Basin T-0501 | FHA-SED-ZSH-0502 |  | Security System |  | ZSH | http://www.toronto.ca/TWONTO#position_switch |  | Switch, Limit, Access Hatch Zone 5
96545 | 88498 | FIS-ELS | System, Electrical Distribution System | FIS WORK AREA 2 | [6 empty] | Services
121210 | 84046 | THC-ACC-T-0578 | Domestic Hot Water Tank, Building M | THC-MCS-T-BLDG M | Tank,Domestic Hot Water | Tank |  | T | http://www.toronto.ca/TWONTO#tanked_hot_water_heater |  | Domestic Hot Water Tank, Building M
80682 | 92624 | THR-PRM-G-S | Gates, Sluice, Actuator, South Primary | THR-PRM-SOUTH | Gate,Sluice | Gate |  |  | http://www.toronto.ca/TWONTO#channel_gate
3154 | 60347 | COL-MTI-TS-2401 | Transfer Switch, Spadina Control Chamber No.24, MTI | COL-MTI | Switch | Switch |  | TS | http://www.toronto.ca/TWONTO#transfer_switch |  | Mid-Toronto Interceptor
4109 | 65156 | COL-PHP-RPU-0001 | Remote Processing Unit, All control and Instrumentation Equipment - RPU | COL-PHP-MISC |  | Remote Processor Unit |  | RPU | http://www.toronto.ca/TWONTO#RPU_panel |  | Miscellaneous Equipment
96605 | 93224 | FIS-ELS-PDP-1100 | Power Distribution Panel,Workshop Building,Mezzanine,East Wall,South,600V, 400A,3ph,3W | FIS-ELS-CP-1100 | Control Panel,Power Distribution Panel | Power Distribution Panel |  | PDP | http://www.toronto.ca/TWONTO#LV_electrical_panel |  | Control Panel,Electrical,Workshop Building,Mezzanine,East Wall,South,Load Shedding Motorized Breaker
122012 | 71332 | THC-AER-PSL-7456 | Switch,Pressure-Low,Oil Pumps 7450 & 7460 to Blower Header,Blow 7400,Phase I & IV Blower Building | THC-AER-BL-7400-I-IV | Switch,Pressure | Switch |  | PSL | http://www.toronto.ca/TWONTO#pressure_switch |  | Blower, Aeration System
58725 | 75107 | THC-ACC-F-6201 | Filter, Blower Room, AHU-6200, 2nd Floor Mech Room #2, Headworks | THC-ACC-AHU-6200 | Filter | HVAC |  | F | http://www.toronto.ca/TWONTO#replaceable_air_filter |  | Air Handling Unit, Blower Room, 2nd Floor Mech Room #2, Headworks
14879 | 70186 | FCL-SPC-COM-1606 | Termination Panel, Filter Building, Pipe Gallery, South, Ceiling | FCL-SPC |  |  |  | COM |  |  | Process Control Systems - Services Area
121751 | 24953 | THC-ACC-V-6216 | Valve, Circuit Balancing, AHU-6200, 2nd Floor Mech Room #2, Headworks | THC-ACC-AHU-6200 | Valve,Ball | HVAC |  | V | http://www.toronto.ca/TWONTO#valve |  | Air Handling Unit, Blower Room, 2nd Floor Mech Room #2, Headworks
71652 | 85330 | THR-DIG-PSH-3272 | Switch, Pressure-High, Discharge, Pump 3272, Solids Treatment, Transfer System - Digesters - Tank 0900 & Tank 1000 | THR-DIG-P-3272 | Switch,Pressure-High | Switch |  | PSH | http://www.toronto.ca/TWONTO#pressure_switch |  | Pump, Centrifugal, Sludge Transfer, Digester Tank 1000
26327 | 86529 | FHO-GRK-DR-4003S | Door, (FD-S4-03), Fire Rated, Admin Building, S4, Stairway 6 | FHO-GRK-FEQ-0001 | Fire Prevention,Door | Door |  | DR | http://www.toronto.ca/TWONTO#fire_rated_door
88063 | 61549 | WTR-PSA-TS-0904 | Switch | WTR-PSA-ELS | Switch | Switch |  | TS | ? |  | Electrical System
58940 | 42680 | THC-ACC-FN-6260 | Fan, Return, Blower Room, 2nd Floor Mech Room #2, Headworks | THC-ACC-AHU-6200 | Fan | HVAC |  | FN | http://www.toronto.ca/TWONTO#blower_or_fan_with_drive |  | Air Handling Unit, Blower Room, 2nd Floor Mech Room #2, Headworks
40360 | 52515 | TAB-ACC-FSL-0110 | Switch, Flow, Low, Air, Supply Fan 0110, Vestibule 121A, Grit Room | TAB-ACC-FN-0110A | Switch,Flow-Low | Switch |  | FSL | http://www.toronto.ca/TWONTO#flow_switch |  | Fan, Supply, Vestibule Pressurization, Vestibule 121A(0110)
7881 | 55257 | COL-PTD-LIT-0101 | Transmitter, Level | COL-PTD | Transmitter,Level |  |  | LIT |  |  | Todmorden Sewage Pumping Station
78728 | 14804 | FHA-MCS-LD-1101 | Hoist Chain Type - CAP.: 1/2 Ton - 15 ft. Lift | FHA-MCS-LD | Lifting Device,Hoist,Manual | Lifting Device | 34059 | LD | http://www.toronto.ca/TWONTO#lifting_equipment_hoist |  | Lifting Devices
48207 | 71924 | TAB-ELS-SQ-6002 | First Aid Kit | TAB-ELS-ESQ | Safety,First Aid Kit | Safety Equipment |  | SQ | http://www.toronto.ca/TWONTO#first_aid_kit |  | Electrical Safety Equipment
7985 | 40983 | COL-PVM-MISC | Miscellaneous Equipment | COL-PVM | [6 empty] | Valleymede Sewage Pumping Station
61879 | 96269 | FCL-FL-T-0001 | Tank, Hot Water, Gaseous Chemical Building, Caustic Soda Storage Room | FCL-FL |  |  |  | T |  |  | Fluoridation
140267 | 47374 | TNT-DIG-T-3200 | Tank, Drainage System | TNT-DIG-PD | Tank,Reservoir | Tank |  | T | http://www.toronto.ca/TWONTO#storage_tank |  | Primary Digester Tanks,Drainage Tanks
8680 | 78245 | COL-RBC-FIT-0001S | Transmitter, Flow | COL-RBC | Transmitter |  | 47584 | FIT |  |  | Cowan Shaft (WBT)-storm
24780 | 20913 | FHO-PCL-T-0101 | Tank, PACL Storage, S4, Chemical Building | FHO-PCL | Tank,Reservoir | Tank |  | T | http://www.toronto.ca/TWONTO#chemical_storage_tank |  | PACL System
41286 | 33127 | TAB-ACC-T-8002 | Tank, Air Separator, Glycol ,Discharge from Pumps, Make-up Air Unit, M Building, Roof | TAB-ACC-AHU-8300 | Tank | Tank |  | T | air_seperator |  | AHU, Make-up Air Unit, M Building, Roof
107814 | 95072 | TAB-ACC-TSL-4502 | Switch, Temperature, Low, Freeze | TAB-ACC-AHU-4502 | Switch,Temperature-Low | Switch |  | TSL | http://www.toronto.ca/TWONTO#temperature_switch |  | AHU, Digester 1-4, Drip Trap Room
43820 | 32793 | FCL-ACC-FN-405,6,7 | Pump Stn. Vent. (FN-0405,6,7) FN-23, 26-1,26-2 | FCL-ACC-P-HL |  |  |  | FN |  |  | High Lift Pumping Station HVAC Equipment
128957 | 22503 | THC-STR-SP-0002 | Autosampler Unit, Secondary, Phase IV, Final Effluent, TEMP 5 | THC-STR | Sampler | Sampler |  | SP | http://www.toronto.ca/TWONTO#auto_sampler |  | Secondary Treatment
126529 | 9029 | THC-MCS-T-0020 | Domestic Hot Water Tank, Building I | THC-MCS-T-BLDG I | Tank,Domestic Hot Water | Tank | 32211 | T | http://www.toronto.ca/TWONTO#tanked_hot_water_heater |  | Domestic Hot Water Tank, Building I
82146 | 79573 | FHA-SES-SCBA-0037 | Cylinder for Air Pack Ser #. OJ 377943 | FHA-SES-SCBA-CYLINDER | PPE,SCBA | Safety Equipment |  | SCBA | http://www.toronto.ca/TWONTO#compressed_gas_cylinder |  | Breathing Air Tanks (SCBA cylinders)
70477 | 31262 | THR-CW-T-0544 | Tank, City Water, Hot Water Electric, Digester Control Room | THR-DIG | Tank | Tank |  | T | http://www.toronto.ca/TWONTO#tanked_hot_water_heater |  | Digester
59409 | 64653 | THC-DIG-LSHHA-5286 | Switch,Level-High-High,South-East Storm Sump,CP-5286,Building U | THC-DIG-CP-5286 | Valve,Gate | Switch |  | LSHHA | http://www.toronto.ca/TWONTO#level_switch |  | Control Panel,Electrical,South-East Storm Sump,P-5286A & P-5286B,Building U
61174 | 90480 | THC-ELS-SQ-6201059 | Spares, Electrical Safety rubber gloves, High Voltage, Class 0, # 6201059 | THC-SES-SQ | PPE,Insulated Glove | Safety Equipment |  | SQ | http://www.toronto.ca/TWONTO#rubber_insulating_gloves |  | Safety Equipment
68675 | 73288 | THR-ACC-TSL-0140 | Switch, Temperature, Low, Supply Air, Air Handling Unit AHU-0140, Headhouse Loading Bay Roof | THR-ACC-AHU-0140 | Switch,Temperature-Low | Switch |  | TSL | http://www.toronto.ca/TWONTO#temperature_switch |  | Air Handling Unit, Headhouse Loading Bay Air Supply, Headhouse Roof
10067 | 37872 | FCL-ACC-DM-0202 | Damper, Motorized, Air to Lunch Room/Locker Room/Lobby, Dry Chemical Building | FCL-ACC-P-LL |  |  |  | DM |  |  | Low Lift Pumping Station HVAC Equipment
113275 | 95516 | TAB-EL3-MCC-6223 | Motor Control Unit, MCC-301, Bio Solid Loading Bay, Mezzanine | TAB-EL3-MCC | Control Panel,MCC | Motor Control Centre |  | MCC | http://www.toronto.ca/TWONTO#LV_electrical_panel |  | Motor Control Center- South Substation
106549 | 17095 | TAB-ACC-FN-6419 | Fan, Centrifugal, Exhaust Air, Roof, Grit Bldg., P Bldg. | TAB-ACC-FN-PBLDG | Fan,Centrifugal | HVAC |  | FN | http://www.toronto.ca/TWONTO#blower_or_fan_with_drive |  | Exhaust Fans , P Bldg
4580 | 74023 | COL-PGB-WEL-0100 | Wet Well | COL-PGB-MISC | Well |  |  | WEL |  |  | Miscellaneous Equipment
64416 | 88336 | THC-PRM-LSH-0175 | Switch, Level, High, Pump Start, NW Plant | THC-PRM-P-0175 | Sensor,Level | Switch |  | LSH | http://www.toronto.ca/TWONTO#level_switch |  | Pump, Centrifugal Submersible, Drainage, NW Plant
50979 | 70576 | TAB-PRM-T-2700 | D Building - Hopper, Scum | TAB-PRM-T | Tank | Tank |  | T | http://www.toronto.ca/TWONTO#storage_tank |  | D Building - Scum, Sludge Hoppers & Primary Tanks 10-12
26302 | 56081 | FHO-SES-SQ-0001 | Safety Equipment | FHO-SES |  |  |  | SQ |  |  | Safety & Environmental Services
125200 | 4657 | THC-ELS-PS-0001-L | Primary Power Equipment, Building L | THC-ELS-PS-0001 |  | Control Panel,MCC |  | PS | http://www.toronto.ca/TWONTO#collection_of_assets |  | Primary Power Equipment
119555 | 60776 | TAB-TPA-PA-2221 | Speaker, Paging/Intercom System, Tunnel 'H' | TAB-PRS-INQ | Control Panel,Instrumentation | Communications Equipment |  | PA | http://www.toronto.ca/TWONTO#public_annoucement_speaker |  | Instrumentation Equipment
18672 | 41833 | FHA-SES-SQ-0066 | Safewaze 3512-0241 6’ shock absorber lanyard Ser 77579 | FHA-SES-SQ-6 |  | Safety Equipment |  | SQ | lifeline |  | Safety Fall Protection Equipment
132442 | 35870 | THR-DIG-FSL-3165 | Flow Switch, Pump Seal Water | THR-DIG-T-7-10 | Transmitter,Pressure | Switch |  | FSL | http://www.toronto.ca/TWONTO#flow_switch |  | Digester, Entities Common to Tanks 7-10
27584 | 3259 | COL-PSW-TS-0001 | Switch, Transfer | COL-PSW-MCC-0195 | Switch | Switch |  | TS | http://www.toronto.ca/TWONTO#transfer_switch |  | Motor Control Centre
48657 | 24003 | TAB-MCS-LD-5805 | Lifting Device, Trolley, Gear type, 2 Ton, Truck Loading, 2nd Floor | TAB-MCS-CRN | Lifting Device,Hoist,Electrical | Lifting Device |  | LD | lifting_device_support |  | TAB Cranes and Lifting Devices
117368 | 94678 | TAB-RSP-T-1231 | Tank, Oil, Raw Sewage Pump #3 Bearing Lubrication System | TAB-RSP-P-T | Tank | Tank |  | T | http://www.toronto.ca/TWONTO#chemical_storage_tank |  | T Building - Raw Sewage Pumping
32972 | 59348 | KR2213A | Unit Heater, Silo #3, Main Floor, Silo Building | TAB-ACC-HTR | H.V.A.C.,Heater | HVAC |  |  | http://www.toronto.ca/TWONTO#heater |  | Heaters- Convection,
64417 | 12650 | THC-PRM-LSH-0177 | Switch, Level, High, Pump Start, NW Plant | THC-PRM-P-0177 | Switch,Level | Switch |  | LSH | http://www.toronto.ca/TWONTO#level_switch |  | Pump, Centrifugal Submersible, Drainage, NW Plant
33527 | 15898 | COL-YKP-DA-0001(S) | Davit Arm-150961 | COL-YKP-DA | Safety | Safety Equipment | 39108 | DA | http://www.toronto.ca/TWONTO#fall_arrest_Davit_arm |  | Davit Arm Assembly
78168 | 63379 | THR-PRS-PSH-0440S | Switch, Pressure-High, Ferrous Chloride to North Aeration Tank 0800 Feed Pump Discharge, Chemical Building, Secondary Treatment, Phosphorous Removal | THR-PRS-P-0440S | Switch,Pressure-High | Switch | 39831 | PSH | http://www.toronto.ca/TWONTO#pressure_switch |  | Pump, Diaphragm, Ferrous Chloride to North Aeration Tank 0800, Chemical Building, Secondary Treatment, Phosphorous Removal
116108 | 87235 | TAB-PRS-LS-8099 | Switch, Level,Sump Pit | TAB-PRS-P-8099 | Switch,Level | Switch |  | LS | http://www.toronto.ca/TWONTO#level_switch |  | Pump, Sump-GX3002A
113284 | 9026 | TAB-EL3-MCC-6323 | Motor Control Centre, Digester 19-22 bldg | TAB-EL3-PDP-6011 | Control Panel,MCC | Motor Control Centre |  | MCC | http://www.toronto.ca/TWONTO#LV_electrical_panel |  | Power distribution Panel, 600V
49022 | 42434 | TAB-OCS-DM-6642 | Damper, Booster Fan FN-6640, Discharge, Grit Tank Bldg. Roof, P Bldg. | TAB-OCS-FN-6640 | Damper/Louver | Gas Collection |  | DM | http://www.toronto.ca/TWONTO#air_damper |  | Fan, Booster, Odourous Air from Grit Tanks, Grit Tank Bldg. Roof, P Bldg.
98213 | 91274 | FIS-SES-SCBA | SCBA | FIS-SES-SQ-0001 |  | Safety Equipment |  |  | http://www.toronto.ca/TWONTO#collection_of_assets |  | Emergency Breathing Apparatus
34616 | 39843 | MAIN-271 | Main 271 | WTR-MT1 | [6 empty] | Work Area 1 EAST Mains and Chambers
6343 | 92550 | COL-PMY-CP-0002 | Control Panel, Fire Alarm | COL-PMY | Control Panel |  |  | CP |  |  | Maryport Sewage Pumping Station
86185 | 12503 | WTR-PJS-LSL-0900 | Switch, Level-Low, (Priming Status Switch), Pump0900 | WTR-PJS-P-0900 | Switch,Level-Low | Switch |  | LSL | http://www.toronto.ca/TWONTO#level_switch |  | Pump, Centrifugal
140614 | 52723 | TNT-MCS-LD-0042 | Gantry Beam | TNT-MCS-LD | Lifting Device,Spreader Beam | Lifting Device |  | LD | lifting_device_support |  | Lifting Devices , cranes/ Portable crane/hoists, come alongs, slings, wire rope, chains
19168 | 30403 | FHO-ACC-F-1551 | Filter, Air Inlet, FN-1551, Ozone Building, L1, Mechanical Room 1 | FHO-ACC-FN-1551 |  | Filter |  | F | http://www.toronto.ca/TWONTO#replaceable_air_filter |  | Fan, Centrifugal Square Inline, Electrical Room Supply&Ventilation,Ozone Building, Mechanical Room 1
81958 | 84979 | WA7-LAN | Lanyard | TAB-SES-SQ | PPE | Safety Equipment |  |  | lifeline |  | WA7 Safety Equipment
42912 | 94451 | FCL-ACC-AHU-0907-SUS | Air Handling Unit, RMF Clarification Facility, HVAC Room 2, Ground Floor | FCL-SUSPENDED |  |  | 42192 | AHU |  |  | Suspended entity
63707 | 23077 | THC-PLT-MSL-5171 | Switch, Motion-Low, Screening Transfer System, Head House | THC-PLT-SC-0140 | Switch,Motion | Switch |  | MSL | http://www.toronto.ca/TWONTO#motion_sensor_element |  | Bar Screen 0140
67306 | 27186 | THC-WWW-LSHH-0003 | Switch, Float, High High, Sump Pump P-0100 & P-0200, S.E. Pumping Station | THC-PWA-SOUTH |  | Switch |  | LSHH | http://www.toronto.ca/TWONTO#level_switch |  | South Pumping Station
78696 | 8602 | THR-SES-PGM-31925 | Personal Gas Meter | THR-SES-SQ-PGM | Safety | Safety Equipment | 40076 | PGM | http://www.toronto.ca/TWONTO#portable_gas_detector |  | Personal Gas Meter
49978 | 58667 | TAB-PLT-LSH-6002 | Switch, Level, High, Humidification Chamber, Biofilter Area | TAB-PLT-HU-6000 | Switch,Level-High | Switch |  | LSH | http://www.toronto.ca/TWONTO#level_switch |  | Humidifier,Chamber, Biofilter Area
12465 | 2250 | COL-PCU-LSHH-0104 | Sensor, Switch, High-High, Wet Well #1 | COL-PCU-AUX-INST | Switch,Level-High-High | Switch |  | LSHH | http://www.toronto.ca/TWONTO#level_switch |  | Instrumentation Equipment
90260 | 32834 | WTR-PAH-MCC-0101 | Motor Control Center | WTR-PAH-BUS-0101 | Control Panel,MCC | Motor Control Center |  | MCC | http://www.toronto.ca/TWONTO#LV_electrical_panel |  | Switchgear, 43 (L/R) / 52 CS
80793 | 75047 | TNT-CSO-TPB-0404 | Tipping Bucket, CSO Storage Tank Flushing | TNT-CSO-P-0400 | Tank,Reservoir | Tank |  | TPB | http://www.toronto.ca/TWONTO#instrument_gauge_or_display |  | Pump, Centrifugal, Flush, Maintenance Hole No. 1
80040 | 5527 | THR-WA3-LD-0108 | Sling, Nylon, Work Area 3 (2" X 8') | THR-LD-NYLN-WA3 | Lifting Device,Sling | Lifting Device |  | LD | synthetic_web_sling |  | Slings, Nylon, Work Area 3
41485 | 90000 | TAB-ACC-TIT-6103 | Transmitter,Temperature Indicating, Discharge | TAB-ACC-AHU-6103 | Transmitter,Temperature | Switch |  | TIT | http://www.toronto.ca/TWONTO#temperature_transmitter |  | AHU, Digester 5-8 Sludge Heat. Room
13062 | 5632 | FCL-FLO-V-0050E | Valve, Mud, Drain, Pre-Treatment Module 3 Inlet, | FCL-DEW |  |  |  | V |  |  | Dewatering
55520 | 11285 | TAB-WA2-LD-1011 | Beam Clamp | TAB-SES-LD | Lifting Device,Spreader Beam | Lifting Device |  | LD | lifting_device_support |  | WA2 Lifting devices
8520 | 97193 | COL-RBB-FIT-0204 | Flow Indicating Transmittetr, | COL-RBB | Transmitter |  |  | FIT |  |  | Western Beaches Tunnel (Battery Park)-Storm
63646 | 72450 | THC-PLT-HS-1120 | Switch, Rope, Emergency Stop, Conveyor CV-1120, Screenings and Grit Conveyance | THC-PLT-CV-1120 |  | Switch |  | HS | hand_switch |  | Conveyor, Screw, Conveyor, Truck Loading, Screenings and Grit Conveyance
66384 | 44912 | THC-SES-T-0181 | Tank,Expansion,Domestic Potable Water,Boiler Building | THC-SES-SQ-EYE |  | Tank |  | T | expansion_tank |  | Eyewash Stations THC (Virtual entity #)
139552 | 49040 | THR-WA4-LD-0014 | Sling, Nylon, Work Area 4 (1" X 8') | THR-LD-NYLN-WA4 | Lifting Device,Sling | Lifting Device |  | LD | synthetic_web_sling |  | Slings, Nylon, Work Area 4
122509 | 37202 | THC-DCL-LSL-0401 | Level Switch Low, SBSS Feed Tank, Dechlorination | THC-DCL-T-0400 |  | Switch | 34142 | LSL | http://www.toronto.ca/TWONTO#level_switch |  | Tank, Feed 2% SBSS, Dechlorination
125887 | 8978 | THC-GRK-VEH-378086 | Vehicle, Personal Carrier, Kubota (WA1) | THC-SUSPENDED | Vehicle,Unlicensed | Vehicle | 34915 | VEH | http://www.toronto.ca/TWONTO#golf_cart
130181 | 84835 | THR-ACC-NR-736 | HVAC Unit & Fan, Lab. East Wall | THR-ACC-ADM | H.V.A.C.,Heater,Unit | HVAC |  | NR | http://www.toronto.ca/TWONTO#heater |  | Air Conditioning, HVAC, Admin Building
24314 | 12352 | FHO-MCS-LD-0121 | Manual Chain Hoist | FHO-MCS-LD | Lifting Device,Hoist,Manual | Lifting Device |  | LD | http://www.toronto.ca/TWONTO#lifting_equipment_hoist |  | Lifting Devices & Elevators
101614 | 93694 | MAIN-206 | Main 206 | WTR-MT3 | [6 empty] | Work Area 3 WEST Mains and Chambers
90915 | 40944 | WTR-PEL-MCC-0001A | Motor Control Center | WTR-PEL-BUS-0001A | Control Panel,MCC | Motor Control Center |  | MCC | http://www.toronto.ca/TWONTO#MV_electrical_cabinet |  | BUS, Secondary, 4160V
8125 | 9565 | COL-PWN-LSH-0002 | Switch, Level-High | COL-PWN-MISC | Switch,Level | Switch |  | LSH | http://www.toronto.ca/TWONTO#level_switch |  | Miscellaneous Equipment
63666 | 71333 | THC-PLT-LSH-0101 | Switch,Level-High, Sump Pump 0100, Headhouse | THC-GRK-SUMP PUMP | Switch,Level | Switch |  | LSH | http://www.toronto.ca/TWONTO#level_switch |  | Sump Pumps,
9202 | 82477 | COL-YKP-FAK-050163 | First Aid Kit, Truck #050163 (2022 DODGE RAM 1500) | COL-YKP-VEH-050163 | Safety,First Aid Kit | Safety Equipment |  | FAK | http://www.toronto.ca/TWONTO#first_aid_kit |  | Vehicle, Truck #050163 (2022 DODGE RAM 1500)
137645 | 49160 | THR-PLT-VX-P | Vortex Pumps, Preliminary Treatment, Headhouse | THR-PLT | [6 empty] | Preliminary Treatment
60798 | 55419 | THC-ELS-LB-0900 | Switch,Load Break,Indoor 5KV,Biosolids Building | THC-ELS-SWG-0900 | Load Break Switch | Switch |  | LB | http://www.toronto.ca/TWONTO#load_break_disconnect_switch |  | Switchgear
15251 | 70246 | COL-PCF-FN-0200 | Wetwell Supply Fan, FN-0200 | COL-PCF | Fan | HVAC |  | FN | http://www.toronto.ca/TWONTO#blower_or_fan_with_drive |  | Clark Pumping Station
79764 | 20427 | THR-WA1-LD-0019 | Sling, Wire Rope, Work Area 1 (WIRE ROPE SLING SIZE; 1/2" X 4' ) | THR-LD-WIRE-WA1 | Lifting Device,Sling | Lifting Device |  | LD | wire-rope_sling |  | Slings, Wire Rope, Work Area 1
79064 | 92879 | THR-SQ-LP-PRM | Life Preserver, Ring Type Floating Device, Primary Tanks | THR-SES-WA3 | Safety | Safety Equipment |  |  | http://www.toronto.ca/TWONTO#life_ring |  | Safety & Environmental Services
34135 | 68904 | COL-YKP-DA-151010 | Davit Base Leg-151010 | COL-YKP-DA | Safety | Safety Equipment |  | DA | davit_base |  | Davit Arm Assembly
31307 | 50048 | FU2010A | Receiver, Air | TAB-PRS-C | Vessel,Pressure | Tank |  |  | http://www.toronto.ca/TWONTO#pressure_vessel |  | Air Compressors & Receiver/ Unloading Station
107563 | 4441 | TAB-ACC-TE-1417A | Temperature Element, Supply Air Temperature | TAB-ACC-VAV-1417 | Sensor,Temperature | HVAC |  | TE | http://www.toronto.ca/TWONTO#temperature_sensor_element |  | Heater, Hot Water Reheat Coil, Variable air
51638 | 15791 | FCL-DCL-V-0502 | Valve, Isolation, SO2 Gas Line to RMF Sulphonator 0501, Machine Room, Gaseous Chemical Building | FCL-DCL-SO-0501 |  |  |  | V |  |  | Sulphonator, RMF Dechlorination, Machine Room,Gaseous Chemical Building
93220 | 67865 | FHO-GRK-DR-1071L | Door, (FD-1-71), Fire Rated, Ozone Building, L1, Equipment Room, North | FHO-GRK-FEQ-0001 | Fire Prevention,Door | Door |  | DR | http://www.toronto.ca/TWONTO#fire_rated_door
117590 | 73339 | TAB-SA-T-1010 | Air Receiver Tank, Dewateringl Bldg. | TAB-AI-DEW | Tank,Reservoir |  |  | T |  |  | Air Receiver Tank, Dewateringl Bldg.
58943 | 16625 | THC-ACC-FN-6340 | Fan, Exhaust, Screen/Conveyor Areas, Roof, Headworks | THC-ACC-AHU-6300 | Fan | HVAC |  | FN | http://www.toronto.ca/TWONTO#blower_or_fan_with_drive |  | Air Handling Unit, Screen Room/Conveyor Areas, 2nd Floor Mech Room #1, Headworks
116187 | 90458 | TAB-PRS-PSH-3020 | Switch, Pressure-High, Chemical Dosing Pump, Secondary Dosing | TAB-PRS-P-3020 | Switch,Pressure-High | Switch |  | PSH | http://www.toronto.ca/TWONTO#pressure_switch |  | Pump, Chemical Dosing, Secondary Dosing
101553 | 67100 | MAIN-127 | Main 127 | WTR-LWA | [6 empty] | Work Area 2 Central Mains and Chambers
101702 | 97114 | MAIN-324 | Main 324 | WTR-MT1 | [6 empty] | Work Area 1 EAST Mains and Chambers
120879 | 57101 | THC-ACC-HTR-0272 | Heater, Perimeter. Admin Building | THC-ACC-BLDG K |  | HVAC |  | HTR | http://www.toronto.ca/TWONTO#heater |  | Administration Building, HVAC
62785 | 91341 | FCL-FLT-LSL-0013-SUS | Switch, Level-Low, Filter 1301, Filter No.1301 | FCL-FLT-F-1301 | Switch,Level-Low | Switch | 36620 | LSL | http://www.toronto.ca/TWONTO#level_switch |  | Filter, Carbon Activated, Filter Building, Filter Gallery West
90882 | 71656 | FHO-CLB-PSL-0302 | Switch, Pressure Low, Post East, Train 3, Outlet from Evaporator,Main Floor, Chemical Supply Room | FHO-CLC-CHL-0201-KQ | Switch,Pressure-Low | Switch |  | PSL | http://www.toronto.ca/TWONTO#pressure_switch |  | Trim ChlorinationTrain 2
54019 | 27252 | TAB-SPC1 | Process Control Systems - Administrative | TAB | [6 empty] | Ashbridges Bay Treatment Plant
121027 | 44725 | THC-ACC-P-0041 | Pump, Snow Melting System, Manifold MAN-0011, Zone #1, Admin Building, North/West Area | THC-ACC-BLDG K |  | HVAC |  | P | http://www.toronto.ca/TWONTO#pump_set_-_with_drive |  | Administration Building, HVAC
108942 | 24060 | TAB-CAP-PRJ-0007 | Primary &Secondary Clarifier Upgrades | TAB-WORK-AREA-1 |  |  |  | PRJ |  |  | Work Area 1
26430 | 28195 | FHO-SM-SQ-0003 | Emergency Kit, Chlorine, Chemical Building, S2, Gaseous Chemical Storage Entrance | FHO-SM | Safety,Emergency Kit | Safety Equipment |  | SQ | emergency_kit |  | Spill Containment & Chemical Sump Systems
108799 | 1457 | TAB-AER-TANKS | Aeration Tanks | TAB-AER | [6 empty] | Aeration Gallery
63427 | 46260 | FCL-PAC | Taste and Odour Control (PAC) | FCL-PLT | [6 empty] | Preliminary Treatment
88923 | 51159 | FHO-ACC-FS-0203 | Switch, Flow, Supply Air AHU-0202, Chemical Building, North Penthouse | FHO-ACC-AHU-0202 |  | Switch |  | FS | http://www.toronto.ca/TWONTO#flow_switch |  | Air Handling Unit, General Chemical Building HVAC, Chemical Building, North Penthouse, N/E Corner
68481 | 15938 | THR-ACC-T-0401S | Tank, Glycol Heating Package, T17 East, Gallery Ventilation, Zone 2A and 2B | THR-ACC-AHU | Tank | Tank | 46681 | T | http://www.toronto.ca/TWONTO#chemical_storage_tank |  | Air Conditioning, Air Handling Unit, Gallery Ventilation
105932 | 8249 | TAB-ACC-AHU-1918 | AHU, Blower Bldg, Training area, Heating & A/C(7.5 tons) | TAB-ACC-AHU-BL | Air Handling Unit | HVAC |  | AHU | http://www.toronto.ca/TWONTO#air_handler_unit |  | AHUs/Supply Fans Blower Bldg.
14781 | 88459 | FHA-ACC-AC-0368 | FHA-ACC-AC-0018 - Air Conditioner | FHA-MCS-ACC | H.V.A.C.,Air Conditioner | HVAC |  | AC | http://www.toronto.ca/TWONTO#air_condition |  | HVAC
12250 | 50233 | COL-PCP-LSH-0103 | Switch, Level-High | COL-PCP | Switch,Level |  |  | LSH |  |  | Copeland Pumping Station
63974 | 72555 | FCL-POL-MX-4121 | Mixer, Static, Thickening Polymer Skid No.2, RMF Centrifuge Building, Polymer Room | FCL-POL-P-4120 |  |  |  | MX |  |  | Pump, Standby, Polymer Skid No.2, Polymer Feed to Thickeners, Centrifuge Building Polymer Room
129959 | 11668 | THR-ACC-FSL-0753S | Switch, Flow-Low, Air Handling Unit 0752 (0753), T17 East, Plant Services, Gallery Ventilation, Zone 2A and 2B | THR-ACC-AHU-0753S | Switch,Flow-Low | Switch | 39337 | FSL | http://www.toronto.ca/TWONTO#flow_switch |  | Air Handling Unit, Air Curtain, T17 East, Gallery Ventilation, Zone 2A, 2B and 2C
66399 | 30447 | THC-SPC-COM-1106 | SCADA & Computer | THC-SPC-WA2 | SCADA | System Process Control |  | COM | termination_panel |  | System Process Control
34155 | 40165 | COL-YKP-DA-1671137 | Davit Upper Arm-1671137 | COL-YKP-DA | Safety | Safety Equipment |  | DA | http://www.toronto.ca/TWONTO#fall_arrest_Davit_arm |  | Davit Arm Assembly
143592 | 86390 | WTR-PEL-DR-0001 | Door, Roll Up | WTR-PEL-AUX | Door | Door |  | DR | http://www.toronto.ca/TWONTO#door
81509 | 52952 | TNT-MCS-T-0100 | Tank, Reservoir, Sump Well | TNT-MCS | Tank,Reservoir | Tank |  | T | http://www.toronto.ca/TWONTO#reservoir_tank |  | Miscellaneous, including Storm Water Tanks
66354 | 63771 | THC-SES-MEQ-H177984 | FALL ARREST- HARNESS+LANYARD (insp Liftsafe) | THC-MCS-LD | PPE | Lifting Device |  |  | http://www.toronto.ca/TWONTO#fall_arrest_harness |  | Mechanical Services, Lifting Device
146713 | 71036 | WTR-RDF-CW | City Water System | WTR-RDF | [6 empty] | Dufferin Reservoir
136993 | 87982 | THR-OCS-T-0527 | Tank, Reservoir, Hypochlorite Day Tanks, Plant Services, Odour Control System | THR-OCS-T | Tank,Reservoir | Tank |  | T | http://www.toronto.ca/TWONTO#chemical_storage_tank |  | Odour Control System, Tanks
65568 | 5129 | THC-PS-BLDG-0001 | Headhouse Plant Services System | THC-PLT-BLDG-0001 |  |  |  | BLDG |  |  | New Head House, preliminary process
130999 | 76404 | THR-AER-F-1710 | Filter, Bag, Air Supply, Blower 1711, Secondary Treatment, Aeration Blower System - North | THR-AER-BL-1711 | Filter | Filter |  | F | http://www.toronto.ca/TWONTO#replaceable_air_filter |  | Blower, Centrifugal, Secondary Treatment, Aeration Blower System - HPBB
78858 | 87236 | THR-SES-SQ-1402S | Harness, Full Body, PPE Esmond Lewis | THR-SES-SQ-2565 | Safety | Safety Equipment | 34010 | SQ | http://www.toronto.ca/TWONTO#fall_arrest_harness |  | Lanyard for Harness, PPE Esmond Lewis
78958 | 79462 | THR-SES-WA3 | Safety & Environmental Services | THR WORK AREA 3 | Safety | Safety Equipment |  |  | http://www.toronto.ca/TWONTO#collection_of_assets |  | Plant Services
65618 | 29713 | THC-PWA-PDSH-1001 | Switch, Pressure Differential, High, Local Indication, Strainer STR-1000, N.E. Pumping Station | THC-PWA-STR-1000 |  | Switch |  | PDSH | http://www.toronto.ca/TWONTO#pressure_switch |  | Strainer, N.E. Pumping Station
82856 | 94507 | FHA-SES-SQ-0058 | Safety Harnesses | FHA-SES-SQ-6 |  | Safety Equipment |  | SQ | http://www.toronto.ca/TWONTO#fall_arrest_harness |  | Safety Fall Protection Equipment
55737 | 96416 | TAB-WA4-SQ-64CD | Lanyard 4 Ft - Randy Hembruff | TAB-WA4-SQ-0010 | PPE,Lanyard | Safety Equipment |  | SQ | lifeline |  | WA4 Fall arrest systems
11031 | 88045 | COL-PBG-SS-0001 | Station Security System | COL-PBG |  | Security System |  | SS | http://www.toronto.ca/TWONTO#security_system |  | Brule Gardens Sewage Pumping Station
38974 | 60527 | TAB-ACC-CT-1498 | Control Panel, Zone Controller | TAB-ACC-HTR-1498 | Control Panel,HVAC | HVAC |  | CT | http://www.toronto.ca/TWONTO#thermostat_or_zone_controller_unit |  | Heater, Hot Water Reheat Coil
29250 | 12163 | FIS-FL-T-0301 | Tank, Fluoride Bulk Storage, Ammonia & Fluoride Building, Additional T-0301 Room | FIS-FL | Tank,Reservoir | Tank |  | T | http://www.toronto.ca/TWONTO#chemical_storage_tank |  | Fluoridation
3210 | 78198 | COL-PCF-D-0001 | Dehumidifier, Drywell | COL-PCF | H.V.A.C.,Dehumidifier | HVAC |  | D | http://www.toronto.ca/TWONTO#dehumidifier |  | Clark Pumping Station
138809 | 83202 | THR-SES-SQ-9947S | Lanyard for Harness | THR-SES-FAS | Safety | Safety Equipment | 38783 | SQ | lifeline |  | Fall Arrest Sytem (Harness and Lanyard), Safety Equipment
119624 | 75371 | TAB-WA1-SQ-1014 | Sling | TAB-WA1-SQ-1000 | Lifting Device,Sling | Lifting Device |  | SQ | http://www.toronto.ca/TWONTO#fall_protection_sling |  | WA1 Lifting Devices and Slings
130178 | 37640 | THR-ACC-NR-733 | HVAC Unit & Fan, 2nd Floor Chemist Office | THR-ACC-ADM | H.V.A.C.,Heater,Unit | HVAC |  | NR | http://www.toronto.ca/TWONTO#heater |  | Air Conditioning, HVAC, Admin Building
41251 | 60484 | TAB-ACC-T-3472 | Tank, Make Up, Glycol Make Up Line | TAB-ACC-P-3422 | Tank | Tank |  | T | http://www.toronto.ca/TWONTO#chemical_storage_tank |  | Pump, Glycol Circulating,Make Up Line
48055 | 16812 | TAB-EL3-TS-6326A | Power Distribution, Automatic Transfer Switch, Generator, Standby Power, 600V | TAB-EL1-MCC-6628 |  |  |  | TS |  |  | Motor Control Centre
44068 | 42508 | TAB-DEW-T-2300 | Tank, Hopper, SC from Centrifuges | TAB-DEW-P-2301 | Tank | Tank |  | T | http://www.toronto.ca/TWONTO#storage_tank |  | Pump, Sludge Cake Transfer #2301
19156 | 34592 | FHO-ACC-F-0701 | Filter, Fresh Air Inlet, High Lift P.S. HVAC Dehumidifier D-0701, S4, Pipe Gallery | FHO-ACC-D-0701 |  | Filter |  | F | http://www.toronto.ca/TWONTO#replaceable_air_filter |  | Dehumidifier, High Lift Pumping Station HVAC, S4, Pipe Gallery
114789 | 92157 | TAB-PLT-PSH-0322 | Switch, Pressure High, Grit Pump P-0322 Discharge, Grit Bldg., P Bldg. | TAB-PLT-P-0322 | Switch,Pressure-High | Switch |  | PSH | http://www.toronto.ca/TWONTO#pressure_switch |  | Pump, Centrifugal, Submersible, Grit Tank, T-0300, Grit Bldg., P Bldg.
10290 | 21123 | FCL-ACC-HE-0601 | Heat Exchanger, Cooling Coil, D-0601 ,Filter Building, East Dehumidification System | FCL-ACC-D-0601 |  |  |  | HE |  |  | Dehumidifier, Filter Building West Dehumidication System, Filter Pipe Gallery West
17622 | 3091 | FHA-PLT | Preliminary Treatment | FHA WORK AREA 1 | [6 empty] | Process
74151 | 83799 | THR-AER-F-0526 | Filter, Roll Media, Air Supply, Bottom, Aeration Blower System - North | THR-AER-F-HPBB | Filter | Filter |  | F | http://www.toronto.ca/TWONTO#replaceable_air_filter |  | Filter, Supply Air, Blower, High Pressure Blower Bldg.
15468 | 29409 | FCL-WWW-MSL-5501 | Switch, Motion, Low, CV-5510, RMF Centrifuge Building, Centrifuge Room | FCL-WWW-CV-5510 |  |  |  | MSL |  |  | Bottom Screw Conveyor, South, Centrifuge CF-5501
44078 | 43666 | TAB-DEW-T-4200 | Tank, Sludge Holding #2 | TAB-DEW-SLUDGE SILO | Tank | Tank |  | T | http://www.toronto.ca/TWONTO#storage_tank |  | Sludge Holding Tank System, Conveyors
105759 | 44198 | SWM-PWI-RPU-0001 | Remote Processing Unit, All control and Instrumentation Equipment - RPU | SWM-PWI-MISC |  | Remote Processor Unit |  | RPU | http://www.toronto.ca/TWONTO#RPU_panel |  | Miscellaneous Equipment
66930 | 55508 | THC-INC-BU-2030 | Burner, Hearth 1, Incinerator 2000 | THC-INC-FU-2000 | Burner | Burner |  | BU | http://www.toronto.ca/TWONTO#burner_component_of_asset |  | Furnace, Incinerator 2000
15839 | 80418 | COL-PKG-FEQ-0002S | Fire Prevention, Extinguisher | COL-W-OBSOLETE | Fire Prevention,Extinguisher |  | 42689 | FEQ |  |  | Col West Obsolete Entities
91323 | 66200 | WTR-RDF-DR-0010 | Door, Hatch, Southwest of Northwest basin | WTR-RDF-AUX | Door | Door |  | DR | http://www.toronto.ca/TWONTO#door
96293 | 98283 | FIS-ELS-PDP-0606 | Power Distribution Panel,Flume Storage Building,347 / 600V,200A,3ph,3W | {FIS-ELS-PDP} | Control Panel,Power Distribution Panel | Power Distribution Panel |  | PDP | http://www.toronto.ca/TWONTO#LV_electrical_panel |  | Asset Group, Power Distribution Cabinets,600 V,Island WTP
19511 | 77048 | FHO | F.J. Horgan Water Treatment Plant | TW | [6 empty] | Toronto Water
26429 | 71067 | FHO-SM-SQ-0002 | Emergency Kit, Chlorine, Chemical Building, S2, East Corridor, North | FHO-SES-SQ-0001 | Safety,Emergency Kit | Safety Equipment |  | SQ | emergency_kit |  | Safety Equipment
58531 | 2081 | THC-ACC-DM-0444 | Damper/Louver,FN-0444 Suction,Building UU | THC-ACC-AHU-0440 | Damper/Louver | HVAC |  | DM | http://www.toronto.ca/TWONTO#air_damper |  | Air Handling Unit,Drip Trap Room,Building UU
95279 | 27155 | FHO-TRW-T-0103 | Tank, Receiver, Surge Supression System Air Compressor C-0003, Surge Building, S2, Compressor Room | FHO-TRW-C-0103-KQ | Vessel,Pressure | Tank |  | T | http://www.toronto.ca/TWONTO#pressure_vessel |  | Surge Air Compressor 3
147822 | 63614 | ZXDP ENTITY COL | DO NOT USE - City of Toronto
17275 | 20253 | COL-PKP-TS-0002 | Transfer Switch | COL-PKP | Switch | Switch |  | TS | http://www.toronto.ca/TWONTO#transfer_switch |  | Kennedy Park Sewage Pumping Station
5937 | 14234 | COL-PLV-DM-0002 | Damper/Louver | COL-PLV-MISC | Damper/Louver |  |  | DM |  |  | Miscellaneous Equipment
13963 | 90169 | FCL-SPC-RPU-1522 | RPU Panel, Filters 0101 and 0201, Filter Gallery | FCL_ELS_MISCELLANEOUS | Control Panel | Remote Processor Unit |  | RPU | http://www.toronto.ca/TWONTO#RPU_panel |  | FCL_ELS_MISCELLANEOUS
24321 | 97631 | FHO-MCS-LD-0218 | CM Hoist Trolley | FHO-MCS-LD | Lifting Device,Hoist,Manual | Rigging Equipment |  | LD | http://www.toronto.ca/TWONTO#lifting_equipment_hoist |  | Lifting Devices & Elevators
144180 | 21244 | WTR-PHL-PPE-0005-SUS | SCBA Facemask - Naser Ansari | WTR-CENTRAL-SES | PPE,SCBA | Safety Equipment | 47426 | PPE | http://www.toronto.ca/TWONTO#self-contained_breathing_apparatus |  | Safety & Lifting Devices
16717 | 55360 | FHA-ELS-LTX EXIT | Exit Lights | FHA-SES | [6 empty] | Safety & Environmental Services
136878 | 58448 | THR-OCS-BL | Odour Control System, Blowers | THR-OCS-SB | [6 empty] | Odour Control System, Scrubbers
28910 | 11447 | FIS-ELS-PS-2101 | Switch, Pressure, High, Fuel Oil Storage Tank T 2101, Workshop Building, Storage Tank Room | FIS-ELS-T-2101 |  | Switch |  | PS | http://www.toronto.ca/TWONTO#pressure_switch |  | Tank, 2500 L, Generator GEN-02100 Fuel Oil Storage, Workshop Building, Fuel Storage Tank Room
47986 | 40153 | TAB-EL3-MCC-6126S | Motor Control Centre, Plant Water Bldg | TAB-ELS-WA8 | Control Panel,MCC | Motor Control Centre | 47660 | MCC | http://www.toronto.ca/TWONTO#LV_electrical_panel |  | Electrical Equipment, Work Area 8, ( Panel Boards, MCC )
80384 | 55433 | FHA-SERVICE BLDG | Building Location | FHA-SPC | [6 empty] | Process Control Systems - Services Area
72910 | 38801 | THR-DIS-PSL-1104 | Switch, Pressure-Low, Chlorine Header, Liquid Chlorine | THR-DIS-CHL | Switch,Pressure-Low | Switch | 33985 | PSL | http://www.toronto.ca/TWONTO#pressure_switch |  | Disinfection, Chlorination System
130403 | 491 | THR-ACC-PSH-1502 | Switch,Pressure-High, DG Valve Train, Boiler 1501, Plant Central Hot Water System, Hot Water Boilers | THR-ACC-BO-1501 | Switch,Pressure-High | Switch |  | PSH | http://www.toronto.ca/TWONTO#pressure_switch |  | Boiler, Low Pressure, Hot Water, Plant Central Hot Water System, Hot Water Boilers (CRN-H9308.5,TSSA UID-65022705, SNo.-5.1103725)
34123 | 98782 | COL-YKP-DA-150110 | Davit Base Leg-150110 | COL-YKP-DA-0014S | Safety | Safety Equipment |  | DA | davit_base |  | Davit Arm Assembly with Upper Arm-1731955
86945 | 62593 | TNT-ELS-MCC-4001 | Control Centre, Motor, Pumping System Control, Laboratory | TNT-ELS | Switchgear,Indoor | Motor Control Centre |  | MCC | http://www.toronto.ca/TWONTO#LV_electrical_panel |  | Instrument / Electrical
58576 | 78939 | THC-ACC-DM-3083 | Damper/Louver,Vent Header,Hot Water Boiler 3081,Boiler Building | THC-ACC-BO-3081 | Damper/Louver | HVAC |  | DM | http://www.toronto.ca/TWONTO#air_damper |  | Boiler, Hot Water, Boiler Building
109126 | 94390 | TAB-CW-SQ-0081 | Emerg. Eyewash & Shower, Plant Services | TAB-SUSPENDED ENTITY | Switch,Flow-High | Safety Equipment | 46020 | SQ | http://www.toronto.ca/TWONTO#emergency_eyewash_and_shower |  | Suspended entities
34822 | 9079 | COL-YKP-FAK-0023S | First Aid Kit, Truck #080040 (F550) | COL-W-OBSOLETE | Safety,First Aid Kit | Safety Equipment | 40245 | FAK | http://www.toronto.ca/TWONTO#first_aid_kit |  | Col West Obsolete Entities
64769 | 97286 | FCL-SES-DEF-0002 | Defibrillator, Low Lift PS Building S/E | FCL-SES-FAK-0006 | PPE | Safety Equipment |  | DEF | http://www.toronto.ca/TWONTO#automatic_external_defibrillator |  | First Aid Kit, High Lift Basement B1, Mechanical Room
12534 | 38720 | COL-PCU-TS-0001 | Switch, Automatic Transfer, Emergency Power, West Wall Electrical Room | COL-PCU-MISC | Control Panel,Electrical | Switch |  | TS | http://www.toronto.ca/TWONTO#transfer_switch |  | Miscellaneous Equipment
65379 | 50593 | THC-PRM-ZSH-1177 | Switch, Position High, Mech Home, Valve 1172B | THC-PRM-V-1172B | Switch,Position-High | Switch |  | ZSH | http://www.toronto.ca/TWONTO#position_switch |  | Valve, Knife Gate, Primary Sludge Pump (P-1170) Discharge Isolation, NW Plant
13265 | 79339 | FCL-FLT-LSL-0002-SUS | Switch, Level-Low, Filter 0201, , Filter No.0201 | FCL-FLT-F-0201 | Switch,Level-Low | Switch | 36610 | LSL | http://www.toronto.ca/TWONTO#level_switch |  | Filter, Carbon Activated, Filter Building, Filter Gallery East
27909 | 60922 | EH2601A | Door,Overhead, Plant Water Pumping | TAB-MCS-DR | Door,Overhead | Door |  |  | http://www.toronto.ca/TWONTO#roll_up_door
11797 | 108 | FCL-DCL-PSH-0101 | Switch, Pressure-High, Supply Header 1, Sulpher Dioxide System | FCL-DCL | Switch,Pressure-High | Switch |  | PSH | http://www.toronto.ca/TWONTO#pressure_switch |  | Sulphur Dioxide System
13832 | 35129 | COL-PGA-GRF-0001 | Indicator, Ground Fault | COL-PGA |  |  |  | GRF |  |  | Greyabbey Sewage Pumping Station
9501 | 59454 | DEE-INORG-P | Pipettes - Inorganic | BOM-LAB-COM | [6 empty] | Laboratory - Commissioners St.
26294 | 64471 | FHO-SES-SCBA-HARNESS9 | SCBA Harness # 9 | FHO-SES-SQ-0002 | PPE,SCBA | Safety Equipment |  |  | http://www.toronto.ca/TWONTO#fall_arrest_harness |  | Emergency Breathing Apparatus
122453 | 73269 | THC-CWP-LTU CONTRACT1 | THC Capital Works, Liquid Train Upgrades - Contract 1, Contract # 18ECS-MI-01HC | THC-PRM | [6 empty] | Primary Treatment
60268 | 74666 | THC-ACC-V-5212 | Valve, Motorized, Glycol System, mechanical/Electrical room, Building X | THC-ACC-AC-5201 | Air Handling Unit | HVAC |  | V | http://www.toronto.ca/TWONTO#valve |  | Air Conditioning, Split, IT room
140641 | 28022 | TNT-MCS-T-1000 | Tank 1, Strom water Storage | TNT-DIS | Tank,Reservoir | Tank |  | T | http://www.toronto.ca/TWONTO#storage_tank |  | Disinfection
41879 | 58294 | DU6503A | Receiver, Air, Dig. 19-22 Bsmt | DU6501 | Vessel,Pressure | Tank |  |  | http://www.toronto.ca/TWONTO#pressure_vessel |  | Digester 19-22 Air Equipment
121108 | 50799 | THC-ACC-PDIT-6202 | Transmitter, Pressure Differential, Filter, 2nd Floor Mech Room #2, Headworks | THC-ACC-AHU-6200 | Transmitter,Pressure,Differential | HVAC |  | PDIT | http://www.toronto.ca/TWONTO#pressure_transmitter |  | Air Handling Unit, Blower Room, 2nd Floor Mech Room #2, Headworks
12124 | 19448 | FCL-ELS-DS-0200-B | Switch,High Lift Bldg - Switchgear Room,Disconnect | FCL_ELS_120/208V_ELECABS | Switch | Switch |  | DS | http://www.toronto.ca/TWONTO#disconnect_switch |  | Electrical Distribution Cabinets,120/208V
43839 | 34862 | FCL-ACC-FS-0702 | Switch, Loss of Air Flow, Fan FN-0701 Discharge to Machine Room,Gaseous Chemical Bldg. 2nd Floor S/W | FCL-ACC-FN-0701 | Switch,Flow | Switch |  | FS | http://www.toronto.ca/TWONTO#flow_switch |  | Fan, Vane, Axial, Supply, Cl&SO2 Machine Room/Storage Room Ventilation System, Gaseous Chemical Bldg
20765 | 29588 | FHO-AUX-CAL-0001 | Calibrator, Loop, Portable, 4-20mA Loop Meter/Generator PIE, Admin Building, S2, Electrical Work Shop | FHO-AUX-CAL-GRP1 | Meter,current | Test Equipment |  | CAL | electrical_meter |  | Meters, Group 1, Admin Building, S2, Electrical Work Shop
85003 | 95039 | WTR-PEL-ELS | Electrical System | WTR-PEL | [6 empty] | Ellesmere Pumping Station
74960 | 62866 | THR-CG-RPU-0011 | Remote Processor Unit, SCADA,Engine room East Side (172.22.37.149) | THR-SPC | RPU | Remote Processor Unit |  | RPU | http://www.toronto.ca/TWONTO#RPU_panel |  | Process Control Systems - Services Area
129551 | 17686 | THR PLC | THR PLC | THR-SPC1 | [6 empty] | Process Control Systems - Administrative
136934 | 32018 | THR-OCS-HH | Odour Control, Headhouse | THR-OCS-NEW | UPS | [5 empty] | Odour Control, Biofilter
59505 | 73004 | THC-ACC-TC-0567 | Controller,Temperature,Heater 0567,Electrical Room,Lower Plant Blower Building | THC-ACC-BLDG A | Air Handling Unit | HVAC |  | TC | http://www.toronto.ca/TWONTO#thermostat_or_zone_controller_unit |  | Old Plant Blower Building HVAC
38964 | 4364 | TAB-ACC-CT-1456 | Control Panel, Zone Controller | TAB-ACC-HTR-1499 | Control Panel,HVAC | HVAC |  | CT | http://www.toronto.ca/TWONTO#thermostat_or_zone_controller_unit |  | Heater, Hot Water Reheat Coil
59444 | 92890 | THC - A01 - S170 | Door, Prim. # P2/P3 Access House | THC-GRK-DR-TUNNEL |  | Door |  |  | http://www.toronto.ca/TWONTO#door
121757 | 44621 | THC-ACC-V-6314 | Valve, 3-Way Motorized, AHU-6300, 2nd Floor Mech Room #1, Headworks | THC-ACC-AHU-6300 | Valve | HVAC |  | V | http://www.toronto.ca/TWONTO#valve |  | Air Handling Unit, Screen Room/Conveyor Areas, 2nd Floor Mech Room #1, Headworks
59242 | 24254 | THC-DIG-C-BOOST-3300 | Eliminated Role: Compressors Unit, Gas Booster, Digester 0400-0700 | THC-DIG-DIGESTERS |  |  | 40430 | BOOST |  |  | Primary Anerobic Digesters 0400-0700
13109 | 95914 | COL-PEV-LSL-0102 | Switch, Level-Low | COL-PEV | Switch |  |  | LSL |  |  | Ellis Sewage Pumping Station
40818 | 84789 | TAB-ACC-TE-1457A | Temperature Element, Supply Air Temperature | TAB-ACC-VAV-1457 | Sensor,Temperature | HVAC |  | TE | http://www.toronto.ca/TWONTO#temperature_sensor_element |  | Heater, Hot Water Reheat Coil, Variable air
130987 | 546 | THR-AER-F-1110 | Filter, Bag, Air Suction, Aeration Blower 1111 | THR-AER-BL | Filter | Filter |  | F | http://www.toronto.ca/TWONTO#replaceable_air_filter |  | Aeration Blowers
66392 | 80553 | THC-SM-SPL-0003 | Spill KIT, WA2, Ferrous Chl. loading area | THC-SES-SQ | Spill Kit | Safety Equipment |  | SPL | http://www.toronto.ca/TWONTO#spill_kit |  | Safety Equipment
75921 | 36635 | THR-GRK-OCS | Odour Control Building & Galleries, WTP Groundskeeping | THR-GRK-PRTY-0104 |  | Grounds |  |  | space |  | Groundskeeping, General Labour
107132 | 59068 | TAB-ACC-HTR-PBLDG | Unit Heaters- P Bldg | TAB-ACC-HTR | [6 empty] | Heaters- Convection,
71210 | 38203 | THR-DIG-FSL-5240C | Switch, Flow-Low, Lube Oil, C-5240, Gas Mixing System | THR-DIG-T-5240 | Switch,Flow-Low | Switch |  | FSL | http://www.toronto.ca/TWONTO#flow_switch |  | Tank, Reservoir, Auxiliary Oil, Gas Compressor 5240, Digester Mixing System
28752 | 13465 | FIS-ELS-GFI-0026 | Ground Fault Circuit Interrupter, North wall, nearby the post #2 evaporator, Chlorine Building | FIS-WORKSHOP-BLDG |  | Safety Equipment |  | GFI | ? |  | FIS Maintenance Workshop & Office Building
6417 | 42704 | COL-PMY-LSL-0102 | Switch, Level-Low | COL-PMY-MISC | Switch |  |  | LSL |  |  | Miscellaneous Equipment
34354 | 12755 | MAIN 317 | Main 317 | WTR-LWA | [6 empty] | Work Area 2 Central Mains and Chambers
105767 | 70133 | SWM-PPP-CP-0001 | Control Panel, Operator | SWM-PPP | Control Panel |  |  | CP |  |  | Pantry Park Sewage Pumping Station
137518 | 90710 | THR-PLT-RPU-0210 | RPU, Screen SC-0152, Headhouse Electrical Room (172.22.37.219) | THR-ELS-HH | RPU | Remote Processor Unit |  | RPU | http://www.toronto.ca/TWONTO#RPU_panel |  | Electrical System, Head House and Engine Room
98840 | 82 | HH2405A | Door, Loading, T Building | TAB-MCS-DR | Door | Door |  |  | http://www.toronto.ca/TWONTO#door
70476 | 46329 | THR-CW-T-0543 | Tank, City Water, Domestic Hot Water, Electric | THR-FT | Tank | Tank |  | T | http://www.toronto.ca/TWONTO#tanked_hot_water_heater |  | Final Tank
3505 | 4577 | COL-PBP-LSLL-0101 | Switch, Level Low-Low | COL-PBP | Switch,Level | Switch |  | LSLL | http://www.toronto.ca/TWONTO#level_switch |  | Baby Point Sewage Pumping Station
4752 | 50505 | COL-PHB-SW-0001 | Switch, Main Power | COL-PHB-MISC | Switch | Switch |  | SW | http://www.toronto.ca/TWONTO#disconnect_switch |  | Miscellaneous Equipment
119925 | 59790 | TAB-WA4-P-0001 | WA4 Sump Pumps | TAB-WORK-AREA-4 |  |  |  | P |  |  | Work Area 4
28022 | 11512 | FIS-AM-LSH-0002 | Switch, Level, High, Ammonia Skid Spill Containment, Ammonia & Fluoride Building, Feeder Room | FIS-AM | Switch,Level-High | Switch |  | LSH | http://www.toronto.ca/TWONTO#level_switch |  | Ammoniation
8399 | 64888 | DA0149A | Air Handling Unit -ECB3- Dew Bldg | TAB-ACC-AHU | Air Handling Unit | HVAC |  |  | http://www.toronto.ca/TWONTO#air_handler_unit |  | Air Handling Unit & Supply Fan
59330 | 42405 | FCL-ELS-TSH-01CL | Switch,Temperature-High,Clarification - Electrical Room,Transformer TR-01CL | FCL-ELS-TR-01CL | Switch,Temperature-High | Switch |  | TSH | http://www.toronto.ca/TWONTO#temperature_switch |  | Transformer,Power,Dry,Clarification - Electrical Room,4160-600V,400KVA
120305 | 63429 | THC-ACC-BLDG E | Boiler House, HVAC | THCSLDOPS |  | HVAC |  |  | http://www.toronto.ca/TWONTO#collection_of_assets |  | THC Solids Operations
75852 | 95618 | THR-GRK-HPBB | High Pressure Blower Building, Mezzanine and Basement, WTP Groundskeeping | THR-GRK-PRTY-0204 |  | Grounds |  |  | space |  | Groundskeeping, General Labour
58047 | 22650 | THC-ACC-AC-0201 | Air Conditioning, IT Room, WA2 Workshop, | THC-GRK-STRC-0200 | Air Handling Unit | HVAC |  | AC | http://www.toronto.ca/TWONTO#air_condition |  | Workshop, WA2, Building X
146465 | 98472 | WTR-PSC-ZS-0001 | Switch, Position,Door Security | WTR-PSC-AUX | Switch,Position | Switch |  | ZS | http://www.toronto.ca/TWONTO#position_switch |  | Auxiliary Equipment (Building Facilities)
4753 | 34091 | COL-PHB-SW-0002 | Switch, Generator | COL-PHB-MISC | Switch | Switch |  | SW | http://www.toronto.ca/TWONTO#disconnect_switch |  | Miscellaneous Equipment
21265 | 77899 | FHO-CLC-PSH-0101 | Switch, Pressure, Evaporator Inletr Trim Chlorination Train 1, Chemical Bldg, Main Floor, Machine Rm | FHO-CLC-CHL-0101 | Switch,Pressure-High | Switch |  | PSH | http://www.toronto.ca/TWONTO#pressure_switch |  | Chlorinator, Trim Chlorination Train 1, Chemical Building, L1, Machine Room
71675 | 6836 | THR-DIG-PSL-2502 | Switch, Pressure-Low, Inlet Pump 2502, Digester Tank 0100 | THR-DIG-P-2502 | Switch,Pressure-Low | Switch |  | PSL | http://www.toronto.ca/TWONTO#pressure_switch |  | Pump, Centrifugal, Sludge Recirculation, Tank 0100
79935 | 12440 | THR-WA2-LD-57-26 | Sling, Wire Rope, Work Area 2 (Sr 1279457-26) SIZE; 3/8" X 4', | THR-LD-NYLN-WA2 | Lifting Device,Sling | Lifting Device |  | LD | wire-rope_sling |  | Slings, Nylon, Work Area 2
81505 | 99002 | TNT-MCS-SQ-1036 | Sling | TNT-MCS-LD | Lifting Device,Sling | Lifting Device |  | SQ | http://www.toronto.ca/TWONTO#fall_protection_sling |  | Lifting Devices , cranes/ Portable crane/hoists, come alongs, slings, wire rope, chains
139913 | 48151 | TNT-AER-RX-0212 | Reactor, Mabr Cassette, Aeration Tank 2 - Mabr Cassette 12, Aeration | TNT-AER-T-0200 |  |  |  | RX |  |  | Tank,Aeration, # 2
73155 | 45953 | THR-ACC-NR-706 | HVAC Unit & Fan, Electrical Shop | THR-ACC-ADM | H.V.A.C.,Heater,Unit | HVAC |  | NR | http://www.toronto.ca/TWONTO#heater |  | Air Conditioning, HVAC, Admin Building
83563 | 86753 | FHA-SES-SQ-6101 | Davit Base | FHA-SES |  | Safety Equipment |  | SQ | davit_base |  | Safety & Environmental Services
75989 | 50697 | THR-JHSC-DIS | Chlorine and Dechlorination Building | THR-JHSC-WA1 |  | Safety Equipment |  |  | http://www.toronto.ca/TWONTO#space |  | Joint Health & Safety Committee WA1
21645 | 44788 | FHO-DOZ-T-0200 | Tank, Liquid Oxigen, LOX Storage Area | FHO-LOX | Tank | Tank |  | T | http://www.toronto.ca/TWONTO#chemical_storage_tank |  | Liquid Oxygen System
113246 | 88764 | TAB-EL3-LSHH-8076A | Switch, Level High-High, Seawall Tunnel, Gas Compressor Entrance | TAB-EL3-P-8076A |  | Switch |  | LSHH | http://www.toronto.ca/TWONTO#level_switch |  | Pump, Sump, #5, DX8605A, Tunnel
96938 | 77043 | FIS-FEQ-DR-0028(S) | Door, Fire, Storage Building | FIS-GRK-STRC-0001 |  | Door |  | DR | http://www.toronto.ca/TWONTO#door
119972 | 48371 | TAB-WA4-SQ-6946 | Harness - Ramesh Yadav | TAB-WA4-SQ-0010 | PPE | Safety Equipment |  | SQ | http://www.toronto.ca/TWONTO#fall_arrest_harness |  | WA4 Fall arrest systems
11844 | 65128 | FCL-ELS-MCC-0500 | Control Panel,MCC,Low Lift Bldg - Electrical Room,600V | FCL_ELS_600V_ELECABS | Control Panel,MCC | Motor Control Centre |  | MCC | http://www.toronto.ca/TWONTO#LV_electrical_panel |  | Electrical Cabinets,600V
144482 | 83752 | WTR-PJS-HE-0004 | Heat Exchanger, DLWC, Enwave | WTR-PJS-ENW |  |  |  | HE |  |  | Enwave Process
147767 | 62552 | YTF-ELS-PDP-1501 | Control Panel, Power Dist., Emergency Power Panel, Electrical Room C | YTF-ELS | Control Panel,Power Distribution Panel | Power Distribution Panel |  | PDP | http://www.toronto.ca/TWONTO#LV_electrical_panel |  | Electrical Equipment
6387 | 29246 | COL-PMY-FN-0005 | Fan, Drywell Ventilation | COL-PMY | Fan |  |  | FN |  |  | Maryport Sewage Pumping Station
144181 | 85709 | WTR-PHL-PPE-0006-SUS | SCBA Facemask - Larry Mercer | WTR-SUSPENDED | PPE,SCBA | Safety Equipment | 47427 | PPE | http://www.toronto.ca/TWONTO#self-contained_breathing_apparatus |  | Suspended Obsolete entity for storage purpose
71765 | 77289 | THR-DIG-SSL-5175A | Digester Gas Mixing, Tank 0200, Solids Treatment, Digester Tanks 1-6 | THR-DIG-MX-0200 | Switch,Speed-Low | Switch |  | SSL | http://www.toronto.ca/TWONTO#speed_switch |  | Digester Gas Mixing, Digester Tank 0200
59401 | 53737 | THC-DIG-LSH-5290 | Switch,Level-High,Lower Basement Sump,CP-5290,Building U | THC-DIG-CP-5290 | Switch,Level | Switch |  | LSH | http://www.toronto.ca/TWONTO#level_switch |  | Control Panel,Electrical,Lower Basement Sump,P-5290A & P-5290B,Building U
118380 | 38111 | TAB-SPC1 | Process Control Systems - Administrative | TAB-SPC | [6 empty] | Process Control Systems - Services Area
11119 | 38193 | COL-PBR-LSH-0103 | Switch, Level | COL-PBR | Switch,Level |  |  | LSH |  |  | Berry Road Sewage Pumping Station
79145 | 98486 | FHA-RW-P-0901-KQ | Raw Water Pumping Unit #9 | FHA-SUSPENDED |  |  | 33356 | P |  |  | Suspended Obsolete entity for storage purpose
88692 | 75551 | WTR-RBV-LSH-0201 | Switch, Level-High, Tank 0200 | WTR-RBV-T-0200 | Switch,Level-High | Switch |  | LSH | http://www.toronto.ca/TWONTO#level_switch |  | Tank, Reservoir, (Southwest Basin)
18216 | 86398 | FHA-SES-FAK-0102 | FHA-SQ-FAK-13 - First Aid Kit Station | FHA-SES-SQ-4 | PPE | Safety Equipment |  | FAK | http://www.toronto.ca/TWONTO#first_aid_station_equipment |  | First Aid
146905 | 21072 | WTR-RKL-T-0100 | Tank, (South-West Basin) | WTR-RKL-TRW | Tank,Reservoir | Tank |  | T | http://www.toronto.ca/TWONTO#reservoir_tank |  | Treated Water (Transmission)
43934 | 72646 | FCL-ACC-HTR-0110 | Heater, (CH-11) Convention, Electric, 750W, Low Lift Building, Pump Room West Wall | FCL-ACC-P-LL |  |  |  | HTR |  |  | Low Lift Pumping Station HVAC Equipment
41500 | 21794 | TAB-ACC-TSH-1210 | Switch, Temperature, High, AHU-1200, Screen Bldg. Rooftop | TAB-ACC-AHU-1200 | Switch,Temperature-High | Switch |  | TSH | http://www.toronto.ca/TWONTO#temperature_switch |  | Air Handling Unit, D Bldg Roof
19309 | 1140 | FHA-WWW-T-4091 | Tank, Decant, RMF, Dicant Tanks Area | FHA-WWW-DECANT | Tank | Tank |  | T | http://www.toronto.ca/TWONTO#sedimentation_tank |  | Decant Tanks
83987 | 73284 | TNT-CSO-G-1201 | Gate, Sluice, Storm Tank Dry Weather Drain | TNT-CSO-T-0600 | Gate,Sluice | Gate |  | G | http://www.toronto.ca/TWONTO#channel_gate
12435 | 63340 | FCL-FLT-SW-1401-SUS | Sweeps, Surface Wash, Filter #14 | FCL-SUSPENDED | Filter | Filter | 36643 | SW | filter_sweeping_arm |  | Suspended entity
50989 | 65816 | TAB-PRM-TSH-0320 | Switch, Temperature High, Polymer Feed Pump P-0320, Polymer Room, Old Screen Bldg., P Bldg. | TAB-PRM-P-0320 | Switch,Temperature-High | Switch |  | TSH | http://www.toronto.ca/TWONTO#temperature_switch |  | Pump, Polymer Feed, Positive Displacement, Polymer Room, Old Screen Bldg., P Bldg.
95592 | 81275 | FHO-WWW-T-0202 | Tank, Clarifier 0202, Waste Water System, Clarifier Building, East | FHO-WWW-T-0202-KQ | Tank,Reservoir | Tank |  | T | http://www.toronto.ca/TWONTO#clarifier |  | Clarifier 2
38578 | 83209 | TAB-ACC-0200 | Domestic H.W. System 1, Admin Bldg, Item 20 | TAB-ACC |  | HVAC |  | ACC | http://www.toronto.ca/TWONTO#collection_of_assets |  | Plant HVAC Equipment
139448 | 3779 | THR-WA2-LD-034-1 | Sling, Nylon, Work Area 2 (Sr 1678034-1) SIZE; 2" X 3', | THR-S-E | Lifting Device,Sling | Lifting Device |  | LD | synthetic_web_sling |  | SUSPENDED ENTITY
40799 | 12609 | TAB-ACC-TE-1433B | Temperature Element, Space Temperature | TAB-ACC-HTR-1433 | Sensor,Temperature | HVAC |  | TE | http://www.toronto.ca/TWONTO#temperature_sensor_element |  | Heater, Hot Water Reheat Coil
41538 | 18230 | TAB-ACC-TSL-4501 | Switch, Temperature, Low, Freeze | TAB-ACC-AHU-4501 | Switch,Temperature-Low | Switch |  | TSL | http://www.toronto.ca/TWONTO#temperature_switch |  | AHU, Digester 1-4, Drip Trap Room
6858 | 85545 | COL-PRC-LSLL-0104 | Switch, Level Low-Low | COL-PRC | Switch,Level |  |  | LSLL |  |  | Rectory Café Sewage Pumping Station (Wards Island PS #5)
96309 | 23494 | FIS-CLB-INJ-0301 | Eductor, Trim-Chlorine, Metering & Sampling Building, Lower Level | FIS-CLB-CHL-0301 |  | Chemical Feeder |  | INJ | http://www.toronto.ca/TWONTO#ejector |  | Chlorinator, Post Chlorination Train 3, Gaseous Chemical Building, Machine Room
37362 | 10578 | NX2328A | Air Handling Unit, Aux., 2nd Flr, Electric RmE. | TAB-ACC-CI | H.V.A.C.,Air Conditioner | HVAC | 35290 |  | http://www.toronto.ca/TWONTO#air_handler_unit |  | Chiller and Air Coolers
123518 | 23529 | THC-DIG-RPU-1401B | Remote Processing Unit, , Digester Building, Basement level | THC-ELS-RPU-1401 |  | Remote Processor Unit |  | RPU | http://www.toronto.ca/TWONTO#RPU_panel |  | Remote Processing Unit, Transmitter,Remote I/O,Digester,MCC Room Main Control Panel
13841 | 95717 | COL-PGA-LSLL-0101 | Level,Switch,Low-Low,WEL-0100 | COL-PGA | Switch,Level-Low-Low | Switch |  | LSLL | http://www.toronto.ca/TWONTO#level_switch |  | Greyabbey Sewage Pumping Station
84447 | 90729 | WTR-CENTRAL-REV | Revenue Metering | WTR-SCT | [6 empty] | Water Supply Work Area 2 SYSTEM CONTROL
6898 | 37802 | COL-PRD-LSH-0002 | Switch, Level-High | COL-PRD-MISC | Switch,Level |  |  | LSH |  |  | Miscellaneous Equipment
109796 | 26331 | TAB-DEW-RPU-1145 | RPU for Sludge Line Input Valve Control | TAB-DEW SLUDGE FEED | RPU | Remote Processor Unit |  | RPU | http://www.toronto.ca/TWONTO#RPU_panel |  | Sludge Feed to Centrifuge System
72616 | 23437 | THR-ACC-DM-0150 | Damper, Intake, Air Handling Unit AHU-0150, Headhouse Loading Bay Roof | THR-ACC-AHU-0150 | Damper/Louver | HVAC |  | DM | http://www.toronto.ca/TWONTO#air_damper |  | Air Handling Unit, Headhouse Loading Bay Air Supply, Headhouse Roof
4611 | 15315 | COL-PHA-GA-0201 | Gauge | COL-PHA-MISC |  |  |  | GA |  |  | Miscellaneous Equipment
144205 | 29542 | WTR-PHL-T-0002-SUS | SCBA 4500 psi Bottle, AS1 | WTR-CENTRAL-SES | Tank | Safety Equipment | 47435 | T | http://www.toronto.ca/TWONTO#compressed_gas_cylinder |  | Safety & Lifting Devices
20976 | 6846 | FHO-CL-T-0101-SU | Tank, Caustic Soda Storage | FHO-SM-SB-0001-KQ | Tank,Reservoir | Tank | 32923 | T | http://www.toronto.ca/TWONTO#chemical_storage_tank |  | Scrubber
12631 | 93620 | FCL-ELS-LP-0200H | Lighting Panel, 208/120V, 3PH, (HP3), High Lift Switchgear Room West Wall | FCL-ELS-6 |  |  |  | LP |  |  | Interior Lighting
27821 | 96729 | COL-PVM-LSHH-0104 | Switch, Level High-High | COL-PVM | Switch,Level |  |  | LSHH |  |  | Valleymede Sewage Pumping Station
141120 | 22703 | WTR OIT | WTR OIT | WTR-SPC2 | [6 empty] | Process Control Systems - Equipment
51704 | 43385 | TAB-GRK-VEH-378325SUS | KUBOTA RTVX1100C 4X4 | TAB-GRK-VEH | Vehicle,Unlicensed | Vehicle | 47464 | VEH | http://www.toronto.ca/TWONTO#golf_cart
124565 | 12432 | THC-DIS-T-0400 | Tank, Sodium Hypochlorite, Disinfection | THC-DIS |  | Tank |  | T | http://www.toronto.ca/TWONTO#chemical_storage_tank |  | Disinfection (Chlorination) Process
96923 | 19676 | FIS-FEQ-DM-4003 | Damper, Fire, Locker Room Exhaust Air Duct, Marine Yard Building, Mechanical/Electrical Room | FIS-MARINE-M/ERM |  | Safety Equipment |  | DM | http://www.toronto.ca/TWONTO#air_damper |  | Mechanical/ Electrical Room, Marine Yard Building
120089 | 56414 | TAB-WA6-SQ-DA67 | Harness - Paul Petryshyn | TAB-WA6-SQ | PPE | Safety Equipment |  |  | http://www.toronto.ca/TWONTO#fall_arrest_harness |  | WA6 Safety Equipment
132793 | 88157 | THR-DIG-PM | Digester, RCM PM Lead Task Entities | THR-DIG-RPU | [6 empty] | RPU, UPS, Digester
109091 | 23393 | TAB-CW-FSH-0205 | Switch, Flow High, 'Z' bldg Hot Water Boiler Room, East Loading Dock | TAB-CW-SQ-0205 |  | Safety Equipment |  | FSH | http://www.toronto.ca/TWONTO#flow_switch |  | Eye Wash Station, Z bldg Hot Water Boiler Room, East Loading Dock
34709 | 4583 | MAIN-376 | Main 376 | WTR-LWA | [6 empty] | Work Area 2 Central Mains and Chambers
56163 | 55406 | TAB-STR-RPU-0723 | RPU-GE0723 | TAB-STR-RPU | RPU | Remote Processor Unit |  | RPU | http://www.toronto.ca/TWONTO#RPU_panel |  | Aeration Gallery - RPUs
45033 | 34415 | TAB-DIG-FSL-4220 | Switch ,Flow, Low,Chill water Supply to Compressor C-4220 | TAB-DIG-C-4220 | Switch,Flow | Switch |  | FSL | http://www.toronto.ca/TWONTO#flow_switch |  | Compressor #6, Gas (DX5006A) Digester Tank 20 & 22
113427 | 40640 | TAB-ELS-SQ-1010 | PPE Cabinet with PPE- Blower Bldg Blower Room | TAB-ELS-ESQ | PPE | Safety Equipment |  | SQ | ppe_cabinet |  | Electrical Safety Equipment
9823 | 8315 | DU6502E | Valve, Pressure Relief, Dig. 19-22 Bsmt | DU6501 | Vessel,Pressure | Tank |  |  | http://www.toronto.ca/TWONTO#pressure_relief_valve |  | Digester 19-22 Air Equipment
49099 | 62235 | TAB-OCS-HTR-6641 | Heater, Heat Tracing, Odour Control Booster Fan FN-6640 Drain, P Bldg. | TAB-OCS-FN-6640 | Heater | Gas Collection |  | HTR | heat_trace |  | Fan, Booster, Odourous Air from Grit Tanks, Grit Tank Bldg. Roof, P Bldg.
12308 | 4915 | COL-PCU-DRV-0200 | Drive, Variable Speed Elec, Discharge Pump #2 | COL-PCU-AUX-ELEC | Drive,Variable Speed Electrical | Drive mechanism |  | DRV | http://www.toronto.ca/TWONTO#VSD |  | Electrical Equipment
78932 | 72879 | THR-SES-SQ-8P | Portable (Bottled) Eyewash Station, STB Bsmt. | THR-EWSS-WA1 | Safety,Eye wash | Safety Equipment |  | SQ | eye_wash_bottle |  | Eyewash and Shower Station, Work Area 1
146405 | 80770 | WTR-PSC-SW-0003 | Switch, Splitter | WTR-PSC-MCC-0201 | Switch | Switch |  | SW | http://www.toronto.ca/TWONTO#disconnect_switch |  | Motor Control Center, Bus 0201
27732 | 55484 | FIS-ELS-PDP-0602 | Power Distribution Panel,Filter Area,347 / 600V,200A,3ph,4W | {FIS-ELS-PDP} | Control Panel,Power Distribution Panel | Power Distribution Panel |  | PDP | http://www.toronto.ca/TWONTO#LV_electrical_panel |  | Asset Group, Power Distribution Cabinets,600 V,Island WTP
34640 | 86774 | MAIN-297 | Main 297 | WTR-MT1 | [6 empty] | Work Area 1 EAST Mains and Chambers
82150 | 75836 | FHA-SES-SCBA-0045 | Cylinder for Air Pack Ser # OJ 377530 | FHA-SES-SCBA-CYLINDER | PPE,SCBA | Safety Equipment |  | SCBA | http://www.toronto.ca/TWONTO#compressed_gas_cylinder |  | Breathing Air Tanks (SCBA cylinders)
55452 | 23411 | TAB-WA1-SQ-1142 | Sling | TAB-WA1-SQ-1000 | Lifting Device,Sling | Lifting Device |  | SQ | http://www.toronto.ca/TWONTO#fall_protection_sling |  | WA1 Lifting Devices and Slings
34540 | 84993 | MAIN-205 | Main 205 | WTR-LWA | [6 empty] | Work Area 2 Central Mains and Chambers
36630 | 36848 | MTMH228 | CUMBER STS | TRK-DON | [6 empty] | DON DRAINAGE AREA
105568 | 3896 | SWM-PET-CP-0001 | Control Panel, Operator | SWM-PET-MISC | Control Panel |  |  | CP |  |  | Miscellaneous Equipment
117145 | 47079 | TAB-PWH | Primary Heating Loop | TAB-WORK-AREA-SEO | [6 empty] | TAB Work Area SEO
144189 | 39398 | WTR-PHL-PSH-0004 | Switch, Pressure-High, Line to District 4 | WTR-PHL-TRW | Switch,Pressure-High | Switch |  | PSH | http://www.toronto.ca/TWONTO#pressure_switch |  | Treated Water (Transmission)
38604 | 95603 | TAB-ACC-AC-1302 | Conditioner, Air,New North Sub station- Electrical Room | NRTH SUBSTN_ELE_CNTRL_RM | H.V.A.C.,Air Conditioner | HVAC |  | AC | http://www.toronto.ca/TWONTO#air_condition |  | MSA Substation,Electrical Control Room
139128 | 45983 | THR-THK-PSH-5020 | Switch, Pressure High, TWAS Transfer P-5020 | THR-THK-P-5020 | Switch,Pressure-High | Switch |  | PSH | http://www.toronto.ca/TWONTO#pressure_switch |  | TWAS Transfer Pump
26047 | 2216 | FIS-ACC-CU-0303 | Condensing Unit, Dehumidifier Intake Pre Cooling Coil HE-0302, Storage Building, Outside, West Wall | FIS-HVAC | Compressor | HVAC |  | CU | http://www.toronto.ca/TWONTO#AC_condenser_unit |  | Climate Control
14461 | 5945 | FCL-SES-CYL-0002 | Air Cylinder Carbon Fiber | FCL-SES-SQ-0008 | PPE,SCBA | Tank |  | CYL | gas_cylinder |  | Eyewash Station/Shower, Low Lift PS Building, Alum Delivery Door,Raw Water Pump Room Basement beside Phosphoric acid Skids
122661 | 74288 | THC-DEW-G-6421 | Gate,Slide,BTU Hopper Extraction Conveyor 6420,Solid Treatment | THC-DEW-CV-6420 |  | Gate |  | G | http://www.toronto.ca/TWONTO#channel_gate
5829 | 91409 | COL-PLB-LSHH-0304 | Switch,Level, High-High, Float Mode, Wet Well #3 | COL-PLB-WEL-0300 | Switch,Level-High | Switch |  | LSHH | http://www.toronto.ca/TWONTO#level_switch |  | Wet Well
101649 | 84949 | MAIN-252 | Main 252 | WTR-LWA | [6 empty] | Work Area 2 Central Mains and Chambers
79946 | 88347 | THR-WA2-LD-64-58 | Sling, Nylon, Work Area 2 (Sr 1479764-58) SIZE; 1" X 4', | THR-LD-NYLN-WA2 | Lifting Device,Sling | Lifting Device |  | LD | synthetic_web_sling |  | Slings, Nylon, Work Area 2
12294 | 4691 | COL-PCU-CP-0006 | Control Panel, Operator, Pumps, Cumber PS | COL-PCU | Control Panel |  | 34988 | CP |  |  | Cumber Pumping Station
86368 | 13138 | WTR-PJS-TRW | Treated Water (Transmission) | WTR-PJS | [6 empty] | John Street Pumping Station
113277 | 4810 | TAB-EL3-MCC-6224 | Motor Control Centre, Plant Water Bldg | TAB-EL3-MCC | Control Panel,MCC | Motor Control Centre |  | MCC | http://www.toronto.ca/TWONTO#LV_electrical_panel |  | Motor Control Center- South Substation
130452 | 73019 | THR-ACC-T-0301 | Tank, Glycol Skid, Digester 7-8, Gallery Ventilation 1A North | THR-ACC-AHU | Tank | Tank |  | T | http://www.toronto.ca/TWONTO#chemical_storage_tank |  | Air Conditioning, Air Handling Unit, Gallery Ventilation
106785 | 83949 | TAB-ACC-HS-4537 | Switch, Occupancy, Dig 1-4 Pump room | TAB-ACC-AHU-DIG | Switch | Switch |  | HS | hand_switch |  | AHUs/Supply Fans Dig. Bldg.
138815 | 89520 | THR-SES-T-0500 | Tank, Air Cylinder, 4500 PSI, Chlorine Bldg. | THR-SES-JHSC | Safety | Safety Equipment |  | T | http://www.toronto.ca/TWONTO#compressed_gas_cylinder |  | Joint Health and Safety Coordination
101729 | 77828 | MAIN-353 | Main 353 | WTR-LWA | [6 empty] | Work Area 2 Central Mains and Chambers
68677 | 8697 | THR-ACC-TSL-0200 | Switch, Temperature, Low, Supply Air, Air Handling Unit AHU-0200, North Grit South Fan Room | THR-ACC-AHU-0200 | Switch,Temperature-Low | Switch |  | TSL | http://www.toronto.ca/TWONTO#temperature_switch |  | Air Handling Unit, Air Supply, North Grit Fan Room
25418 | 86284 | COL-PSL-WEL-0100 | Wet well | COL-PSL-MISC | Well |  |  | WEL |  |  | Miscellaneous Equipment
27738 | 86858 | FIS-ELS-PDP-0610 | Power Distribution Panel,Flume Storage Building,600V,225A,3ph,3W | {FIS-ELS-PDP} | Control Panel,Power Distribution Panel | Power Distribution Panel |  | PDP | http://www.toronto.ca/TWONTO#LV_electrical_panel |  | Asset Group, Power Distribution Cabinets,600 V,Island WTP
113958 | 42018 | TAB-OCS-DM-6701 | Damper, Foul Air, Humidification Unit Inlet, Biofilter Area, P Bldg. | TAB-OCS-HU-6710 | Damper/Louver | Gas Collection |  | DM | http://www.toronto.ca/TWONTO#air_damper |  | Humidifier, Humidification Chamber, Biofilter Area, P Bldg.
11122 | 94634 | COL-PBR-LSLL-0101 | Switch, Level-Low | COL-PBR | Switch |  |  | LSLL |  |  | Berry Road Sewage Pumping Station
55059 | 79430 | TAB-THK-PSL-0805 | Switch, Pressure, Low, AIS to Recycle Pump P-0805 Discharge | TAB-THK-P-0805 | Switch,Pressure | Switch |  | PSL | http://www.toronto.ca/TWONTO#pressure_switch |  | Pump, Centrifugal, SUB, Flotation Tank 0800
105518 | 98293 | SWM-PBL-LSL-0102 | Switch, Level-Low | SWM-PBL | Switch,Level | Switch |  | LSL | http://www.toronto.ca/TWONTO#level_switch |  | Bloor Storm Pumping Station
132869 | 22779 | THR-DIG-PSL-5460C | Switch, Pressure-Low, Lube Oil, C-5460, Gas Mixing System | THR-DIG-T-5460 | Switch,Pressure-Low | Switch |  | PSL | http://www.toronto.ca/TWONTO#pressure_switch |  | Tank, Reservoir, Auxiliary Oil, Gas Compressor 5460, Digester Mixing System
9624 | 28304 | DOS-SES-SCBA-9574 | SCBA 5 minutes escape pack | FAC-YCM-SES | Safety | Safety Equipment |  | SCBA | http://www.toronto.ca/TWONTO#self-contained_breathing_apparatus |  | SAFETY & ENVIRONMENTAL SERVICES
106280 | 32889 | TAB-ACC-DM-6579 | Damper, Motorized, Return Air, AHU-6570, Mechanical RM No. 3, Screen Bldg., P Bldg. | TAB-ACC-AHU-6570 | Damper/Louver | HVAC |  | DM | http://www.toronto.ca/TWONTO#air_damper |  | Air Handling Unit, Mechanical Room no.3, Screen Bldg., P Bldg.
136764 | 95533 | THR-MCS-MT-0546 | Bandsaw | THR-MT-WA3 |  | Tool |  | MT | http://www.toronto.ca/TWONTO#band_saw |  | Machine Tools
128556 | 36501 | THC-SES-GAS-G | Gas Detectors and Monitors, Air Treatment Building G | THC-SES-GAS | [6 empty] | Gas Detectors and Monitors
46610 | 6754 | TAB-DIS-CHL-1118 | Chlorinator #8 | TAB-DIS-CHL-8 |  | Chemical Feeder |  | CHL | http://www.toronto.ca/TWONTO#chlorinator_system |  | Chlorination Train #8
10741 | 64468 | FCL-ACC-TT-0324 | Transmitter, Temperature, Admin Building, First Floor, Lunch Room 113 | FCL-ACC-ADMIN |  |  |  | TT |  |  | Administration Building HVAC Equipment
29021 | 58461 | FIS-FEQ-CP-4002-SUS | Panel, Monitoring, Fire Alarm, IT/SCADA Room | FIS-SUSPENDED |  | Safety Equipment | 46890 | CP | http://www.toronto.ca/TWONTO#annunciator_panel |  | Obsolete Entities/Processes
18153 | 73652 | FHA-SED-ZSH-0405E | Switch, Limit, Access Hatch Zone 5, Settling Basin T-0401 | FHA-SED-ZSH-0405 |  | Security System |  | ZSH | http://www.toronto.ca/TWONTO#position_switch |  | Switch, Limit, Access Hatch Zone 4
72874 | 12408 | THR-ACC-FPW | Air Conditioning, HVAC, Filtered Plant Water Building | THR-ACC-WA3 | H.V.A.C.,Air Conditioner | HVAC |  |  | http://www.toronto.ca/TWONTO#collection_of_assets |  | Air Conditioning, Boiler, Fans & AHU
118167 | 28759 | TAB-SLO-LSH-8086 | Switch,Level, High, Sump, Pump-8086 | TAB-SLO-P-8086 | Switch,Level | Switch |  | LSH | http://www.toronto.ca/TWONTO#level_switch |  | Pump, Elevator Sump
45437 | 87399 | TAB-DIG-PSL-4210G | Switch,Pressure,Low, Digester Gas,Inlet, Compressor-C4210 | TAB-DIG-C-4210 | Switch,Pressure | Switch |  | PSL | http://www.toronto.ca/TWONTO#pressure_switch |  | Compressor #3, Gas (DX5003A) Digester Tank 19 & 21
27201 | 9723 | COL-PSU-FEQ-0002S | Fire Prevention, Extinguisher | COL-PSU | Fire Prevention,Extinguisher |  | 46867 | FEQ |  |  | Sunnyside Pumping Station
113053 | 65431 | TAB-EL2-MCC-6371 | Motor Control Centre, Chlorine Bldg | TAB-SUSPENDED ENTITY | Control Panel,MCC | Motor Control Centre |  | MCC | http://www.toronto.ca/TWONTO#LV_electrical_panel |  | Suspended entities
125805 | 54435 | THC-GRK-DR-B | Doors, Building B | THC-GRK-ELS-B |  | Door |  |  | http://www.toronto.ca/TWONTO#door
107153 | 90025 | TAB-ACC-LS-8801 | Switch, Level, Z Bldg, Bsmt North West, T-8801 | TAB-ACC-T-8801 | Tank | Switch |  | LS | http://www.toronto.ca/TWONTO#level_switch |  | Tank, Condensation, Main
62555 | 13658 | THC-MCS-LD-1-B | CHAIN FALL (insp Liftsafe) | THC-MCS-LD | Lifting Device | Lifting Device |  | LD | http://www.toronto.ca/TWONTO#lifting_equipment_hoist |  | Mechanical Services, Lifting Device
54182 | 35672 | TAB-STR-DEF-WA2 | WA2 LifePak CR Plus Defibrillator, SN 32598787 | TAB-STR-SQ | PPE | Safety Equipment |  |  | http://www.toronto.ca/TWONTO#automatic_external_defibrillator |  | WA2 Safety Equipment,lifting devices, ladders, Eye Wash station, First Aid Kits, Lock out stations
65355 | 40205 | FCL-SES-SQ-1005 | Electrical Safety Gloves, High Voltage, Class 0, Group A, # | FCL-SES-SQ-0101 | PPE,Insulated Glove | Safety Equipment |  | SQ | http://www.toronto.ca/TWONTO#rubber_insulating_gloves |  | Eyewash Station/Shower, Dry Chemical Building, Alum Containment Area
11809 | 77150 | CL2007A1 | Injector # 7 | TAB-DIS-CHL-7 |  | Injector |  |  | http://www.toronto.ca/TWONTO#ejector |  | Chlorination Train #7
43700 | 11489 | TAB-DEW-RPU-1105 | RPU for Centrifuges 5 - 8 | TAB-DEW CENTRIFUGES | RPU | Remote Processor Unit |  | RPU | http://www.toronto.ca/TWONTO#RPU_panel |  | Centrifuge Systems
4781 | 90513 | COL-PHF-RPU-0001 | Remote Processing Unit | COL-PHF-MISC | RPU |  |  | RPU |  |  | Miscellaneous Equipment
139488 | 35370 | THR-WA3-LD-0010S | Sling, Nylon, Work Area 3 | THR-LD-NYLN-WA3 | Lifting Device,Sling | Lifting Device | 40287 | LD | synthetic_web_sling |  | Slings, Nylon, Work Area 3
136706 | 62621 | THR-MCS-LD-1713 | Come Along,1/2T, Work Area 1 | THR-LD-WA3 | Lifting Device,Hoist,Manual | Lifting Device |  | LD | winch |  | Lifting Devices, Chain Hoist, Come Along & Slings
81814 | 13586 | THR-OCS-DM-0072 | Damper, Butterfly, Discharge, Fan 0070, Carbon System - Omitted | THR-OCS-FN-0070 | Damper/Louver | HVAC |  | DM | http://www.toronto.ca/TWONTO#air_damper |  | Fan, Centrifugal, Odourous Air, Carbon System
126851 | 27399 | THC-OCS-LSHH-0200 | Switch, Sump Level High High, Phase I/IV Biofilter Sump, Phase I/IV Odour Control | THC-OCS-P-0210 | Switch,Level-High-High | Switch |  | LSHH | http://www.toronto.ca/TWONTO#level_switch |  | Sump Pump No.1, Phase I/IV Biofilter Sump, Phase I/IV Odour Control
59195 | 44086 | THC-DIG-0700 | Eliminated Role: Digester 0700 | THC-SUS |  |  | 40442 | DIG |  |  | THC records of assets and roles that are no longer in service or exists
80487 | 93973 | THR-FT-RPU-0400 | RPU, Final Clarifiers - South | THR-ITS-COM-4102 | RPU | Remote Processor Unit |  | RPU | http://www.toronto.ca/TWONTO#RPU_panel |  | Termination Panel, RAS and Final Clarifiers - South
64082 | 94239 | THC-PM-WA4 | THC-PM Work Area 4 | THCSLDOPS | [6 empty] | THC Solids Operations
91319 | 20354 | WTR-RDF-DR-0005 | Door, Hatch, East divider between East basins | WTR-RDF-AUX | Door | Door |  | DR | http://www.toronto.ca/TWONTO#door
119724 | 82905 | TAB-WA1-SQ-1942 | Type1 SRD/SRL ( Self Retracting Device/ Self Retracting Lanyard) 6 Ft- Randy Cudrante | TAB-WA1-SQ-0001 | PPE,Harness | Safety Equipment |  | SQ | self_retracting_line |  | WA1 Fall Arrest System
87780 | 43494 | FHO AFTER SO2 | Sampling | FHO-SAMP | [6 empty] | Sampling Systems
34132 | 84198 | COL-YKP-DA-151008 | Davit Base Leg-151008 | COL-YKP-DA | Safety | Safety Equipment |  | DA | davit_base |  | Davit Arm Assembly
109815 | 18431 | TAB-DEW-TSH-0121B | Switch, Temperature, High, Lub Oil Return from Bearing, Drive end | TAB-DEW-CF-0121 | Switch,Temperature | Switch |  | TSH | http://www.toronto.ca/TWONTO#temperature_switch |  | Centrifuge # 1
135247 | 87817 | THR-FPW-FSL-1044 | Switch, Flow-Low, Drain Pumps Seal Water | THR-FT-DRN | Switch,Flow-Low | Switch |  | FSL | http://www.toronto.ca/TWONTO#flow_switch |  | Final Tank, Drainage, Sump Pumps
101545 | 76959 | MAIN-115 | Main 115 | WTR-MT3 | [6 empty] | Work Area 3 WEST Mains and Chambers
96931 | 71248 | FIS-FEQ-DR-0018(S) | Door, Fire, Raw Water Channel Walkway | FIS-GRK-STRC-0001 |  | Door |  | DR | http://www.toronto.ca/TWONTO#door
66854 | 97954 | THC-GRK-VEH-319174 | Vehicle, 2019 Case 570N EP Front End Loader (WA3) | THC-GRK-VEHICLES | Vehicle,Unlicensed | Vehicle |  | VEH | power_mobile_equipment
87802 | 33653 | FHO SWITCHGEAR ROOM | Computer Location | FHO MAIN BLDG | [6 empty] | Building Location
81435 | 23407 | TNT-MCS-LD-0047 | Pump Truck | TNT-MCS-LD | Lifting Device,Electric Pallet Truck | Lifting Device |  | LD | lift_truck |  | Lifting Devices , cranes/ Portable crane/hoists, come alongs, slings, wire rope, chains
7618 | 29490 | COL-PST-MON-0002 | Monitor | COL-PST |  |  |  | MON |  |  | Strachan Pumping Station
14219 | 47141 | COL-PHA-MON-0001 | Gas Monitor | COL-PHA-MISC |  |  |  | MON |  |  | Miscellaneous Equipment
81623 | 87427 | TNT-SES-FEQ | Fire Extinguishers | TAB-SUSPENDED ENTITY |  |  | 41264 |  |  |  | Suspended entities
53211 | 33932 | TAB-SA-T-1400 | Tank, Air, Receiver, Auxiliary Systems Building, Main Floor | TAB-SA-D-0800 | Tank | Tank |  | T | http://www.toronto.ca/TWONTO#pressure_vessel |  | Dryer, Chemical, Package, Auxiliary Systems Building, Main Floor
59223 | 56732 | THC-ACC-HTR-6005 | Heater, Unit, Glycol, Heating System, 2nd Floor, Mech Room #1, Headworks | THC-ACC-P-6003 | H.V.A.C.,Heater,Unit | HVAC |  | HTR | http://www.toronto.ca/TWONTO#heater |  | Pump, Heating Glycol System, Lower Level 2 Blower Room, Headworks
130482 | 23116 | THR-ACC-RPU-0007 | Remote Processor Unit, SCADA,Engine Building Boiler 1601(172.22.37.130) | THR-SPC | RPU | Remote Processor Unit |  | RPU | http://www.toronto.ca/TWONTO#RPU_panel |  | Process Control Systems - Services Area
53631 | 45167 | TAB-SES-RING-3001 | Lifebuoy Ring | TAB-SES-RING-3000 | PPE | Safety Equipment |  | RING | http://www.toronto.ca/TWONTO#life_ring |  | Lifebuoy Ring
119858 | 46616 | TAB-WA3-LD-2377 | Sling, Nylon, 8 FT | TAB-DEW-SAFETY | PPE | Lifting Device |  | LD | synthetic_web_sling |  | Safety Equipment
14736 | 56423 | FCL-SES-LTX-0102-SUS | Exit light, 102, Admin Building, First Floor, Corridor 116, High Lift Gallery Door | FCL-ELS-6 |  |  | 46605 | LTX |  |  | Interior Lighting
125115 | 4556 | THC-ELS-PDP-0400A | Switchgear,Lower Plant 600V Feeder 2, Building A | THC-ELS-PS-0001-A | Control Panel,Electrical |  |  | PDP |  |  | Primary Power Equipment, Building A
10510 | 29223 | COL-PAB-LSLL-0101 | Switch, Level Low-Low | COL-PAB-MISC | Switch,Level | Switch |  | LSLL | http://www.toronto.ca/TWONTO#level_switch |  | Miscellaneous Equipment
4605 | 11189 | COL-PGR-WEL-0100 | Wet Well | COL-PGR | Well |  |  | WEL |  |  | Grand River Sewage Pumping Station
132817 | 3532 | THR-DIG-PSH-4711 | Switch, Pressure-High, Discharge, Pump 4711, Solids Treatment, Heating System - Digesters - Tank 0700 & Tank 0800 | THR-DIG-P-4711 | Switch,Pressure-High | Switch |  | PSH | http://www.toronto.ca/TWONTO#pressure_switch |  | Pump, Centrifugal, Hot Water Recirculation, Tank 0700
19015 | 22496 | FHO-ACC-AC-0901 | Air Conditioner, Filter Building, S2, West of Pipe Gallery, HVAC Room | FHO-MCS-HVAC |  | HVAC |  | AC | http://www.toronto.ca/TWONTO#air_condition |  | Plant HVAC
9107 | 30886 | COL-YKP-DA-1731955 | Davit Upper Arm-1731955 | COL-YKP-DA-0014S | Safety | Safety Equipment |  | DA | http://www.toronto.ca/TWONTO#fall_arrest_Davit_arm |  | Davit Arm Assembly with Upper Arm-1731955
46867 | 7156 | TAB-DIS-RPU-0523 | RPU | TAB-DIS-INQ | RPU | Remote Processor Unit |  | RPU | http://www.toronto.ca/TWONTO#RPU_panel |  | Disinfection - Instrument Equipment
11549 | 14157 | FCL-CLA-T-0201 | Tank, Expansion, CLA Weigh Scale 0201, Machine Room, Gaseous Chemical Building | FCL-CLA-CHL-0201 | Tank | Tank |  | T | expansion_tank |  | Chlorinator, Chlorine Gas, Chlorination System
135931 | 68799 | THR-FT-T | Final Sedimentation Tank & Dedicated WAS Pumping | THR-FT | [6 empty] | Final Tank
135978 | 81358 | THR-FT-RPU-0005S | Remote Processor Unit, Final Tank 0900, Tank 1000, Tank 1100,Tank 1200 (172.22.37.180) | THR-FT-T | RPU | Remote Processor Unit | 39568 | RPU | http://www.toronto.ca/TWONTO#RPU_panel |  | Final Sedimentation Tank & Dedicated WAS Pumping
49215 | 47822 | FCL-CLA-PSL-0203 | Switch, Pressure Low, Vent, CLA Evaporator 0201, Chlorination System | FCL-CLA-CHL-0201 | Switch,Pressure-Low | Switch |  | PSL | http://www.toronto.ca/TWONTO#pressure_switch |  | Chlorinator, Chlorine Gas, Chlorination System
134974 | 14340 | THR-ELS-MCC-1901S | Control Panel, MCC 1901, Air Compressor Building, Air Compressor MCC-1901 & 1902 (MCC AC) | THR-ELS-CB-1911AS | Control Panel,MCC | Motor Control Centre | 39093 | MCC | http://www.toronto.ca/TWONTO#LV_electrical_panel |  | Circuit Breaker, MCC 1901, Air Compressor Building, Air Compressor MCC-1901 & 1902 (MCC AC)
144183 | 70390 | WTR-PHL-PPE-0008-SUS | SCBA Facemask - Nelson Abdilla | WTR-CENTRAL-SES | PPE,SCBA | Safety Equipment | 47429 | PPE | http://www.toronto.ca/TWONTO#self-contained_breathing_apparatus |  | Safety & Lifting Devices
140250 | 98780 | TNT-DIG-OFLOW | Overflow Liquor Headers, Digester | TNT-DIG | [6 empty] | Digestion
85881 | 84180 | WTR-PJO-GFI-0003 | Ground Fault Circuit Interrupter | WTR-PJO-AUX |  |  |  | GFI |  |  | Auxiliary Equipment (Building Facilities)
91376 | 37988 | FHO-DOZ-T-5005-SUS | Tank, Chemical Pot Feeder | FHO-DOZ-P-5010 | Chemical Feeder | Chemical Feeder | 37567 | T | http://www.toronto.ca/TWONTO#chemical_storage_tank |  | Pump, Closed Loop Cooling Water Pump, Ozone Building, L1, Ozone Equipment Room
34406 | 44761 | COL-YKP-DA-193140 | Davit Upper Arm-193140 | COL-YKP-DA | Safety | Safety Equipment |  | DA | http://www.toronto.ca/TWONTO#fall_arrest_Davit_arm |  | Davit Arm Assembly
88204 | 45775 | WTR-PSC-FAR-0004S | Winch, Fall Arrest, S/N 107675, Truck # 145019 | WTR-EAST-SES | PPE | Safety Equipment | 38586 | FAR | winch |  | Safety & Lifting Devices
69220 | 3645 | FCL-WWW-V-5021 | Valve, Plug, Isolation, Centrifuge Feed Pump Suction Header, RMF Clarification Facility, Pump Room | FCL-WWW-T-5020 |  |  |  | V |  |  | Thickener, South, RMF Clarification Facility
145158 | 21363 | WTR-PLW-T-0002-SUS | SCBA 4500psi Bottle, AS1 | WTR-SUSPENDED | Tank | Safety Equipment | 47444 | T | http://www.toronto.ca/TWONTO#compressed_gas_cylinder |  | Suspended Obsolete entity for storage purpose
43865 | 28908 | FCL-ACC-HTR-0012 | Heater, Unit, Electric, (UH-15K), 15kW, Gaseous Chemical Building, Cl & So2 Machine Room North | FCL-ACC-CL |  |  |  | HTR |  |  | Gaseous Chemical Building HVAC Equipment
21757 | 34009 | COL-PMY-F-0001 | Filter, Activated Carbon | COL-PMY-MISC | Fan |  |  | F |  |  | Miscellaneous Equipment
9204 | 75053 | COL-YKP-FAK-067026S | First Aid Kit, Truck #067026 (Dodge Ram 2500) | COL-YKP-VEH-067026S | Safety,First Aid Kit | Safety Equipment | 46855 | FAK | http://www.toronto.ca/TWONTO#first_aid_kit |  | Vehicle, Truck #067026 (Dodge Ram 2500)
6364 | 84682 | COL-PMY-DM-0014 | Damper, Gas | COL-PMY-MISC | Damper/Louver |  |  | DM |  |  | Miscellaneous Equipment
81424 | 36723 | TNT-MCS-LD-0029 | Chain Hoist | TNT-MCS-LD | Lifting Device,Chain | Lifting Device |  | LD | http://www.toronto.ca/TWONTO#lifting_equipment_hoist |  | Lifting Devices , cranes/ Portable crane/hoists, come alongs, slings, wire rope, chains
11784 | 23092 | FCL-DCL-FSL-0002 | Switch, Flow, Low, Thermal, Sample to After SO2 Analysers, Lab, Admin. Building | FCL-DCL | Switch | Switch |  | FSL | http://www.toronto.ca/TWONTO#flow_switch |  | Sulphur Dioxide System
129630 | 41747 | THR-ACC-AHU-0220 | Air Handling Unit, Air Supply, North Grit Loading Bay Roof | THR-ACC-GRIT | Air Handling Unit | HVAC |  | AHU | http://www.toronto.ca/TWONTO#air_handler_unit |  | Heating, Ventilation and Air Conditioning, Grit Building
119828 | 58961 | TAB-WA2-SQ-2026 | Spill Response Kit, Aggressive Fluid | TAB-STR-SQ | Spill Kit | Safety Equipment |  | SQ | http://www.toronto.ca/TWONTO#spill_kit |  | WA2 Safety Equipment,lifting devices, ladders, Eye Wash station, First Aid Kits, Lock out stations
121202 | 95046 | THC-ACC-T-0050 | Tank,Hot Water for DEW Centrate Sampling System,Third Floor,Solid Treatment | THC-DEW-AIT-7570 |  | Tank |  | T | http://www.toronto.ca/TWONTO#tanked_hot_water_heater |  | Analyzer,Density,Sample Buffer Tanks 7510&7520,DEW Centrate Sampling,Solid Treatment
52972 | 72638 | TAB-RSP-PSL-1251 | Switch, Pressure-Low, Lubrication Oil, Raw Sewage Pump #5, T-Building | TAB-RSP-T-1251 | Switch,Pressure | Switch |  | PSL | http://www.toronto.ca/TWONTO#pressure_switch |  | Tank, Oil, Raw Sewage Pump #5 Bearing Lubrication System
85038 | 39158 | WTR-PEL-FSL-0701 | Switch, Flow-Low, Fan 0701 | WTR-PEL-FN-0701 | Switch,Flow-Low | Switch |  | FSL | http://www.toronto.ca/TWONTO#flow_switch |  | Fan, Supply, Air, Pump 0700
65346 | 37153 | FCL-SES-SCBA-0006 | Self Contained Breathing Apparatus, Gaseous Building, Second Floor, Cl2 Storage Room, S/W Vestibule | FCL-SES-2 | PPE,SCBA | Safety Equipment |  | SCBA | http://www.toronto.ca/TWONTO#self-contained_breathing_apparatus |  | SCBA's
51606 | 54073 | TAB-PRS-P-TRANSFER | Chemical Transfer Pumps | TAB-PRS2 | [6 empty] | Phosphorus Removal System
62602 | 49142 | THC-MCS-LD-1603288 | BELOW THE HOOK ATTACHMENT SKID LIFTER (insp Liftsafe) | THC-MCS-LD | Lifting Device | Lifting Device |  | LD | http://www.toronto.ca/TWONTO#fall_protection_sling |  | Mechanical Services, Lifting Device
45500 | 55047 | TAB-DIG-T-6482 | Tank,Air Separator, Chill Water Outlet from HE | TAB-DIG-HE-6480 | Tank | Tank |  | T | air_seperator |  | Heat Exchanger, Digester Gas Control Bldg
11845 | 55900 | FCL-ELS-MCC-0501-SUS | Control Panel, MCC, Filter Building, Electrical Switchgear Room | FCL-ELS-PS-0001 | Control Panel,MCC | Motor Control Center | 36537 | MCC | http://www.toronto.ca/TWONTO#LV_electrical_panel |  | Uninterruptible Power Supply,High Lift Bldg - Switchgear Room,LP-0001
34643 | 11854 | MAIN-301 | Main 301 | WTR-LWA | [6 empty] | Work Area 2 Central Mains and Chambers
119844 | 29553 | TAB-WA2-SQ-8202 | Lock out Tag out and Log book Station | TAB-STR-SQ | PPE | Safety Equipment |  | SQ | emergency_kit |  | WA2 Safety Equipment,lifting devices, ladders, Eye Wash station, First Aid Kits, Lock out stations
73569 | 88693 | THR-ACC-RPU-0003S | Remote Processor Unit, SCADA, Aeration Gallery (172.22.39.174) | THR-SPC | RPU | Remote Processor Unit | 39353 | RPU | http://www.toronto.ca/TWONTO#RPU_panel |  | Process Control Systems - Services Area
26276 | 9999 | FHO-GRK-DR-2028S | Door, (FD-S2-28), Fire Rated, Admin Building, S2, Stairway 1 | FHO-GRK-FEQ-0001 | Fire Prevention,Door | Door |  | DR | http://www.toronto.ca/TWONTO#fire_rated_door
113395 | 95592 | TAB-ELS-LTG-1000 | Emergency Light,North Substation,1st Floor,West Entrance | NORTH SUBSTN_1ST FLR | Lighting,Emergency | Safety Equipment |  | LTG | http://www.toronto.ca/TWONTO#lighting_unit |  | MSA Substation,1st Floor
58888 | 25357 | THC-ACC-FN-0442 | Fan,Supply,AHU-0440,Drip Trap Room,Building UU | THC-ACC-AHU-0440 | Fan | HVAC |  | FN | http://www.toronto.ca/TWONTO#blower_or_fan_with_drive |  | Air Handling Unit,Drip Trap Room,Building UU
80476 | 78884 | THR-FT-RPU-0010 | Remote Processor Unit, Final Tank 1800, Tank 2100 (172.22.37.186) | THR-FT-RPU | RPU | Remote Processor Unit |  | RPU | http://www.toronto.ca/TWONTO#RPU_panel |  | Final Tank, Remote Processor Unit, UPS & RTU
79153 | 30208 | THR-ELS-MCC-2922 | Motor Control Center 2, Electrical Room Head House | THR-ELS-HH | Control Panel,MCC | Motor Control Centre |  | MCC | http://www.toronto.ca/TWONTO#LV_electrical_panel |  | Electrical System, Head House and Engine Room
88821 | 47196 | FHO-ACC-FS-0105 | Switch, Flow, Loss of Airflow FN-0109 Outlet, S1 Admin Building Mechanical Room | FHO-ACC-FN-0109 |  | Switch |  | FS | http://www.toronto.ca/TWONTO#flow_switch |  | Fan, Supply, Gallery Ventilation System, S1 Admin Building AHU Room
3424 | 53172 | COL-PBF-WEL-0100 | Wet well | COL-PBF | Well |  |  | WEL |  |  | Bluffers Park Sewage Pumping Station
96439 | 65645 | FIS-DCL-T-0201 | Tank, Expansion, SO2 Liquid to Evaporator EV-0101, Gaseous Chemical Building,Storage Room | FIS-DCL | Chemical Feeder,Gas | Tank |  | T | expansion_tank |  | De-Chlorination
65685 | 9906 | FCL-SPC | Process Control Systems - Services Area | FCL-ITM | [6 empty] | Integrated Technology Management
7672 | 28130 | COL-PSU-FN-0001 | Fan, Exhaust | COL-PSU-MISC | Fan |  |  | FN |  |  | Miscellaneous Equipment
81495 | 2857 | FHA-SES-LDR-0112 | FHA-SES-LD-0080 - 12' Ladder Fiberglass ( Scarborough Pump Room ) | FHA-SES | Safety | Safety Equipment |  | LDR | http://www.toronto.ca/TWONTO#ladder |  | Safety & Environmental Services
78874 | 55708 | THR-SES-SQ-2508S | Lanyard for Harness | THR-SES-FAS | Safety | Safety Equipment | 38778 | SQ | lifeline |  | Fall Arrest Sytem (Harness and Lanyard), Safety Equipment
118829 | 5598 | TAB-STR-SP-4001 | Sampler,West Bypass SBS-3 | TAB-STR-INQ | Sampler | Sampler |  | SP | http://www.toronto.ca/TWONTO#auto_sampler |  | WA1 Instrumentation & Safety Equipment (Gas Monitors)
76492 | 79670 | THR-DIG-RPU-0019A | Remote Processor Unit, Digester 1-6 Mezzanine | THR-DIG-SD-0400 | RPU | Remote Processor Unit |  | RPU | http://www.toronto.ca/TWONTO#RPU_panel |  | Tank, Secondary Digester-4, Solids Treatment
106721 | 78054 | TAB-ACC-HE-1435 | Heat Exchanger, Hot Water Reheat Coil | TAB-ACC-HTR-1435 | Heat Exchanger | HVAC |  | HE | http://www.toronto.ca/TWONTO#heat_exchanger |  | Heater, Hot Water Reheat Coil
8758 | 88338 | COL-SKW-LP-0001 | Control Panel, Electrical | COL-SKW | Control Panel |  |  | LP |  |  | Kew Beach Detention Tank (Kenilworth)-storm
52928 | 23097 | TAB-RSP-PS-2202D | Power Supply, Hydraulic, Valve | TAB-RSP-P-2202 |  | Hydraulic System |  | PS | http://www.toronto.ca/TWONTO#hydraulic_power_pack |  | Pump, Raw Sewage #2
78727 | 51527 | FHA-MCS-LD-0901 | Lifting Device, Hoist, Chain Type, Stores | FHA-MCS-LD | Lifting Device,Hoist,Manual | Lifting Device |  | LD | http://www.toronto.ca/TWONTO#lifting_equipment_hoist |  | Lifting Devices
6362 | 64322 | COL-PMY-DM-0013 | Damper, Gas | COL-PMY-MISC | Damper/Louver |  |  | DM |  |  | Miscellaneous Equipment
139436 | 78222 | THR-WA2-LD-0027S | Sling, Wire Rope, Work Area 2 (SUSPENDED) | THR-LD-NYLN-WA2 | Lifting Device,Sling | Lifting Device |  | LD | wire-rope_sling |  | Slings, Nylon, Work Area 2
40822 | 52270 | TAB-ACC-TE-1459B | Temperature Element, Space Temperature | TAB-ACC-VAV-1459 | Sensor,Temperature | HVAC |  | TE | http://www.toronto.ca/TWONTO#temperature_sensor_element |  | Heater, Hot Water Reheat Coil, Variable air
86477 | 75122 | WTR-PKL-ACC | Air Conditioning, Heating and Ventilation | WTR-PKL | [6 empty] | Keele Pumping Station
12424 | 68962 | FCL-FLT-SW-0101-SUS | Sweeps, Surface Wash, Filter #1- | FCL-FLT-F-0101 | Filter | Filter | 36632 | SW | filter_sweeping_arm |  | Filter, Carbon Activated, Filter Building, Filter Gallery West
120839 | 79931 | THC-ACC-HTR-0157 | Duct Heater,Fan,Supply,Air Treatment Building, bldg.O | THC-ACC-BLDG O | Air Handling Unit | HVAC |  | HTR | http://www.toronto.ca/TWONTO#heater |  | Phase IV , Building O HVAC
6316 | 80040 | COL-PMT-SQ-0001 | Eye Wash Station | COL-PMT-MISC |  | Safety Equipment |  | SQ | http://www.toronto.ca/TWONTO#emergency_eyewash |  | Miscellaneous Equipment
134691 | 3052 | THR-ELS-EMS | Electrical System, East Maintenance Shop | THR-ELS | [6 empty] | Electrical Power System
59435 | 32891 | THC - A01 - D007 | Door, Building A | THC-GRK-DR-A |  | Door |  |  | http://www.toronto.ca/TWONTO#door
119799 | 48410 | TAB-WA2-SQ-1234 | EF2 - 901 T4 Nylon Sling | TAB-SES-LD | Lifting Device,Sling | Lifting Device |  | SQ | synthetic_web_sling |  | WA2 Lifting devices
50270 | 52084 | TAB-PLT-STR-9010 | Strainer, Automatic, Self-Cleaning, Plant Water, Grit Hopper Area | TAB-PWA-F | Strainer,Self Cleaning Motorized | Filter |  | STR | http://www.toronto.ca/TWONTO#strainer |  | Plant Water - Filters and Strainers
4280 | 38582 | COL-PFB-GRF-0001 | Indicator, Ground Fault | COL-PFB | Indicator,Ground Fault |  |  | GRF |  |  | Fallingbrook Pumping Station
96929 | 43894 | FIS-FEQ-DR-0014 | Door, Fire, Raw Water Channel Walkway | FIS-GRK-STRC-0001 |  | Door |  | DR | http://www.toronto.ca/TWONTO#door
83028 | 74125 | FHA-SES-SQ-0084 | Tri-pod DBI SALA confined space retrieval tripod | FHA-SES-SQ-6 |  | Safety Equipment |  | SQ | http://www.toronto.ca/TWONTO#fall_arrest_Davit_arm |  | Safety Fall Protection Equipment
52918 | 15115 | TAB-RSP-PIP-0002 | Influent Conduit # 2, Raw Sewage Conduit from High Level | TAB-RSP-PIP |  |  |  | PIP |  |  | Raw Sewage, Influent Conduits # 1-5
6302 | 73100 | COL-PMP-WEL-0100 | Wet Well | COL-PMP | Well |  |  | WEL |  |  | Mount Pleasant Sewage Pumping Station
122020 | 11969 | THC-AER-T-2300 | Tank, Aeration | THC-AER-T | Tank,Non-Pressurized | Tank |  | T | http://www.toronto.ca/TWONTO#aeration_tank |  | Tank, Aeration
112674 | 52441 | TAB-EL1-MCC-6125E | Motor Control Centre, 600V Emergency feed | TAB-EL1-PDP-6001 | Switchgear,Indoor | Motor Control Centre |  | MCC | http://www.toronto.ca/TWONTO#LV_electrical_panel |  | Power Distribution Panel, 600V, Aeration Outdoor Sub.
41113 | 39620 | TAB-ACC-PS-7101 | Switch, Pressure, Z Bldg 2nd Flr, Deaerator 1 | TAB-ACC-MEQ-7101 | Switch,Pressure | Switch |  | PS | http://www.toronto.ca/TWONTO#pressure_switch |  | Tank, Deaerator No.1
147120 | 39457 | WTR-RMT-TRW | Treated Water (Transmission) | WTR-RMT | [6 empty] | Milliken Tank
125561 | 95335 | THC-FEQ-MON-6321 | Monitor Module, FA System Zone 17, Headworks, Second Floor, Mechanical Room #2 N/W | THC-FEQ-CP-6201 | Fire Prevention,Alarm | Safety Equipment | 45884 | MON | http://www.toronto.ca/TWONTO#annunciator_panel |  | Control Panel, Main Fire Alarm CP, Headworks, Ground Floor, Electrical Room W
47543 | 16479 | TAB-EL1-TS-6226 | MCC, Standby Power. East Control Building | TAB-EL1-PDP-6004 | Switch | Switch |  | TS | ? |  | Switchgear, 600V, D Building Outdoor Sub.
132852 | 72905 | THR-DIG-PSL-3116 | Switch, Pressure-Low, Pump 3116, Solids Treatment, Transfer System - Digesters - Tank 0700 & Tank 0800 | THR-DIG-P-3116 | Switch,Pressure-Low | Switch |  | PSL | http://www.toronto.ca/TWONTO#pressure_switch |  | Pump, Centrifugal, Sludge Transfer, Digester Tank 0700
131341 | 76228 | THR-AI-T-0593 | Receiver, Tank, Instrument Air | THR-AI-C-0593 | Vessel,Pressure | Tank |  | T | http://www.toronto.ca/TWONTO#pressure_vessel |  | Compressor, Instrument Air
11846 | 11902 | FCL-ELS-MCC-0601A-SUS | Control Panel, MCC, Treated Water High Lift Pumping Station, Electrical Switchgear Room | FCL-ELS-PS-0001 | Control Panel,MCC | Motor Control Center | 36538 | MCC | http://www.toronto.ca/TWONTO#LV_electrical_panel |  | Uninterruptible Power Supply,High Lift Bldg - Switchgear Room,LP-0001
51896 | 73330 | FCL-FLT-SW-0501-SUS | Sweeps, Surface Wash, Filter #5 | FCL-SUSPENDED | Filter | Filter | 36636 | SW | filter_sweeping_arm |  | Suspended entity
94779 | 99399 | FHO-SES-SCBA-0027 | Cylinder, SCBA, Air Pack, 2216 PSI, Ser #OJ-391872 | FHO-SES-SQ-0003 | PPE,SCBA | Safety Equipment |  | SCBA | http://www.toronto.ca/TWONTO#compressed_gas_cylinder |  | Breathing Air Tanks
132626 | 9791 | THR-DIG-P-MTI | Digester, Transfer Pump and Line to MTI | THR-DIG | [6 empty] | Digester
132799 | 2124 | THR-DIG-PSH-0701 | Switch, Pressure High, Tank 0700 Sampling Pump Discharge, Digester Tanks - Sampling System | THR-DIG-P-0701 | Switch,Pressure-High | Switch |  | PSH | http://www.toronto.ca/TWONTO#pressure_switch |  | Pump, Tank 0700 Sampling, Digester Tanks - Sampling System
73600 | 66747 | THR-ELS-COM-0001 | Public Address Speaker System | THR-ELS-COMM | Public Address System | Communications Equipment |  | COM | http://www.toronto.ca/TWONTO#public_annoucement_speaker |  | Plant External & Internal Phone System
78944 | 3753 | THR-SES-SQ-WA1 | Safety Equipment -Work Area1 | THR-SES-WA1 |  | Safety Equipment |  |  | http://www.toronto.ca/TWONTO#collection_of_assets |  | Safety & Environmental Services
113443 | 88603 | TAB-ELS-SQ-4001 | MSA Portable Monitor Multi unit charger | TAB-ELS-SQ-4000 | Atmosphere Monitoring Device | Test Equipment |  | SQ | gas_detector_calibrator |  | MSA Gas Monitor Bump Test Stand
105698 | 82625 | SWM-PMG-OIT-0001 | Operator Interface Terminal | SWM-PMG | Computer Equipment,Monitor |  |  | OIT |  |  | Martin Grove Storm Pumping Station
51693 | 98808 | TAB-PRS-T-2001 | Tank, Ferrous Chloride Storage, Grit Bldg, P Bldg | TAB-PRS | Tank,Reservoir | Tank |  | T | http://www.toronto.ca/TWONTO#chemical_storage_tank |  | Phosphorous Removal System
24660 | 31532 | COL-PRX-FA-0001S | Fire Alarm System, | COL-PRX | Building Service,Fire Alarm |  | 42927 | FA |  |  | Roxborough Sewage Pumping Station
120753 | 66848 | THC-ACC-FN-2171 | Fan, Exhaust, Access Building T19C, Phase IV Primary | THC-ACC-FN-2170 | Air Handling Unit | HVAC |  | FN | http://www.toronto.ca/TWONTO#blower_or_fan_with_drive |  | Air Handling Unit, (new tunnel ventilation ECAP-01)
65221 | 92398 | THC-ELS-MCC-0302 | Motor Control Center,Tunnel T31,Electrical Room | THC-EPG-TS-2872 | Control Panel,MCC | Motor Control Center |  | MCC | http://www.toronto.ca/TWONTO#LV_electrical_panel |  | Automatic Transfer Switch,Dechlorination Building,Electrical Room
143596 | 25618 | WTR-PEL-LSHH-1201 | Switch, Level, High High, Diesel Fuel Day Tank T-1200, Generator Building, Product Handling Room | WTR-PEL-T-1200 | Switch,Level-High-High | Switch |  | LSHH | http://www.toronto.ca/TWONTO#level_switch |  | Tank, Non-Pressurized, Diesel Fuel Day, Generator Building, Product Handling Room
10791 | 13566 | FCL-ACC-V-0408 | Valve, Control, HE-0408 Cooling Water Supply, High Lift Switchgear Room Ventilation, PS Corridor | FCL-ACC-HE-0408 |  |  |  | V |  |  | Heat Exchanger, Cooling Coil, FN-0410 Exhaust, High Lift Switchgear Room Ventilation, Elec.Equipment Rm
74554 | 26935 | THR-FT-FSL-4504 | Switch, Flow-Low, Seal Water, Pump P-4504, WAS Pumping - South | THR-FT-P-4504 | Switch,Pressure-Low | Switch |  | FSL | http://www.toronto.ca/TWONTO#flow_switch |  | Pump, Self-Prime Centrifugal, Drain, RAS Pumping Station - South
80841 | 68496 | TNT-CSO-ZS-0402 | Switch, Limit, Cell 1, TPB-0402 | TNT-CSO-TPB-0404 | Switch,Position | Switch |  | ZS | http://www.toronto.ca/TWONTO#position_switch |  | Tipping Bucket, CSO Storage Tank Flushing
26303 | 31498 | FHO-GRK-DR-2061S | Door, (FD-S2-61), Fire Rated, Admin Building, S2, Ladies Locker Room | FHO-GRK-FEQ-0001 | Fire Prevention,Door | Door |  | DR | http://www.toronto.ca/TWONTO#fire_rated_door
127026 | 50084 | THC-PLT-G-0360 | Gate, Diverter, Actuated, Perforated Screen SC-0350, Screen Room, Raw Sewage Screening | THC-PLT-SC-0350 | Gate | Gate |  | G | http://www.toronto.ca/TWONTO#channel_gate
104695 | 11513 | NX2034A | Fan, Intake Air Unit-Dig., Pipe Gallery | TAB-ACC-AHU-TUN | Fan | HVAC |  |  | http://www.toronto.ca/TWONTO#blower_or_fan_with_drive |  | AHUs/Supply Fans, All tunnels
24556 | 85906 | COL-PRD-LSLL-0102 | Switch, Level Low-Low | COL-PRD | Switch,Level |  |  | LSLL |  |  | Redland Pumping Station
93418 | 332 | FHO-GRK-PIP | Sewage Systems | FHO-MCS | [6 empty] | Mechanical Services
121964 | 84880 | THC-AER-M-7170 | Motor, Blower, Aeration | THC-AER-BL-7100 | Motor,AC,Induction |  |  | M |  |  | Blower, Aeration
16464 | 31722 | COL-PKG-T-0001 | Tank, Domestic Hot Water | COL-PKG-MISC | Tank |  |  | T |  |  | Miscellaneous Equipment
81815 | 93853 | THR-OCS-DM-2217 | Damper, Butterfly, Suction, Fan 2210, North Biofilter | THR-OCS-FN-2210 | Damper/Louver | HVAC |  | DM | http://www.toronto.ca/TWONTO#air_damper |  | Fan, Centrifugal, Odourous Air, North Biofilter
69222 | 38895 | FCL-WWW-V-5200 | Valve, Plug, Suction, Centrifuge Feed Pump P-5201, RMF Clarification Facility, Pump Room | FCL-WWW-P-5201 |  |  |  | V |  |  | Pump Centrifuge Feed, Standby
96648 | 28118 | FIS-ELS-GFI-0005 | Ground Fault Circuit Interrupter, Lab's south wall west corner, Admin. Area, Filter Building | FIS-FILTER-BUILDING |  | Safety Equipment |  | GFI | ? |  | FIS Filter Building
39859 | 48391 | CU2002 | Tank, Air, Air Padding System for Chlorine Tank Cars | TAB-DIS-ALP-0100 | Tank,Reservoir | [5 empty] | Air Padding System for Chlorine Tank Cars
143623 | 63093 | WTR-PEL-F-0002 | Filter, Rolling, Motor Cooling System | WTR-PEL-ACC | Filter | Filter |  | F | http://www.toronto.ca/TWONTO#replaceable_air_filter |  | Air Conditioning, Handling and Ventilation
58695 | 73517 | THC-DEW-OIT-2306 | Operator Interface Terminal,Dewatering,Cake Pump-6810 RPU,3rd Floor,Biosolids Building West | THC-DEW-RPU-2306 | Control Panel,Operator | Communications Equipment |  | OIT | http://www.toronto.ca/TWONTO#operator_interface_terminal |  | Remote Processing Unit,Dewatering,Cake Pump-6810 RPU,3rd Floor,Biosolids Building West
21938 | 82332 | FHO-ELS-WR-0606 | Welding Receptacle, Filter Building, L1, Filter Gallery, Tank 7 | FHO-ELS-LTG |  | Power Distribution Panel |  | WR | http://www.toronto.ca/TWONTO#welding_receptacle |  | Facility Electrical System
106252 | 11242 | TAB-ACC-DM-6517 | Damper, Motorized, Exhaust Air, AHU-6510, Mechanical RM No. 1, Screen Bldg., P Bldg. | TAB-ACC-AHU-6510 | Damper/Louver | HVAC |  | DM | http://www.toronto.ca/TWONTO#air_damper |  | Air Handling Unit, Mechanical Room no.1, Screen Bldg., P Bldg.
125813 | 51185 | THC-GRK-DR-I | Doors, Building I | THC-GRK-MAINT |  | Door |  |  | http://www.toronto.ca/TWONTO#door
119822 | 66030 | TAB-WA2-SQ-1539 | Body Harness. Motiram | TAB-WA2-SQ-0001 | PPE,Harness | Safety Equipment |  | SQ | http://www.toronto.ca/TWONTO#fall_arrest_harness |  | Fall Arrest System , Tripod and SRL
7120 | 21308 | COL-PSB-LSL-0102 | Switch, Level-Low | COL-PSB | Switch |  |  | LSL |  |  | Silverbirch Sewage Pumping Station
28454 | 55721 | COL-PWC-TS-0001 | Switch, Transfer | COL-PWC | Switch |  |  | TS |  |  | Wirral Court Sewage Pumping Station
140496 | 51455 | TNT-ELS-LTX-0001 | Exit Lights | TNT-ELS-LTG | Lighting,Exit | Safety Equipment |  | LTX | http://www.toronto.ca/TWONTO#collection_of_assets |  | Emergency lighting/Exit lighting
21420 | 90703 | FHO-ELS-LP-1011 | Lighting Panel, 120/208V, 3PH, RW Building, S7, Electrical Room | FHO-ELS-LTG-2000 |  | Power Distribution Panel |  | LP | http://www.toronto.ca/TWONTO#LV_electrical_panel |  | Lighting, Facility Interior : Plant wide, interior lighting
14764 | 28435 | FCL-SES-SQ-0101 | Eyewash Station/Shower, Dry Chemical Building, Alum Containment Area | FCL-SES-5 | PPE,Eyewash Station | Safety Equipment |  | SQ | http://www.toronto.ca/TWONTO#emergency_eyewash_and_shower |  | Eye Wash Stations Chemical Building
98250 | 86764 | FIS-SES-SQ-6009 | Safety Harness, Full Body | FIS-SES |  | Safety Equipment |  | SQ | http://www.toronto.ca/TWONTO#fall_arrest_harness |  | Safety, Instrumentation & Environmental Services
66536 | 6193 | THC-STR-LSLL-0184 | Switch, Level Low, Sump Pump Control, NW Plant | THC-STR-P-0184 |  | Switch |  | LSLL | http://www.toronto.ca/TWONTO#level_switch |  | Pump, Centrifugal Submersible, Drainage, NW Plant
106667 | 2484 | TAB-ACC-FSL-4502 | Switch,Flow, Low, Discharge | TAB-ACC-AHU-4502 | Switch,Flow-Low | Switch |  | FSL | http://www.toronto.ca/TWONTO#flow_switch |  | AHU, Digester 1-4, Drip Trap Room
79922 | 51819 | THR-WA2-LD-4080-2 | Sling, Wire Rope, Work Area 2 (Sr LS#514080) SIZE; 3/8" X 4', | THR-SES-LD | Lifting Device,Sling | Lifting Device |  | LD | wire-rope_sling |  | Lifting Device, Safety Equipment
55494 | 10302 | TAB-WA1-SQ-2034 | Spill Response Kit, Non-Aggressive Fluid | TAB-STR-SQ | Spill Kit | Safety Equipment |  | SQ | http://www.toronto.ca/TWONTO#spill_kit |  | WA2 Safety Equipment,lifting devices, ladders, Eye Wash station, First Aid Kits, Lock out stations
136737 | 76563 | THR-MCS-LD-8225 | Chain Hoist, Manual, Chlorine Bldg. | THR-LD-WA4 | Lifting Device | Lifting Device |  | LD | http://www.toronto.ca/TWONTO#lifting_equipment_hoist |  | Lifting Devices, Chain Hoist, Come Along & Slings
63541 | 60246 | THC-PLT-CP-1221 | Panel, Control, Pneumatic Valves, Conveyor Discharge, Conveyor Area, Screenings and Grit Conveyance | THC-PLT-CV-1220 | Control Panel,Operator | Pneumatic System |  | CP | http://www.toronto.ca/TWONTO#pneumatic_control_system |  | Conveyor, Screw, Conveyor, Truck Loading, Screenings and Grit Conveyance
18550 | 11376 | FHA-SES-SCBA-0014 | Cylinder for Air Pack Ser # OJ 382629 | FHA-SES-SCBA-CYLINDER | PPE,SCBA | Safety Equipment |  | SCBA | http://www.toronto.ca/TWONTO#compressed_gas_cylinder |  | Breathing Air Tanks (SCBA cylinders)
138719 | 90471 | THR-SES-SQ-10P | Portable, Bottled) Eyewash Station, EPS East End | THR-SQ-PEWS-WA4 | Safety,Eye wash | Safety Equipment |  | SQ | eye_wash_bottle |  | Portable, (Bottled) Eyewash Station, Work Area 4
81490 | 51652 | FHA-SES-LDR-0108 | FHA-SES-LD-0044 - 12' Ladder Aluminuum ( T.R.W Switchgear room. ) | FHA-SES-LD-1 | Safety | Safety Equipment |  | LDR | http://www.toronto.ca/TWONTO#ladder |  | Ladders
47558 | 15169 | TAB-EL1-TSH-1501A | Switch,Winding Temperature,High,EL1-TR-1501,North Substation | TAB-EL1-TR-1501 | Switch,Temperature-High | Switch |  | TSH | http://www.toronto.ca/TWONTO#temperature_switch |  | Transformer,EL1-TR-1501,13.8-4.16KV,3 PH
142854 | 14769 | WTR-359-LSH-0401 | Switch, Level High, Flood Alarm | WTR-359-CH-0004 | Transmitter,Pressure | Switch |  | LSH | http://www.toronto.ca/TWONTO#level_switch |  | Chamber,Revenue Meter,Willowdale-Highland (Magmeter)
120408 | 69823 | THC-ACC-DM-0083 | VAV Box, Admin Building, Ground Floor, Office Room 120 | THC-ACC-AHU-0081 |  | HVAC |  | DM | http://www.toronto.ca/TWONTO#air_damper |  | Air handling Unit, Ground Floor South Zone(Project Management), Admin Building Roof
41261 | 95376 | TAB-ACC-T-4811 | Tank, Air Separator, Pump Suctions | TAB-ACC-P-4811 | Tank | Tank |  | T | air_seperator |  | Pump, Circulating,Hot Water,Dig 19-22 Sludge Heating, P17-1,
137311 | 39085 | THR-PLT-FSL-2927 | Switch, Flow, Low, Flushing Water, Grit Classifer CL-2920, North Grit Building | THR-PLT-CL-2920 | Switch,Flow-Low | Switch |  | FSL | http://www.toronto.ca/TWONTO#flow_switch |  | Classifier, Grit, North Grit Building
120150 | 70354 | TAB-WORK-AREA-SEO | TAB Work Area SEO | TAB | [6 empty] | Ashbridges Bay Treatment Plant
8518 | 94595 | COL-RBB-FIT-0001 | Transmitter, Flow | COL-RBB-MISC | Transmitter |  |  | FIT |  |  | Miscellaneous Equipment
127139 | 63102 | THC-PLT-HS-0820 | Switch, Rope, Emergency Stop, Washer Compactor, Screen Room, Screenings Conveyance | THC-PLT-CMP-0820 |  | Switch |  | HS | hand_switch |  | Washer Compactor, Screen Room, Screenings Conveyance
24378 | 28393 | FHO-MCS-PS-0101 | Switch, Pressure, Vaccum Priming Tank T-0101, S 3, Compressor Room | FHO-TRW-VP |  | Switch |  | PS | http://www.toronto.ca/TWONTO#pressure_switch |  | Vacuum Priming
7917 | 14682 | COL-PTS-LSLL-0101 | Switch, Level Low-Low | COL-PTS(S) | Switch,Level |  |  | LSLL |  |  | Third Street Sewage Pumping Station (Wards Island PS#12)
17584 | 84523 | FHA-MCS-ELV | Elevators | FHA-MCS | [6 empty] | Mechanical
51621 | 39765 | TAB-GRK-VEH-067143 | Truck, Plow, Dodge RAM, WWPW | TAB-GRK-VEH1 | Vehicle,Licensed | Vehicle |  | VEH | http://www.toronto.ca/TWONTO#pickup_truck
26671 | 96378 | COL-PST-GRF-0001 | Ground Fault Indicator | COL-PST-MISC |  | Grounds |  | GRF | http://www.toronto.ca/TWONTO#ground_and_test_device |  | Miscellaneous Equipment
120545 | 10388 | THC-ACC-DM-6509 | Damper, Isolation, R/A Duct, Pipe Gallery & Elec. Room, 2nd Floor Mech Room #1, Headworks | THC-ACC-AHU-6500 | Damper/Louver | HVAC |  | DM | http://www.toronto.ca/TWONTO#air_damper |  | Air Handling Unit, Pipe Gallery, 2nd Floor Mech Room #1, Headworks
66371 | 4291 | THC-SES-SQ-6109123200 | SCBA Unit, Cylinder spare, T1 Control Room | THC-SES-SQ-SCBA | PPE,SCBA | Safety Equipment |  | SQ | http://www.toronto.ca/TWONTO#compressed_gas_cylinder |  | SCBA Units, virtual entity
81510 | 42430 | TNT-MCS-T-1000 | Tank 1, Strom water Storage | TNT-MCS | Tank,Reservoir | Tank |  | T | http://www.toronto.ca/TWONTO#storage_tank |  | Miscellaneous, including Storm Water Tanks
9183 | 65468 | COL-YKP-FAK-0024S | First Aid Kit, Truck #095092 (Transit XL) | COL-W-OBSOLETE | Safety,First Aid Kit | Safety Equipment | 46814 | FAK | http://www.toronto.ca/TWONTO#first_aid_kit |  | Col West Obsolete Entities
98240 | 73654 | FIS-SES-SQ-3521 | Chlorine Emergency Kit, Type 'B' For 1 Ton Containers, Chlorine Storage Room, East of Main Entrance | FIS-SM | Safety,Emergency Kit | Safety Equipment |  | SQ | emergency_kit |  | Spill Management Kits
57111 | 45349 | THC-ACC-T-0202 | Tank, Glycol System, Storage and Feed, Mechanical room, WA2 Workshop | THC-GRK-STRC-0200 | Tank | Tank |  | T | http://www.toronto.ca/TWONTO#chemical_storage_tank |  | Workshop, WA2, Building X
39201 | 64284 | TAB-ACC-F-6522 | Filter, AHU-6520, Mechanical Room No. 2, Screen Bldg., P Bldg. | TAB-ACC-AHU-6520 | Filter | HVAC |  | F | http://www.toronto.ca/TWONTO#replaceable_air_filter |  | Air Handling Unit, Mechanical Room no.2, Screen Bldg., P Bldg.
136980 | 79371 | THR-OCS-PSLH-0500 | Switch, Pressure Low/High, Air Handling Units 0500A/B, Ozonator Room, Plant Services, Odour Control System | THR-OCS-D-0500A | Switch,Pressure-High | Switch |  | PSLH | http://www.toronto.ca/TWONTO#pressure_switch |  | Dryer, Dessicant, Ozone Generator 3956, Ozonator Room, Plant Services, Odour Control System
38721 | 37244 | SWM-PDU-LSH-0201 | Switch, Level-High | SWM-PDU | Switch,Level |  |  | LSH |  |  | Dunker's Storm
94971 | 67558 | FHO-SPC | Process Control Systems - Services Area | FHO | [6 empty] | F.J. Horgan Water Treatment Plant
88643 | 86077 | WTR-PWT-TRW | Treated Water (Transmission) | WTR-PWT | [6 empty] | West Toronto Pumping Station
55607 | 44941 | TAB-WA2-SQ-8281 | Davit Arm | TAB-WA2-SQ-0001 | PPE,Harness | Safety Equipment |  | SQ | http://www.toronto.ca/TWONTO#fall_arrest_Davit_arm |  | Fall Arrest System , Tripod and SRL
16002 | 45638 | FHA-AUX-T-0104 | Tank, Air Receiver Compressed Air #4, Service Bldg. Alum Room | FHA-AUX-SA | Tank | Tank |  | T | http://www.toronto.ca/TWONTO#pressure_vessel |  | Plant Air/Instrument Air/Vacuum System
24520 | 60257 | COL-PRD-COM-0001 | Control Panel, Operator | COL-PRD | Control Panel |  |  | COM |  |  | Redland Pumping Station
71883 | 11638 | THR-DIG-TSH-5142 | Switch, Tempreature-High, Outlet Pump 5142, Solids Treatment, Digester Tank 1-6 | THR-DIG-GBP-5142 | Switch,Temperature-High | Switch |  | TSH | http://www.toronto.ca/TWONTO#temperature_switch |  | Gas Booster, Tank 0400, Solids Treatment
40719 | 48219 | DR8014A | Air, Handling Unit, AHU-4, (1.9 L/S), Seawall Tunnel, below Dig Gas Ctrl Bldg | TAB-ACC-AHU | Air Handling Unit | HVAC |  |  | http://www.toronto.ca/TWONTO#air_handler_unit |  | Air Handling Unit & Supply Fan
131047 | 56457 | THR-AER-PIP-0003 | Piping, Aeration Process Air, Work Area 3 | THR-PIP-WA3 |  |  |  | PIP |  |  | Piping, Work Area 3
112639 | 35619 | TAB-EL1-LP-6676 | Lighting Panel,Field,Emergency Generator Enclosure,GEN-6001,P Building | TAB-EL1-MCC-6674 | Control Panel,Lighting | Power Distribution Panel |  | LP | http://www.toronto.ca/TWONTO#LV_electrical_panel |  | MCC,Electrical Room,Ground Floor,Grit Build,P Building
120789 | 47255 | THC-ACC-FN-6580 | Fan, Return, Pipe Gallery, 2nd Floor Mech Room #1, Headworks | THC-ACC-AHU-6500 | Fan | HVAC |  | FN | http://www.toronto.ca/TWONTO#blower_or_fan_with_drive |  | Air Handling Unit, Pipe Gallery, 2nd Floor Mech Room #1, Headworks
30379 | 21857 | FIS-SES-FAK-0007 | Fire Blanket - No longer on site | FIS-SES-FAK | Safety | Safety Equipment | 35240 | FAK | http://www.toronto.ca/TWONTO#first_aid_kit |  | First Aid Kits
130465 | 83918 | THR-ACC-T-0611 | Tank, Glycol Skid, Filtered Plant Water Building | THR-ACC-FPW | Tank | Tank |  | T | http://www.toronto.ca/TWONTO#chemical_storage_tank |  | Air Conditioning, HVAC, Filtered Plant Water Building
117362 | 10297 | TAB-RSP-SQ-9121 | First Aid Kit-M Bldg main Flr- Control Room | TAB-WA1-SQ | Safety,First Aid Kit | Safety Equipment |  | SQ | http://www.toronto.ca/TWONTO#first_aid_kit |  | Safety Equipment & Supplies Common to WA1
135018 | 93748 | THR-ELS-PDP-3222B | Panel, Power Distribution 600V,North Grit Bldg,Old Blower Room | THR-ELS-GRIT | Control Panel,Power Distribution Panel | Power Distribution Panel |  | PDP | http://www.toronto.ca/TWONTO#LV_electrical_panel |  | Electrical System, Grit Bldg., North Prelimanry and Primary Station
34295 | 84192 | KU2116A | Tank, Water | TAB-DOM-HOTWTR | Tank | Tank |  |  | http://www.toronto.ca/TWONTO#tanked_hot_water_heater |  | Domestic Water Systems, Floatation
121754 | 82779 | THC-ACC-V-6311 | Valve, Ball, Manual, AHU-6300, 2nd Floor Mech Room #1, Headworks | THC-ACC-AHU-6300 | Valve,Ball | HVAC |  | V | http://www.toronto.ca/TWONTO#valve |  | Air Handling Unit, Screen Room/Conveyor Areas, 2nd Floor Mech Room #1, Headworks
101712 | 56840 | MAIN-333 | Main 333 | WTR-LWA | [6 empty] | Work Area 2 Central Mains and Chambers
32245 | 66696 | COL-SKW-RPU-0001 | Remote Processing Unit | COL-SKW-MISC | RPU |  |  | RPU |  |  | Miscellaneous Equipment
109394 | 30783 | TAB-DEW-DRV-0050 | Drive, VFD, Polymer Pump # 6 | TAB-DEW-P-3360 |  |  |  | DRV |  |  | Pump, Polymer Solution Feed #6
18704 | 64090 | FHA-SES-SQ-0453 | FHA-SQ-LP-0003 - Life Preserver | FHA-SES-LP |  | Safety Equipment |  | SQ | http://www.toronto.ca/TWONTO#personal_floatation_device |  | Life Preservers
48296 | 68986 | TAB-ELS-SQ-6172 | Electrical - Rubber Insulating Gloves Class 1 | TAB-ELS-SQ-GLOVE | PPE,Insulated Glove | Safety Equipment |  | SQ | http://www.toronto.ca/TWONTO#rubber_insulating_gloves |  | High Voltage Gloves
7375 | 8721 | COL-PSM-FN-0001 | Fan, Centrifugal | COL-PSM-MISC | Fan |  |  | FN |  |  | Miscellaneous Equipment
50020 | 83376 | FCL-ELS-MCC-1012-SUS | Control Panel, MCC, Low Lift Process Normal Power, Electrical Switchgear Room | FCL-ELS-PS-0001 | Control Panel,MCC | Motor Control Center | 36553 | MCC | http://www.toronto.ca/TWONTO#LV_electrical_panel |  | Uninterruptible Power Supply,High Lift Bldg - Switchgear Room,LP-0001
48127 | 26481 | TAB-ELS-NON-PHYC | Top-level hierarchy for generic entities that represent muliti-equipment inspection routes and shutdowns | TAB-RTE-PD | [6 empty] | TAB-Routine Power Distribution Plant Wide
110480 | 54241 | TAB-DIG-BU-7063 | Burner #3, Waste Gas | TAB-SUSPENDED ENTITY | Burner,Waste Gas | Burner | 46286 | BU | http://www.toronto.ca/TWONTO#waste_gas_burner |  | Suspended entities
106686 | 12141 | TAB-ACC-FSL-5854 | Switch,Flow,Low,Pump Discharge | TAB-ACC-P-5854 | Switch,Flow | Switch |  | FSL | http://www.toronto.ca/TWONTO#flow_switch |  | Pump,Glycol Make Up
131392 | 72192 | THR-BG-LSL-0301 | Switch,Level Low Low,Lube Oil Seperator 0100, Compressor Building, Gas Compressor (And Dryer) | THR-BG-T-0100 | Switch,Level-Low | Switch |  | LSL | http://www.toronto.ca/TWONTO#level_switch |  | Oil Separator, Compressor 0101, Compressor Building, Gas Compressor (And Dryer)
30905 | 19130 | FIS-TRW-PSH-0001-SUS | Switch, Pressure-High, Treated Water to Island Distribution, High Lift Pumping Station | FIS-TRW | Switch,Pressure-High | Switch | 38442 | PSH | http://www.toronto.ca/TWONTO#pressure_switch |  | Treated Water Production
87781 | 20204 | FHO BEFORE SO2 | Sampling | FHO-SAMP | [6 empty] | Sampling Systems
46773 | 71966 | FCL-ACC-HTR-530-536 | North Filter Gallery Heaters System HTR-0530: HTR-0536 | FCL-ACC |  |  |  | HTR |  |  | Climate Control (HVAC)
96432 | 44059 | FIS-DCL-PSL-0201 | Switch, Pressure, Low, SO2 Gas, WCS-0201 Discharge, Gaseous Chemical Building, Storage Room | FIS-DCL-T-0201 | Sensor,Level | Switch |  | PSL | http://www.toronto.ca/TWONTO#pressure_switch |  | Tank, Expansion, SO2 Liquid to Evaporator EV-0101, Gaseous Chemical Building,Storage Room
93606 | 36278 | FHO-OFFICE | Computer Location | FHO-ADMIN-BLDG | [6 empty] | Building Location
58979 | 16691 | THC-ACC-HEAT PUMPS | Pumps, Heating System, Building M | THC-ACC-BLDG M |  | HVAC |  |  | http://www.toronto.ca/TWONTO#collection_of_assets |  | Incineration Building, HVAC
135988 | 2181 | THR-FT-RPU-0022S | Remote Processor Unit, SCADA,Final Clarifier (172.22.37.188) | THR-SPC | RPU | Remote Processor Unit | 39572 | RPU | http://www.toronto.ca/TWONTO#RPU_panel |  | Process Control Systems - Services Area
98245 | 44946 | FIS-SES-SQ-6002 | Safety Harness, Full Body | FIS-SES |  | Safety Equipment |  | SQ | http://www.toronto.ca/TWONTO#fall_arrest_harness |  | Safety, Instrumentation & Environmental Services
121849 | 74183 | THC-ADMIN-BLDG | Building Location | THC-ITM | [6 empty] | Integrated Technology Management
66097 | 68860 | THC-SES-FSH-6010 | Switch, Flow, High, Eyewash Station, Plant Services, Headworks | THC-SES-SQ-6010 | Switch,Flow-High | Switch |  | FSH | http://www.toronto.ca/TWONTO#flow_switch |  | Emergency Eyewash & Shower, New Headhouse Screen Room West Side
57684 | 50921 | FCL-ELS-T-0201 | Tank, Generator G-0200 Oil Fuel Day Tank, Low Lift Building, Screen Room | FCL-ELS-PS-0003 | Tank,Reservoir | Tank |  | T | http://www.toronto.ca/TWONTO#fuel_oil_tank |  | Emergency Power
109787 | 91371 | TAB-DEW-SSL-6007 | Speed Switch-low, Conveyor DEW-CV-6007, DEW Level 3 | TAB-DEW-CV-6007 |  | Switch |  | SSL | http://www.toronto.ca/TWONTO#speed_switch |  | Transfer Conveyor, Dewatered Solids from DEW-CF-0421 to Main Conv DEW-CV-6010&6012, DEW Level 3
139458 | 84300 | THR-WA2-LD-496-10 | Sling, Nylon, Work Area 2 (Sr 903496-10) SIZE; 2" X 4', | THR-LD-NYLN-WA2 | Lifting Device,Sling | Lifting Device |  | LD | synthetic_web_sling |  | Slings, Nylon, Work Area 2
104976 | 28945 | NX4401A | Air con HVAC- Odour Control Building- | TAB-ACC-CI | H.V.A.C.,Air Conditioner | HVAC |  |  | http://www.toronto.ca/TWONTO#air_condition |  | Chiller and Air Coolers
34410 | 53226 | COL-YKP-DA-211171 | Davit Base Leg-211171 | COL-YKP-DA | Safety | Safety Equipment |  | DA | davit_base |  | Davit Arm Assembly
146740 | 70715 | WTR-RDF-LSL-0002 | Switch, Level-Low, Sump Pumps | WTR-RDF-AUX | Switch,Level-Low | Switch |  | LSL | http://www.toronto.ca/TWONTO#level_switch |  | Auxiliary Equipment (Building Facilities)
71659 | 31942 | THR-DIG-PSH-4806 | Switch, Pressure-High, Discharge, Pump 4806, Solids Treatment, Heating System - Digesters - Tank 0900 Tank 1000 | THR-DIG-P-4806 | Switch,Pressure-High | Switch |  | PSH | http://www.toronto.ca/TWONTO#pressure_switch |  | Pump, Centrifugal, Hot Water Recirculation, Tank 0900
97361 | 90651 | FIS-MCS-LD-0022 | Manual hoist -Chain fall 0.5 Ton | FIS-MCS | Lifting Device | Lifting Device |  | LD | http://www.toronto.ca/TWONTO#lifting_equipment_hoist |  | Mechanical Services
129956 | 42139 | THR-ACC-FSL-0210 | Switch, Flow, Low, Supply Air Duct, Air Handling Unit AHU-0210/0220, North Grit Loading Bay Roof | THR-ACC-AHU-0210 | Switch,Flow-Low | Switch |  | FSL | http://www.toronto.ca/TWONTO#flow_switch |  | Air Handling Unit, Air Supply, North Grit Loading Bay Roof
39059 | 85198 | COL-YKP-SRL-0026 | Self Retrieval Line -0305008 | COL-W-OBSOLETE |  | Safety Equipment | 38997 | SRL | self_retracting_line |  | Col West Obsolete Entities
119744 | 67577 | TAB-WA1-SQ-6001 | Binder, SDS | TAB-WA1-SQ | Safety,MSDS Binder | Safety Equipment |  | SQ | emergency_kit |  | Safety Equipment & Supplies Common to WA1
19291 | 3292 | FHA-WWW-T-0701 | Tank, SBS Storage, RMF, SBS Storage Room | FHA-WWW-P-0711 | Tank | Tank |  | T | http://www.toronto.ca/TWONTO#chemical_storage_tank |  | Pump, SBS Feed, RMF, SBS Storage Room
91178 | 88527 | FHO-DEW-T-0009 | Tank, Sump Well, Drainage & Sump Pumps, Ozone Building, S2, Pipe Gallery 2, S/E of T-2100 | FHO-DEW |  | Tank |  | T | http://www.toronto.ca/TWONTO#storage_tank |  | Dewatering & Drainage
76319 | 73620 | FHO-ELS-DP-1023 | Distribution Panel, 600 V, 100A, Panel Board, MCC-1020, Admin Building, S4, Main Electrical Room | FHO-ELS-MCC-1020 |  | Power Distribution Panel |  | DP | http://www.toronto.ca/TWONTO#LV_electrical_panel |  | Motor Control Centre, Cadmin Building, S4, Main Electrical Room
126198 | 58549 | THC-INC-PSL-2064 | Switch, Pressure-Low, Natural Gas Train, Incinerator 2000 | THC-SUSPENDED | Switch,Pressure-Low | Switch | 34753 | PSL | http://www.toronto.ca/TWONTO#pressure_switch |  | Suspended entity
103429 | 80330 | MTMH224 | DORSET PARK STS | TRK-HCK | [6 empty] | HIGHLAND CREEK DRAINAGE AREA
50976 | 25876 | TAB-PRM-T-0900 | P Building, Primary Tank 9 | TAB-PRM-T-P | Tank | Tank |  | T | http://www.toronto.ca/TWONTO#clarifier |  | P Building - Scum, Sludge Hoppers & Primary Tanks 7 - 9
25446 | 79565 | COL-PSM-FEQ-0003S | Fire Prevention, Extinguisher | COL-PSM | Fire Prevention,Extinguisher |  | 40969 | FEQ |  |  | Simcoe St Sewage Pumping Station
9830 | 85077 | FCL-ACC-RPU-0201 | RPU Panel, Flocculation/Sedimentation BAS, Dry Chemical Building Storage Area, Lobby | FCL-GRK | Control Panel | Remote Processor Unit |  | RPU | http://www.toronto.ca/TWONTO#RPU_panel |  | Buildings and Grounds
113624 | 80109 | TAB-HRS-STEAM | Plant Steam | TAB-WORK-AREA-SEO | [6 empty] | TAB Work Area SEO
93283 | 98121 | FHO-GRK-DR-2047S | Door, (FD-S2-47), Fire Rated, Ozone Building, S2, DOZ 5 Stairway | FHO-GRK-FEQ-0001 | Fire Prevention,Door | Door |  | DR | http://www.toronto.ca/TWONTO#fire_rated_door
38595 | 94568 | TAB-ACC-6000 | (Item #14) Digester 13-16 Process Heating | TAB-ACC |  | HVAC |  | ACC | http://www.toronto.ca/TWONTO#collection_of_assets |  | Plant HVAC Equipment
126348 | 99614 | THC-ITM | Integrated Technology Management | THC | [6 empty] | Highland Creek Treatment Plant
93341 | 2402 | FHO-GRK-DR-4033S | Door, (FD-S4-33), Fire Rated, Chemical Building, S4, Stairway 7, Lower Level | FHO-GRK-FEQ-0001 | Fire Prevention,Door | Door |  | DR | http://www.toronto.ca/TWONTO#fire_rated_door
116234 | 44124 | TAB-PRS-T-2130 | Tank, Chemical Storage, West Chemical Storage Tanks | TAB-PRS-T-FECL2 | Tank | Tank |  | T | http://www.toronto.ca/TWONTO#chemical_storage_tank |  | Ferrous Chloride Tanks & Valves
7595 | 50437 | COL-PST-GC-0001 | Grit Chamber | COL-PST |  |  |  | GC |  |  | Strachan Pumping Station
26421 | 89101 | FHO-GRK-DR-6003S | Door, (FD-S6-03), Fire Rated, Raw Water Building, S6, Stairway 2 | FHO-GRK-FEQ-0001 | Fire Prevention,Door | Door |  | DR | http://www.toronto.ca/TWONTO#fire_rated_door
58197 | 53592 | THC-ACC-COM-0010 | Communication, HVAC, Admin Building | THC-ACC-BLDG K |  | HVAC |  | COM | http://www.toronto.ca/TWONTO#collection_of_assets |  | Administration Building, HVAC
115562 | 25553 | TAB-PRM-PSL-2200A | Switch Pressure,Low,Suction side of Pump-2200 | TAB-PRM-P-2200 | Switch,Pressure | Switch |  | PSL | http://www.toronto.ca/TWONTO#pressure_switch |  | Pump, Scum, PST 3 & 4
132991 | 81978 | THR-DIG-T-5851 | Tank, Condensate and Sediment Accumulator, C-5860, Digester Mixing System | THR-DIG-C-5860 | Tank | Tank |  | T | sediment_trap |  | Compressor, Gas, Mixing System, Digester Tank#9/10
84731 | 95694 | WTR-PEG-LSL-0200 | Switch,Level-Low, Pump 0200 | WTR-PEG-P-0200 | Switch,Level-Low | Switch |  | LSL | http://www.toronto.ca/TWONTO#level_switch |  | Pump, Centrifugal, District 3E
65326 | 1184 | THC-ELS-MCC-5101E | Control Panel,MCC,Emergency Loads,Primary Digesters | THC-ELS-PS-0001-U | Control Panel,MCC | Motor Control Centre |  | MCC | http://www.toronto.ca/TWONTO#LV_electrical_panel |  | Primary Power Equipment, Building U
55575 | 83627 | TAB-WA2-SQ-1246 | EF2 - 901 T4 Nylon Sling | TAB-SES-LD | Lifting Device,Sling | Lifting Device |  | SQ | synthetic_web_sling |  | WA2 Lifting devices
122058 | 37691 | THC-AER-TSH-7342 | Switch,Temperature-High,Oil Tank 7340,Blower 7300,Phase I & IV Blower Building | THC-AER-BL-7300-I-IV | Switch,Temperature | Switch |  | TSH | http://www.toronto.ca/TWONTO#temperature_switch |  | Blower, Aeration System
14784 | 95747 | FHA-ACC-AHU-0005 | Cooling Unit Spot Cooler | FHA-MCS-ACC | Air Handling Unit | HVAC | 38792 | AHU | http://www.toronto.ca/TWONTO#air_condition |  | HVAC
79925 | 92930 | THR-WA2-LD-4080-4 | Sling, Wire Rope, Work Area 2 (Sr LS#514080) SIZE; 3/8" X 4', | THR-LD-NYLN-WA2 | Lifting Device,Sling | Lifting Device |  | LD | wire-rope_sling |  | Slings, Nylon, Work Area 2
24760 | 51976 | COL-PSB-TS-0001 | Switch, Generator Power Transfer Switch | COL-PSB-MISC | Switch |  |  | TS |  |  | Miscellaneous Equipment
59328 | 99643 | FCL-ELS-TSH-003F | Switch,Temperature-High,High Lift Bldg - Electrical Room,Transformer TR-003F | FCL-ELS-TR-003F | Switch,Temperature-High | Switch |  | TSH | http://www.toronto.ca/TWONTO#temperature_switch |  | Transformer,Power,Dry,High Lift Bldg - Electrical Room,4160-600V,750KVA
14070 | 26724 | FCL-RW-V-0007E | Valve, Mud, Raw Water Suction Channel Drain, Low Lift PS Basement | FCL-RW-INTAKE |  |  |  | V |  |  | Intake and Conduit
34173 | 16976 | COL-YKP-DA-1697334 | Davit Mast -1697334 | COL-YKP-DA-0003S | Safety | Safety Equipment |  | DA | davit_base |  | Davit Arm Assembly with Upper Arm-1671137
52756 | 76132 | FCL-DIS | Disinfection and Conditioning | FCL WORK AREA 1 | [6 empty] | Process
131443 | 79158 | THR-BG-F-0401 | Filter, Oil for Fuel Gas Compressor 0401, Compressor Building, Gas Compressor (And Dryer) | THR-BG-C-0401 | Filter | Filter |  | F | http://www.toronto.ca/TWONTO#replaceable_oil_or_fuel_filter |  | Compressor, Screw, Fuel Gas, Compressor Building, Gas Compressor (And Dryer) Tag-THR-BG-C-0401-Susp
134084 | 51126 | THR-DIS-RPU-0002 | Remote Processor Unit, Disinfection Chlorination, Palace Pier (172.22.37.247) | THR-S-E | RPU | Remote Processor Unit |  | RPU | http://www.toronto.ca/TWONTO#RPU_panel |  | SUSPENDED ENTITY
19146 | 231 | FHO-ACC-F-0105 | Filter, Dry Air, AHU-0102 Intake, Admin Building, S1, AHU Room | FHO-ACC-AHU-0102 |  | Filter |  | F | http://www.toronto.ca/TWONTO#replaceable_air_filter |  | Air Handling Unit, Admin Building Lobby Air Conditioning System, Admin Building, S1, AHU Room
129144 | 91456 | THC-THK-BIOFILTER | THK Biofilter System | THC-THK-TWAS | [6 empty] | Waste Activated Sludge Thickening
65368 | 1409 | THC-PRM-ZSH-0980 | Switch, Position High, Mech Away, Valve 0973 | THC-PRM-V-0973 |  | Switch |  | ZSH | http://www.toronto.ca/TWONTO#position_switch |  | Valve, Hydraulic Cylinder, Scum Skimmer, Primary Clarifier 0900, SW Plant
132858 | 54534 | THR-DIG-PSL-4710 | Switch, Pressure-Low, Suction, Pump 4710, Solids Treatment, Heating System - Digesters - Tank 0700 & Tank 0800 | THR-DIG-P-4710 | Switch,Pressure-Low | Switch |  | PSL | http://www.toronto.ca/TWONTO#pressure_switch |  | Pump, Centrifugal, Hot Water Recirculation, Tank 0700
2539 | 50792 | COL-CED-RPU-0100 | Remote Processing Unit | COL-PAB-MISC | RPU | Remote Processor Unit |  | RPU | http://www.toronto.ca/TWONTO#RPU_panel |  | Miscellaneous Equipment
48795 | 70393 | FCL-BW-V-0033 | Valve, Air Release, Backwash Supply Pipe | FCL-BW |  |  |  | V |  |  | Backwash System
138812 | 73915 | THR-SES-SQ-WA2 | Safety Equipment -Work Area2 | THR-SES-WA2 |  | Safety Equipment |  |  | http://www.toronto.ca/TWONTO#collection_of_assets |  | Safety & Environmental Services, WA2
137450 | 9589 | THR-PLT-PSL-2100 | Switch, Pressure-Low, Discharge, Blower 2100, Preliminary Treatment, Grit Removal - Grit Tanks - North Plant | THR-PLT-BL-2100 | Switch,Pressure-Low | Switch |  | PSL | http://www.toronto.ca/TWONTO#pressure_switch |  | Blower, Centrifugal, Process Air, Preliminary Treatment, Grit Removal - Grit Tanks - North Plant
97355 | 79589 | FIS-MCS-LD-0007 | Self retracting line with winch 900 lbs | FIS-MCS | Lifting Device | Lifting Device |  | LD | self_retracting_line |  | Mechanical Services
141139 | 37402 | WM2018A | Strainer, Exp Tank Nitrogen, 825A | TAB-SLD-P | Strainer | Filter |  |  | http://www.toronto.ca/TWONTO#strainer |  | Pelletizer Bldg. - Thermal Oil Heating System, Pumps, Strainer & Expanasion Tanks
47389 | 66479 | TAB-EL1-MCC-6626 | Motor Control Centre 600V - OPS | TAB-EL1-PDP-6012 | Control Panel,Electrical | Motor Control Centre |  | MCC | http://www.toronto.ca/TWONTO#LV_electrical_panel |  | Power Distribution Panel, 600V, PT 1-9 Outdoor Sub.
69209 | 77318 | FCL-WWW-V-3022 | Valve, Check, Discharge, Process Drain Pump P-3022, RMF Clarification Facility, Pump Room | FCL-WWW-P-3022 |  |  |  | V |  |  | Pump Submersible Drainage North, Process Drain Sump
72615 | 15071 | THR-ACC-DM-0140 | Damper, Intake, Air Handling Unit AHU-0140, Headhouse Loading Bay Roof | THR-ACC-AHU-0140 | Damper/Louver | HVAC |  | DM | http://www.toronto.ca/TWONTO#air_damper |  | Air Handling Unit, Headhouse Loading Bay Air Supply, Headhouse Roof
135862 | 64131 | THR-FT-PSH-4622 | Switch, Pressure-Low, Pump P-4624 Discharge, Scum Pumping - South | THR-FT-P-4624 | Switch,Pressure-High | Switch |  | PSH | http://www.toronto.ca/TWONTO#pressure_switch |  | Pump, Centrifugal, Drain, Gallery T20N
19242 | 16188 | FHA-WWW-P-2201-KQ | Centrifuge Feed Pump 2 | FHA-SUSPENDED |  |  | 33380 | P |  |  | Suspended Obsolete entity for storage purpose
10681 | 48638 | FCL-ACC-OZ-0901 | Odor Remediation Unit, Centrifuge Building, Second Floor, HVAC Room | FCL-ACC-RMF |  |  |  | OZ |  |  | Residue Management HVAC Equipment
125869 | 13215 | THC-INC-BU-2036 | Burner, Hearth 3, Incinerator 2000 | THC-INC-FU-2000? | Burner | Burner |  | BU | http://www.toronto.ca/TWONTO#burner_component_of_asset |  | Furnace, Incinerator 2000
76686 | 84122 | FHO-ELS-LP-0911 | Lighting Panel, 347/600V, RW Building, S7, Electrical Room | FHO-ELS-LTG-2000 |  | Power Distribution Panel |  | LP | http://www.toronto.ca/TWONTO#LV_electrical_panel |  | Lighting, Facility Interior : Plant wide, interior lighting
49103 | 51063 | TAB-OCS-HTR-6706 | Controller, Temp, Heat Tracing, Separated Potable Water to Biofilter, Biofilter Area, P Bldg. | TAB-OCS-PBLDG | Heater | Gas Collection |  | HTR | heat_trace |  | P Building - Odour control System, Fans
4028 | 51857 | COL-PCU-FEQ-0005 | Fire Prevention, Extinguisher | COL-PCU | Fire Prevention,Extinguisher |  | 34993 | FEQ |  |  | Cumber Pumping Station
11982 | 89871 | FCL-DEW-T-0601 | Tank, Drain Pit, High Lift PS Area Dewatering Pit | FCL-DEW | Tank,Reservoir | Tank |  | T | http://www.toronto.ca/TWONTO#storage_tank |  | Dewatering
105859 | 12268 | SWM-PWI-T-0001 | Tank, Fuel | SWM-PWI-MISC | Tank | Tank |  | T | http://www.toronto.ca/TWONTO#fuel_oil_tank |  | Miscellaneous Equipment
29749 | 79253 | COL-PWR-FN-0004 | Fan, Centrifugal | COL-PWR-SUSPENDED | Fan |  | 35038 | FN |  |  | West Rouge P.S.suspended entities
111024 | 5844 | TAB-DIG-PSH-1434 | Switch Pressure,High,Delivery,Recirc. Pump-1434 | TAB-DIG-P-1434 | Switch,Pressure | Switch |  | PSH | http://www.toronto.ca/TWONTO#pressure_switch |  | Pump, Sludge Recirculation (DX2614) Digester Tank 14
74558 | 72650 | THR-FT-FSL-4730 | Switch, Flow-Low, Seal Water, Pump P-4730, Cross Feed Pumping - South | THR-FT-P-4730 | Switch,Pressure-Low | Switch |  | FSL | http://www.toronto.ca/TWONTO#flow_switch |  | Pump, Centrifugal, Sludge Cross Feed, RAS Pumping Station - South
70498 | 91559 | FHO-AMT-PS-0001 | Power Supply, Inverter, Weather Monitoring Station, Filter Building Roof | FHO-ELS-PS-0004 |  | Power Distribution Panel |  | PS | ? |  | Solar Power system
130171 | 26170 | THR-ACC-NR-722 | HVAC Unit & Fan, Men's Wash Room Corridor | THR-ACC-ADM | H.V.A.C.,Heater,Unit | HVAC |  | NR | http://www.toronto.ca/TWONTO#heater |  | Air Conditioning, HVAC, Admin Building
146037 | 35378 | WTR-PRV-LSL-0500 | Switch,Level-Low,Pump 0500 | WTR-PRV-P-0500 | Switch,Level-Low | Switch |  | LSL | http://www.toronto.ca/TWONTO#level_switch |  | Pump,Centrifugal
96555 | 59932 | FIS-ELS-CAB-5001 | ELS Cabinet,4.16 kV,Workshop Building,Mezzanine,PDP Electrical Distribution Cabinet | {FIS-ELS-CAB} |  |  |  | CAB |  |  | Asset Group,Electrical Distribution Bus Cabinets
18481 | 61954 | FHA-SES-LDR-0508 | FHA-SES-LD-0060 - 10' Single Ladder Aluminum ( Filter #6 ) | FHA-SES-LD-1 | Safety | Safety Equipment |  | LDR | http://www.toronto.ca/TWONTO#ladder |  | Ladders
9310 | 27999 | COL-YKP-SRL-0003 | Self Retrieval Line-092839 | COL-W-OBSOLETE |  | Safety Equipment | 38989 | SRL | self_retracting_line |  | Col West Obsolete Entities
66325 | 96644 | THC-SES-MEQ-0903 | Anchor,Fall Arrest,HPU0900 Building,Roof | THC-PRM-BLDG-HPU0900 | PPE | Safety Equipment |  | MEQ | fall_arrest_anchor |  | Phase IV, Tank 9, HPU Building
55844 | 41353 | FCL-ELS-LP-0200O | Lighting Panel, Heating, 208/120V, 3PH, Admin Building, Corridor 217 Second Floor | FCL-ELS-TR-0200O |  |  |  | LP |  |  | Transformer, 600/120/208V, 75 kVA, 3PH, Lighting Panels LP-0200O&0200A, High Lift Switchgear Room
9070 | 75180 | COL-YKP-DA-1671156 | Davit Centre Base-1671156 | COL-YKP-DA-0002S | Safety | Safety Equipment |  | DA | davit_base |  | Davit Arm Assembly with Upper Arm-16072
54278 | 2829 | TAB-SA-RPU-0730 | Control Panel, RPU, Service Air, Auxiliary Systems Building, 2nd Floor | TAB-AUX-C | RPU | Remote Processor Unit |  | RPU | http://www.toronto.ca/TWONTO#RPU_panel |  | Auxiliary Building - Compressed Service Air Equipment
118251 | 45127 | TAB-SLO-T-0202 | Storage Silo #2,Sludge Cake | TAB-SLO-SILO | Tank,Reservoir | Tank |  | T | http://www.toronto.ca/TWONTO#storage_tank |  | Sludge Transfer & Silos
3826 | 76688 | COL-PCF-MISC | Miscellaneous Equipment | COL-PCF | [6 empty] | Clark Pumping Station
130399 | 78116 | THR-ACC-PSH-0801 | Switch, Pressurel-High, Inlet, Digester Gas Train for Boiler 0800, North Grit Boilers | THR-ACC-BO-0800 | Switch,Pressure-High | Switch |  | PSH | http://www.toronto.ca/TWONTO#pressure_switch |  | Boiler, Low Pressure, North Grit Boilers, Plant Services, Natural Gas Overview (CRN-B9917.5,TSSA UID-65022713, SNo.-5.867338,S-87073)
73919 | 7361 | THR-ELS-PRMS | Electrical System, Primary Station South | THR-ELS | [6 empty] | Electrical Power System
76966 | 36989 | THR-PLT-LD-2152B | Lifting Device, Sparger Arm, Tank 300, Grit Bldg. | THR-PLT-T-0300 | Lifting Device | Hydraulic System | 35263 | LD | http://www.toronto.ca/TWONTO#hydraulic_system |  | Tank, Grit Removal, Grit Tanks, North Grit Building
58738 | 24524 | THC-ACC-FIT-6221 | Transmitter, Flow, Outlet, Supply Fan FN-6220, 2nd Floor Mech Room #2, Headworks | THC-ACC-AHU-6200 | Meter,Flow,Mass | HVAC |  | FIT | http://www.toronto.ca/TWONTO#flow_transmitter |  | Air Handling Unit, Blower Room, 2nd Floor Mech Room #2, Headworks
58569 | 37020 | THC-DEW-CONV | Conveyors System Dewatering | THC-DEW | [6 empty] | Dewatering Process
109121 | 28934 | TAB-CW-SQ-0074 | Eyewash Station, D Bldg Bsmt Pump Gallery | TAB-PRM-STRC | PPE,Eyewash Station | Safety Equipment |  | SQ | http://www.toronto.ca/TWONTO#emergency_eyewash |  | D Building - Safety Equipments,Drains, Plumbing, Walls
4283 | 80308 | COL-PFB-LIT-0101 | Transmitter, Level | COL-PFB | Transmitter,Level |  |  | LIT |  |  | Fallingbrook Pumping Station
106053 | 57175 | TAB-ACC-CT-1417 | Control Panel, Zone Controller | TAB-ACC-VAV-1417 | Control Panel,HVAC | HVAC |  | CT | http://www.toronto.ca/TWONTO#thermostat_or_zone_controller_unit |  | Heater, Hot Water Reheat Coil, Variable air
117963 | 34243 | TAB-SES-LD | WA2 Lifting devices | TAB-STR-SQ | Lifting Device | Tool |  |  | http://www.toronto.ca/TWONTO#collection_of_assets |  | WA2 Safety Equipment,lifting devices, ladders, Eye Wash station, First Aid Kits, Lock out stations
71203 | 83685 | THR-DIG-FSL-3272 | Flow Switch, Pump Seal Water | THR-DIG-P-3272 | Transmitter,Pressure | Switch |  | FSL | http://www.toronto.ca/TWONTO#flow_switch |  | Pump, Centrifugal, Sludge Transfer, Digester Tank 1000
116033 | 68160 | TAB-PRM-V-OPS | Old PS Header Valves, Primary Sludge Line 1, 2, & 3 | TAB-PRM-OPS | [6 empty] | Old PS - Primary Treatment
71657 | 94656 | THR-DIG-PSH-4710 | Switch, Pressure-High, Discharge, Pump 4710, Solids Treatment, Heating System - Digesters - Tank 0700 & Tank 0800 | THR-DIG-P-4710 | Switch,Pressure-High | Switch |  | PSH | http://www.toronto.ca/TWONTO#pressure_switch |  | Pump, Centrifugal, Hot Water Recirculation, Tank 0700
125175 | 88595 | THC-ELS-SQ-1067428 | Electrical Safety gloves, High Voltage, Class 0, # 1067428 | THC-SES-SQ |  | Safety Equipment | 40028 | SQ | http://www.toronto.ca/TWONTO#rubber_insulating_gloves |  | Safety Equipment
79015 | 60352 | THR-ELS-LP-3221 | Panel, Power Distribution/Lighting, 208/120V, MCC3221 Panel, North Grit MCC3221 Panel | THR-ELS-TR-3221 | Control Panel,Power Distribution Panel | Power Distribution Panel |  | LP | http://www.toronto.ca/TWONTO#LV_electrical_panel |  | Transformer 600V/120-208V, Power, PDP-3221, North Grit Electrical Room MCC-3221
136686 | 50956 | THR-MCS-LD-0985 | Come Along, Work Area 4 | THR-LD-WA4 | Lifting Device,Chain | Lifting Device |  | LD | winch |  | Lifting Devices, Chain Hoist, Come Along & Slings
101564 | 25016 | MAIN-148 | Main 148 | WTR-LWA | [6 empty] | Work Area 2 Central Mains and Chambers
98817 | 27642 | HX2011B | Receiver, Air | TAB-RSP-C-M | Vessel,Pressure | Tank |  |  | http://www.toronto.ca/TWONTO#pressure_vessel |  | M Building, Compressed Air
134981 | 19397 | THR-ELS-SQ-0075 | Electrical Rubber Gloves, PPE Issued to Danny Campolucci 5kV | THR-ELS-SQ-ERG | Safety | Safety Equipment |  | SQ | http://www.toronto.ca/TWONTO#rubber_insulating_gloves |  | Electrical Rubber Gloves, Safety Equipment
59392 | 88541 | THC-ACC-PDIT-6402 | Transmitter, Pressure Differential, Filter, 2nd Floor Mech Room #1, Headworks | THC-ACC-AHU-6400 | Transmitter,Pressure,Differential | HVAC |  | PDIT | http://www.toronto.ca/TWONTO#pressure_transmitter |  | Air Handling Unit, Screen Room/Conveyor Areas, 2nd Floor Mech Room #1, Headworks
18737 | 67349 | FHA-SES-SQ-1111 | FHA-SES-SQ-0111 - Davit Base 4711 | FHA-SES |  | Safety Equipment |  | SQ | davit_base |  | Safety & Environmental Services
136680 | 39509 | THR-MCS-LD-0657 | Chain Hoist, Manual, Work Area 4 | THR-LD-WA4 | Lifting Device,Hoist,Manual | Lifting Device |  | LD | http://www.toronto.ca/TWONTO#lifting_equipment_hoist |  | Lifting Devices, Chain Hoist, Come Along & Slings
39040 | 84749 | TAB-ACC-DM-1440 | Damper, Actuated, Exhaust | TAB-ACC-VAV-1440 | Damper/Louver | HVAC |  | DM | http://www.toronto.ca/TWONTO#air_damper |  | Heater, Hot Water Reheat Coil, Variable air
24331 | 57000 | FHO-MCS-LD-0235 | Loading Dolly # 235 | FHO-MCS-LD | Lifting Device,Hoist,Manual | Rigging Equipment |  | LD | manual_handling_device |  | Lifting Devices & Elevators
54485 | 37190 | TAB-STR-PSH-4002 | Switch,Pressure,High, Oil, Blower BL4002 lubrication | TAB-STR-P-4002 | Switch,Pressure | Safety Equipment |  | PSH | http://www.toronto.ca/TWONTO#pressure_switch |  | Pump, Main Oil ,Blower BL4002
79150 | 91461 | FHA-RW-P-1101-KQ | Raw Water Pumping Unit #11 | FHA-SUSPENDED |  |  | 33358 | P |  |  | Suspended Obsolete entity for storage purpose
72901 | 6313 | THR-DIS-PSH-1120 | Switch, Pressure-High, Outlet, Evaporator 1120, Chlorination Building, Disinfection, Chlorination System | THR-DIS-EV-1120 | Switch,Pressure-High | Switch | 34842 | PSH | http://www.toronto.ca/TWONTO#pressure_switch |  | Evaporator, Chlorine, Chlorination Building, Disinfection, Chlorination System
53654 | 68497 | TAB-SES-SQ-0004 | SCBA Breathing Apparatus, T Bldg., 1st Flr. LAH 310 804 FS | TAB-SES-SCBA | PPE,SCBA | Safety Equipment |  | SQ | http://www.toronto.ca/TWONTO#self-contained_breathing_apparatus |  | WA4 Safety Equipment, SCBA
2663 | 14146 | COL-120-T-0703 | Tank, Nitrogen-Charged Piston Accumulator, Pressurized Hydraulic Fluid Storage, Coxwell CH-0700 | COL-120-CH-0700 | Tank | Tank |  | T | http://www.toronto.ca/TWONTO#chemical_storage_tank |  | Coxwell Control Chamber #7
116197 | 47740 | TAB-PRS-PSH-3220 | Switch, Pressure-High, Chemical Dosing Pump, Secondary Dosing | TAB-PRS-P-3220 | Switch,Pressure-High | Switch |  | PSH | http://www.toronto.ca/TWONTO#pressure_switch |  | Pump, Chemical Dosing, Secondary Dosing
76933 | 91142 | THR-PLT-GRIT-P-HH | Grit Pumps, Preliminary Treatment, Head House | THR-PLT-T-HH | [6 empty] | Tanks, Grit Vortex Prime, Headhouse
25438 | 35878 | COL-PSM-DM-0001 | Damper/Louver, Fan 0001 | COL-PSM-MISC | Damper/Louver |  |  | DM |  |  | Miscellaneous Equipment
69864 | 5619 | THC-PRM-SP-0004 | Autosampler Unit, Primary, Old section, Effluent 7-8, TEMP 3 | THC-SUSPENDED | Sampler | Sampler | 35761 | SP | http://www.toronto.ca/TWONTO#auto_sampler |  | Suspended entity
88935 | 86278 | FHO-ACC-FS-1561 | Switch, Flow, Air, FN-1561 Outlet, Ozone Building, L1, Mechanocal Room 1 | FHO-ACC-FN-1561 |  | Switch |  | FS | http://www.toronto.ca/TWONTO#flow_switch |  | Fan, Centrifugal Square Inline, Mechanical Room 1 Exhaust, Ozone Building, Mechanical Room 1
61619 | 43696 | FHA-ELS-PDP-0406 | FHA-HF-1 - FHA Heating Panel 1 | FHA-ELS-PRIMARY | H.V.A.C. | HVAC |  | PDP | http://www.toronto.ca/TWONTO#electrical_panel_or_cabinet |  | Primary Electrical System
97515 | 99166 | FIS-POL-FE-1001 | Switch,Flow-Low, Service Water Low Flow Alarm, Mixing Chamber Inlet, Skid 1000, Polymer Storage room | FIS-POL-P-1001 | Switch,Flow-Low | Switch |  | FE | http://www.toronto.ca/TWONTO#flow_switch |  | Pump,Diaphragm, Skid 1000, Polymer Storage room
116645 | 8493 | TAB-PWA-LS-5148 | Switch, Level | TAB-PWA-P-5148 | Switch,Level | Switch |  | LS | http://www.toronto.ca/TWONTO#level_switch |  | Pump, Gutter Drain Sump
67351 | 34236 | FCL-TRW-LSHH-0002 | Switch, Level-High-High, Tank 0002, Surge Tank Building | FCL-TRW-T-0002 | Switch,Level-High-High | Switch |  | LSHH | http://www.toronto.ca/TWONTO#level_switch |  | Vessel, Pressure, Surge, Surge Tank Building
113540 | 39938 | TAB-GRK-VEH-378319 | Kubota-SIMM | TAB-GRK-VEH | Vehicle,Unlicensed | Vehicle |  | VEH | http://www.toronto.ca/TWONTO#golf_cart
131433 | 54098 | THR-BG-T-0100 | Oil Separator, Compressor 0101, Compressor Building, Gas Compressor (And Dryer) | THR-BG-C-0101 | Tank | Tank |  | T | http://www.toronto.ca/TWONTO#chemical_storage_tank |  | Compressor, Centrifugal, Fuel Gas, Compressor Building, Gas Compressor (And Dryer) for COGEN
64205 | 68429 | FCL-RW-LSH-0001 | Switch, Level, High, Raw Water Distribution Channel | FCL-RW | Switch,Level-High | Switch |  | LSH | http://www.toronto.ca/TWONTO#level_switch |  | Raw Water
39073 | 33629 | COL-YKP-SRL-086518 | Self Retrieval Line-086518 | YKP-BLD | Safety | Safety Equipment |  | SRL | self_retracting_line |  | Collections - 435 Kipling Ave. Building envelope
129590 | 7273 | THR-ACC-AC-4507 | Fan Coil Unit, Ductless Split System Indoor Unit, Switchgear Bldg North | THR-ACC-WA4 | H.V.A.C.,Air Conditioner | HVAC |  | AC | http://www.toronto.ca/TWONTO#air_condition |  | Air Conditioning, AHU, HVAC,Work Area4
10378 | 92419 | FCL-ACC-HTR-0337 | Heater, Force Flow, 208V, Admin Building Northeast Stairs 221 Above Second Floor East Wall | FCL-ACC-ADMIN |  |  |  | HTR |  |  | Administration Building HVAC Equipment
76182 | 92479 | THR-MCS-LD-5907 | Chain Hoist, Manual, Work Area 2 | THR-LD-WA2 | Lifting Device,Hoist,Manual | Lifting Device |  | LD | http://www.toronto.ca/TWONTO#lifting_equipment_hoist |  | Lifting Devices, Chain Hoist, Come Along & Slings
96948 | 54073 | FIS-FEQ-DR-0046(S) | Door, Fire, Workshop & Office Building | FIS-GRK-STRC-0001 |  | Door |  | DR | http://www.toronto.ca/TWONTO#door
76306 | 98385 | FHO-ELS-DP-0731 | Distribution Panel, 600V, Panel Board, Admin Building, S4, Main Electrical Room, MCC-0730 | FHO-ELS-MCC-0730 |  | Power Distribution Panel |  | DP | http://www.toronto.ca/TWONTO#LV_electrical_panel |  | Motor Control Centre, Emergency Load, Admin Building, S4, Main Electrical Room
26262 | 35099 | FHO-SES-SCBA-0023 | Cylinder, SCBA, Air Pack, 2216 PSI, Ser #6232-S19652 | FHO-SES-SQ-0001 | PPE,SCBA | Safety Equipment |  | SCBA | http://www.toronto.ca/TWONTO#compressed_gas_cylinder |  | Safety Equipment
83565 | 46171 | FHA-SES-SQ-NO5577 | North Fall Arrest Retrieval System Ser# NO5577 | FHA-SES-SQ-6 |  | Safety Equipment | 46870 |  | ? |  | Safety Fall Protection Equipment
134350 | 75891 | THR-DR-QH-0519 | Overhead Door, Machine Shop | THR-DR-WA2 | Door,Overhead | Door |  | QH | http://www.toronto.ca/TWONTO#roll_up_door
113351 | 11712 | TAB-EL3-TS-6341 | Power Distribution, Automatic Transfer Switch, Generator, Standby Power, 600V | TAB-EL3-MCC-6324 |  |  |  | TS |  |  | Motor Control Centre, Gas Compressor Bldg
134990 | 20840 | THR-ELS-MCC-3702 | Motor Control Centre (MCC), Aeration Tanks Electrical Building | THR-ELS-RSPS | Control Panel,MCC | Motor Control Centre |  | MCC | http://www.toronto.ca/TWONTO#LV_electrical_panel |  | Electrical System, Returns Sludge Pumping Station
34437 | 57508 | MAIN-062 | Main 062 | WTR-LWA | [6 empty] | Work Area 2 Central Mains and Chambers
29172 | 68183 | FIS-FEQ-FEQ-4005-SUS | Fire extinguisher, Type ABC, Fire Prevention, Training Room | FIS-SUSPENDED |  | Safety Equipment | 46931 | FEQ | ? |  | Obsolete Entities/Processes
134968 | 24650 | THR-ELS-MCC-1701 | Control Panel, MCC 1701, Effluent Pumping Station (MCC-1700, 1702 & 1703) | THR-ELS-EPS | Control Panel,MCC | Motor Control Centre |  | MCC | http://www.toronto.ca/TWONTO#LV_electrical_panel |  | Electrical System, Effluent Pumping System
86047 | 29102 | FHA-WWW-T-0002 | Tank, Decant Residue Equalization, RMF, Central Thickener Gallery | FHA-WWW-SLUDGE | Tank | Tank |  | T | http://www.toronto.ca/TWONTO#sedimentation_tank |  | Sludge Equalization Pumping
121325 | 10870 | THC-ACC-TSH-6302 | Switch, Temperature, High, S/A Duct, Scrn Room/Conv. Areas, 2nd Fl. Mech Room #1, Headworks | THC-ACC-AHU-6300 | Switch,Temperature-High | HVAC |  | TSH | http://www.toronto.ca/TWONTO#temperature_switch |  | Air Handling Unit, Screen Room/Conveyor Areas, 2nd Floor Mech Room #1, Headworks
61142 | 61388 | THC-ELS-SQ-1244573 | Electrical Safety gloves, High Voltage, Class 4, # 1244573 | THC-SES-SQ |  | Safety Equipment | 35711 | SQ | http://www.toronto.ca/TWONTO#rubber_insulating_gloves |  | Safety Equipment
68482 | 85760 | THR-ACC-T-0401S | Tank, Glycol Heating Package, T17 East, Gallery Ventilation, Zone 2A and 2B | THR-ACC-AHU-0753S | Tank | Tank | 46681 | T | http://www.toronto.ca/TWONTO#chemical_storage_tank |  | Air Handling Unit, Air Curtain, T17 East, Gallery Ventilation, Zone 2A, 2B and 2C
55913 | 64813 | TAB-WA8-INQ | Instrument Equipment | TAB-WORK-AREA-8 | [6 empty] | Electrical Sub- Stations
26350 | 6020 | COL-YKP-VEH-041226 | Vehicle, Truck #041226 (Escape) | COL-YKP | Vehicle,Licensed | Vehicle |  | VEH | http://www.toronto.ca/TWONTO#pickup_truck
69419 | 51469 | THR-AER-T-1501 | Tank, Lube Oil, Blower 1511, Blower Building, Air Blower System | THR-AER-BL-1511 | Tank | Tank |  | T | http://www.toronto.ca/TWONTO#chemical_storage_tank |  | Blower, Centrifugal, Secondary Treatment, Aeration Blower System - Engine Room
45165 | 1521 | TAB-DIG-LSHH-1322 | Switch,Level -High-High,Digester Tank T-1300 | TAB-DIG-T-1300 | Switch,Level | Switch |  | LSHH | http://www.toronto.ca/TWONTO#level_switch |  | Digestion Tank 13
67616 | 36880 | THR-ACC-DS-0712 | Switch, Disconnect, Pump 2, Glycol Skid, Compressor Building Main Floor, Glycol System | THR-ACC-P-0712 |  | Switch |  | DS | http://www.toronto.ca/TWONTO#disconnect_switch |  | Pump 2, Glycol Skid, Compressor Bldg Main Floor, Glycol System
67431 | 90077 | THC-ITS-COM-2404 | Termination Panel,South Effluent Pump Station,Electrical Room,Ground Floor | THC-ITS-COM-2402 |  | Network |  | COM | http://www.toronto.ca/TWONTO#network_panel |  | Telecommunication Enclosure,South Effluent Pump Station,Sampling Room,Ground Floor
135000 | 82455 | THR-ELS-PDP-0203 | Panel, Distribution Power,New Maint. Bldg(600V DISTRIBUTION PANE) | THR-RSPS-CR | Air Handling Unit,Draw Thru | Power Distribution Panel |  | PDP | http://www.toronto.ca/TWONTO#LV_electrical_panel |  | New Returns Control Room
138736 | 22953 | THR-SES-SQ-1718 | Harness, Full Body PPE Vadim Sak | THR-SES-SQ-2568 | Safety | Safety Equipment |  | SQ | http://www.toronto.ca/TWONTO#fall_arrest_harness |  | Lanyard for Harness, PPE Vadsim Sak
98370 | 76857 | FIS-TPA-CP-4001 | Panel, Paging, Paging System, IT/SCADA Room | FIS-MARINE-BUILDING |  | Communications Equipment |  | CP | http://www.toronto.ca/TWONTO#public_annoucement_speaker |  | FIS Marine Yard Building
118235 | 6591 | TAB-SLO-SILO | Sludge Transfer & Silos | TAB-WORK-AREA-4 | [6 empty] | Work Area 4
98266 | 45456 | FIS-SES_SQ | Asset Group, PPE, Electrical Personal Protection | FIS-BLD3_SES | [6 empty] | Asset Group, Safety, Admin building
30774 | 17450 | FIS-SPC-COM-1300 | Access Closet, Filter Building, Switchgear Area | FIS-SPC |  | System Process Control |  | COM | http://www.toronto.ca/TWONTO#network_panel |  | Process Control Systems - Services Area
27831 | 7971 | COL-PVM-SS-0001 | Station Security System | COL-PVM |  | Security System |  | SS | http://www.toronto.ca/TWONTO#security_system |  | Valleymede Sewage Pumping Station
31405 | 76257 | COL-RBB-FA-0001S | Fire Alarm System, Valve House | COL-RBB-MISC | Building Service,Fire Alarm |  | 42934 | FA |  |  | Miscellaneous Equipment
143994 | 10805 | WTR-PHL-DR-0001 | Door, Overhead | WTR-PHL-FEQ-SUS | Fire Prevention | Door |  | DR | http://www.toronto.ca/TWONTO#fire_rated_door
18183 | 28536 | FHA-SED-ZSH-0603C | Switch, Limit, Access Hatch Zone 3, Settling Basin T-0601 | FHA-SED-ZSH-0603 |  | Security System |  | ZSH | http://www.toronto.ca/TWONTO#position_switch |  | Switch, Limit, Access Hatch Zone 6
8947 | 10935 | COL-YKP-DA-0026S | Davit Arm Assembly with CENTRE BASE-110664 | COL-YKP-DA | Safety | Safety Equipment | 45989 | DA | http://www.toronto.ca/TWONTO#fall_arrest_Davit_arm |  | Davit Arm Assembly
72903 | 48425 | THR-DIS-PSH-1305 | Switch, Pressure, High, Scrubber Recirculating Pumps | THR-DIS-SB-1300 | Valve,Butterfly,Act. | Switch |  | PSH | http://www.toronto.ca/TWONTO#pressure_switch |  | Scrubber, Caustic Soda SB-1300
13090 | 40425 | COL-PEV-FN-0001 | Fan, Centrifugal | COL-PEV-MISC | Fan |  |  | FN |  |  | Miscellaneous Equipment
42955 | 26100 | TAB-BLOWER BLDG | Building Location | TAB-SPC | [6 empty] | Process Control Systems - Services Area
15320 | 63145 | FCL-TRW-V-0091 | Valve, Gate, Isolation, Service Water to PAC Pumps, Dry Chemical Building | FCL-TRW-BFP-0014 |  |  |  | V |  |  | Backflow Preventer,Service Water to PAC Storage Room, Dry Chemical Building
78908 | 79071 | THR-SES-SQ-7065S | Harness, Full Body | THR-SES-FAS | Safety | Safety Equipment | 38771 | SQ | http://www.toronto.ca/TWONTO#fall_arrest_harness |  | Fall Arrest Sytem (Harness and Lanyard), Safety Equipment
79154 | 2188 | THR-ELS-MCC-3002S | Control Panel, MCC 3002, Admin Building MCC-3002 (MCC BH) | THR-ELS-ADM | Control Panel,MCC | Motor Control Centre | 35867 | MCC | http://www.toronto.ca/TWONTO#LV_electrical_panel |  | Electrical System, Administration Building
20534 | 27383 | COL-PMM-PSL-0121 | Switch, Pressure-Low | COL-PMM-MISC | Switch,Pressure-Low | Switch |  | PSL | http://www.toronto.ca/TWONTO#pressure_switch |  | Miscellaneous Equipment
8041 | 6276 | COL-PWC-LSHH-0104 | Switch, Level High-High | COL-PWC-MISC | Switch,Level |  |  | LSHH |  |  | Miscellaneous Equipment
33246 | 19430 | COL-SMC-LSL-0102 | Switch, Level-Low | COL-SMC | Switch,Level |  |  | LSL |  |  | Maclean Detention Tank-storm
91374 | 77752 | FHO-DOZ-T-5003 | Tank, Air Separator, Closed Loop Cooling Water,Ozone Bldg,L1,Ozone Equipment Room,Cooling Water Skid | FHO-DOZ-CL-CW | Tank | Tank |  | T | air_seperator |  | CLOSED LOOP COOLING WATER SYSTEM
58726 | 19775 | THC-ACC-F-6202 | Filter, Blower Room, AHU-6200, 2nd Floor Mech Room #2, Headworks | THC-ACC-AHU-6200 | Filter | HVAC |  | F | http://www.toronto.ca/TWONTO#replaceable_air_filter |  | Air Handling Unit, Blower Room, 2nd Floor Mech Room #2, Headworks
29174 | 9194 | FIS-FEQ-FEQ-4006-SUS | Fire extinguisher, Type ABC, Fire Prevention, IT/SCADA Room | FIS-SUSPENDED |  | Safety Equipment | 46932 | FEQ | ? |  | Obsolete Entities/Processes
15614 | 17929 | FHA WORK AREA 2 | Services | FHA | [6 empty] | R C Harris Water Treatment Plant
55828 | 87331 | TAB-WA6-SQ-8010 | Fall Limiter | TAB-WA6-SQ-0001 | PPE | Safety Equipment |  | SQ | http://www.toronto.ca/TWONTO#fall_restricting_system |  | Fall Arrest System
64733 | 50700 | FCL-SES-5A | Eye Wash Stations Low Lift | FCL-SES |  |  |  | SES |  |  | Safety and Environmental Services
14782 | 26869 | FHA-ACC-AC-6842 | FHA-WWW-AC-6842 -Air Conditioner, Wall Mounted | FHA-MCS-ACC | H.V.A.C.,Air Conditioner | HVAC |  | AC | http://www.toronto.ca/TWONTO#air_condition |  | HVAC
114796 | 23717 | TAB-PLT-PSL-0271 | Switch, Pressure Low, Grit Slurry, Hydrocyclone CYC-0270 Inlet, Grit Handling Area, P Bldg. | TAB-PLT-CYC-0270 | Switch,Pressure-Low | Switch |  | PSL | http://www.toronto.ca/TWONTO#pressure_switch |  | Hydrocyclone, Grit Handling Area, P Bldg.
9104 | 82938 | COL-YKP-DA-1724794 | Davit Base Leg-1724794 | COL-YKP-DA-0019S | Safety | Safety Equipment |  | DA | davit_base |  | Davit Arm Assembly with Upper Arm-1717107
3744 | 5133 | COL-PGA-FN-0101 | Fan,Centrifugal,Exhaust,Wet Well | COL-PGA | Fan | HVAC |  | FN | http://www.toronto.ca/TWONTO#blower_or_fan_with_drive |  | Greyabbey Sewage Pumping Station
30695 | 95907 | FIS-SES-SQ-6006 | Safety Harness, Full Body | FIS-SES |  | Safety Equipment |  | SQ | http://www.toronto.ca/TWONTO#fall_arrest_harness |  | Safety, Instrumentation & Environmental Services
9613 | 88719 | DOS-SES-SCBA-3651 | SCBA 60 minutes escape pack | FAC-YCM-SES | Safety | Safety Equipment |  | SCBA | http://www.toronto.ca/TWONTO#self-contained_breathing_apparatus |  | SAFETY & ENVIRONMENTAL SERVICES
58405 | 47585 | THC-ACC-DM-0060 | Damper, Motorized, Exhaust FN-0060, Admin Building, Ground Floor, Electrical Room 139 | THC-ACC-FN-0060 |  | HVAC |  | DM | http://www.toronto.ca/TWONTO#air_damper |  | Exhuast Fan, Admin. Building Ground Floor, Electrical Room 139, Middle
85131 | 7440 | WTR-PEL-LSL-0500 | Switch, Level-Low, Pump 0500 | WTR-PEL-P-0500 | Switch,Level-Low | Switch |  | LSL | http://www.toronto.ca/TWONTO#level_switch |  | Pump, Centrifugal, Water
10267 | 64894 | FCL-ACC-FN-0903 | Fan, Exhaust, (FN-0003), 1.5kW. RMF, Clarification Facility, HVAC Room 2 | FCL-ACC-RMF |  |  |  | FN |  |  | Residue Management HVAC Equipment
9132 | 42980 | COL-YKP-DA-193142 | Davit Mast -193142 | COL-YKP-DA | Safety | Safety Equipment |  | DA | davit_base |  | Davit Arm Assembly
87681 | 10773 | WTR-PRH-PSH-0003 | Switch, Pressure High, Basement, Transfer Pump P-0001/P-0002 Common Pipe | WTR-PRH-ELS | Switch,Pressure-High | Switch |  | PSH | http://www.toronto.ca/TWONTO#pressure_switch |  | Electrical System
131172 | 98957 | THR-AER-RPU-0013S | Remote Processor Unit, South Aeration, Tank 0400 (172.22.37.166) | THR-ELS-AER | RPU | Remote Processor Unit | 39379 | RPU | http://www.toronto.ca/TWONTO#RPU_panel |  | Electrical System, Aeration and Galleries
119950 | 46829 | TAB-WA4-SQ-169F | Lanyard 6' - Ahlook Chua | TAB-WA4-SQ-0010 | PPE,Harness | Safety Equipment |  | SQ | lifeline |  | WA4 Fall arrest systems
65331 | 82423 | FCL-SES-LTX-0090-SUS | Exit Light, 90, Gaseous Building, 1st Floor, Fluoride Room Exit | FCL-ELS-6 |  |  | 46597 | LTX |  |  | Interior Lighting
126368 | 97639 | THC-ITS-PA-3245 | Speaker, Public Address System, Old Blower BLDG MCC Room | THC-ITS-MDF-1000 | Network,Telecommunication | Communications Equipment |  | PA | http://www.toronto.ca/TWONTO#public_annoucement_speaker |  | Public Address System, Master Distribution , Control System, Admin Bldg,
106061 | 84954 | TAB-ACC-AHU-PBLDG | AHUs/Supply Fans P. Bldg. | TAB-ACC-AHU | [6 empty] | Air Handling Unit & Supply Fan
37282 | 97101 | NX2104A | Fan, Air Exhaust Unit- Z Bldg | TAB-ACC-FN | Fan | HVAC |  |  | http://www.toronto.ca/TWONTO#blower_or_fan_with_drive |  | Exhaust Fans
59501 | 93228 | THC-ACC-TC-0123 | Controller,Temperature,Heater 0123,Scrubber Room,Phase 4 Aeration Building | THC-ACC-AHU-0120 | Air Handling Unit | HVAC |  | TC | http://www.toronto.ca/TWONTO#thermostat_or_zone_controller_unit |  | Air Handlling Unit,Roof,Scrubber Room,Phase 4
65227 | 98348 | THC-ELS-MCC-0801 | MCC, Aeration Building, Phase I Secondary, Building H | THC-ELS-PS-0001-H | Control Panel,MCC | Motor Control Centre |  | MCC | http://www.toronto.ca/TWONTO#LV_electrical_panel |  | Primary Power Equipment, Building H
32228 | 63327 | COL-SKW-FEQ-0001S | Fire Prevention, Extinguisher | COL-W-OBSOLETE | Fire Prevention,Extinguisher |  | 46860 | FEQ |  |  | Col West Obsolete Entities
4867 | 21384 | COL-PIR-SW-0001 | Switch, Fused | COL-PIR-MISC | Switch |  |  | SW |  |  | Miscellaneous Equipment
19123 | 81464 | FHA-WWW-DECANT | Decant Tanks | FHA-WWW | [6 empty] | Residue Management / Waste Water System
21126 | 78311 | FHO-CLB-PSH-0202 | Switch,Pressure High,Post Chlorine W.Train 2 Vent from Evaporator to Emerg.Vent Header,Chem.Supp.Rm. | FHO-CLB-CHL-0201 | Switch,Pressure-High | Switch |  | PSH | http://www.toronto.ca/TWONTO#pressure_switch |  | Chlorinator, Post Chlorination Train 2 West, Chemical Building, L1, Evaporator Room
127583 | 74533 | THC-PRM-LSLL-1005 | Switch, Float, Level-Low Low, Oil Tank 1010 | THC-PRM-T-1010 |  |  |  | LSLL |  |  | Tank, Hydraulic Power System for Sludge Bottom Scraper Mechanism, Tank 1000, Primary Clarifier
74156 | 32038 | THR-AER-F-1211 | Filter, Roll Media, Supply Air, Aeration Blower 1111 & 1211 | THR-AER-BL-1211 | Filter | Filter |  | F | http://www.toronto.ca/TWONTO#replaceable_air_filter |  | Blower, Centrifugal, Secondary Treatment, Aeration Blower System - Engine Room
8270 | 65028 | COL-PWR-LIT-0401 | Transmitter, Level | COL-PWR-SUSPENDED | Transmitter,Level |  | 35042 | LIT |  |  | West Rouge P.S.suspended entities
129558 | 74805 | THR WORK AREA 4 | Liquid Handling 2 | THR | [6 empty] | Humber Treatment Plant
84729 | 5168 | WTR-PEG-LSH-0002 | Switch, Level, High, Flood Alarm, Eglinton Pumping Station, Basement | WTR-PEG-CH-04 | Switch,Level-High | Switch |  | LSH | http://www.toronto.ca/TWONTO#level_switch |  | Chamber, Pump 0400 Discharge Header, Eglinton Pumping Station, Basement
75919 | 86039 | THR-GRK-MT-5062 | Drill, Torque Limiter Electric, Portable on Tripod | THR-GRK-GQ-WA2 | Generator,Electricity,Portable | Tool |  | MT | torque_limiter |  | Building & Grounds Equipment, Work Area 2
49987 | 10728 | TAB-PLT-LSLL-0287 | Switch,Level, Low,Low,Sump, Scrubber Room, Odour Control Bldg( Emmission Air Control) | TAB-PLT-P-5127 | Switch,Level | Switch |  | LSLL | http://www.toronto.ca/TWONTO#level_switch |  | Pump, Sump, P Bldg, Scrubber Rm
58590 | 50735 | THC-ACC-DM-6110 | Damper, Supply Air to Truck Loading Bay, 2nd Floor Mech Room #2, Headworks | THC-ACC-AHU-6100 | Damper/Louver | HVAC |  | DM | http://www.toronto.ca/TWONTO#air_damper |  | Air Handling Unit, Truck Loading Bay, Mech Room #2, Headworks
10414 | 23419 | COL-MTI-T-2002 | Tank 2, Nitrogen-Charged Piston Accumulator, Pressurized Hydraulic Fluid Storage, MTI Chamber CH-2000, Victoria St. Control Chamber No.20, MTI | COL-MTI-CH-2000 |  | Tank |  | T | http://www.toronto.ca/TWONTO#chemical_storage_tank |  | Chamber,Victoria St. Control Chamber No.20, MTI
48343 | 13538 | TAB-GRK-0200 | Tank, Varsol or Parts Fluid | TAB-GRK | Tank,Reservoir | Tank |  | GRK | http://www.toronto.ca/TWONTO#chemical_storage_tank |  | Grounds Equipment, Building Services-WA7
58997 | 1495 | THC-ACC-HTR-0115 | Duct Heater,Pressurization System,Access Building No.1,Phase 1, bldg.H | THC-ACC-BLDG H | Air Handling Unit | HVAC |  | HTR | http://www.toronto.ca/TWONTO#heater |  | Phase I Aeration Building, HVAC
13146 | 80161 | COL-PFB-LIT-0101 | Transmitter, Level | COL-PFB-MISC | Transmitter,Level |  |  | LIT |  |  | Miscellaneous Equipment
106577 | 31838 | TAB-ACC-FN-6594 | Fan, portable welding smoke extractor, Exhaust Air, Maintenance Workshop, Screen Bldg., P Bldg. | TAB-ACC-FN-PBLDG | Fan | HVAC |  | FN | http://www.toronto.ca/TWONTO#blower_or_fan_with_drive |  | Exhaust Fans , P Bldg
147089 | 49752 | WTR-RMI-ZS-0002 | Switch, Position,Door Security | WTR-RMI-AUX | Switch,Position | Switch |  | ZS | http://www.toronto.ca/TWONTO#position_switch |  | Auxiliary Equipment (Building Facilities)
19153 | 6504 | FHO-ACC-F-0504 | Filter, Dry Air, Raw Water HVAC Dehumidifier D-0502, S8, Raw Water HVAC Room, North | FHO-ACC-D-0502 |  | Filter |  | F | http://www.toronto.ca/TWONTO#replaceable_air_filter |  | Dehumidifier, Raw Water HVAC, S8, Raw Water Pump Room, North
81664 | 32627 | TNT-SES-SQ-0013 | SCBA Breathing Apparatus, Dewatering Bldg., 1st Flr.Emergency Response Rm. - LAH 310 811 FS | TAB-SES-SCBA | PPE,SCBA | Safety Equipment |  | SQ | http://www.toronto.ca/TWONTO#self-contained_breathing_apparatus |  | WA4 Safety Equipment, SCBA
93277 | 344 | FHO-GRK-DR-2042L | Door, (FD-2-42), Fire Rated, Chemical Building, L2, North Penthouse, To North Stairway | FHO-GRK-FEQ-0001 | Fire Prevention,Door | Door |  | DR | http://www.toronto.ca/TWONTO#fire_rated_door
130597 | 29691 | THR-ACC-TS-0755S | Switch, Temperature, Air Handling Unit 0755, RAS Pump, Centrifugaling Station, T-20, Plant Services, Gallery Ventilation, Zone 3B | THR-ACC-AHU-0755S | Switch,Temperature | Switch | 39359 | TS | http://www.toronto.ca/TWONTO#temperature_switch |  | Air Handling Unit, Blow Thru, RSPS Roof, Gallery Ventilation, Zone 3B
144282 | 73243 | WTR-PHL-ZS-0010 | Switch, Position,Door Security | WTR-PHL-AUX | Switch,Position | Switch |  | ZS | http://www.toronto.ca/TWONTO#position_switch |  | Auxiliary Equipment (Building Facilities)
114035 | 3593 | TAB-OCS-FN-6640 | Fan, Booster, Odourous Air from Grit Tanks, Grit Tank Bldg. Roof, P Bldg. | TAB-OCS-PBLDG | Fan | Gas Collection |  | FN | http://www.toronto.ca/TWONTO#blower |  | P Building - Odour control System, Fans
33653 | 15156 | COL-YKP-DA-0027S | Davit Arm Assembly with Upper Arm-110678 | COL-YKP-DA | Safety | Safety Equipment | 46210 | DA | http://www.toronto.ca/TWONTO#fall_arrest_Davit_arm |  | Davit Arm Assembly
18669 | 4522 | FHA-SES-SQ-0063 | DBI SALA 6’ shock absorber lanyard ser E00401007EDD862D | FHA-SES-SQ-6 |  | Safety Equipment |  | SQ | lifeline |  | Safety Fall Protection Equipment
136786 | 10894 | THR-NAFT-LSHH | Switch,High High Level, Sump Pumps, North Aeration and Final Tank | THR-GRK-DRN-WA3 | Switch,Level-High-High | Switch |  |  | http://www.toronto.ca/TWONTO#level_switch |  | Drains, Floor, Gratings,Work Area 3
101744 | 55257 | MAIN-366 | Main 366 | WTR-LWA | [6 empty] | Work Area 2 Central Mains and Chambers
71647 | 22640 | THR-DIG-PSH-3116 | Switch, Pressure-High, Pump 3116, Solids Treatment, Transfer System - Digesters - Tank 0700 & Tank 0800 | THR-DIG-P-3116 | Switch,Pressure-High | Switch |  | PSH | http://www.toronto.ca/TWONTO#pressure_switch |  | Pump, Centrifugal, Sludge Transfer, Digester Tank 0700
7959 | 10855 | COL-PVM-FA-0002S | Fire Alarm System, Wet Well | COL-W-OBSOLETE | Building Service,Fire Alarm |  | 42932 | FA |  |  | Col West Obsolete Entities
80786 | 35869 | TNT-CSO-POL-2501 | Polymer Make-Down Skid No.5 | TNT-CSO-LAB | Chemical Feeder | Chemical Feeder |  | POL | http://www.toronto.ca/TWONTO#polymer_preparation_system |  | Lab Bldg polymer System
130606 | 36710 | THR-ACC-TSL-0790 | Switch,Temperature, Low, WGB Bldg | THR-ACC-AHU-0780 | Switch,Temperature-High | Switch |  | TSL | http://www.toronto.ca/TWONTO#temperature_switch |  | Air handling Unit, South of WGB Bldg
77782 | 18917 | THR-DIS-RPU-0001A | Remote Processor Unit, Disinfection Chlorination | THR-ELS-DIS | RPU | Remote Processor Unit | 34705 | RPU | http://www.toronto.ca/TWONTO#RPU_panel |  | Electrical System, Disinfection, Chlorine Building
107597 | 74020 | TAB-ACC-TE-1485B | Temperature Element, Space Temperature | TAB-ACC-VAV-1485 | Sensor,Temperature | HVAC |  | TE | http://www.toronto.ca/TWONTO#temperature_sensor_element |  | Heater, Hot Water Reheat Coil, Variable air
43867 | 32875 | FCL-ACC-HTR-0031A | Heater, Convection, Electric, 2kW, Gaseous Chemical Building, Corridor to MCC Room W | FCL-ACC-CL |  |  |  | HTR |  |  | Gaseous Chemical Building HVAC Equipment
41137 | 15919 | TAB-ACC-PSL-3422 | Switch,Pressure,Low,Glycol Make Up Line | TAB-ACC-P-3422 | Switch,Level | Switch |  | PSL | http://www.toronto.ca/TWONTO#pressure_switch |  | Pump, Glycol Circulating,Make Up Line
25186 | 18118 | COL-PSK-SW-0001 | Switch, Power Disconnect | COL-PSK-MISC | Switch |  |  | SW |  |  | Miscellaneous Equipment
119852 | 181 | TAB-WA3-LD-1354 | Sling, Nylon, 12 FT | TAB-DEW-SAFETY | PPE | Lifting Device |  | LD | synthetic_web_sling |  | Safety Equipment
105833 | 7454 | TAB-ACC-5300 | Space Heating, Sea Wall Sub Station ( New Project) | TAB-ACC | Pump,Centrifugal | HVAC |  | ACC | http://www.toronto.ca/TWONTO#collection_of_assets |  | Plant HVAC Equipment
106056 | 68548 | TAB-ACC-CT-1434 | Control Panel, Zone Controller | TAB-ACC-HTR-1434 | Control Panel,HVAC | HVAC |  | CT | http://www.toronto.ca/TWONTO#thermostat_or_zone_controller_unit |  | Heater, Hot Water Reheat Coil
70474 | 79992 | THR-CW-T-0203 | Tank, Hot Water Heater, Grounds RSPS Control Room | THR-GRK-NMB | Tank,Domestic Hot Water | Tank |  | T | http://www.toronto.ca/TWONTO#tanked_hot_water_heater |  | Grounds, New Maintenance Building
96603 | 33609 | FIS-ELS-PDP-1000 | Power Distribution Panel,600 V,Workshop Building,Mezzanine,South | FIS-ELS-CAB-6001 | Control Panel,Power Distribution Panel | Power Distribution Panel |  | PDP | http://www.toronto.ca/TWONTO#LV_electrical_panel |  | ELS Cabinet,600 V,Workshop Building,Mezzanine,PDP Electrical Distribution Cabinet
72614 | 34595 | THR-ACC-DM-0130 | Damper, Intake, Air Handling Unit AHU-0130, Headhouse Roof | THR-ACC-AHU-0130 | Damper/Louver | HVAC |  | DM | http://www.toronto.ca/TWONTO#air_damper |  | Air Handling Unit, Headhouse Screen Area Air Supply, Headhouse Roof
113962 | 28713 | TAB-OCS-DM-6771 | Damper, Motorized, Biofilter Fan FN-6770, Suction, Biofilter Area, P Bldg. | TAB-OCS-FN-6770 | Damper/Louver | Gas Collection |  | DM | http://www.toronto.ca/TWONTO#air_damper |  | Fan, Centrifugal, Air to Stack, Biofilter Area, P Bldg.
139457 | 30493 | THR-WA2-LD-4080-2 | Sling, Wire Rope, Work Area 2 (Sr LS#514080) SIZE; 3/8" X 4', | THR-LD-NYLN-WA2 | Lifting Device,Sling | Lifting Device |  | LD | wire-rope_sling |  | Slings, Nylon, Work Area 2
59591 | 34364 | THC-ACC-TIT-6303 | Transmitter, Temperature, O/A, Solar Wall, AHU-6300, 2nd Floor Mech Room #1, Headworks | THC-ACC-AHU-6300 | Transmitter,Temperature | HVAC |  | TIT | http://www.toronto.ca/TWONTO#temperature_transmitter |  | Air Handling Unit, Screen Room/Conveyor Areas, 2nd Floor Mech Room #1, Headworks
80236 | 78901 | FHA-SED-ZSH-0101 | Switch, Limit, Access Hatch Zone 1, | FHA-SED |  | Security System |  | ZSH | http://www.toronto.ca/TWONTO#position_switch |  | Sedimentation
89128 | 9566 | FHO-SPC-RPU-1923 | RPU, Ozone Generator OZ-1100, Ozone Building, L1, Ozone Equipment Room, Electrical Enclosure | FHO-DOZ |  | Remote Processor Unit |  | RPU | http://www.toronto.ca/TWONTO#RPU_panel |  | Ozonation System
119646 | 36827 | TAB-WA1-SQ-1052 | Sling | TAB-WA1-SQ-1000 | Lifting Device,Sling | Lifting Device |  | SQ | http://www.toronto.ca/TWONTO#fall_protection_sling |  | WA1 Lifting Devices and Slings
119651 | 92723 | TAB-WA1-SQ-1063 | Sling | TAB-WA1-SQ-1000 | Lifting Device,Sling | Lifting Device |  | SQ | http://www.toronto.ca/TWONTO#fall_protection_sling |  | WA1 Lifting Devices and Slings
81432 | 91823 | TNT-MCS-LD-0044 | Over Head Crane | TNT-MCS-LD | Lifting Device | Lifting Device |  | LD | http://www.toronto.ca/TWONTO#crane |  | Lifting Devices , cranes/ Portable crane/hoists, come alongs, slings, wire rope, chains
81877 | 35044 | FHA-SES-LDR-0414 | FHA-SES-LD-0050 - 44' Ext Ladder Aluminum ( RMF BTW Thickener 1 & 2 ) | FHA-SES-LD-1 | Safety | Safety Equipment |  | LDR | http://www.toronto.ca/TWONTO#ladder |  | Ladders
72609 | 81712 | THR-ACC-DM-0111 | Damper, Discharge, Air Handling Unit AHU-0110, Headhouse Roof | THR-ACC-AHU-0110 | Damper/Louver | HVAC |  | DM | http://www.toronto.ca/TWONTO#air_damper |  | Air Handling Unit, Headhouse Grit Area Air Supply, Headhouse Roof
38586 | 53404 | SQ-47073 | FHO SCBA #1 | FHO-SES-SQ-0001 | PPE,SCBA | Safety Equipment | 32125 |  | http://www.toronto.ca/TWONTO#self-contained_breathing_apparatus |  | Safety Equipment
66923 | 85893 | THC-INC-BU-1037 | Burner, Hearth 3, Incinerator 1000 | THC-INC-FU-1000? | Burner | Burner |  | BU | http://www.toronto.ca/TWONTO#burner_component_of_asset |  | Furnace, Incinerator 1000
129175 | 2545 | THC-THK-LSH-0111 | Switch,Level-High,Sump,Sump Pump 0111,admin Building | THC-THK-P-0111 | Switch,Level | Switch |  | LSH | http://www.toronto.ca/TWONTO#level_switch |  | Pump,Sump,Flotation Building
31421 | 76925 | COL-RBB-FN-0003 | Fan, Exhaust | COL-RBB | Fan |  |  | FN |  |  | Western Beaches Tunnel (Battery Park)-Storm
38669 | 36183 | TAB-ACC-AC-5810 | Conditioner, Air,Computer Room Biosolid Bldg | TAB-ACC-CI | H.V.A.C.,Air Conditioner | HVAC |  | AC | http://www.toronto.ca/TWONTO#air_condition |  | Chiller and Air Coolers
131423 | 70657 | THR-BG-PSHH-0401 | Switch,Pressurel-High-High, Emergency Purge System, Compressor Building, Gas Compressor (And Dryer) | THR-BG-CP-0403 | Switch,Pressure-High | Switch |  | PSHH | http://www.toronto.ca/TWONTO#pressure_switch |  | Control Panel, Operator, Fuel Gas Compressor 1401, Compressor Building, Gas Compressor (And Dryer)
129600 | 24929 | THR-ACC-ADM | Air Conditioning, HVAC, Admin Building | THR-ACC-HVAC | H.V.A.C.,Air Conditioner | HVAC |  |  | http://www.toronto.ca/TWONTO#collection_of_assets |  | Air Conditioning, Heating, Ventilation & Air Conditioning
78216 | 21189 | THR-PRS-TSH-0171S | Switch, Temperature-High, Ferrous Chloride to Aeration Tank Pumps Suction Header, Chemical Building, Secondary Treatment, Phosphorous Removal | THR-PRS-P | Switch,Temperature-High | Switch | 39866 | TSH | http://www.toronto.ca/TWONTO#temperature_switch |  | Phosphorous Removal System, Pumps
18214 | 7033 | FHA-SES-EYE-0017 | Eyewash Station, Plumbed, (Pilot Plant) | FHA-FPP | PPE,Eyewash Station | Safety Equipment |  | EYE | http://www.toronto.ca/TWONTO#emergency_eyewash |  | Harris Filtration Pilot Plant
93987 | 4299 | FHO-RW-FSL-0006 | Switch, Flow,Supply Header from On-shore Sampling System to Raw Water Analyzers, S10, Basement | FHO RAW H2O | Switch,Flow-Low | Switch |  | FSL | http://www.toronto.ca/TWONTO#flow_switch |  | Raw water Sampling
140628 | 26281 | TNT-MCS-SQ-1020 | Sling | TNT-MCS-LD | Lifting Device,Sling | Lifting Device |  | SQ | http://www.toronto.ca/TWONTO#fall_protection_sling |  | Lifting Devices , cranes/ Portable crane/hoists, come alongs, slings, wire rope, chains
77685 | 91353 | THR-DIS-I-0144 | Injector, Chlorinator 1241, Chlorination Building, Disinfection, Chlorination System | THR-DIS-CHL-1241 | Injector | Injector | 34797 | I | http://www.toronto.ca/TWONTO#ejector |  | Chlorinator, Chlorination Building, Disinfection, Chlorination System
137874 | 81356 | THR-PRM-T-0200 | Tank, Primary Clarification - Primary Tank - South | THR-PRM-T | Tank | Tank |  | T | http://www.toronto.ca/TWONTO#clarifier |  | Primary Sedimentation Tanks
113102 | 79268 | TAB-EL2-TS-6120 | Power Distribution, Automatic Transfer Switch, Generator, Standby Power, 600V | TAB-EL2-MCC-6226 |  |  |  | TS |  |  | Motor Control Center- Biosolids Silo Bldg
5025 | 32728 | COL-PKG-WEL-0100 | Wet well | COL-PKG-MISC | Well |  |  | WEL |  |  | Miscellaneous Equipment
4356 | 422 | COL-PLB-F-0001 | Filter, Fuel | COL-PLB | Filter | Filter | 34544 | F | http://www.toronto.ca/TWONTO#replaceable_oil_or_fuel_filter |  | Long Branch Pumping Station
65922 | 22732 | THC-FEQ-DM-0051 | Fire Damper, Admin Building, Ground Floor, Near Janitor Room | THC-FEQ-BLDG K |  | HVAC | 43286 | DM | http://www.toronto.ca/TWONTO#air_damper |  | Fire fighting protection equipment, Admin Building
34367 | 790 | COL-YKP-DA-17103 | Davit Centre Base-17103 | COL-YKP-DA-0016S | Safety | Safety Equipment |  | DA | davit_base |  | Davit Arm Assembly with Upper Arm-110675
16420 | 2684 | FHA-FLT-MX-0801 | FHA-FLT-SW-0801 - Sweeps, Surface Wash, Filter #8 | FHA-FLT-F-0801 | Filter | Filter |  | MX | filter_sweeping_arm |  | Filter #08, Filter Building, West Filter Gallery North
21882 | 45645 | COL-PMY-MCC-0001 | Motor Control Center, Shaft 8A | COL-PMY-MISC | Control Panel,MCC |  |  | MCC |  |  | Miscellaneous Equipment
130145 | 57326 | THR-ACC-NR-661 | HVAC Unit & Fan, Ground Floor, Machine Shop NW Ceiling | THR-ACC-ADM | H.V.A.C.,Heater,Unit | HVAC |  | NR | http://www.toronto.ca/TWONTO#heater |  | Air Conditioning, HVAC, Admin Building
48219 | 45917 | TAB-ELS-SQ-6113 | Electrical - Rubber Insulating Gloves | TAB-ELS-SQ-GLOVE | PPE,Insulated Glove | Safety Equipment |  | SQ | http://www.toronto.ca/TWONTO#rubber_insulating_gloves |  | High Voltage Gloves
39130 | 78250 | SWM-PWI-LSL-0102 | Switch, Level-Low | SWM-PWI-MISC | Switch,Level | Switch |  | LSL | http://www.toronto.ca/TWONTO#level_switch |  | Miscellaneous Equipment
114528 | 72406 | TAB-PLT-G-4401 | Gate, Knife Gate, Pneumatic, Discharge, Screenings Receiving Conveyor 4400, Conveyor Area | TAB-PLT-CV-4400 | Valve,Knife Gate | Gate |  | G | http://www.toronto.ca/TWONTO#valve
80936 | 61727 | TNT-DIG-PD-0200 | Digester, Primary, Vessel | TNT-DIG-PD | Vessel,Pressure | Tank |  | PD | http://www.toronto.ca/TWONTO#digester_tank |  | Primary Digester Tanks,Drainage Tanks
135845 | 25187 | THR-FT-PSH-3141 | Switch, Pressure-High, Pump P-3140 Discharge, Scum Pumping - South | THR-FT-P-3140 | Switch,Pressure-High | Switch |  | PSH | http://www.toronto.ca/TWONTO#pressure_switch |  | Pump, Rotary Lobe, Scum from Tank 3130, Scum Pumping
81892 | 87361 | FHA-SES-LDR-0509 | FHA-SES-LD-0061 - 15' Single Ladder Aluminum ( Filter 11 ) | FHA-SES | Safety | Safety Equipment |  | LDR | http://www.toronto.ca/TWONTO#ladder |  | Safety & Environmental Services
139702 | 59391 | TNT-ACC-PROP | Propane Gas train, Exhaust, Boilers | TNT-ACC | [6 empty] | HVAC, Boilers
9595 | 42685 | DOS-MCS-LD-600392 | Lifting Device, Puller/Lever Hoist, STEEL BODY, 1/2 TON | FAC-YCM-SES | Lifting Device,Sling | Safety Equipment |  | LD | http://www.toronto.ca/TWONTO#lifting_equipment_hoist |  | SAFETY & ENVIRONMENTAL SERVICES
78461 | 81208 | FHA-GRK-COM-0001 | Telephone and Paging System | FHA-GRK-PRTY-0001 | Public Address System | Communications Equipment |  | COM | http://www.toronto.ca/TWONTO#public_annoucement_speaker |  | Buildings Maintenance
18785 | 34569 | FHA-TRW | Treated Water System | FHA WORK AREA 1 | [6 empty] | Process
145086 | 83920 | WTR-PLW-HRN-0001 | PPE, Body Harness, S/N 93102 | WTR-WEST-SES | PPE,Harness | Safety Equipment |  | HRN | http://www.toronto.ca/TWONTO#fall_arrest_harness |  | Safety & Lifting Devices
132291 | 34098 | THR-DECOM | Building Location | THR-EUS | [6 empty] | Production & End User Support
83039 | 44241 | FHA-SES-SQ-0100 | Davit arm Base North FP6660 davit base Ser 4717 | FHA-SES-SQ-6 |  | Safety Equipment |  | SQ | http://www.toronto.ca/TWONTO#fall_arrest_Davit_arm |  | Safety Fall Protection Equipment
8683 | 3136 | COL-RBC-FN-0001 | Fan, Exhaust | COL-RBC | Fan |  |  | FN |  |  | Cowan Shaft (WBT)-storm
61732 | 88926 | THC-FT-T-0800 | Tank, Secondary Clarifier | THC-FT-T-OLD PLANT |  | Tank |  | T | http://www.toronto.ca/TWONTO#clarifier |  | Tank, Secondary Clarifier
135568 | 69777 | THR-FT-FSL-3526 | Switch, Flow-Low, WHF, Suction, Pump 3520, Secondary Treatment, Scum Pumping | THR-FT-P-3520 | Switch,Flow-Low | Switch |  | FSL | http://www.toronto.ca/TWONTO#flow_switch |  | Pump, Rotary Vane, Scum Tank 3500, System 7, Scum Pumping
66527 | 17817 | THC-STR-LSHH-1301 | Level Switch High High,Sump,T15 Phase 1 Final Area | THC-STR-P-1301A | Switch,Level | Switch |  | LSHH | http://www.toronto.ca/TWONTO#level_switch |  | Pump, Sump, Secondary Treatment
105514 | 92604 | SWM-PBL-LSH-0105 | Switch, Level-High | SWM-PBL | Switch,Level | Switch |  | LSH | http://www.toronto.ca/TWONTO#level_switch |  | Bloor Storm Pumping Station
90329 | 65129 | WTR-PDS-LP-0001 | Control Panel | WTR-PDS-TR-0101 | Control Panel,Power Distribution Panel | Power Distribution Panel |  | LP | http://www.toronto.ca/TWONTO#LV_electrical_panel |  | Transformer, Line 1, 27.6 kV/600 V (Pole Mounted)
98212 | 66664 | FIS-SES-PSU-4001 | Panel, iStar, Security power supply, IT/SCADA Room | FIS-SES-CP-4001 |  | Security System |  | PSU | http://www.toronto.ca/TWONTO#security_system |  | Panel, iStar, Security, IT/SCADA Room
139385 | 62860 | THR-WA1-LD-0034 | Sling, Nylon, Work Area 1 (NYLON BELT SLING SIZE; 2" X 8', CAPACITY 6300 LBS,) | THR-LD-NYLN-WA1 | Lifting Device,Sling | Lifting Device |  | LD | synthetic_web_sling |  | Slings, Nylon, Work Area 1
4082 | 56007 | COL-PCU-LSH-0205 | Switch,Level, High Flood Alarm , Wet Well #2 | COL-PCU-AUX-INST | Switch,Level-High-High | Switch |  | LSH | http://www.toronto.ca/TWONTO#level_switch |  | Instrumentation Equipment
108794 | 28741 | TAB-AER-PRJ-0005 | Upgrades, Aeration Tanks | TAB-AER-STRC |  |  |  | PRJ |  |  | Building Services, Safety, Drains & Plumbing - Air Emission Houses
114789 | 34147 | TAB-PLT-RPU-0408 | RPU, Remote Processor Unit | TAB-PLT-INQ-D | RPU | Remote Processor Unit |  | RPU | http://www.toronto.ca/TWONTO#RPU_panel |  | D Building - Instrumentation Equipment
66356 | 34751 | THC-SES-MEQ-H705144 | FALL ARREST- HARNESS (insp Liftsafe)- John Guy | THC-MCS-LD | PPE | Lifting Device |  |  | http://www.toronto.ca/TWONTO#fall_arrest_harness |  | Mechanical Services, Lifting Device
10294 | 77627 | FCL-ACC-HTR-0013 | Heater, Unit, Electric, 3kW, Gaseous Chemical Building, Cl2&SO2 Storage Room W | FCL-ACC-CL |  |  |  | HTR |  |  | Gaseous Chemical Building HVAC Equipment
39131 | 62730 | SWM-PWI-LSLL-0101 | Switch, Level Low-Low | SWM-PWI-MISC | Switch,Level | Switch |  | LSLL | http://www.toronto.ca/TWONTO#level_switch |  | Miscellaneous Equipment
129720 | 12164 | THR-ACC-CU-4000 | Condensing Unit, Ductless Split System outdoor Unit, AT Electrical Bldg Elec Rm | THR-ACC-WA4 | H.V.A.C.,Air Conditioner | HVAC |  | CU | http://www.toronto.ca/TWONTO#AC_condenser_unit |  | Air Conditioning, AHU, HVAC,Work Area4
46913 | 87678 | FCL-ACC-HTR-621-630 | South Filter Gallery Heaters HTR-0621A&B: HTR-0630A&B | FCL-ACC-FLT |  |  |  | HTR |  |  | Filter Building HVAC Equipment
9008 | 54635 | COL-CCC-LSL-0102 | Switch, Level Low | COL-CCC-MISC | Switch,Level | Switch |  | LSL | http://www.toronto.ca/TWONTO#level_switch |  | Miscellaneous Equipment
21860 | 87545 | COL-PMY-FSL-0007 | Switch, Flow-Low | COL-PMY-MISC | Switch |  |  | FSL |  |  | Miscellaneous Equipment
38258 | 85432 | OTH | DOS - OTHERS | DOS | [6 empty] | DIVISIONAL OPERATIONS SERVICES
119760 | 12068 | TAB-WA2-LD-1008 | Come Along | TAB-SES-LD | Lifting Device | Lifting Device |  | LD | winch |  | WA2 Lifting devices
58765 | 94417 | THC-DEW-PSH-5826 | Switch, Pressure-High, Outlet, Blended Sludge, Centrifuge Feed Pump 5820, Solid Treatment | THC-DEW-P-5820 | Switch,Pressure | Switch |  | PSH | http://www.toronto.ca/TWONTO#pressure_switch |  | Pump,Centrifugal,Blended Sludge,Feed,Centrifuge 1500(& future1600),Solid Treatment
28425 | 91359 | FIS-CLEARWELL | Sampling | FIS-SAMP | [6 empty] | Sampling Systems
38842 | 85060 | TAB-ACC-AHU-8232 | AHU,M Bldg | TAB-ACC-AHU | Air Handling Unit | HVAC |  | AHU | http://www.toronto.ca/TWONTO#air_handler_unit |  | Air Handling Unit & Supply Fan
111038 | 89529 | TAB-DIG-PSH-4073 | Switch, Pressure, High, | TAB-DIG-P-4073 | Switch,Pressure-High | Switch |  | PSH | http://www.toronto.ca/TWONTO#pressure_switch |  | Pump, Sludge Mixing, Digester # 7A
69688 | 11248 | THR-BFP-TEST-2274S | Tester, Backflow Preventer, WA2 | THR-CW-BFP-WA2 | Transmitter,Flow | Test Equipment | 40955 | TEST | backflow_preventer_tester |  | City Water, Back Flow Preventer, Work Area 2
70014 | 61425 | THR-CG-LSH-1101 | Switch, Level, High, Tank 1109, Lube Oil System, Engine-Gen 1101 | THR-DIG-T-0110 | Switch,Level-High | Switch |  | LSH | http://www.toronto.ca/TWONTO#level_switch |  | Tank, New Oil, Lube Oil System, Gas Compressor Building
136651 | 24442 | THR-MCS-LD-0327 | Chain Hoist, Manual, Work Area 3 | THR-LD-WA3 | Lifting Device,Hoist,Manual | Lifting Device |  | LD | http://www.toronto.ca/TWONTO#lifting_equipment_hoist |  | Lifting Devices, Chain Hoist, Come Along & Slings
38759 | 40896 | SWM-PET-FQ-0001 | Meter, Flow | SWM-PET-MISC | Meter,Flow |  |  | FQ |  |  | Miscellaneous Equipment
39037 | 22648 | SWM-PWD-SW-0002 | Switch, Pump Control Panel Doisconnect | SWM-PWD | Switch |  |  | SW |  |  | Warden Storm
120965 | 32849 | THC-ACC-HTR-1000 | Heater, Electric, SW Plant, Tunnel 15, AHT-15B | THC-ACC-TUNNEL |  |  |  | HTR |  |  | Plant Tunnels, HVAC
118162 | 4795 | TAB-SLO-STR-2406 | Strainer, Lub Pump suction | TAB-SLO-P-2406 | Strainer | Filter |  | STR | http://www.toronto.ca/TWONTO#strainer |  | Pump, Sludge Transfer Lube #6
40364 | 8541 | TAB-ACC-FSL-0130 | Switch, Flow, Low, Air, Supply Fan 0130, Vestibule 112A, Exist. Screen Room | TAB-ACC-FN-0120 | Switch,Flow-Low | Switch |  | FSL | http://www.toronto.ca/TWONTO#flow_switch |  | Fan, Supply, Vestibule Pressurization, Vestibule 112
6857 | 39944 | COL-PRC-LSLL-0103 | Switch, Level Low-Low | COL-PRC | Switch,Level |  |  | LSLL |  |  | Rectory Café Sewage Pumping Station (Wards Island PS #5)
58533 | 80782 | THC-ACC-DM-0505 | Damper/Louver,Outside Air,Air Blower Room,Bldg M | THC-ACC-AHU BLDG M | Damper/Louver | HVAC |  | DM | http://www.toronto.ca/TWONTO#air_damper |  | Air Handling Units, Building M
69413 | 20652 | THR-AER-T-0110 | Tank, Secondary Treatment, Aeration - South- Aeration Tank # 1 | THR-AER-T | Tank | Tank |  | T | http://www.toronto.ca/TWONTO#aeration_tank |  | Aeration Tanks
33532 | 15309 | COL-YKP-DA-0003S | Davit Arm Assembly with Upper Arm-1671137 | COL-YKP-DA | Safety | Safety Equipment | 45969 | DA | http://www.toronto.ca/TWONTO#fall_arrest_Davit_arm |  | Davit Arm Assembly
121299 | 71754 | THC-ACC-TIT-6313 | Transmitter, Temperature, Space, Screen Room/Conveyor Areas, Headworks | THC-ACC-AHU-6300 | Transmitter,Temperature | HVAC |  | TIT | http://www.toronto.ca/TWONTO#temperature_transmitter |  | Air Handling Unit, Screen Room/Conveyor Areas, 2nd Floor Mech Room #1, Headworks
51958 | 93541 | FCL-DEW-V-0015 | Valve, Check, Swing, Drain, Pre-Treatment Mud Valve, Sedimentation Tank Dewatering Pit | FCL-DEW-T-0201 |  |  |  | V |  |  | Tank, Treated Water Process Dewatering Pit
125234 | 85442 | THC-ELS-SQ-6320550 | Electrical Safety gloves, High Voltage, Class 1, # 6320550 | THC-SES-SQ | PPE,Insulated Glove | Safety Equipment |  | SQ | http://www.toronto.ca/TWONTO#rubber_insulating_gloves |  | Safety Equipment
42928 | 80283 | FCL-ACC-CP-0001 | Control Panel, Pad Heating Control (Snow Melting), Gaseous Building, MCC Room, MCC-003G | FCL-ACC-CL |  |  |  | CP |  |  | Gaseous Chemical Building HVAC Equipment
70004 | 76142 | THR-CG-FSL-0001 | Switch, Flow, Low, Fan 0001, Engine 1101 Enclosure, Engine House | THR-CG-ENG-1101 |  | Switch |  | FSL | http://www.toronto.ca/TWONTO#flow_switch |  | Engine, Generator 1101, Engine Room, Engine-Generator & Heat Recovery System
55723 | 791 | TAB-STR-F-4010R | Filter, Aux Lube Oil Pump , Blower BL 4010 | TAB-STR-P-4010R | Filter | Filter |  | F | http://www.toronto.ca/TWONTO#replaceable_oil_or_fuel_filter |  | Pump. Lube Oil Starting
109327 | 84673 | TAB-DEW SLUDGE FEED | Sludge Feed to Centrifuge System | TAB-WORK-AREA-SOL | [6 empty] | TAB Work Area Sol
126879 | 78809 | THC-PLT-F-6105 | Filter, Outlet, Hydraulic Pack 1 | THC-PLT-T-6100 | Filter | Filter |  | F | http://www.toronto.ca/TWONTO#replaceable_oil_or_fuel_filter |  | Reservoir, Oil, Hydraulic Pack 1, Bar Screens
25442 | 35923 | COL-PSM-F-0001 | Filter, Carbon | COL-PSM | Filter |  |  | F |  |  | Simcoe St Sewage Pumping Station
93195 | 54549 | FHO-GRK-DR-1020L | Door, (FD-1-20), Fire Rated, Admin Building, L1, Conference Room, ITM (PCS) Office | FHO-GRK-FEQ-0001 | Fire Prevention,Door | Door |  | DR | http://www.toronto.ca/TWONTO#fire_rated_door
119674 | 99744 | TAB-WA1-SQ-1103 | Sling | TAB-WA1-SQ-1000 | Lifting Device,Sling | Lifting Device |  | SQ | http://www.toronto.ca/TWONTO#fall_protection_sling |  | WA1 Lifting Devices and Slings
55750 | 62643 | TAB-WA4-SQ-C979 | Lanyard 6' - Remigio Abanador | TAB-WA4-SQ-0010 | PPE,Lanyard | Safety Equipment |  |  | lifeline |  | WA4 Fall arrest systems
77625 | 75089 | THR-DIS-CP-0011 | Panel, Control Panel, Tanks 1-8, Disinfection Building Main Floor | THR-DIS-WSC-1000 | Control Panel,Power Distribution Panel | Power Distribution Panel |  | CP | http://www.toronto.ca/TWONTO#process_control_panel |  | Disinfection, Weigh Scale, Chlorine Cylinders Bank 1
15458 | 55302 | FCL-WWW-LSHH-0034 | Switch, Level, High, High, Low Lift Sanitary Sump | FCL-WWW-T-3000 | Switch,Level-High | Switch |  | LSHH | http://www.toronto.ca/TWONTO#level_switch |  | Tank, Sludge Sump, RMF Clarification Facility
102846 | 28243 | MTMH136 | PARLIAMENT STS | TRK-DON | [6 empty] | DON DRAINAGE AREA
81904 | 84814 | FHA-SES-LDR-0522 | FHA-SES-LD-0057 - 10' Single Ladder Fiberglass ( Filter #37 ) | FHA-SES-LD-1 | Safety | Safety Equipment |  | LDR | http://www.toronto.ca/TWONTO#ladder |  | Ladders
97364 | 19159 | FIS-MCS-MEQ-3005 | Davit base, wall-mounted, man-entry, Transfer pump station 5 | FIS-MCS | Safety | Lifting Device |  | MEQ | davit_base |  | Mechanical Services
30906 | 33235 | FIS-TRW-PSH-0001-SUS | Switch, Pressure-High, Treated Water to Island Distribution, High Lift Pumping Station | FIS-TRW-PUMPING | Switch,Pressure-High | Switch | 38442 | PSH | http://www.toronto.ca/TWONTO#pressure_switch |  | Treated Water Pumping
64326 | 64063 | THC-PRM-DM-1081A | Damper,Motorized | THC-PRM-BLDG-HPU0010 |  |  |  | DM |  |  | HPU Building 10
74519 | 17341 | THR-FT-FSL-3020 | Switch, Flow-Low, Seal Water, Pump 3020, Secondary Treatment, Scum PumpingPmp. | THR-FT-P-3020 | Switch,Flow-Low | Switch | 39475 | FSL | http://www.toronto.ca/TWONTO#flow_switch |  | Pump, Rotary Lobe, Scum from Tank 3000, Scum Pumping
78611 | 78642 | FHO-ELS-MCC-0730 | Motor Control Centre, Emergency Load, Admin Building, S4, Main Electrical Room | FHO-ELS-INQ | Control Panel,MCC | Motor Control Centre |  | MCC | http://www.toronto.ca/TWONTO#LV_electrical_panel |  | Power Management
134081 | 24910 | THR-DIS-RPU-0001A | Remote Processor Unit, Disinfection Chlorination | THR-DIS | RPU | Remote Processor Unit | 34705 | RPU | http://www.toronto.ca/TWONTO#RPU_panel |  | Disinfection
4882 | 8008 | COL-PKG-COM-0001 | Control Panel, Operator | COL-PKG | Control Panel |  |  | COM |  |  | Kingston Rd Pumping Station
17800 | 68712 | FHA-SBS-T-0301 | Tank 3, Liquid SBS | FHA-SBS | Tank | Tank | 38786 | T | http://www.toronto.ca/TWONTO#chemical_storage_tank |  | SBS System
119686 | 46234 | TAB-WA1-SQ-1125 | Sling | TAB-WA1-SQ-1000 | Lifting Device,Sling | Lifting Device |  | SQ | http://www.toronto.ca/TWONTO#fall_protection_sling |  | WA1 Lifting Devices and Slings
89996 | 61999 | YTF-ACC-LSL-0201 | Switch, Level-Low, Generator Fuel Tank, Miscellaneous Devices | YTF-ACC | Switch,Level-Low | Switch |  | LSL | http://www.toronto.ca/TWONTO#level_switch |  | HVAC Equipment
18736 | 52141 | FHA-SES-SQ-1109 | FHA-SES-SQ-0109 - Davit Base 4947 | FHA-SES |  | Safety Equipment |  | SQ | davit_base |  | Safety & Environmental Services
46762 | 86991 | FCL-ACC-HTR-0801 | Heater, Unit, Surge Building, North | FCL-ACC-P-HL |  |  |  | HTR |  |  | High Lift Pumping Station HVAC Equipment
77073 | 56323 | THR-PLT-T-0200 | Tank, Grit Removal, Grit Tank, North Grit Building | THR-PLT-T | Tank | Tank |  | T | http://www.toronto.ca/TWONTO#sedimentation_tank |  | Preliminary Treatment, Grit Removal Tanks and Grit Bin
120304 | 86561 | THC-ACC-BLDG D | Sludge Holding Tanks Building HVAC | THC-MCS-HVAC |  | HVAC |  |  | http://www.toronto.ca/TWONTO#collection_of_assets |  | Mechanical Services, HVAC
78669 | 14464 | THR-SES-LD-0008S | Base, Exposed for Davit Arm, Primary Tank 3 (SUSPENDED) | THR-S-E | Safety | Safety Equipment | 34759 | LD | davit_base |  | SUSPENDED ENTITY
26326 | 2141 | FHO-GRK-DR-3010S | Door, (FD-S3-10), Fire Rated, Ozone Building, S3, Stairway 6 | FHO-GRK-FEQ-0001 | Fire Prevention,Door | Door |  | DR | http://www.toronto.ca/TWONTO#fire_rated_door
29680 | 92203 | FIS-PCL-FSL-0401-SUS | Switch, Flow-Low, PACL, To Mixer 0401, Raw Water Pumping Station | FIS-PCL |  | Switch | 38276 | FSL | http://www.toronto.ca/TWONTO#flow_switch |  | PACL System
147156 | 22234 | WTR-RRH | Rosehill Reservoir | WTR-CENTRAL-RES |  | Tank |  |  | http://www.toronto.ca/TWONTO#collection_of_assets |  | Work Area 2 Central Reservoirs
119930 | 98434 | TAB-WA4-SQ-1206 | Sling, Nylon, Sling Tech (S/N VCO 151412-05) 3 Ft. | TAB-WA4-SQ-0010 |  | Lifting Device |  | SQ | synthetic_web_sling |  | WA4 Fall arrest systems
46703 | 17881 | TAB-DIS-SQ-1002 | Level A Front Entry Chemical Suit Responder(64112) | TAB-SUSPENDED ENTITY |  | Safety Equipment | 40866 | SQ | http://www.toronto.ca/TWONTO#chemical_suit |  | Suspended entities
10428 | 75418 | FCL-ACC-HTR-0355 | Heater, Re-Heat Unit, 208V, 3PH, Admin Building, Second Floor, Office 208, Ceiling East | FCL-ACC-ADMIN |  |  |  | HTR |  |  | Administration Building HVAC Equipment
93212 | 95383 | FHO-GRK-DR-1052L | Door, (FD-1-52), Fire Rated, West Filter Building, L1, Filter 0601 | FHO-GRK-FEQ-0001 | Fire Prevention,Door | Door |  | DR | http://www.toronto.ca/TWONTO#fire_rated_door
67302 | 53131 | THC-WA3-SPARE | Spare equipment for WA3 | THC-LQMT-SPARES |  |  | 47534 |  |  |  | THC Liquids Maintenance Area- Spare Rebuilt Equipment
71666 | 62799 | THR-DIG-PSH-5680 | Switch, Pressure-High, Discharge, Compress 5680, Solids Treatment, Mixing System - Digesters - Tank 0700 & Tank 0800, Compressors | THR-DIG-C-5680 | Switch,Pressure-High | Switch |  | PSH | http://www.toronto.ca/TWONTO#pressure_switch |  | Compressor, Gas, Mixing System, Digester Tank#8
31425 | 72558 | COL-RBB-G-0213 | Sluice Gate, | COL-RBB-MISC | Valve |  |  | G |  |  | Miscellaneous Equipment
71637 | 90557 | THR-DIG-PSH-2503 | Switch, Pressure-High, Discharge Pump 2503, Digester Tank 0100 | THR-DIG-P-2503 | Switch,Pressure-High | Switch |  | PSH | http://www.toronto.ca/TWONTO#pressure_switch |  | Pump, Centrifugal, Sludge Transfer, Tank 0100
105854 | 84480 | TAB-ACC-AC-1304C | Air Delivery Unit-North SubStation | TAB-ACC-AC-1304 | H.V.A.C.,Air Conditioner | HVAC |  | AC | http://www.toronto.ca/TWONTO#collection_of_assets |  | Conditioner, Air, Heater,North SubStation
12323 | 62744 | COL-PCU-FIT-5003 | Transmitter, Flow | COL-PCU | Transmitter |  | 34938 | FIT |  |  | Cumber Pumping Station
117371 | 61439 | TAB-RSP-T-2100 | Wet Well, Low Level | TAB-RSP-PM | Tank,Reservoir | Tank |  | T | http://www.toronto.ca/TWONTO#storage_tank |  | M Building - Raw Sewage Pumping
127157 | 83419 | THC-PLT-LSH-0820 | Switch,Level-High, Washer Compactor CMP-0810, Headworks | THC-PLT-CMP-0820 | Switch,Level | Switch |  | LSH | http://www.toronto.ca/TWONTO#level_switch |  | Washer Compactor, Screen Room, Screenings Conveyance
87290 | 30861 | WTR-PEG-DR-0002 | Door, High Voltage Electrical Room | WTR-PEG-AUX | Door | Door |  | DR | http://www.toronto.ca/TWONTO#door
79937 | 7211 | THR-WA2-LD-57-27 | Sling, Wire Rope, Work Area 2 (Sr 1279457-27) SIZE; 3/8" X 4', | THR-LD-NYLN-WA2 | Lifting Device,Sling | Lifting Device |  | LD | wire-rope_sling |  | Slings, Nylon, Work Area 2
39849 | 86288 | COM-26651 | Access Closet | TAB-ITS-WA3 | SCADA | Communications Equipment |  |  | http://www.toronto.ca/TWONTO#network_panel |  | Dewater Building Communications Equipment
105291 | 42394 | QT0401A | Sheet Metal Bender | TAB-MCS-MT | Welding Equipment,Welding Tools | Tool |  |  | sheet_metal_bender |  | Machine Shop Mechanical Equipment
15991 | 15748 | FHA-ELS-WR-0201 | Welding Receptacle, 30A, 600V, RMF, Dewatering Cake Loading Area | FHA-ELS | Welding Equipment | Power Distribution Panel |  | WR | http://www.toronto.ca/TWONTO#welding_receptacle |  | Electrical
34531 | 77949 | MAIN-196 | Main 196 | WTR-MT3 | [6 empty] | Work Area 3 WEST Mains and Chambers
112751 | 42038 | TAB-EL1-MCC-6926 | MCC,Electrical Rm,Second Floor,Workshop,P Building | TAB-EL1-PDP-6022 | Control Panel,MCC | Motor Control Center |  | MCC | http://www.toronto.ca/TWONTO#LV_electrical_panel |  | Panel,Power Distribution,Walk-in Switchgear 600V,Outdoor,P Building Substation
61701 | 71361 | THC-FT-PSH-1096 | Switch,Pressure-High,Outlet,Scum Transfer Pump 1090,Secondary, Phase I | THC-FT-P-1090SUSPENDED | Switch,Pressure-High | Switch |  | PSH | http://www.toronto.ca/TWONTO#pressure_switch |  | Pump, for Scum Pit Tank 1080, for final tank 1000, Secondary Clarifier
125848 | 81462 | THC-INC-BU-1032 | Burner, Hearth 1, Incinerator 1000 | THC-INC-FU-1000? | Burner | Burner |  | BU | http://www.toronto.ca/TWONTO#burner_component_of_asset |  | Furnace, Incinerator 1000
21754 | 92958 | COL-PMY-DR-0002 | Switch, Door | COL-PMY-MISC | Switch |  |  | DR |  |  | Miscellaneous Equipment
7276 | 59563 | COL-PSK-MON-0001 | Monitor | COL-PSS-MISC |  |  |  | MON |  |  | Miscellaneous Equipment
107167 | 70959 | TAB-ACC-LSL-3872 | Switch,Level,Low,Glycol Make Up Line tank | TAB-ACC-T-3872 | Switch,Level | Switch |  | LSL | http://www.toronto.ca/TWONTO#level_switch |  | Tank, Make Up, Glycol Make Up Line
78907 | 98740 | THR-SES-SQ-6P | Portable, (Bottled) Eyewash Station, STB Main Floor | THR-SQ-PEWS-WA1 | Safety,Eye wash | Safety Equipment |  | SQ | eye_wash_bottle |  | Portable. (Gravity Operated) Eyewash Station, Dig9&10 Bsmnt
64793 | 67258 | FCL-SES-FEQ-0111-SUS | Fire Extinguisher #111, RMF Centrifuge Building, Electrical Room | FCL-SES-FEQ-SUS |  |  | 46427 | FEQ |  |  | Portable Fire Extinguishers
78899 | 42033 | THR-SES-SQ-6312 | Lanyard for Harness, PPE Anthony Aquino | THR-SES-FAS | Safety | Safety Equipment |  | SQ | lifeline |  | Fall Arrest Sytem (Harness and Lanyard), Safety Equipment
51945 | 22085 | FCL-DEW-T-0201 | Tank, Treated Water Process Dewatering Pit | FCL-DEW-HLPS | Tank,Reservoir | Tank |  | T | http://www.toronto.ca/TWONTO#storage_tank |  | High Lift Area Dewatering
143685 | 29569 | WTR-PEL-P | Pumping | WTR-PEL | [6 empty] | Ellesmere Pumping Station
5998 | 33611 | COL-PMD-FQ-0001 | Meter, Flow | COL-PMD-MISC | Meter,Flow |  |  | FQ |  |  | Miscellaneous Equipment
81935 | 18271 | VP2022 | Monitor, BW Gas Alert Chlorine, Exposure, Chlorine Shop | TAB-ELS-AM | Sensor,Gas | Safety Equipment |  |  | http://www.toronto.ca/TWONTO#fixed_gas_detector |  | WA8 Safety Equipment Gas Detectors, Plant Wide
3063 | 43858 | COL-PBG-RPU-0001 | Remote Processing Unit, All control and Instrumentation Equipment - RPU | COL-PBG-MISC |  | Remote Processor Unit |  | RPU | http://www.toronto.ca/TWONTO#RPU_panel |  | Miscellaneous Equipment
56134 | 44511 | THC-ACC-ALR-0400B | COMMON ALARM - TUNNELS AND SWITCHGEAR AREA,Roof,Digesters | THC-ACC-AHU-0400 | Damper/Louver | Switch | 47557 | ALR | http://www.toronto.ca/TWONTO#alarm_device |  | Air Handling Unit, Digester Building, bldg. U
50969 | 75298 | TAB-PRM-T-0200 | Old PS-Primary Tank 2 | TAB-PRM-OPS | Tank | Tank |  | T | http://www.toronto.ca/TWONTO#clarifier |  | Old PS - Primary Treatment
93569 | 16324 | FHO-NEX-7 CHANNEL 7-SUS | Emergency and Exit light 7 Channel 7 | FHO-SUSPENDED |  | Safety Equipment | 44457 | NEX | http://www.toronto.ca/TWONTO#lighting_unit |  | Suspended Entity List
76599 | 97260 | THR-PLQ-WA3 | Plumbing, Work Area 3 | THR-GRK-PRTY-WA3 | [6 empty] | WA3 Property, Humber T. P. for DOS Work Orders
38672 | 65220 | TAB-ACC-AC-6521 | Air Conditioner, Indoor, Electrical Room No. 2, Screen Bldg., P Bldg. | TAB-ACC-CI | H.V.A.C.,Air Conditioner | HVAC |  | AC | http://www.toronto.ca/TWONTO#air_condition |  | Chiller and Air Coolers
76494 | 61686 | THR-DIG-RPU-0020 | Remote Processor Unit, Digester 1-6 (172.22.39.138) | THR-SPC | RPU | Remote Processor Unit |  | RPU | http://www.toronto.ca/TWONTO#RPU_panel |  | Process Control Systems - Services Area
58243 | 42717 | THC-CW-SQ-0101 | Emergency Eyewash & Shower, Building E, Boiler Room, Building E, West Wall (centre) | THC-SES-SQ-EYE | PPE,Eyewash Station | Safety Equipment |  | SQ | http://www.toronto.ca/TWONTO#emergency_eyewash_and_shower |  | Eyewash Stations THC (Virtual entity #)
101155 | 39952 | KR2201A | Unit Heater, Silo #1, Basement, Silo Building | TAB-ACC-HTR | H.V.A.C.,Heater | HVAC |  |  | http://www.toronto.ca/TWONTO#heater |  | Heaters- Convection,
7903 | 66588 | COL-PTS | Third Street Sewage Pumping Station (Wards Island PS#12) | COL-CENTRAL-PS |  | Safety Equipment |  |  | http://www.toronto.ca/TWONTO#space |  | Central Pumping Stations
59242 | 55278 | THC-ACC-HU-0052 | Humidifier, Admin. Building, Ground Floor, Archive & Office Room 131 | THC-ACC-BLDG K |  | HVAC |  | HU | http://www.toronto.ca/TWONTO#humidier |  | Administration Building, HVAC
70065 | 70355 | THR-CG-T-1238 | Tank, Coolant Expansion, Heat Exchanger 1201, Heat Recovery System, Engine-Gen 1201 | THR-CG-ENG-1201 |  | Tank |  | T | expansion_tank |  | Engine, Generator NT1788901, Engine Room, Engine-Generator & Heat Recovery System
64424 | 84083 | THC-PRM-LSLL-1205 | Switch, Float, Level-Low Low, Oil Tank 1210 | THC-PRM-T-1210 | Switch,Level-Low-Low | Switch |  | LSLL | http://www.toronto.ca/TWONTO#level_switch |  | Oil Tank, Hydraulic Power System for Sludge Bottom Scraper Mechanism, Primary Clarifier 1200, NW Plant
13788 | 73558 | COL-MTI-OIT-2700B | Operator Interface Terminal,Strachan Control Chamber No.27B, MTI | COL-MTI | Control Panel,Operator | Remote Processor Unit |  | OIT | http://www.toronto.ca/TWONTO#operator_interface_terminal |  | Mid-Toronto Interceptor
45504 | 60686 | TAB-DIG-T-9704 | Tank,Air Separator, Pump Suction | TAB-DIG-P-9726 | Tank | Tank |  | T | air_seperator |  | Pump, Chilled Water Circulating, CWCP-1, Digester Gas Control Build, Basement
45401 | 21796 | TAB-DIG-PSH-1334 | Switch Pressure,High,Delivery,Recirc. Pump-1334 | TAB-DIG-P-1334 | Switch,Pressure | Switch |  | PSH | http://www.toronto.ca/TWONTO#pressure_switch |  | Pump, Sludge Recirculation (DX2612) Digester Tank 13
53609 | 2778 | TAB-SES-LTX-2282 | Lighting, 2 LED heads, PRS Bldg | TAB-STR-SQ | Lighting | Safety Equipment |  | LTX | http://www.toronto.ca/TWONTO#lighting_unit |  | WA2 Safety Equipment,lifting devices, ladders, Eye Wash station, First Aid Kits, Lock out stations
85505 | 70662 | FHA-WWW-P-2101-KQ | Centrifuge Feed Pump 1 | FHA-WWW-THICK |  |  | 33379 | P |  |  | Sludge Thickening
119987 | 54583 | TAB-WA4-SQ-EE06 | Lanyard 6' - John Dela Cruz | TAB-WA4-SQ-0010 | PPE,Lanyard | Safety Equipment |  |  | lifeline |  | WA4 Fall arrest systems
101731 | 318 | MAIN-354 | Main 354 | WTR-MT3 | [6 empty] | Work Area 3 WEST Mains and Chambers
40769 | 59172 | TAB-ACC-T-6404 | Tank, Expansion, Mechanical Room No.5, Old Screen Bldg., P Bldg. | TAB-ACC-HE-6402 | Tank | HVAC |  | T | expansion_tank |  | Heat Exchanger, Mechanical Room No.5, Old Screen Bldg., P Bldg.
8014 | 6418 | COL-PWC-CH-0001 | Chamber, Inlet Chamber 1 | COL-PWC-MISC | Chamber |  |  | CH |  |  | Miscellaneous Equipment
8570 | 70925 | COL-RBB-SP-0232 | Sampler, Overflow | COL-RBB | Sampler |  |  | SP |  |  | Western Beaches Tunnel (Battery Park)-Storm
58942 | 38651 | THC-ACC-FN-6320 | Fan, Supply, Screen Room/Conveyor Areas, AHU-6300, 2nd Floor Mech Room #1, Headworks | THC-ACC-AHU-6300 | Fan | HVAC |  | FN | http://www.toronto.ca/TWONTO#blower_or_fan_with_drive |  | Air Handling Unit, Screen Room/Conveyor Areas, 2nd Floor Mech Room #1, Headworks
66929 | 89320 | THC-INC-BU-1043 | Burner, Hearth 7, Incinerator 1000 | THC-INC-FU-1000 | Burner | Burner |  | BU | http://www.toronto.ca/TWONTO#burner_component_of_asset |  | Furnace, Incinerator 1000
146686 | 85939 | WTR-RBV-TSL-0001 | Switch, Temperature-Low, Building | WTR-RBV-AUX | Switch,Temperature-Low | Switch |  | TSL | http://www.toronto.ca/TWONTO#temperature_switch |  | Auxiliary Equipment (Building Facilities)
2703 | 38355 | COL-MTI-G-3401 | Gate 1,Parkside St. Control Chamber No.34, MTI | COL-MTI-CH-3400 | Valve,Gate,Sluice,Act. | Gate |  | G | http://www.toronto.ca/TWONTO#channel_gate
24736 | 85131 | COL-PRX-SW-0004 | Switch, Transformer | COL-PRX-MISC | Switch |  |  | SW |  |  | Miscellaneous Equipment
36932 | 70735 | MTMH324 | LAKESHORE STS | TRK-HMR | [6 empty] | HUMBER DRAINAGE AREA
147763 | 61084 | YTF-ELS-PDP-1301 | Control Panel, Power Dist., A Building Electrical Room, Electrical Panels Warehouse | YTF-ELS | Control Panel,Power Distribution Panel | Power Distribution Panel |  | PDP | http://www.toronto.ca/TWONTO#LV_electrical_panel |  | Electrical Equipment
81852 | 32517 | FHA-SES-LDR-0306 | FHA-SES-LD-0055 - 13' Single Ladder Aluminum( Welding Shop North Wall ) | FHA-SES-LD-1 | Safety | Safety Equipment |  | LDR | http://www.toronto.ca/TWONTO#ladder |  | Ladders
120739 | 70623 | THC-ACC-FN-0630 | Fan,Centrifugal,Exhaust,South Pumping Station,Sampling Room Roof | THC-ACC-BLDG L |  | HVAC |  | FN | http://www.toronto.ca/TWONTO#blower_or_fan_with_drive |  | Plant Effluent Pumping Station, HVAC
13181 | 16417 | FCL-FLT-F-0702 | Filter, Inlet Side of PDIT-0701, Filter F-0701, Filtration Pipe Gallery | FCL-FLT-PDIT-0701 |  |  |  | F |  |  | Transmitter, Pressure (Differential), Loss of Head for Filter 0701, Filter No.0701
132445 | 72285 | THR-DIG-FSL-3166 | Flow Switch, Pump Seal Water | THR-DIG-P-3166 | Transmitter,Pressure | Switch |  | FSL | http://www.toronto.ca/TWONTO#flow_switch |  | Pump, Centrifugal, Sludge Transfer, Digester Tank 0800
140629 | 50598 | TNT-MCS-SQ-1021 | Sling | TNT-MCS-LD | Lifting Device,Sling | Lifting Device |  | SQ | http://www.toronto.ca/TWONTO#fall_protection_sling |  | Lifting Devices , cranes/ Portable crane/hoists, come alongs, slings, wire rope, chains
93476 | 65776 | FHO-MCS-LD-0234 | Loading Dolly # 234 | FHO-MCS-LD | Lifting Device,Hoist,Manual | Rigging Equipment |  | LD | manual_handling_device |  | Lifting Devices & Elevators
138722 | 77930 | THR-SES-SQ-11P | Portable, (Bottled) Eyewash Station, East Maintenance Shop | THR-EWSS-WA4 | Safety,Eye wash | Safety Equipment |  | SQ | eye_wash_bottle |  | Eyewash and Shower Station, Work Area 4
18085 | 60076 | FHA-SED-ZSH-0103D | Switch, Limit, Access Hatch Zone 3, Settling Basin T-0101 | FHA-SED-ZSH-0103 |  | Security System |  | ZSH | http://www.toronto.ca/TWONTO#position_switch |  | Switch, Limit, Access Hatch Zone 1,
41522 | 22143 | TAB-ACC-TSL-1491 | Switch, Temperature-Low, Air Handling Unit, Repair Facility/Steam Boiler Room Supply | TAB-ACC-AHU-1490 | Switch,Temperature-Low | Switch |  | TSL | http://www.toronto.ca/TWONTO#temperature_switch |  | Air Handling Unit, Locker Room Ventilation
85838 | 71944 | WTR-PHL-ZS-0001 | Switch, Position,Door Security | WTR-PHL-AUX | Switch,Position | Switch |  | ZS | http://www.toronto.ca/TWONTO#position_switch |  | Auxiliary Equipment (Building Facilities)
49742 | 59719 | TAB-PLT-FSL-0281 | Switch, Flow Low, Plant Water, Screen SC-0280, P Bldg. | TAB-PLT-SC-0280 | Switch,Flow-Low | Switch |  | FSL | http://www.toronto.ca/TWONTO#flow_switch |  | Screen, Perforated Plate, Screen Area, P Bldg.
12326 | 76256 | COL-PCU-FIT-5118 | Transmitter, Flow | COL-PCU | Transmitter |  | 34950 | FIT |  |  | Cumber Pumping Station
80034 | 91002 | THR-WA3-LD-0079 | Sling, Wire Rope, Work Area 3 (3/4"x6') | THR-LD-WIRE-WA3 | Lifting Device,Sling | Lifting Device |  | LD | wire-rope_sling |  | Slings, Wire Rope, Work Area 3
118878 | 73190 | TAB-STR-T-4010R | Tank , Reservoir Aux Oil, Blower 4010 | TAB-STR-BL-4010 | Tank,Reservoir | Tank |  | T | http://www.toronto.ca/TWONTO#chemical_storage_tank |  | Blower #4010
15190 | 54429 | FCL-TRW-LSL-0500 | Switch, Level, Low, Treated Water Pump P-0500 Loss of Prime, High Lift Building, Pump Room | FCL-TRW-P-0500 | Switch,Level-Low | Switch |  | LSL | http://www.toronto.ca/TWONTO#level_switch |  | Pump, Treated Water
145043 | 17658 | WTR-PKN-DR-0001 | Rollup Door | WTR-PKN-AUX | Door | Door |  | DR | http://www.toronto.ca/TWONTO#door
85442 | 31075 | WTR-PEL-ZS-0005 | Switch, Position,Door Security | WTR-PEL-AUX | Switch,Position | Switch |  | ZS | http://www.toronto.ca/TWONTO#position_switch |  | Auxilliary Equipment (Building Facilities)
18553 | 92490 | FHA-SES-SCBA-0020 | Cylinder for Air Pack Ser # OJ 113642 Suspend | FHA-SES-SCBA-CYLINDER | PPE,SCBA | Tank | 38741 | SCBA | gas_cylinder |  | Breathing Air Tanks (SCBA cylinders)
18714 | 78683 | FHA-SES-SQ-0504 | FHA-SES-EYE-0020 - Eyewash Station, Portable | FHA-SES-SQ-0008 | PPE,Eyewash Station | Safety Equipment |  | SQ | eye_wash_bottle |  | Eyewash Stations & Showers
6353 | 39297 | COL-PMY-DM-0003 | Damper, Gas | COL-PMY | Damper/Louver |  |  | DM |  |  | Maryport Sewage Pumping Station
105174 | 39958 | RPU-27592 | PLC20D | TAB-DIG-ELQ-T13-16 | SCADA | Remote Processor Unit |  |  | http://www.toronto.ca/TWONTO#RPU_panel |  | Digester Tanks 13-16, Electrical Equipment
11930 | 89471 | FCL-DEW-LSH-0001 | Switch, Level, High, Raw Water Dewatering Pump Dry Pit | FCL-DEW-RW | Switch,Level-High | Switch |  | LSH | http://www.toronto.ca/TWONTO#level_switch |  | Raw water Area Dewatering
98019 | 31457 | FIS-SES-LDR-5003 | Ladder, 6' Fiberglass, Fluoride & Ammonia Building, Fluoride Skid Room | FIS-SES | Safety | Tool |  | LDR | http://www.toronto.ca/TWONTO#ladder |  | Safety, Instrumentation & Environmental Services
69056 | 3619 | THC-PLT-SP-0002 | Autosampler Unit, Primary Influent Channel, Phase I , Sluice gate, TEMP 1 | THC-PLT-GRIT TANKS | Sampler | Sampler |  | SP | http://www.toronto.ca/TWONTO#auto_sampler |  | Grid Tanks
21086 | 65295 | FHO-CLB-CHL-0101-KQ | Post ChlorinationTrain 1 | FHO-CLB |  |  |  | CHL |  |  | Post Chlorination System
65317 | 80640 | THC-ELS-MCC-3402 | Motor Control Center, Building P | THC-ELS-PS-0001 | Control Panel,MCC | Motor Control Centre |  | MCC | http://www.toronto.ca/TWONTO#LV_electrical_panel |  | Primary Power Equipment
5170 | 499 | COL-PKP-SW-0005 | Switch, Panel Board A | COL-PKP-MISC | Switch | Switch |  | SW | http://www.toronto.ca/TWONTO#disconnect_switch |  | Miscellaneous Equipment
104752 | 40350 | NX2194A | Air Cooling Unit, Z Bldg | TAB-SUSPENDED ENTITY | H.V.A.C.,Air Conditioner | HVAC | 35626 |  | http://www.toronto.ca/TWONTO#air_condition |  | Suspended entities
106641 | 47815 | TAB-ACC-FSL-1750 | Switch, Flow, Low, Air, Supply Fan 1750, Vest. 209, Screen Platform | TAB-ACC-FN-1750 | Switch,Flow-Low | Switch |  | FSL | http://www.toronto.ca/TWONTO#flow_switch |  | Fan, Supply, Vestibule Pressurization, Vestibule 209
116232 | 71794 | TAB-PRS-T-2080 | Tank, Chemical Storage, East Chemical Storage Tanks | TAB-PRS-T-FECL2 | Tank | Tank |  | T | http://www.toronto.ca/TWONTO#chemical_storage_tank |  | Ferrous Chloride Tanks & Valves
10810 | 41574 | FCL-CLA-F-0201 | Filter, Chlorine Gas, CLA Evaporator 0201, Chlorination System | FCL-CLA-CHL-0201 | Filter | Filter |  | F | http://www.toronto.ca/TWONTO#replaceable_air_filter |  | Chlorinator, Chlorine Gas, Chlorination System
121687 | 16517 | THC-ACC-V-5206 | Valve, Motorized, Glycol System, Vestibul 106, Building X | THC-ACC-AC-5201 | Air Handling Unit | HVAC |  | V | http://www.toronto.ca/TWONTO#valve |  | Air Conditioning, Split, IT room
82832 | 60096 | FHA-SES-SQ-0008 | Eyewash Stations & Showers | FHA-SES |  | Safety Equipment |  | SQ | http://www.toronto.ca/TWONTO#emergency_eyewash_and_shower |  | Safety & Environmental Services
73424 | 93001 | FHO-DOZ-INJ-3301 | Injector, ORP Analyzer AIT-3301 Sampling, Ozone Building, S2, Access/Sampling Area 2 | FHO-DOZ-AIT-3301 |  | Injector |  | INJ | http://www.toronto.ca/TWONTO#ejector |  | Analyzer, Ozone, Dissolved Ozone in Water, Contact Tank T-2300, Ozone Building, S2, Access/Sampling Area 2
8524 | 98257 | COL-RBB-FIT-0221 | Transmitter, Flow | COL-RBB-MISC | Transmitter |  |  | FIT |  |  | Miscellaneous Equipment
50017 | 4780 | FCL-ELS-MCC-1001A-SUS | Control Panel, MCC, Raw Water Low Lift Pumping Station, Electrical Switchgear Room | FCL-SUSPENDED | Control Panel,MCC | Motor Control Center | 36550 | MCC | http://www.toronto.ca/TWONTO#LV_electrical_panel |  | Suspended entity
55466 | 70247 | TAB-WA1-SQ-1170 | Sling | TAB-WA1-SQ-1000 | Lifting Device,Sling | Lifting Device |  | SQ | http://www.toronto.ca/TWONTO#fall_protection_sling |  | WA1 Lifting Devices and Slings
16296 | 72968 | FHA-FLT-F-1201 | Filter #12, Filter Building, West Filter Gallery North | FHA-FLT | Filter | Filter |  | F | http://www.toronto.ca/TWONTO#filtration_tank |  | Filtration
31357 | 95392 | IU2021A | Receiver, Air, Inc., 5th Flr, Near Waste Ht Boiler 5 | EU2002 | Vessel,Pressure | Tank |  |  | http://www.toronto.ca/TWONTO#pressure_vessel |  | Incinerator Building Air Equipment
69668 | 74319 | THR-AI-T-0010 | Air Receiving Tank, Gallery T14S | THR-AI-C-0593 | Vessel,Pressure | Tank |  | T | http://www.toronto.ca/TWONTO#pressure_vessel |  | Compressor, Instrument Air
130158 | 45160 | THR-ACC-NR-684 | HVAC Unit & Fan, Main Floor R. Szigeti Office | THR-ACC-ADM | H.V.A.C.,Heater,Unit | HVAC |  | NR | http://www.toronto.ca/TWONTO#heater |  | Air Conditioning, HVAC, Admin Building
85660 | 21613 | WTR-PHL-LSH-0002 | Switch, Level-High, Building Flood Alarm,North Pump room, basement, south side | WTR-PHL-AUX | Switch,Level-High | Switch |  | LSH | http://www.toronto.ca/TWONTO#level_switch |  | Auxiliary Equipment (Building Facilities)
90113 | 77581 | YTF-ELS-SW-0206 | Switch, Isoaltion, Generator Bypass, Generator Power, Transfer Switch and Generator | YTF-ELS | Switch | Switch |  | SW | http://www.toronto.ca/TWONTO#disconnect_switch |  | Electrical Equipment
46772 | 93396 | FCL-ACC-HTR-235-238 | Alum Storge & Powdered Activ. Carbon Area Heater | FCL-ACC-P-LL |  |  |  | HTR |  |  | Low Lift Pumping Station HVAC Equipment
24561 | 8362 | COL-PRD-MISC | Miscellaneous Equipment | COL-PRD | [6 empty] | Redland Pumping Station
61725 | 61490 | THC-FT-T-0480 | Scum Pit, Tank 0400, Secondary Clarifier | THC-FT-T-0400 |  | Tank |  | T | http://www.toronto.ca/TWONTO#storage_tank |  | Tank, Secondary Clarifier
60955 | 52506 | THC-ELS-MCC | MCC plant wide | THCLIQOPS | [6 empty] | THC Liquids Operations
97651 | 5913 | FIS-RW-LIC-0101-SUS | Controller, Wet Well Level | 16821 | Controller,Level |  | 38343 | LIC |  |  | Raw Water Intake
58500 | 28495 | THC-ACC-DM-0183 | Damper,Motorized,Outdoor Air,Boiler Building,North Zone 2 | THC-DIS | Damper/Louver | HVAC |  | DM | http://www.toronto.ca/TWONTO#air_damper |  | Disinfection (Chlorination) Process
27424 | 33310 | COL-PSW-LSH-0110 | Switch, Level-High | COL-PSW | Switch,Level-High | Switch |  | LSH | http://www.toronto.ca/TWONTO#level_switch |  | Swansea Pumping Station
8991 | 32595 | COL-YKP-DA-151012 | Davit Base Leg-151012 | COL-YKP-DA-0005S | Safety | Safety Equipment |  | DA | davit_base |  | Davit Arm Assembly with Upper Arm-150959
23434 | 56841 | FHO-FLO-P-0501-KQ | Pre Filtered Sampling Unit 5 | FHO PRE FILTERED |  |  |  | P |  |  | Sampling
55416 | 87450 | TAB-WA1-SQ-1067 | Sling | TAB-WA1-SQ-1000 | Lifting Device,Sling | Lifting Device |  | SQ | http://www.toronto.ca/TWONTO#fall_protection_sling |  | WA1 Lifting Devices and Slings
118860 | 99599 | TAB-STR-SQ-0001 | Emerg. Eyewash and Shower Stations, Blower Bldg Bsmt | TAB-STR-ANL-0100 | PPE,Eyewash Station | Safety Equipment |  | SQ | http://www.toronto.ca/TWONTO#emergency_eyewash_and_shower |  | Portable Meters
55456 | 92214 | TAB-WA1-SQ-1148 | Sling | TAB-WA1-SQ-1000 | Lifting Device,Sling | Lifting Device |  | SQ | http://www.toronto.ca/TWONTO#fall_protection_sling |  | WA1 Lifting Devices and Slings
4914 | 77779 | COL-PKG-LSL-0202 | Switch, Level | COL-PKG-MISC | Switch,Level |  |  | LSL |  |  | Miscellaneous Equipment
119645 | 6625 | TAB-WA1-SQ-1051 | Sling | TAB-WA1-SQ-1000 | Lifting Device,Sling | Lifting Device |  | SQ | http://www.toronto.ca/TWONTO#fall_protection_sling |  | WA1 Lifting Devices and Slings
135295 | 44385 | THR-FPW-F-0002S | Filter, Pump, Centrifugal 0013, Plant Water Building, Plant Services, Plant Water Pump, Centrifugaling System | THR-S-E | Filter | Filter | 47400 | F | media_based_filter |  | SUSPENDED ENTITY
9194 | 11327 | COL-YKP-FAK-0033S | First Aid Kit, Truck #041188 (Escape) | COL-W-OBSOLETE | Safety,First Aid Kit | Safety Equipment | 39319 | FAK | http://www.toronto.ca/TWONTO#first_aid_kit |  | Col West Obsolete Entities
61151 | 31840 | THC-ELS-SQ-211161L | Spares, Electrical Safety rubber gloves, High Voltage, Class 0, # 211161L | THC-SES-SQ | PPE,Insulated Glove | Safety Equipment |  | SQ | http://www.toronto.ca/TWONTO#rubber_insulating_gloves |  | Safety Equipment
28516 | 65133 | FIS-DCL-SO-0201 | Sulphonator, Gaseous Chemical Building, Machine Room | FIS-DCL |  | Chemical Feeder |  | SO | http://www.toronto.ca/TWONTO#sulphonation_system |  | De-Chlorination
34795 | 21461 | COL-YKP-FAK-0006 | First Aid Kit, Truck #112522 (FORD TRANSIT 250) | COL-YKP | Safety,First Aid Kit | Safety Equipment |  | FAK | http://www.toronto.ca/TWONTO#first_aid_kit |  | Kipling Yard
6621 | 77566 | COL-PNT-LSH-0108 | Switch, Level-High | COL-PNT-MISC | Switch,Level | Switch | 36019 | LSH | http://www.toronto.ca/TWONTO#level_switch |  | Miscellaneous Equipment
51657 | 24647 | TAB-PRS-PSH-3320 | Switch, Pressure-High, Chemical Dosing Pump, Secondary Dosing | TAB-PRS-P-3320 | Switch,Pressure-High | Switch |  | PSH | http://www.toronto.ca/TWONTO#pressure_switch |  | Pump, Chemical Dosing, Secondary Dosing
80282 | 40485 | FHA-SED-ZSH-0303G | Switch, Limit, Access Hatch Zone 3, Settling Basin T-0301 | FHA-SED-ZSH-0303 |  | Security System |  | ZSH | http://www.toronto.ca/TWONTO#position_switch |  | Switch, Limit, Access Hatch Zone 3
125851 | 78525 | THC-INC-BU-1035 | Burner, Hearth 3, Incinerator 1000 | THC-INC-FU-1000 | Burner | Burner |  | BU | http://www.toronto.ca/TWONTO#burner_component_of_asset |  | Furnace, Incinerator 1000
7443 | 92060 | COL-PSP-GRF-0001 | Indicator, Ground Fault | COL-PSP-MISC |  |  |  | GRF |  |  | Miscellaneous Equipment
43782 | 29757 | TAB-DEW-P-0631 | Pump, Sludge Cake Transfer, Baby Schwing #6, Dewater. Bldg, 2/F NW | TAB-DEW SLUDGE CAKE | Pump | Hydraulic System | 33570 | P | http://www.toronto.ca/TWONTO#pump |  | Sludge Cake Pumping
26233 | 52481 | COL-YKP-VEH-0010S | Vehicle, Truck #064100 (RAM 2500) | COL-W-OBSOLETE | Vehicle,Licensed | Vehicle | 39138 | VEH | http://www.toronto.ca/TWONTO#pickup_truck
57115 | 28864 | THC-ACC-T-0703 | Tank,Hot Water Heating,Mechanical Room,Thickening Building | THC-MCS-T-BLDG K | Tank,Domestic Hot Water | Tank |  | T | http://www.toronto.ca/TWONTO#tanked_hot_water_heater |  | Domestic Hot Water Tank, Building K
18478 | 38384 | FHA-SES-LDR-0506 | FHA-SES-LD-0031 - 8' Ladder Fiberglass Orange ( East pipe Gallery ) | FHA-SES | Safety | Safety Equipment |  | LDR | http://www.toronto.ca/TWONTO#ladder |  | Safety & Environmental Services
40340 | 98981 | TAB-ACC-FN-IPS | Exhaust Fans , IPS Bldg | TAB-ACC-FN | [6 empty] | Exhaust Fans
35012 | 43294 | COL-YKP-FAK-067026S | First Aid Kit, Truck #067026 (Dodge Ram 2500) | COL-YKP | Safety,First Aid Kit | Safety Equipment | 46855 | FAK | http://www.toronto.ca/TWONTO#first_aid_kit |  | Kipling Yard
124784 | 39432 | THC-ELS-LP-4043A | Lighting Panel, Storage Room, Headworks | THC-ELS-TR-4043A | Control Panel,Lighting | Power Distribution Panel |  | LP | http://www.toronto.ca/TWONTO#LV_electrical_panel |  | Transformer, Lighting Panel, Storage Room, Headworks
7996 | 57938 | COL-PVM-SW-0002 | Switch, Heater 0001 | COL-PVM | Switch |  |  | SW |  |  | Valleymede Sewage Pumping Station
81449 | 44589 | TNT-MCS-SQ-1014 | Sling | TNT-MCS-LD | Lifting Device,Sling | Lifting Device |  | SQ | http://www.toronto.ca/TWONTO#fall_protection_sling |  | Lifting Devices , cranes/ Portable crane/hoists, come alongs, slings, wire rope, chains
22826 | 63668 | FHO-ELS-TS-0731 | Transfer Switch, ATS, MCC-0730, Admin Building, S4, Electrical Room | FHO-ELS-GEN-0201 |  | Switch |  | TS | http://www.toronto.ca/TWONTO#transfer_switch |  | Generator, Electricity, Diesel, #2, Admin Building, S4, Generator Room
14742 | 76823 | FCL-SES-LTX-0108-SUS | Exit light, 108, Dry Chemical Building, MCC Room, South Exit | FCL-SUSPENDED |  |  | 46611 | LTX |  |  | Suspended entity
130413 | 5782 | THR-ACC-PSL-1502 | Switch, Pressure-Low, DG Valve Train, Boiler 1501, Plant Central Hot Water System, Hot Water Boilers | THR-ACC-BO-1501 | Switch,Pressure-Low | Switch |  | PSL | http://www.toronto.ca/TWONTO#pressure_switch |  | Boiler, Low Pressure, Hot Water, Plant Central Hot Water System, Hot Water Boilers (CRN-H9308.5,TSSA UID-65022705, SNo.-5.1103725)
55627 | 37998 | TAB-WA3-LD-2380 | Sling, Nylon, 6 FT | TAB-DEW-SAFETY | PPE | Lifting Device |  | LD | synthetic_web_sling |  | Safety Equipment
80593 | 29612 | TNT-AER-RX-0101 | Reactor, Mabr Cassette, Aeration Tank 1 - Mabr Cassette 1, Aeration | TNT-AER-T-0100 |  |  |  | RX |  |  | Tank,Aeration, # 1
29549 | 21673 | FIS-SPC-RPU-1321 | Remote Processing Unit, Backwash Pumps, Filter Building, Pump Room | FIS-ELS |  | Remote Processor Unit |  | RPU | http://www.toronto.ca/TWONTO#RPU_panel |  | System, Electrical Distribution System
78985 | 78330 | THR-GRK-VEH-0002 | Trailer, Trash Vehicle, Head House (For DOS) | THR-GQ-PLT | Vehicle,Licensed | Vehicle |  | VEH | trailer
122801 | 71290 | THC-DEW-RPU-2303 | Remote Processing Unit,Dewatering,Sliding Frame-6410 RPU,3rd Floor,Biosolids Building West | THC-DEW-HPU-6410 |  | Remote Processor Unit |  | RPU | http://www.toronto.ca/TWONTO#RPU_panel |  | Hydraulic Power Pack,Sliding Frame,BTU Hopper 6400,Solids Treatment
66927 | 213 | THC-INC-BU-1041 | Burner, Hearth 5, Incinerator 1000 | THC-INC-FU-1000 | Burner | Burner |  | BU | http://www.toronto.ca/TWONTO#burner_component_of_asset |  | Furnace, Incinerator 1000
88470 | 75243 | WTR-PTH-TSL-0403 | Switch, Temperature-Low, AHU 0401 | WTR-PTH-AHU-0401 | Switch,Temperature-Low | Switch |  | TSL | http://www.toronto.ca/TWONTO#temperature_switch |  | Air Handling Unit
7280 | 28040 | COL-PSK-RPU-0001 | Control Panel, Operator | COL-PSK-MISC | Control Panel |  |  | RPU |  |  | Miscellaneous Equipment
106767 | 94305 | TAB-ACC-HE-6551 | Heat Exchanger, AHU-6550, Mechanical Room No. 3, Screen Bldg., P Bldg. | TAB-ACC-AHU-6550 | Heat Exchanger | HVAC |  | HE | http://www.toronto.ca/TWONTO#heat_exchanger |  | Air Handling Unit, Mechanical Room no.3, Screen Bldg., P Bldg.
52244 | 67538 | TAB-PWA-SQ-0101 | Spill Kit - Plant Water | TAB-PWA-SQ |  | Safety Equipment |  | SQ | http://www.toronto.ca/TWONTO#spill_kit |  | Plant Water - Safetry Equipment
78749 | 6953 | FHA-PUMP BLDG | Building Location | FHA-SPC | [6 empty] | Process Control Systems - Services Area
44132 | 67308 | FCL-GRK-VEH-0006 | Vehicle, Cart 3 wheel | FCL-MCS-7 | Vehicle,Unlicensed | Vehicle |  | VEH | cart
97562 | 91300 | FIS-PWA | Backflow Prevention | FIS WORK AREA 2 | [6 empty] | Services
101688 | 87354 | MAIN-307 | Main 307 | WTR-MT3 | [6 empty] | Work Area 3 WEST Mains and Chambers
13840 | 289 | COL-PGA-LSL-0102 | Level,Switch,Low,WEL-0100 | COL-PGA-MISC | Switch,Level-Low | Switch |  | LSL | http://www.toronto.ca/TWONTO#level_switch |  | Miscellaneous Equipment
59250 | 18196 | THC-ACC-MAN-0013 | Manifold, Snow Melting System, Zone #3, Admin Building, North/East Area | THC-ACC-BLDG K |  | HVAC |  | MAN | http://www.toronto.ca/TWONTO#pipe_manifold |  | Administration Building, HVAC
25434 | 281 | COL-PSM-CB-0002 | Circuit Breaker, To Lighting Panel 0001 | COL-PSM | Circuit Breaker |  |  | CB |  |  | Simcoe St Sewage Pumping Station
26683 | 25838 | COL-PST-LSH-0103 | Switch, Level-High | COL-PST | Switch,Level |  |  | LSH |  |  | Strachan Pumping Station
27867 | 99991 | COL-PWC-LSHH-0104 | Switch, Level High-High | COL-PWC | Switch,Level |  |  | LSHH |  |  | Wirral Court Sewage Pumping Station
59649 | 71707 | THC-ACC-TSH-6202 | Switch, Temperature, High, S/A Duct, Blower Room, 2nd Floor Mech Room #2, Headworks | THC-ACC-AHU-6200 | Switch,Temperature-High | HVAC |  | TSH | http://www.toronto.ca/TWONTO#temperature_switch |  | Air Handling Unit, Blower Room, 2nd Floor Mech Room #2, Headworks
113379 | 14434 | TAB-ELS-AM | WA8 Safety Equipment Gas Detectors, Plant Wide | TAB-SES-WA8 | [6 empty] | WA 8 Safety Equipment,
137773 | 5224 | THR-PRM-HSE-N | Flushing Hoses North Primary | THR-PRM |  | Tank |  |  | hose_segment |  | Primary Treatment
137447 | 12295 | THR-PLT-PSL-1105 | Switch, Pressure-Low, Discharge Air, Blower 1105, Preliminary Treatment, Grit Removal - Vortex Chambers | THR-PLT-BL-1105(SUSP) | Switch,Pressure-Low | Switch |  | PSL | http://www.toronto.ca/TWONTO#pressure_switch |  | Blower, Centrifugal, Preliminary Treatment, Grit Removal - Vortex Chambers
8274 | 90676 | COL-PWR-LSH-0006 | Switch,Level, High, Wet Well | COL-PWR-MISC | Switch,Level-High | Switch |  | LSH | http://www.toronto.ca/TWONTO#level_switch |  | Miscellaneous Equipment
138782 | 45169 | THR-SES-SQ-7101 | Harness, Full Body, PPE Esmond Lewis | THR-SES-SQ | Safety | Safety Equipment | 35744 | SQ | http://www.toronto.ca/TWONTO#fall_arrest_harness |  | Safety Equipment
55972 | 59456 | TAB_EL1_4.16KV | Electrical,4.16KV,North Substation | TAB_EL1_NS | [6 empty] | Electrical Distribution,North Substation
88318 | 6060 | WTR-PSC-T-0006-SUS | SCBA 4500 psi Bottle, ARAP | WTR-EAST-SES | Tank | Safety Equipment | 47453 | T | http://www.toronto.ca/TWONTO#compressed_gas_cylinder |  | Safety & Lifting Devices
61868 | 52046 | FCL-FL-LSH-0002 | Switch, Level-High, Spill Containment, Hydrofluosilicic Acid System | FCL-FL | Switch,Level-High | Switch |  | LSH | http://www.toronto.ca/TWONTO#level_switch |  | Fluoridation
79936 | 47910 | THR-WA2-LD-57-26 | Sling, Wire Rope, Work Area 2 (Sr 1279457-26) SIZE; 3/8" X 4', | THR-SES-LD | Lifting Device,Sling | Lifting Device |  | LD | wire-rope_sling |  | Lifting Device, Safety Equipment
10363 | 1795 | FCL-ACC-HTR-0266 | Heater Radiant, Electric (RD-2B), 2kW, Dry Chemical Building | FCL-ACC-P-LL |  |  |  | HTR |  |  | Low Lift Pumping Station HVAC Equipment
19213 | 15780 | FHA-WWW-MSL-2520 | Switch, Motion-Low, CV-2510, RMF,Centrifuge Room | FHA-WWW-CF-2501 | Switch | Switch |  | MSL | http://www.toronto.ca/TWONTO#motion_sensor_element |  | Centrifuge, Dewatering, RMF, Centrifuge Service Platform
50126 | 74544 | TAB-PLT-SC-P | P Building - Bar Screens 1 - 6 | TAB-PLT-P | Screen,Bar | [5 empty] | P Building - Preliminary Treatment
106574 | 68167 | TAB-ACC-FN-6583 | Fan, Sidewall type, Exhaust Air, maintenance Workshop, Screen Bldg., P Bldg. | TAB-ACC-FN-PBLDG | Fan | HVAC |  | FN | http://www.toronto.ca/TWONTO#blower_or_fan_with_drive |  | Exhaust Fans , P Bldg
13040 | 34947 | FCL-FLO-CP-0301 | Control Panel, Pre-treatment Module 2 Inlet Valve, Flocculation &Sedimentation Area South | FCL-FLO-V-0301 |  |  |  | CP |  |  | Valve, Butterfly, Actuated, Raw Water, Sedimentation Tank 0301, Mixing Tank/ Coagulation
52881 | 89465 | FCL-PAC-SL-0301 | Silencer, Inlet, Blower BL-0301, Dry Chemical Building, Basement | FCL-PAC-BL-0301 | Filter | Filter |  | SL | silencer |  | Blower, PD, PAC Mixing Air Supply, Dry Chemical Building Basement
42701 | 79236 | TAB-CAP-PRJ-0009 | ECAP-2 in Z Building | TAB-WA6 |  | Motor Control Center |  | PRJ | project |  | Common to Projects, Bldg. Services, Z Building
11934 | 48031 | FCL-DEW-LSHH-0201 | Switch, Level, High High, Treated Water Process Dewatering Pit T-0201 | FCL-DEW-RW | Switch,Level-High-High | Switch |  | LSHH | http://www.toronto.ca/TWONTO#level_switch |  | Raw water Area Dewatering
32232 | 97896 | COL-SKW-FN-0002 | Fan, Exhaust | COL-SKW-MISC | Fan |  |  | FN |  |  | Miscellaneous Equipment
21933 | 76120 | COL-PMY-TR-0002 | Transformer, Lighting | COL-PMY-MISC | Transformer |  |  | TR |  |  | Miscellaneous Equipment
93199 | 10944 | FHO-GRK-DR-1026L | Door, (FD-1-26), Fire Rated, Admin Building, L1, Conference Room, South East | FHO-GRK-FEQ-0001 | Fire Prevention,Door | Door |  | DR | http://www.toronto.ca/TWONTO#fire_rated_door
105838 | 26978 | TAB-ACC-AC-0201 | Conditioner, Air,Security Office, North West Enterance, TAB(3 Tons) | TAB-ACC-CI | H.V.A.C.,Air Conditioner | HVAC |  | AC | http://www.toronto.ca/TWONTO#air_condition |  | Chiller and Air Coolers
138651 | 20093 | THR-SES-PGM-31926 | Personal Gas Meter | THR-SES-SQ-PGM | Safety | Safety Equipment | 40077 | PGM | http://www.toronto.ca/TWONTO#portable_gas_detector |  | Personal Gas Meter
93836 | 11890 | FHO-POL-P-0701-KQ | Polymer Skid 7 | FHO-POL |  |  |  | P |  |  | Polymer System
12870 | 84911 | FCL-EUS-TRAIN-ROOM | Computer Location | FCL-ADM-BLDG | [6 empty] | Building Location
117290 | 80302 | TAB-RSP-RPU-0216 | RPU, T Building Gates | TAB-RSP-INQ | RPU | Remote Processor Unit |  | RPU | http://www.toronto.ca/TWONTO#RPU_panel |  | T Building - Instrumentation
137086 | 4857 | THR-PLQ-DIG | Digester Area, Work Area 1 | THR-PLQ-WA1 | [6 empty] | Plumbing, Work Area 1
78999 | 53238 | THR-GRK-VEH-378273 | Vehicle, 2017 POLARIS BRUTUS, Unlicensed, WA4 | THR-GRK-GQ-WA4 | Vehicle,Unlicensed | Vehicle |  | VEH | http://www.toronto.ca/TWONTO#golf_cart
115588 | 702 | TAB-PRM-STRC-P | P Building - Drains, Plumbing, Walls | TAB-PRM-P | [6 empty] | P Bldg - Primary Treatment
2700 | 2276 | COL-MTI-G-2901 | Gate 1,Roxton St. Control Chamber No.29, MTI | COL-MTI | Valve,Gate,Sluice,Act. | Gate |  | G | http://www.toronto.ca/TWONTO#channel_gate
105521 | 77195 | SWM-PBL-MISC | Miscellaneous Equipment | SWM-PBL | [6 empty] | Bloor Storm Pumping Station
5816 | 78700 | COL-PLB-LSH-0105 | Switch, Level-High | COL-PLB-AUX-INST | Switch,Level-High | Switch |  | LSH | http://www.toronto.ca/TWONTO#level_switch |  | Instrumentation Equipment
98666 | 38724 | FIS-WWW-T-0501 | Tank, RMF Settling Basin 5, Filter Backwash Waste, Settling Basin Area | FIS-WWW |  | Tank |  | T | http://www.toronto.ca/TWONTO#sedimentation_tank |  | Waste Water
65362 | 96373 | THC-PRM-ZSH-0914 | Switch, Position High, Mech Collect, Valve 0914 | THC-PRM-V-0914 |  | Switch |  | ZSH | http://www.toronto.ca/TWONTO#position_switch |  | Valve, Hydraulic Cylinder, Bottom Scraper, Primary Clarifier 0900, SW Plant
106560 | 28865 | TAB-ACC-FN-6484 | Fan, Centrifugal, Exhaust Air, Ground Floor (north side), Grit Bldg., P Bldg. | TAB-ACC-FN-PBLDG | Fan,Centrifugal | HVAC |  | FN | http://www.toronto.ca/TWONTO#blower_or_fan_with_drive |  | Exhaust Fans , P Bldg
7393 | 77516 | COL-PSM-LSL-0102 | Switch, Level-Low | COL-PSM | Switch,Level |  |  | LSL |  |  | Simcoe St Sewage Pumping Station
76178 | 77778 | THR-MCS-LD-4721 | Trolley, Mounted on Gantry Chain Hoist, STB Mixing Room | THR-LD-WA1 | Lifting Device | Lifting Device |  | LD | http://www.toronto.ca/TWONTO#lifting_equipment_hoist |  | Lifting Devices, Chain Hoist, Come Along & Slings
129773 | 84681 | THR-ACC-DM-0232 | Damper, Outside, Intake, Supply Fan FN-0231,AHU-0230, North Grit Storage Room | THR-ACC-AHU-0230 | Damper/Louver | HVAC |  | DM | http://www.toronto.ca/TWONTO#air_damper |  | Air Handling Unit, Air Supply, North Grit Fan Room
55696 | 70526 | TAB-WA4-SQ-0167 | Lanyard 4 Ft - Ramesh Yadav | TAB-WA4-SQ-0010 | PPE,Lanyard | Safety Equipment |  | SQ | lifeline |  | WA4 Fall arrest systems
64660 | 46591 | FCL-SED-T-0300 | Tank, Sedimentation, East | FCL-WWW | Tank,Reservoir | Tank |  | T | http://www.toronto.ca/TWONTO#sedimentation_tank |  | Residue Management
81844 | 52429 | FHA-SES-LDR-0118 | FHA-SES-LD-0070 - 60' Ext Ladder ( Screen Room ) | FHA-SES | Safety | Safety Equipment |  | LDR | http://www.toronto.ca/TWONTO#ladder |  | Safety & Environmental Services
85840 | 8276 | WTR-PHL-ZS-0004 | Switch, Position,Door Security | WTR-PHL-AUX | Switch,Position | Switch |  | ZS | http://www.toronto.ca/TWONTO#position_switch |  | Auxiliary Equipment (Building Facilities)
121999 | 33899 | THC-AER-PSH-7204 | Switch, Surge Protection Press-High, Outlet, Blower 7200, Phase I & IV Blower Building | THC-AER-BL-7200 | Switch,Pressure | Switch |  | PSH | http://www.toronto.ca/TWONTO#pressure_switch |  | Blower, Aeration
78167 | 51623 | THR-PRS-PSH-0435S | Switch, Pressure-High, Ferrous Chloride to North Aeration Tank 0700 & North Aeration Tank 0800 Standby Pump Discharge, Chemical Building, Secondary Treatment, Phosphorous Removal | THR-PRS-P-0435S | Switch,Pressure-High | Switch | 39830 | PSH | http://www.toronto.ca/TWONTO#pressure_switch |  | Pump, Diaphragm, Ferrous Chloride to North Aeration Tank 0700 & North Aeration Tank 0800, Chemical Building, Secondary Treatment, Phosphorous Removal
55985 | 81542 | FCL-SPC-RPU-1825 | RPU Panel, Switchgear, Raw Water Pumping | FCL-ELS-PS-0001 | Control Panel | Remote Processor Unit |  | RPU | http://www.toronto.ca/TWONTO#RPU_panel |  | Uninterruptible Power Supply,High Lift Bldg - Switchgear Room,LP-0001
65310 | 77282 | THC-ELS-MCC-2500E | Motor Control Center | THC-GRK-ELS-TUNNEL | Control Panel,MCC | Motor Control Centre |  | MCC | http://www.toronto.ca/TWONTO#LV_electrical_panel |  | Tunnels
125519 | 63756 | THC-FEQ-FSP-0015 | Fire Hose cabinets, Thickening process,. Bldg J | THC-FEQ-FSP | Fire Prevention,Hose | Safety Equipment | 43239 | FSP | ? |  | Sprinkler System
48970 | 70823 | FCL-CENTRIFUGE BLDG | Building Location | FCL-SPC2 | [6 empty] | Process Control Systems - Equipment
59387 | 37430 | THC-ACC-PDIT-6008 | Transmitter, Pressure Differential, Glycol Sys. By-Pass Valve, Lower Level 2 Blower Room, Headworks | THC-ACC-HE-6001 | Transmitter,Pressure | HVAC |  | PDIT | http://www.toronto.ca/TWONTO#pressure_transmitter |  | Heat Exchanger, Heating Glycol System, Lower Level 2 Blower Room, Headworks
129767 | 45245 | THR-ACC-DM-0210 | Damper, Intake, Air Handling Unit AHU-0210, North Grit Loading Bay | THR-ACC-AHU-0210 | Damper/Louver | HVAC |  | DM | http://www.toronto.ca/TWONTO#air_damper |  | Air Handling Unit, Air Supply, North Grit Loading Bay Roof
59388 | 91162 | THC-ACC-PDIT-6101 | Transmitter, Pressure Differential, Serving Filter, 2nd Floor Mech Room #2, Headworks | THC-ACC-AHU-6100 | Transmitter,Pressure,Differential | HVAC |  | PDIT | http://www.toronto.ca/TWONTO#pressure_transmitter |  | Air Handling Unit, Truck Loading Bay, Mech Room #2, Headworks
128026 | 7966 | THC-PRM-ZSL-0971 | Switch, Position Low, Cylinder Retract, Valve 0971 | THC-PRM-V-0971 |  | Switch |  | ZSL | http://www.toronto.ca/TWONTO#position_switch |  | Valve, Hydraulic Cylinder, Scum Skimmer, Primary Clarifier 0900, SW Plant
119898 | 33996 | TAB-WA3-SQ-8732 | Self Retracting Lifeline, 50Ft. | TAB-DEW-SQ-0010 | PPE,Lanyard | Safety Equipment |  | SQ | self_retracting_line |  | WA3 Fall arrest systems portable cranes/hoists, come alongs, slings, wire rope, chains, electrical equipment etc.,
56190 | 87062 | TAB-RSP-G-1240B | Gate, Sluice, Actuated, Raw Sewage Pump #4 Outlet to Upper Ring | TAB-RSP-P-1240 | Valve,Sluice Gate | Gate |  | G | http://www.toronto.ca/TWONTO#channel_gate
147816 | 37818 | YTF-SS-SERV-1000 | Security System Computer Server | YTF-SS |  | Security System |  | SERV | http://www.toronto.ca/TWONTO#security_system |  | Security Systems
34435 | 14844 | MAIN-057 | Main 057 (Transferred to D&C) | WTR-LWA |  |  | 36950 |  |  |  | Work Area 2 Central Mains and Chambers
34151 | 20426 | COL-YKP-DA-1671132 | Davit Mast -1671132 | COL-YKP-DA | Safety | Safety Equipment |  | DA | davit_base |  | Davit Arm Assembly
7688 | 67396 | COL-PSU-LIT-0101 | Transmitter, Level | COL-PSU-MISC | Transmitter,Level |  |  | LIT |  |  | Miscellaneous Equipment
52161 | 9744 | TAB-PWA-LS-5144 | Switch, Level | TAB-PWA-P-5144 | Switch,Level | Switch |  | LS | http://www.toronto.ca/TWONTO#level_switch |  | Pump, Sanitary Sump
121142 | 77250 | THC-ACC-PSH-6501 | Switch, Pressure, High, S/A, Pipe Gallery, 2nd Floor Mech Room #1, Headworks | THC-ACC-AHU-6500 | Switch,Pressure-High | HVAC |  | PSH | http://www.toronto.ca/TWONTO#pressure_switch |  | Air Handling Unit, Pipe Gallery, 2nd Floor Mech Room #1, Headworks
116073 | 67796 | TAB-PRS-FSH-0005 | Switch, Flow High, Chemical Gallery, North | TAB-PRS-SQ-0005 |  | Safety Equipment |  | FSH | http://www.toronto.ca/TWONTO#flow_switch |  | Emerg. Eyewash and Shower Stations, Ferric Gallery
40527 | 16982 | DOS-YCM-SQ-VEH270013 | Portable eye wash station in Trailer vehicle # 270013 | DOS-YCM-TRL-VEH270013 | Safety,Eye wash | First Aid |  |  | eye_wash_bottle |  | 2019 ALANTRA LEASING 22X10 - Vehicle Trailer Unit# 270013
6813 | 64884 | COL-PQW-LSL-0202 | Switch, Level-Low | COL-PQW-MISC | Switch | Switch |  | LSL | http://www.toronto.ca/TWONTO#level_switch |  | Miscellaneous Equipment
113531 | 5610 | TAB-GRK-VEH-378256 | Polaris, Ranger, LEICT | TAB-GRK | Vehicle,Unlicensed | Vehicle |  | VEH | http://www.toronto.ca/TWONTO#golf_cart
146690 | 33235 | WTR-RBV-RPU-0001 | RPU | WTR-RBV-ELS | RPU | Remote Processor Unit |  | RPU | http://www.toronto.ca/TWONTO#RPU_panel |  | Electrical System
119751 | 55180 | TAB-WA1-SQ-8040 | Lock out Tag out and Log book Station | TAB-WA1-SQ | PPE | Safety Equipment |  | SQ | emergency_kit |  | Safety Equipment & Supplies Common to WA1
86186 | 90987 | FHO-SES-DEF-0002 | Defibrillation Unit, S9, Raw Water Pump Room | FHO-SES-SQ-0004 | Safety,Defibrillator | First Aid |  | DEF | http://www.toronto.ca/TWONTO#automatic_external_defibrillator |  | First Aid
98656 | 14128 | FIS-WWW-LSH-0001 | Switch, Level-High, WasteWater, To East Raw Water Intake, Intake & Intake Valve Chamber, Lower Level | FIS-BW | Switch,Level-High | Switch |  | LSH | http://www.toronto.ca/TWONTO#level_switch |  | Backwash System
18468 | 67391 | FHA-SES-LDR-0423 | FHA-SES-LD-0010 - 5' Ladder Fiberglass ( Room above Decant Tanks) | FHA-SES-LD-1 | Safety | Safety Equipment |  | LDR | http://www.toronto.ca/TWONTO#ladder |  | Ladders
113497 | 57271 | TAB-ELS-SQ-6180 | Electrical - Rubber Insulating Gloves Class 2 | TAB-ELS-SQ-GLOVE | PPE,Insulated Glove | Safety Equipment |  | SQ | http://www.toronto.ca/TWONTO#rubber_insulating_gloves |  | High Voltage Gloves
143889 | 34289 | WTR-PHL-AMT | Atmospheric Monitoring | WTR-PHL | [6 empty] | High Level Pumping Station
66376 | 49456 | THC-SES-SQ-610955215 | SCBA Unit, Cylinder spare, T2 Control Room | THC-SES-SQ-SCBA | PPE,SCBA | Safety Equipment | 41017 | SQ | http://www.toronto.ca/TWONTO#compressed_gas_cylinder |  | SCBA Units, virtual entity
97119 | 39235 | FIS-FLT | Filtration | FIS WORK AREA 1 | [6 empty] | Process
54992 | 62426 | TAB-THK-MX | Dry Polymer Feed Preparation System | TAB-THK-POL |  | Chemical Feeder |  |  | http://www.toronto.ca/TWONTO#collection_of_assets |  | Polymer System
98226 | 6721 | FIS-SES-SQ-1005 | Safety,Plant,Safety Gloves - Pair 5 | FIS-SES-SQ-GLOVE2 | Safety | Safety Equipment |  | SQ | http://www.toronto.ca/TWONTO#rubber_insulating_gloves |  | Asset Group, PPE, Electrical Personal Protection, Group 2
132847 | 17112 | THR-DIG-PSL-2521 | Switch, Pressure-Low, Inlet Pump 2521, Digester Tank 0300 | THR-DIG-P-2521 | Switch,Pressure-Low | Switch |  | PSL | http://www.toronto.ca/TWONTO#pressure_switch |  | Pump, Centrifugal, Sludge Recirculation, Tank 0300
40421 | 20447 | TAB-ACC-FSL-6102 | Switch,Flow, Low, Discharge | TAB-ACC-AHU-6102 | Switch,Flow-Low | Switch |  | FSL | http://www.toronto.ca/TWONTO#flow_switch |  | AHU, Digester 5-8 Drip Trap Room
136975 | 66681 | THR-OCS-PSL-3956A | Switch, Pressure-Low, Filtered Air to Ozone Generator 3956, Ozonator Room, Plant Services, Odour Control System | THR-OCS-OZ-3956S | Switch,Pressure-Low | Switch |  | PSL | http://www.toronto.ca/TWONTO#pressure_switch |  | Ozone Generator, Odour Control System
105530 | 2578 | SWM-PBL-SW-0004 | Switch, Main Electrical Disconnect | SWM-PBL-MISC | Switch | Switch |  | SW | http://www.toronto.ca/TWONTO#disconnect_switch |  | Miscellaneous Equipment
94942 | 78797 | WTR-PWT-MCC-0201 | Motor Control Center | WTR-PWT-BUS-0201 | Control Panel,MCC | Motor Control Center |  | MCC | http://www.toronto.ca/TWONTO#LV_electrical_panel |  | Switchgear, Power, Bus T2
48153 | 24303 | FCL-ALM-FSL-0301(S) | Switch, Flow, Low, Alum, Flocculation & Sedimentation Tank 0301, Flocculation & Sedimentation Tanks | FCL-FLO-T-0201 | Switch,Flow-Low | Switch | 35208 | FSL | http://www.toronto.ca/TWONTO#flow_switch |  | Tank, Flocculation
13148 | 36954 | COL-PFB-LSH-0103 | Switch, Level-High | COL-PFB-MISC | Switch,Level |  |  | LSH |  |  | Miscellaneous Equipment
18442 | 77243 | FHA-SES-LDR-0306 | FHA-SES-LD-0055 - 13' Single Ladder Aluminum( Welding Shop North Wall ) | FHA-SES | Safety | Safety Equipment |  | LDR | http://www.toronto.ca/TWONTO#ladder |  | Safety & Environmental Services
42656 | 76110 | FCL EUS SERVER ROOM | Communication Switch | FCL-ADM-BLDG | [6 empty] | Building Location
88624 | 62858 | WTR-153-RPU-0002 | Remote Processing Unit, RPU-0002 Panel, Chamber 153-02, Celeste & Kingston | CH 153 02 | RPU | Remote Processor Unit |  | RPU | http://www.toronto.ca/TWONTO#RPU_panel |  | Chamber
12516 | 51796 | COL-PCU-SS-5300 | Security System | COL-PCU-SUSPENDED | Security System |  | 35001 | SS |  |  | Cumber P.S.suspended entities
38274 | 87591 | PA50272 | Paging/Intercom System, M Bldg | TAB-RSP-INQ-M | Public Address System | Communications Equipment |  |  | http://www.toronto.ca/TWONTO#public_annoucement_speaker |  | M Building - Instrumentation Equipment
48643 | 96860 | TAB-MCS-DR | Plant Wide - Overhead Doors | TAB-MCS | [6 empty] | Mechanical & Machine Shop, Overhead Doors & Sump Pumps
53103 | 9158 | TAB-RUU-SW-1423 | Switch,Load Break,Power,13.8 KV Feeder,Spare | TAB-RUU-BUS-1403 | Load Break Switch | Switch |  | SW | http://www.toronto.ca/TWONTO#load_break_disconnect_switch |  | Electrical Distribution Cabinet,13.8 KV
95881 | 62712 | FIS-ELS-F-2201B | Filter, Fuel Oil, Transfer Pump P-2201B Suction, Workshop Building, Transfer Pump Room | FIS-ELS-P-2201B |  | Filter |  | F | http://www.toronto.ca/TWONTO#replaceable_oil_or_fuel_filter |  | Pump, Centrifugal, Transfer, Storage Tank T-2201 to Day Tank 2102, Workshop Building, Pump Room
8273 | 93546 | COL-PWR-LSH-0004 | Switch,Level, High, Wet Well | COL-PWR-MISC | Switch,Level-High | Switch |  | LSH | http://www.toronto.ca/TWONTO#level_switch |  | Miscellaneous Equipment
26034 | 61232 | FIS-ACC-AHU-4001 | Air Handling Unit, Marine Yard Ventilation, Mechanical/Electrical Room | FIS-MARINE-BUILDING | Air Handling Unit | HVAC |  | AHU | http://www.toronto.ca/TWONTO#air_handler_unit |  | FIS Marine Yard Building
132182 | 60644 | THR-DCL-T-0200 | Tank, Sodium Bisulphite Storage | THR-DCL | Tank | Tank |  | T | http://www.toronto.ca/TWONTO#chemical_storage_tank |  | Dechlorination
70402 | 34326 | FHA-AM-T-0201SU | Tank, Aqua Ammomia #2 Storage Cap. 27,362 L | FHA-AM | Tank | Tank | 33490 | T | http://www.toronto.ca/TWONTO#chemical_storage_tank |  | Ammoniation
72919 | 82163 | THR-DIS-SQ-1002 | Chlorine Emergency "B" Kit, Chlorine Cylinders Bank Area | THR-DIS-WSC | Weigh Scale,Platform | Safety Equipment |  | SQ | emergency_kit |  | Disinfection, Weigh Scale, Chlorine Cylinders
113401 | 42240 | TAB-ELS-LTG-1071 | Emergency Light,Single Head,North Substation,Basement,Centre,East,West | NORTH SUBSTATION_BASEMENT | Lighting,Emergency | Safety Equipment |  | LTG | http://www.toronto.ca/TWONTO#lighting_unit |  | MSA Substation,Basement
79938 | 6601 | THR-WA2-LD-57-27 | Sling, Wire Rope, Work Area 2 (Sr 1279457-27) SIZE; 3/8" X 4', | THR-SES-LD | Lifting Device,Sling | Lifting Device |  | LD | wire-rope_sling |  | Lifting Device, Safety Equipment
147348 | 14795 | WTR-RST-SW-0011 | Switch, Northwest Wall, Access House | WTR-RST-AUX | Switch | Switch |  | SW | http://www.toronto.ca/TWONTO#disconnect_switch |  | Auxiliary Equipment (Building Facilities)
134996 | 51190 | THR-ELS-SQ-1787S | Electrical Rubber Gloves, PPE Issued to Dhiren Parmar 5kV | THR-ELS-SQ-ERG | Safety | Safety Equipment | 40911 | SQ | http://www.toronto.ca/TWONTO#rubber_insulating_gloves |  | Electrical Rubber Gloves, Safety Equipment
86535 | 35202 | TNT-DIG-BU-5301 | Burner, Waste Gas | TNT-DIG-GAS | Burner,Waste Gas | Burner |  | BU | http://www.toronto.ca/TWONTO#waste_gas_burner |  | Digester Gas header
126917 | 66757 | THC-OCS-STR-2021 | Strainer,Humidification Pump P-2020,Odour Control System,Sludge Storage Building | THC-OCS-P-2020 | Filter | Plumbing |  | STR | http://www.toronto.ca/TWONTO#strainer |  | Pump,Centrifugal,Recirculation,Humidifier HU-2000,Odour Control System,Sludge Storage Building
130415 | 48123 | THR-ACC-PSL-2301 | Switch, Pressurel-Low, Suction, Pump, Centrifugal 2301, Plant Central Hot Water System, Plant Central Hot Water System, Hot Water Recirculation Pump, Centrifugals | THR-ACC-P-2301 | Switch,Pressure-Low | Switch |  | PSL | http://www.toronto.ca/TWONTO#pressure_switch |  | Pump, Centrifugal, Primary Loop Hot Water Recirculation, Plant Central Hot Water System,
133830 | 44691 | THR-DIS-CHL-1241 | Chlorinator, Chlorination Building, Disinfection, Chlorination System | THR-S-E | Chemical Feeder,Gas | Chemical Feeder | 34316 | CHL | http://www.toronto.ca/TWONTO#chlorinator_system |  | SUSPENDED ENTITY
66939 | 67967 | THC-INC-BU-2041 | Burner, Hearth 5, Incinerator 2000 | THC-INC-FU-2000 | Burner | Burner |  | BU | http://www.toronto.ca/TWONTO#burner_component_of_asset |  | Furnace, Incinerator 2000
125871 | 97153 | THC-INC-BU-2039 | Burner, Hearth 5, Incinerator 2000 | THC-INC-FU-2000 | Burner | Burner |  | BU | http://www.toronto.ca/TWONTO#burner_component_of_asset |  | Furnace, Incinerator 2000
80765 | 19524 | TNT-CSO-FSL-2501 | Switch, Flow, Low Neat Polymer Flow, Polymer Make-Down Skid No. 5 | TNT-CSO-P-2501 | Switch,Flow-Low | Switch |  | FSL | http://www.toronto.ca/TWONTO#flow_switch |  | Pump, Progressive Cavity, Neat Polymer Metering, Polymer Make-Down Skid No. 5
137838 | 34020 | THR-PRM-PSH-3320 | Switch, Pressure-High, Diischarge, Pump 3320, Sludge Pumping - South | THR-PRM-P-3320 | Switch,Pressure-Low | Switch |  | PSH | http://www.toronto.ca/TWONTO#pressure_switch |  | Pump, Rotary Lobe, Scum from Tank 3300, Scum Pumping - South
101723 | 96482 | MAIN-344 | Main 344 | WTR-LWA | [6 empty] | Work Area 2 Central Mains and Chambers
145859 | 45619 | WTR-PRH-LSH-0006 | Switch, Level High, Containment, Fuel Vault Room | WTR-PRH-AUX | Switch,Level-High | Switch |  | LSH | http://www.toronto.ca/TWONTO#level_switch |  | Auxiliary Equipment (Building Facilities)
55654 | 85787 | TAB-WA3-SQ-0230 | Spill Response Kit, Oil | TAB-DEW-SAFETY | Spill Kit | Safety Equipment | 34680 | SQ | http://www.toronto.ca/TWONTO#spill_kit |  | Safety Equipment
96401 | 54762 | YTF-ACC-AHU-5001 | Air Handling Unit, RN105, HVAC Exhaust Fans and AHU's | YTF-ACC | Air Handling Unit | HVAC |  | AHU | http://www.toronto.ca/TWONTO#air_handler_unit |  | HVAC Equipment
140794 | 74167 | TNT-SES-RING-1019 | Lifebuoy Ring | TNT-SES-RING | PPE | Safety Equipment |  | RING | http://www.toronto.ca/TWONTO#life_ring |  | Lifebuoy Ring
120014 | 76849 | TAB-WA5-SQ-0019 | Harness, Small Fall Arrest, Safety Equipment, Dig. 13 - 16, WA8 Office | TAB-WA5-SQ | PPE,Harness | Safety Equipment |  | SQ | http://www.toronto.ca/TWONTO#fall_arrest_harness |  | WA5 Safety Equipment
62595 | 6956 | FCL-FLT-LSL-0005-SUS | Switch, Level-Low, Filter 0501, Filter No.0501 | FCL-SUSPENDED | Switch,Level-Low | Switch | 36613 | LSL | http://www.toronto.ca/TWONTO#level_switch |  | Suspended entity
55229 | 76985 | TAB-SLO-STR-2402 | Strainer, Lub Pump suction | TAB-SLO-P-2402 | Strainer | Filter |  | STR | http://www.toronto.ca/TWONTO#strainer |  | Pump, Sludge Transfer Lube #2
38962 | 11255 | SWM-PNQ-OIT-0001 | Operator Interface Terminal | SWM-PNQ | Computer Equipment,Monitor |  |  | OIT |  |  | North Queen Storm Pumping Station
7971 | 20510 | COL-PVM-LIT-0100 | Transmitter, Level | COL-PVM-MISC | Transmitter,Level |  |  | LIT |  |  | Miscellaneous Equipment
9900 | 68825 | ECC | Etobicoke Civic Centre | BUS | [6 empty] | Business Unit Support
44061 | 5393 | TAB-DEW-SSL-6010 | Speed Switch-low, Conveyor DEW-CV-6010, DEW Level 2 | TAB-DEW-CV-6010 |  | Switch |  | SSL | http://www.toronto.ca/TWONTO#speed_switch |  | Conveyor, Main Distribution, Dewatered Solids East, DEW Level 2
69763 | 3338 | THR-BG-PSL-0501 | Switch, Pressure-Low, DG Valve Train, Compressor Building, Gas Compressor (And Dryer) | THR-DIG-CG | Switch,Pressure-Low | Switch |  | PSL | http://www.toronto.ca/TWONTO#pressure_switch |  | Digester Gas, Co-Generation
121989 | 96821 | THC-AER-PHASE I-IV | AerationTreatment | THC-AER | [6 empty] | AerationTreatment Process
98862 | 7936 | IU2030A | Receiver, Air, Aux., 1st Flr, Service Airsupply Tnk | IU2026 | Tank | Tank |  |  | http://www.toronto.ca/TWONTO#pressure_vessel |  | Auxilliary Building Air Equipment
138918 | 44970 | THR-SPC-COM-5400 | Network Access Closet, Raw Plant Water Pump Station | THR-ELS-FPW |  | Network |  | COM | http://www.toronto.ca/TWONTO#network_panel |  | Electrical System, Filtered Plant Water Building
84450 | 3415 | WTR-DECOM | Building Location | WTR-EUS | [6 empty] | Production & End User Support
120011 | 12734 | TAB-WA5-SQ-0016 | Sling, 6 foot, Safety Equipment, Dig. 13 - 16 | TAB-SQ-LD |  | Safety Equipment |  | SQ | http://www.toronto.ca/TWONTO#fall_protection_sling |  | WA8 Safety Equipment Lifting Devices
11307 | 94050 | FCL-AUX-TPD-0905 | Trap Primer Device, Electrical, RMF Centrifuge Building, Mechanical Room | FCL-ACC-RMF |  |  |  | TPD |  |  | Residue Management HVAC Equipment
25003 | 23249 | FHO-POL-T-0202 | Tank, Polymer Storage (FHO TK PO 02 SO) | FHO-POL | Tank,Reservoir | Tank |  | T | http://www.toronto.ca/TWONTO#chemical_storage_tank |  | Polymer System
131397 | 64077 | THR-AI-F-2505 | Filter, Oil, Air Discharge Header, Instrument Air | THR-AI | Filter,Membrane | Filter |  | F | http://www.toronto.ca/TWONTO#replaceable_oil_or_fuel_filter |  | Air, Instrument, Compressors
38976 | 91181 | TAB-ACC-CU-2187 | Fan, Exhaust, Z Bldg, Telephone Room | TAB-ACC-FN-ZBLDG | Fan | HVAC |  | CU | http://www.toronto.ca/TWONTO#blower_or_fan_with_drive |  | Exhaust Fans , Z Bldg
33547 | 6577 | COL-YKP-DA-0010(S) | Davit Arm-150958 | YKP-BLD |  | Safety Equipment | 39115 | DA | http://www.toronto.ca/TWONTO#fall_arrest_Davit_arm |  | Collections - 435 Kipling Ave. Building envelope
3308 | 87359 | COL-PBF-HTR-0001 | Heater, Main Control Panel | COL-PBF-MISC | Heater |  |  | HTR |  |  | Miscellaneous Equipment
101559 | 74260 | MAIN-143 | Main 143 | WTR-MT3 | [6 empty] | Work Area 3 WEST Mains and Chambers
68681 | 26258 | THR-ACC-TSL-3610 | Switch,Alarm,Temperature-Low, Supply Air,AHU-3610,East Workshop | THR-ACC-AHU-3610 | Switch,Temperature-Low | Switch |  | TSL | http://www.toronto.ca/TWONTO#temperature_switch |  | HVAC, Air Handling Unit,East Workshop
132841 | 53422 | THR-DIG-PSL-2368 | Switch, Pressure-Low, Suction, Pump 2368, Solids Treatment, Heating System - Digesters - Tank 0900 Tank 1000 | THR-DIG-P-2368 | Switch,Pressure-Low | Switch |  | PSL | http://www.toronto.ca/TWONTO#pressure_switch |  | Pump, Centrifugal, Sludge Recirculation, Tank 1000
129250 | 60749 | THC-THK-PSL-5830 | Switch, Pressure-Low, Pump P-5830, Thickening | THC-THK-P-5830 |  | Switch |  | PSL | http://www.toronto.ca/TWONTO#pressure_switch |  | Pump,Rotary Lobe,TWAS Tank T-5800
93310 | 19662 | FHO-GRK-DR-2086S | Door, (FD-S2-86), Fire Rated, Chemical Building, S2, Stairway 8 | FHO-GRK-FEQ-0001 | Fire Prevention,Door | Door |  | DR | http://www.toronto.ca/TWONTO#fire_rated_door
110555 | 37507 | TAB-DIG-DT-1280 | Drain, Moisture/Sediment Trap, Digester 9-12 Gas Discharge, Digester 9-12 Control Building Second Floor | TAB-DIG-T-1200 | Drain | Drain |  | DT | sediment_trap |  | Tank, Digester tank, Digester 12
53099 | 49165 | TAB-RTE-WA8 | TAB-Routine Work Area 8 | TAB-WORK-AREA-8 | [6 empty] | Electrical Sub- Stations
139908 | 85187 | TNT-AER-RX-0204 | Reactor, Mabr Cassette, Aeration Tank 2 - Mabr Cassette 4, Aeration | TNT-AER-T-0200 |  |  |  | RX |  |  | Tank,Aeration, # 2
34442 | 52604 | MAIN-087 | Main 087 | WTR-LWA | [6 empty] | Work Area 2 Central Mains and Chambers
105945 | 42512 | TAB-ACC-AHU-3905SUS | AHU, Heat Recovery Bldg | TAB-SUSPENDED ENTITY | Air Handling Unit | HVAC | 41012 | AHU | http://www.toronto.ca/TWONTO#air_handler_unit |  | Suspended entities
56119 | 26423 | TAB-STR-RPU-0509 | RPU-GE0509 | TAB-STR-BL | RPU | Remote Processor Unit |  | RPU | http://www.toronto.ca/TWONTO#RPU_panel |  | Process Air Blowers & Lube Oil Pumps
20005 | 85183 | COL-PMD-LSLL-0201 | Switch, Level Low-Low | COL-PMD-MISC | Switch,Level |  |  | LSLL |  |  | Miscellaneous Equipment
28747 | 49434 | FIS-ELS-GFI-0020 | Ground Fault Circuit Interrupter, Nearby the eye wash station,Polymer Room | FIS-POL-ROOM |  | Safety Equipment |  | GFI | ? |  | FIS RMF Polymer Storage Room
68496 | 65552 | FHO-ACC-F-0103 | Filter, Dry Air, Fan FN-0107 Intake, Admin Building, S1, AHU Room | FHO-ACC-FN-0107 |  | Filter |  | F | http://www.toronto.ca/TWONTO#replaceable_air_filter |  | Fan, Supply, Wokshop Ventilation System, S1 Admin Building AHU Room
7694 | 78077 | COL-PSU-LSL-0102 | Switch, Level-Low | COL-PSU-MISC | Switch,Level |  |  | LSL |  |  | Miscellaneous Equipment
30077 | 78881 | COL-PST-RPU-0001 | Remote Processing Unit, All control and Instrumentation Equipment - RPU | COL-PST |  | Remote Processor Unit |  | RPU | http://www.toronto.ca/TWONTO#RPU_panel |  | Strachan Pumping Station
15997 | 41297 | FHA-ELS-WR-0303 | Welding Receptacle, 30A, 600V, Service Building Welding Shop | FHA-ELS | Welding Equipment | Power Distribution Panel |  | WR | http://www.toronto.ca/TWONTO#welding_receptacle |  | Electrical
14486 | 2088 | FCL-SES-FA-0002-SUS | Annunciator Panel, Fire Alarm System, Admin Building, Vestibule (Room 100) East Wall | FCL-SES |  | Safety Equipment | 46423 | FA | http://www.toronto.ca/TWONTO#annunciator_panel |  | Safety and Environmental Services
76687 | 28988 | FHO-ELS-LP-0923 | Lighting Panel, 100A, 120/208V, Admin Building, S2, Machine Shop, West Wall | FHO-ELS-LTG-2000 |  | Power Distribution Panel |  | LP | http://www.toronto.ca/TWONTO#LV_electrical_panel |  | Lighting, Facility Interior : Plant wide, interior lighting
14468 | 56832 | FCL-SES-CYL-0009 | Air Cylinder Carbon Fiber | FCL-SES-SQ-0008 | PPE,SCBA | Tank |  | CYL | gas_cylinder |  | Eyewash Station/Shower, Low Lift PS Building, Alum Delivery Door,Raw Water Pump Room Basement beside Phosphoric acid Skids
84680 | 95329 | WTR-PEG-AMT | Atmospheric Monitoring | WTR-PEG | [6 empty] | Eglinton Pumping Station
7607 | 6451 | COL-PST-LSH-0104 | Switch, Level-High | COL-PST-MISC | Switch,Level |  |  | LSH |  |  | Miscellaneous Equipment
79067 | 21653 | THR-SQ-PEWS-WA1 | Portable. (Gravity Operated) Eyewash Station, Dig9&10 Bsmnt | THR-SES-WA1 | Safety,Eye wash | Safety Equipment |  |  | eye_wash_bottle |  | Safety & Environmental Services
130187 | 8769 | THR-ACC-NR-785 | HVAC, Heater Unit and Fan, Dechlorination Bldg | THR-ACC-DCL | H.V.A.C.,Heater,Unit | HVAC |  | NR | http://www.toronto.ca/TWONTO#heater |  | Air Conditioning, HVAC, Dechlorination Building
55593 | 23091 | TAB-WA2-SQ-2022 | Spill Response Kit, Aggressive Fluid | TAB-STR-SQ | Spill Kit | Safety Equipment | 34524 | SQ | http://www.toronto.ca/TWONTO#spill_kit |  | WA2 Safety Equipment,lifting devices, ladders, Eye Wash station, First Aid Kits, Lock out stations
93598 | 16713 | WTR-PPD-AHU-1011 | Air Handling Unit, Pump Gallery | WTR-PPD-ACC | Air Handling Unit | HVAC |  | AHU | http://www.toronto.ca/TWONTO#air_handler_unit |  | Air Conditioning, Heating and Ventilation
20801 | 69506 | FHO-DOZ-INJ-3221 | Injector, Disolved Ozone Analyzer AIT-3221 Sampling, Ozone Building, S2, Access/Sampling Area 1 | FHO-DOZ-AIT-3221 |  | Injector |  | INJ | http://www.toronto.ca/TWONTO#ejector |  | Analyzer, Ozone, Dissolved Ozone in Water, Contact Tank T-2200, Ozone Building, S2, Access/Sampling Area 1
78208 | 42388 | THR-PRS-T | Phosphorous Removal System, Storage Tank | THR-PRS | [6 empty] | Phosphorous Removal System
120398 | 4499 | THC-ACC-DM-0061 | Damper, Motorized, Exhaust FN-0061, Admin Building, Ground Floor, Electrical Room 139 | THC-ACC-BLDG K |  | HVAC |  | DM | http://www.toronto.ca/TWONTO#air_damper |  | Administration Building, HVAC
134834 | 71369 | THR-ELS-LSH-0011 | Switch,Level-High,Basement North-West Wall,Basement Flood Alarm | THR-ELS-MAINSUB |  | Switch |  | LSH | http://www.toronto.ca/TWONTO#level_switch |  | Electrical Equipment at the Main Substation
26399 | 88499 | COL-PNT-FN-0101 | Fan, Exhaust | COL-PNT-CP-0100 | Fan | HVAC |  | FN | http://www.toronto.ca/TWONTO#blower_or_fan_with_drive |  | Ventilation control panel
55631 | 34389 | TAB-WA3-LD-3207 | Sling, Nylon, 6 FT | TAB-DEW-SAFETY | PPE | Lifting Device |  | LD | synthetic_web_sling |  | Safety Equipment
57153 | 89739 | FCL-ELS-SW-00L1 | Switch,Pole Mounted,Line 1 | FCL_ELS_CBL_00L1 | Switch | Switch |  | SW | http://www.toronto.ca/TWONTO#disconnect_switch |  | Electrical Power Line,From SW-00L1 to BUS-00L1,27.6-4.16 KV
30943 | 71550 | FIS-TRW-TSH-0501 | Switch, Temperature-High, TRW-P-0500, Workshop Building, High Lift Pumping Station | FIS-TRW-P-0500 |  | Switch |  | TSH | http://www.toronto.ca/TWONTO#temperature_switch |  | Pump, Centrifugal, Treated Water to Island Distribution System, Workshop Building, High Lift PS
131633 | 71899 | THR-CG-LSH-1102 | Switch, Level, High, Tank 1110, Lube Oil System, Engine-Gen 1101 | THR-DIG-T-0110 | Switch,Level-High | Switch |  | LSH | http://www.toronto.ca/TWONTO#level_switch |  | Tank, New Oil, Lube Oil System, Gas Compressor Building
24743 | 94164 | COL-PRX-WEL-0100 | Wet Well | COL-PRX-MISC | Well |  |  | WEL |  |  | Miscellaneous Equipment
97640 | 18410 | FIS-RW-FSL-0601 | Switch, Flow, Low, Sampling Pump P-0601 Discharge, Intake Valve Chamber , Lower Level | FIS-RW-SAMP | Switch,Flow-Low | Switch |  | FSL | http://www.toronto.ca/TWONTO#flow_switch |  | Sampling
106761 | 48165 | TAB-ACC-HE-6406 | Heat Exchanger, Heating Coil box, chemical Room, Grit Bldg., P Bldg. | TAB-ACC-HTR-PBLDG | Heat Exchanger | HVAC |  | HE | http://www.toronto.ca/TWONTO#heat_exchanger |  | Unit Heaters- P Bldg
136535 | 91026 | THR-GRK-PRM1 | Primaries, North Primary Treatment Tanks, Work Area 2, WTP Groundskeeping | THR-GQ-WA2 |  | Grounds |  |  | activity |  | Grounds, Work Area 2
130134 | 65774 | THR-ACC-NR-645 | HVAC Unit & Fan, West Maintenance Shop Ceiling | THR-ACC-ADM | H.V.A.C.,Heater,Unit | HVAC |  | NR | http://www.toronto.ca/TWONTO#heater |  | Air Conditioning, HVAC, Admin Building
44145 | 21816 | FCL-ACC-HTR-0363 | Heater, Re-Heat Unit, 208V, 3PH, Admin Building, Second Floor, Office 203, Ceiling Centre | FCL-ACC-ADMIN |  |  |  | HTR |  |  | Administration Building HVAC Equipment
120341 | 68329 | THC-ACC-CP-6000 | Panel, Control, Hydronic Heating System, Lower Level 2 Blower Room, Headworks | THC-ACC-HE-6001 | Control Panel,HVAC | HVAC |  | CP | http://www.toronto.ca/TWONTO#process_control_panel |  | Heat Exchanger, Heating Glycol System, Lower Level 2 Blower Room, Headworks
90804 | 95638 | FHO-CLA-V-0211-SUS | Valve, Gaseous Supply Header from Pre Injector System to Pre-Chlorination Injector 2 | FHO-CLA-CHL-0201-KQ | Valve,Ball |  | 37538 | V |  |  | Pre Chlorination Train 2
62528 | 45430 | THC-MCS-LD-0000000021 | LIFTING SUPPORT STRUCTURE - MONORAIL (insp Liftsafe) | THC-MCS-LD | Lifting Device | Lifting Device |  | LD | lifting_device_support |  | Mechanical Services, Lifting Device
30941 | 36931 | FIS-TRW-TSH-0002 | Switch Location | FIS-TRW |  | Switch |  | TSH | http://www.toronto.ca/TWONTO#temperature_switch |  | Treated Water Production
15247 | 82387 | COL-PCF-FN-0001 | Exhaust Fan, Dry Well | COL-PCF | Fan | HVAC |  | FN | http://www.toronto.ca/TWONTO#blower_or_fan_with_drive |  | Clark Pumping Station
38717 | 43056 | SWM-PDU-LP-0001 | Control Panel, Lighting | SWM-PDU | Control Panel |  |  | LP |  |  | Dunker's Storm
78610 | 48025 | FHO-ELS-MCC-0720 | Motor Control Centre, Admin Building, S4, Main Electrical Room | FHO-ELS-PS-0001 | Control Panel,MCC | Motor Control Centre |  | MCC | http://www.toronto.ca/TWONTO#LV_electrical_panel |  | Primary Power Equipment
50859 | 73467 | TAB-PRM-LSH-0211 | Switch, Level High, Polymer Mix/Hold Tank T-0210, Polymer Room, Old Screen Bldg., P Bldg. | TAB-PRM-T-0210 | Switch,Level-High | Switch |  | LSH | http://www.toronto.ca/TWONTO#level_switch |  | Tank, Polymer Mix/Hold, Tank, Polymer Room, Old Screen Bldg., P Bldg.
66582 | 24247 | FCL-SUSPENDED | Suspended entity | FCL | [6 empty] | R L Clark Water Treatment Plant
38599 | 2409 | SQ-47081 | FHO SCBA #9 | FHO-SES-SQ-0002 | PPE,SCBA | Safety Equipment | 32133 |  | http://www.toronto.ca/TWONTO#self-contained_breathing_apparatus |  | Emergency Breathing Apparatus
101592 | 18525 | MAIN-182 | Main 182 | WTR-LWA | [6 empty] | Work Area 2 Central Mains and Chambers
69010 | 46376 | FCL-WWW-T-3000 | Tank, Sludge Sump, RMF Clarification Facility | FCL-WWW-CLAR | Tank | Tank |  | T | http://www.toronto.ca/TWONTO#storage_tank |  | Clarification
9143 | 1588 | COL-YKP-DA-215794 | Davit Mast - 215794 | COL-YKP-DA | Safety | Safety Equipment |  | DA | davit_base |  | Davit Arm Assembly
75797 | 56096 | THR-FT-WAS-P-S | Final Tank, Waste Activated Sludge Pumping-South | THR-FT-WAS-P | [6 empty] | Final Tank, Waste Activated Sludge Pumping
114540 | 85536 | TAB-PLT-G-5102 | Gate, Knife Gate, Pneumatic, Screenings Outloading Conveyor 5100, Conveyor Area | TAB-PLT-CV-5100 | Valve,Knife Gate | Gate |  | G | http://www.toronto.ca/TWONTO#valve
122212 | 7779 | THC-AI-T-1083 | Tank,Air Receiver,Compressed Air System, Bldg. M | THC-MCS-MEQ-0005 | Tank,Reservoir | Tank |  | T | http://www.toronto.ca/TWONTO#pressure_vessel |  | Mechanical Equipment, Building M
137923 | 67309 | THR-PRM-RPU-0001 | RPU, Primary Treatment, South Tanks 0100 and 0200 (172.22.37.120) | THR-PRM-SOUTH | RPU | Remote Processor Unit |  | RPU | http://www.toronto.ca/TWONTO#RPU_panel |  | Primary Treatment, South Primary
86564 | 35393 | WTR-PKL-PSH-0901 | Switch,Pressure-High,Vacuum Pump System | WTR-PKL-AUX | Switch,Pressure-High | Switch |  | PSH | http://www.toronto.ca/TWONTO#pressure_switch |  | Auxiliary Equipment (Building Facilities)
44164 | 48847 | FCL-ACC-HTR-0424 | Heater, (BH-3) Baseboard, Electric, 1.5kW, High Lift Building, Corridor to Gaseous Chemicals | FCL-ACC-P-HL |  |  |  | HTR |  |  | High Lift Pumping Station HVAC Equipment
48211 | 72281 | TAB-ELS-SQ-6011 | Binder, MSDS | TAB-SUSPENDED ENTITY | Safety,MSDS Binder | Safety Equipment | 35184 | SQ | emergency_kit |  | Suspended entities
146967 | 83966 | WTR-RLW-LSH-0201 | Switch, Level-High, Tank 0200 | WTR-RLW-T-0200 | Switch,Level-High | Switch |  | LSH | http://www.toronto.ca/TWONTO#level_switch |  | Tank, Reservoir, (South-East Basin)
89234 | 7381 | WTR-RMI-AUX | Auxiliary Equipment (Building Facilities) | WTR-RMI | [6 empty] | Milliken Reservoir
147398 | 95831 | WTR-RWL-TSH-0001 | Switch, Temperature-High, Building Alarm | WTR-RWL-AUX | Switch,Temperature-High | Switch |  | TSH | http://www.toronto.ca/TWONTO#temperature_switch |  | Auxiliary Equipment (Building Facilities)
58119 | 95625 | THC-ACC-AHU-0720 | Air Handling Unit,Basement/Sub-basement Area,Thickening Building | THC-ACC-BLDG J | Air Handling Unit | HVAC |  | AHU | http://www.toronto.ca/TWONTO#air_handler_unit |  | TWAS Building, HVAC
18559 | 18066 | FHA-SES-SCBA-0030 | Cylinder for Air Pack Ser # OJ 262816 | FHA-SES-SCBA-CYLINDER | PPE,SCBA | Safety Equipment |  | SCBA | http://www.toronto.ca/TWONTO#compressed_gas_cylinder |  | Breathing Air Tanks (SCBA cylinders)
125862 | 8335 | THC-INC-BU-2032 | Burner, Hearth 1, Incinerator 2000 | THC-INC-FU-2000 | Burner | Burner |  | BU | http://www.toronto.ca/TWONTO#burner_component_of_asset |  | Furnace, Incinerator 2000
9328 | 58264 | COL-YKP-SRL-092839 | Self Retrieval Line -092839 | YKP-BLD | Safety | Safety Equipment |  | SRL | self_retracting_line |  | Collections - 435 Kipling Ave. Building envelope
14222 | 53459 | COL-PHA-V-0001 | Valve | COL-PHA-MISC |  |  |  | V |  |  | Miscellaneous Equipment
44149 | 28885 | FCL-ACC-HTR-0371 | Heater, Baseboard, 208V, 2kW, Admin Building, Second Floor, Library 206, North Wall | FCL-ACC-ADMIN |  |  |  | HTR |  |  | Administration Building HVAC Equipment
7467 | 48497 | COL-PSP-SC-0001 | Screen, Intake | COL-PSP-MISC | Screen |  |  | SC |  |  | Miscellaneous Equipment
106632 | 35842 | TAB-ACC-FSL-1250 | Swtich, Flow, Low, Air, Supply Fan 1255, Vestibule 101, Loading Bay Rooftop | TAB-ACC-FN-1255 | Switch,Flow-Low | Switch |  | FSL | http://www.toronto.ca/TWONTO#flow_switch |  | Fan, Supply, Vestibule Pressurization, Vestibule 101(1250)
29861 | 15414 | FIS-WWW-CH-1100-SUS | Slow Sand Fiter | FIS-SUSPENDED | Filter | Filter | 38489 | CH | http://www.toronto.ca/TWONTO#filtration_tank |  | Obsolete Entities/Processes
29654 | 17949 | FIS-MCS-SQ-0001 | Island Plant Windsocks | FIS-SES |  | Safety Equipment |  | SQ | ? |  | Safety, Instrumentation & Environmental Services
65376 | 31199 | THC-PRM-ZSH-1172 | Switch, Position High, Cylinder Extend, Valve 1172B | THC-PRM-V-1172B | Switch,Position-High | Switch |  | ZSH | http://www.toronto.ca/TWONTO#position_switch |  | Valve, Knife Gate, Primary Sludge Pump (P-1170) Discharge Isolation, NW Plant
88697 | 67296 | WTR-RBV-PSH-0001 | Switch, Pressure-High, Pump 0001 | WTR-RBV-AUX | Switch,Pressure-High | Switch |  | PSH | http://www.toronto.ca/TWONTO#pressure_switch |  | Auxiliary Equipment (Building Facilities)
126486 | 94427 | THC-MCS-LD-S4608XK | CHAIN FALL (insp Liftsafe) | THC-MCS-LD | Lifting Device | Lifting Device |  |  | http://www.toronto.ca/TWONTO#lifting_equipment_hoist |  | Mechanical Services, Lifting Device
63796 | 20992 | THC-PLT-T-0500 | Grit Tank 0500 | THC-PLT-GRIT TANKS | Tank,Water Elevated | Tank |  | T | http://www.toronto.ca/TWONTO#sedimentation_tank |  | Grid Tanks
138303 | 49795 | THR-SES-DS | Designated Substances | THR-SES-WA3 | Safety | [5 empty] | Safety & Environmental Services
117329 | 82503 | TAB-RSP-PLQ-M | Plumbing, General, M Bldg | TAB-RSP-STRC-M | Building Service,Domestic Plumbing | Plumbing |  |  | plumbing |  | M Building - Safety Equipment,Building Services,Drains, Plumbing
64583 | 84321 | FCL-SA-C-0401 | Compressor, Instrument Air, Filter Building, Compressor Room | FCL-SA |  |  |  | C |  |  | Service Air
134006 | 21328 | THR-DIS-SB-1350 | Scrubber, Caustic Soda SB-1350 | THR-DIS-SB | Scrubber | Tank |  | SB | http://www.toronto.ca/TWONTO#air_scrubber |  | Scrubbers, Caustic Soda Recirculation Pumps
45468 | 84980 | TAB-DIG-SQ-0016 | Emerg. Eyewash Stn, Dig Tanks 5-8 2nd Floor South West Wall | TAB-DIG-SQ-T05-08 | PPE,Eyewash Station | Safety Equipment |  | SQ | http://www.toronto.ca/TWONTO#emergency_eyewash |  | Digester Tanks 05-08, Safety Equipments
76158 | 76382 | THR-MCS-LD-1280 | Come Along, Manual, Work Area 2 | THR-LD-WA2 | Lifting Device,Chain | Lifting Device | 34734 | LD | winch |  | Lifting Devices, Chain Hoist, Come Along & Slings
106061 | 24604 | TAB-ACC-CT-1446 | Control Panel, Zone Controller | TAB-ACC-HTR-1446 | Control Panel,HVAC | HVAC |  | CT | http://www.toronto.ca/TWONTO#thermostat_or_zone_controller_unit |  | Heater, Hot Water Reheat Coil
143997 | 79007 | WTR-PHL-DR-0005 | Door | WTR-PHL-AUX | Fire Prevention | Door |  | DR | http://www.toronto.ca/TWONTO#fire_rated_door
44142 | 28388 | FCL-ACC-HTR-0358 | Heater, Baseboard, 208V, 1kW, Admin Building, Second Floor, Storage 207, East Wall | FCL-ACC-ADMIN |  |  |  | HTR |  |  | Administration Building HVAC Equipment
77654 | 88126 | THR-PRM-HSE-N | Flushing Hoses North Primary | THR-PRM-T-N |  | Tank |  |  | hose_segment |  | Primary Sedimentation Tanks- North
30053 | 48374 | COL-PWR-LSH-0402 | Switch, Level-High | COL-PWR | Switch,Level |  | 35092 | LSH |  |  | West Rouge Pumping Station
81859 | 45226 | FHA-SES-LDR-0312 | FHA-SES-LD-0006 - 4' Ladder Fiberglass Orange ( offices Electrical Panel) | FHA-SES | Safety | Safety Equipment |  | LDR | http://www.toronto.ca/TWONTO#ladder |  | Safety & Environmental Services
76598 | 46074 | THR-DR-FH-0500 | Overhead Door, Filtered Plant Water | THR-DR-WA4 | Door,Overhead | Door |  | FH | http://www.toronto.ca/TWONTO#roll_up_door
61029 | 85462 | FHA-ELS-DP-1101D | Power Distribution Panel, Pump Building, Intake and Screen Room, South | FHA-ELS | Control Panel,Power Distribution Panel | Power Distribution Panel |  | DP | http://www.toronto.ca/TWONTO#LV_electrical_panel |  | Electrical
48293 | 44195 | TAB-ELS-SQ-6169 | Electrical - Rubber Insulating Gloves Class 1 | TAB-ELS-SQ-GLOVE | PPE,Insulated Glove | Safety Equipment |  | SQ | http://www.toronto.ca/TWONTO#rubber_insulating_gloves |  | High Voltage Gloves
68684 | 53657 | THR-ACC-TSL-4704 | Switch, Temperature, Low, HTR-4704,Old Main Sub Station | THR-ACC-HTR-4704 | Switch,Temperature-Low | Switch |  | TSL | http://www.toronto.ca/TWONTO#temperature_switch |  | Heater,Electric, Unit, 7.5 Kw,Old Main Sub Station
85445 | 69257 | WTR-PHL OFFICE | Computer Location | WTR-WA3 | [6 empty] | District West Location
79948 | 85019 | THR-WA2-LD-800-2 | Sling, Nylon, Work Area 2 (Sr 1657800-2) SIZE; 2" X 3', | THR-LD-NYLN-WA2 | Lifting Device,Sling | Lifting Device |  | LD | synthetic_web_sling |  | Slings, Nylon, Work Area 2
14396 | 70840 | FCL-SED-SAMP | Sedimentation Sampling | FCL-SAMP | [6 empty] | Sampling Systems
66665 | 43832 | THC-STR-RAS/WAS | Return/ Waste Activated Sludge | THC-STR | [6 empty] | Secondary Treatment
124777 | 38195 | THC-ELS-LP-2862A | Lighting Panel,Plant Stores,Utility Room | THC-ELS-TR-2862A |  | Power Distribution Panel |  | LP | http://www.toronto.ca/TWONTO#LV_electrical_panel |  | Transformer,Plant Stores,Utility Room
112807 | 34028 | TAB-EL1-PSH-1504A | Switch,Pressure,High,EL1-TR-1504,North Substation | TAB-EL1-TR-1504 | Switch,Pressure-High | Switch |  | PSH | http://www.toronto.ca/TWONTO#pressure_switch |  | Transformer,EL1-TR-1504,13.8-4.16KV,3 PH
85201 | 55105 | WTR-PEL-PSU-1007 | Power Supply, 125VDC, Battery Charger BAT-1021, Generator Building, Electrical Room | WTR-PEL-BAT-1021 |  | Power Supply Unit |  | PSU | power_supply |  | Battery Charger, Power 125VDC, Generator Building, Generator Room
57920 | 86894 | THC-AER-PSH-7104 | Switch, Surge Protection Press-High, Outlet, Blower 7100, Phase I & IV Blower Building | THC-AER-BL-7100 | Switch,Pressure | Switch |  | PSH | http://www.toronto.ca/TWONTO#pressure_switch |  | Blower, Aeration
71366 | 37547 | THC-SPC-COM-2903 | Termination Panel,Sludge Storage Building | THC-SPC-COM-2902 | Control Panel | Network |  | COM | http://www.toronto.ca/TWONTO#network_panel |  | Access Closet,Sludge Storage Building
130467 | 47411 | THR-ACC-T-0701 | Tank, Glycol Heating Package, RSPS, Gallery Ventilation, Zone 3B | THR-ACC-T | Tank | Tank |  | T | http://www.toronto.ca/TWONTO#chemical_storage_tank |  | Air Conditioning, Glycol Heating Packages
3542 | 308 | COL-PBR-LSLL-0101 | Switch, Level-Low | COL-PBR-MISC | Switch |  |  | LSLL |  |  | Miscellaneous Equipment
106635 | 45236 | TAB-ACC-FSL-1401 | Switch, Flow-Low, Pump, Secondary Hot Water Circulating | TAB-ACC-P-1401 | Switch,Flow-Low | Switch |  | FSL | http://www.toronto.ca/TWONTO#flow_switch |  | Pump,Centrifugal, Secondary Hot Water Circulating
41235 | 34326 | TAB-ACC-T-0140 | Tank #1, Expansion, Primary Loop | TAB-PWH | Tank,Non-Pressurized | Tank |  | T | expansion_tank |  | Primary Heating Loop
26357 | 25626 | FHO-SES-SQ-6081 | High Voltage Safety Equipment, Insulated Gloves, Class 0, Serial Number 548, Craig Clayton | FHO-SES-SQ-1000 | PPE,Insulated Glove | Safety Equipment |  | SQ | http://www.toronto.ca/TWONTO#rubber_insulating_gloves |  | High Voltage Insulated Gloves
37613 | 8353 | MTMH446 | ST. IVES CTS | TRK-NTO | [6 empty] | NORTH TORONTO DRAINAGE AREA
89868 | 99455 | YCM-TL-QCSA-02 | Yard tools - Quickcut Saw | FAC-YCM-TOOLS |  | Tool |  | QCSA | http://www.toronto.ca/TWONTO#collection_of_assets |  | Yard tools
54963 | 43372 | TAB-THK-FSL-4122 | Switch,Flow Indication, Polymer inlet to Pump-P-4122 | TAB-THK-P-4122 | Switch,Flow | Switch |  | FSL | http://www.toronto.ca/TWONTO#flow_switch |  | Pump, Polymer Solution Transfer SX2033
119300 | 43458 | TAB-THK-MEQ-0401 | Flocculator | TAB-THK-T-0400 | Flocculator | Tank |  | MEQ | http://www.toronto.ca/TWONTO#mixer_or_agitator |  | Floatation Tank #4, Subnatant Recycling
61033 | 17953 | FHA-ELS-DP-1901A | Distribution Panel, 600VAC, Filter Building, East Filter Gallery. | FHA-ELS-MCC-0400A | Control Panel,Power Distribution Panel | Power Distribution Panel |  | DP | http://www.toronto.ca/TWONTO#LV_electrical_panel |  | MCC, 2000A, 600V, 3PH, ,Service Building, RMF, Ground Level, Electrical Room #1
141977 | 11213 | WTR-194-CH-0006A | Chamber,Revenue Meter,Keele-Steeles (Magmeter) | WTR-WEST-REV | Meter,Flow,Magmeter |  |  | CH |  |  | Revenue Metering
138163 | 99908 | THR-PRS-LSH-0050 | Switch, Level High, Sump System, Chemical Building, (TEMPORARY) | THR-PRS-P | Transmitter,Level | Switch |  | LSH | http://www.toronto.ca/TWONTO#level_switch |  | Phosphorous Removal System, Pumps
54009 | 40563 | TAB-RSP-RPU-0231 | RPU, | TAB-RSP-INQ-M | RPU | Remote Processor Unit |  | RPU | http://www.toronto.ca/TWONTO#RPU_panel |  | M Building - Instrumentation Equipment
53620 | 17474 | TAB-SES-LTX-2291 | Exit Sign, Battery Unit, 2 LED heads, PRS Bldg | TAB-SUSPENDED ENTITY | Lighting,Exit | Safety Equipment | 41295 | LTX | http://www.toronto.ca/TWONTO#lighting_unit |  | Suspended entities
59437 | 81272 | THC-ACC-RPU-1901 | RPU Panel, Boiler room | THC-ACC-BLDG G | Air Handling Unit | Remote Processor Unit |  | RPU | http://www.toronto.ca/TWONTO#RPU_panel |  | Air Treatment Building HVAC
68192 | 8056 | FCL-TRW-V-0046 | Valve, Gate, Isolation,Strainer STR-0003, Service Water to PAC System,Dry Chemical Building Basement , BFP-0010 | FCL-TRW-BFP-0001A |  |  |  | V |  |  | Backflow Preventer, District 2E/2W Header Service Water Distribution, High Lift PS Basement.
31894 | 79890 | COL-RBB-SWG-0001 | Switchgear, Indoor | COL-RBB | Switchgear |  |  | SWG |  |  | Western Beaches Tunnel (Battery Park)-Storm
15138 | 13363 | COL-PIR-LSL-0102 | Switch, Level-Low | COL-PIR | Switch |  |  | LSL |  |  | Island Road Sewage Pumping Station
84459 | 21409 | WTR-LWA-ANL | Analyzers, Air Monitors & Calibration Equipment - LWA | WTR-SCT | [6 empty] | Water Supply Work Area 2 SYSTEM CONTROL
139032 | 92554 | THR-THK-LSH-5003 | Switch, Level High, TWAS Holding Tank | THR-THK-T-5003 | Switch,Level-High | Switch |  | LSH | http://www.toronto.ca/TWONTO#level_switch |  | Tank, TWAS Holding
62613 | 43264 | THC-MCS-LD-61817106 | ELECTRIC HOIST (insp Liftsafe) | THC-MCS-LD | Lifting Device | Lifting Device |  | LD | http://www.toronto.ca/TWONTO#lifting_equipment_hoist |  | Mechanical Services, Lifting Device
2655 | 89385 | COL-120-LIT-0702S | SUSPENDED.Level Transmitter,Downstream, Coxwell Control Chambers No. 7&8, MTI | COL-MTI | Transmitter,Level |  | 40041 | LIT |  |  | Mid-Toronto Interceptor
46766 | 27569 | FCL-ACC-HTR-0903 | Heater. Gas Fired (HTR-0003), Cake Loading Room, RMF Centrifuge Building South/East | FCL-ACC-RMF |  |  |  | HTR |  |  | Residue Management HVAC Equipment
69214 | 23397 | FCL-WWW-V-3041 | Valve, Plug, Discharge, Sludge Pump P-3040, RMF Clarification Facility, Sludge Sump Service Platform | FCL-WWW-P-3040 |  |  |  | V |  |  | Pump Submersible Standby, Pump Room
78790 | 1606 | THR-SES-SQ-0003 | Eyewash Station, Disinfection Building,,Loading Bay North door Fillstation Area | THR-EWSS-WA4 | Safety,Eye wash | Safety Equipment |  | SQ | http://www.toronto.ca/TWONTO#emergency_eyewash |  | Eyewash and Shower Station, Work Area 4
144290 | 98344 | WTR-PJO-AMT | Atmospheric Monitoring | WTR-PJO | [6 empty] | Wm. H. Johnston Pumping Station
61147 | 18585 | THC-ELS-SQ-211152R | Electrical Safety gloves, High Voltage, Class 1, # 211152R | THC-SES-SQ |  | Safety Equipment | 40740 | SQ | http://www.toronto.ca/TWONTO#rubber_insulating_gloves |  | Safety Equipment
147561 | 10924 | YCM-TL-BCU-01 | Yard tools - Bushcutter | FAC-YCM-TOOLS |  | Tool |  | BCU | http://www.toronto.ca/TWONTO#collection_of_assets |  | Yard tools
6416 | 33399 | COL-PMY-LSL-0102 | Switch, Level-Low | COL-PMY | Switch |  |  | LSL |  |  | Maryport Sewage Pumping Station
89127 | 12472 | WTR-RLL-AMT | Atmospheric Monitoring | WTR-RLL | [6 empty] | Leslie Tank
23285 | 59773 | FHO-FL-LSH-0002 | Switch, Level Alarm for Concrete Spill Containment, S4 Fluoride Storage Tanks | FHO-FL | Switch,Level-High | Switch |  | LSH | http://www.toronto.ca/TWONTO#level_switch |  | Fluoridation
128764 | 11604 | THC-SES-MEQ-BEE502E | FALL ARREST- HARNESS (insp Liftsafe) - Joe L | THC-MCS-LD | PPE | Lifting Device |  |  | http://www.toronto.ca/TWONTO#fall_arrest_harness |  | Mechanical Services, Lifting Device
11660 | 12679 | FCL-CLB-PSL-0101 | Switch, Pressure Low, Chlorine Gas, CLB Weigh Scale 0101, Chlorination System | FCL-CLB | Switch,Pressure-Low | Switch |  | PSL | http://www.toronto.ca/TWONTO#pressure_switch |  | Post-Chlorination
69418 | 33044 | THR-AER-T-1114 | Tank, Reservoir, Auxiliary Oil for Blower 1111, Secondary Treatment, Aeration - Blower System - South | THR-AER-BL-1111 | Tank,Reservoir | Tank |  | T | http://www.toronto.ca/TWONTO#aeration_tank |  | Blower, Centrifugal, Secondary Treatment, Aeration Blower System - Engine Room
7093 | 98083 | COL-PRX-MISC | Miscellaneous Equipment | COL-PRX | [6 empty] | Roxborough Sewage Pumping Station
64792 | 29061 | FCL-SES-FEQ-0078-SUS | Fire Extinguisher #78, High Lift Pumping Station, Ground Floor, Sample Drop-off Room, South Wall | FCL-SUSPENDED |  |  | 46425 | FEQ |  |  | Suspended entity
45398 | 93198 | TAB-DIG-RPU-1006 | Remote Processing Unit | TAB-DIG-ELQ-T13-16 | RPU | Remote Processor Unit |  | RPU | http://www.toronto.ca/TWONTO#RPU_panel |  | Digester Tanks 13-16, Electrical Equipment
18432 | 97632 | FHA-SES-LDR-0109 | FHA-SES-LD-0016 - 6' Ladder Fiberglass ( DEW pump 44 ) | FHA-SES | Safety | Safety Equipment |  | LDR | http://www.toronto.ca/TWONTO#ladder |  | Safety & Environmental Services
86577 | 87440 | WTR-PKL-TSH-0003 | Switch, Temperature-High, Station | WTR-PKL-AUX | Switch,Temperature-Low | Switch |  | TSH | http://www.toronto.ca/TWONTO#temperature_switch |  | Auxiliary Equipment (Building Facilities)
38153 | 91920 | SWM-PET-MCC-0001 | Motor Control Center | SWM-PET |  | Motor Control Centre |  | MCC | http://www.toronto.ca/TWONTO#LV_electrical_panel |  | Eglinton - Bellamy Storm Pumping Station
147059 | 75674 | WTR-RMI-TSL-0004 | Instrument, Temperature Switch, Low, Water Transmission | WTR-RMI-AUX |  | Switch |  | TSL | http://www.toronto.ca/TWONTO#temperature_switch |  | Auxiliary Equipment (Building Facilities)
76147 | 58230 | THR-MCS-LD-0628 | Come Along, Work Area 2 | THR-LD-WA3 | Lifting Device,Chain | Lifting Device | 35380 | LD | winch |  | Lifting Devices, Chain Hoist, Come Along & Slings
58247 | 11540 | THC-CW-SQ-0108 | Emergency Shower & Eyewash, Building M, Incinerator Building M, 3rd Floor South end Sludge Conveyor | THC-SUSPENDED | PPE,Eyewash Station | Safety Equipment | 35808 | SQ | http://www.toronto.ca/TWONTO#emergency_eyewash_and_shower |  | Suspended entity
119641 | 14729 | TAB-WA1-SQ-1045 | Sling | TAB-WA1-SQ-1000 | Lifting Device,Sling | Lifting Device |  | SQ | http://www.toronto.ca/TWONTO#fall_protection_sling |  | WA1 Lifting Devices and Slings
119896 | 84512 | TAB-WA3-SQ-8303 | Lock out Tag out and Log book Station | TAB-DEW-SAFETY | PPE | Safety Equipment |  | SQ | emergency_kit |  | Safety Equipment
106733 | 5854 | TAB-ACC-HE-1461 | Heat Exchanger, Electric Reheat Coil | TAB-ACC-HTR-1490 | Heat Exchanger | HVAC |  | HE | http://www.toronto.ca/TWONTO#heat_exchanger |  | Heater, Electric Reheat Coil
61788 | 84173 | FHA-ELS-WR-0207 | Welding Receptacle, 30A, 600V, RMF, Upper Service Platform 2 | FHA-ELS | Welding Equipment | Power Distribution Panel |  | WR | http://www.toronto.ca/TWONTO#welding_receptacle |  | Electrical
110732 | 65858 | TAB-DIG-GAS | Digester Gas Control | TAB-WORK-AREA-8 | [6 empty] | Electrical Sub- Stations
39069 | 97825 | COL-YKP-SRL-0305010 | Self Retrieval Line -0305010 | YKP-BLD | Safety | Safety Equipment |  | SRL | self_retracting_line |  | Collections - 435 Kipling Ave. Building envelope
19859 | 425 | COL-PLV-SS-0001 | Security System | COL-PLV | Security System |  |  | SS |  |  | Livingston Road Pumping Station
85444 | 35766 | WTR-PEL-ZS-0010 | Switch, Position,Door Security | WTR-PEL-AUX | Switch,Position | Switch |  | ZS | http://www.toronto.ca/TWONTO#position_switch |  | Auxilliary Equipment (Building Facilities)
146874 | 49642 | WTR-REL-TRW | Treated Water (Transmission) | WTR-REL | [6 empty] | Ellesmere Reservoir
138716 | 73303 | THR-SES-SQ-1020 | Lanyard for Harness, PPE Hilario Gibuena | THR-SES-SQ-9134 | Safety | Safety Equipment |  | SQ | lifeline |  | Lanyard for Harness 6 ft., PPE Stan Chatzinikolau
89345 | 20092 | WTR-RMP-LSH-0101S | Switch, Level-High, South Basin | WTR-RMP-T-0100S | Switch,Level-High | Switch | 38603 | LSH | http://www.toronto.ca/TWONTO#level_switch |  | Tank, Reservoir, (South Basin)
8767 | 47022 | COL-SKW-TR-0001 | Transformer, Lighting | COL-SKW-MISC | Transformer |  |  | TR |  |  | Miscellaneous Equipment
117595 | 58752 | TAB-SA-T-1702 | Tank, Glycol Makeup, Auxiliary Systems Building, 2nd Floor | TAB-SA-P-1800A | Tank | Tank |  | T | http://www.toronto.ca/TWONTO#chemical_storage_tank |  | Pump, Primary, Glycol, Auxiliary Systems Building, 2nd Floor
58902 | 97021 | THC-ACC-FN-0702 | Fan,Centrifugal,Exhaust,Thickening Building Washroom Ventilation | THC-ACC-BLDG J | Fan,Centrifugal | HVAC |  | FN | http://www.toronto.ca/TWONTO#blower_or_fan_with_drive |  | TWAS Building, HVAC
52186 | 87631 | TAB-PWA-P | Plant Water - Sump Pumps | TAB-PWA | [6 empty] | Plant Water
15937 | 40944 | FHA-ELS-PDP-0202 | Power Distribution Panel, 45A, 600V, 3PH, RMF Electrical Room 1 South Wall | FHA-ELS | Control Panel,Power Distribution Panel | Power Distribution Panel |  | PDP | http://www.toronto.ca/TWONTO#LV_electrical_panel |  | Electrical
55467 | 19644 | TAB-WA1-SQ-1171 | Sling | TAB-WA1-SQ-1000 | Lifting Device,Sling | Lifting Device |  | SQ | http://www.toronto.ca/TWONTO#fall_protection_sling |  | WA1 Lifting Devices and Slings
72867 | 2723 | THR-DIS-P-SUS | Disinfection, Pumps, Sump & Chlorine Solution | THR-S-E | [6 empty] | SUSPENDED ENTITY
109078 | 11803 | TAB-CW-FSH-0002S | Switch, Flow, High,Eye Wash & Shower Station , Bio Soild Bldg., | TAB-SUSPENDED ENTITY | Switch,Flow-High | Safety Equipment | 46686 | FSH | http://www.toronto.ca/TWONTO#flow_switch |  | Suspended entities
87705 | 81677 | WTR-PRH-TSH-0003 | Switch, Temperature High, Generator Room | WTR-PRH-P-0300 | Switch,Temperature-High | Switch |  | TSH | http://www.toronto.ca/TWONTO#temperature_switch |  | Pump, Centrifugal
78878 | 83906 | THR-SES-SQ-2569 | Lanyard for Harness, PPE Edgar Manansala | THR-SES-FAS | Safety | Safety Equipment | 35738 | SQ | lifeline |  | Fall Arrest Sytem (Harness and Lanyard), Safety Equipment
125252 | 71643 | THC-ELS-SQ-8806597 | Electrical Safety rubber gloves, High Voltage, Class 4, # 8806597 | THC-SES-SQ | PPE,Insulated Glove | Safety Equipment |  | SQ | http://www.toronto.ca/TWONTO#rubber_insulating_gloves |  | Safety Equipment
128166 | 71468 | THC-PWA-LSHH-0316 | Level Switch High High,Incineration. Plant Water Pumping Station | THC-PWA-P-0316 | Switch,Level | Switch |  | LSHH | http://www.toronto.ca/TWONTO#level_switch |  | Pump,Sump, Incineration. Plant Water Pumping Station
34462 | 7472 | MAIN-113 | Main 113 | WTR-MT1 | [6 empty] | Work Area 1 EAST Mains and Chambers
121154 | 23634 | THC-ACC-RPU-2170 | RPU, Air Handling Unit, (new tunnel ventilation ECAP-01) | THC-ACC-FN-2170 | Air Handling Unit | Remote Processor Unit |  | RPU | http://www.toronto.ca/TWONTO#RPU_panel |  | Air Handling Unit, (new tunnel ventilation ECAP-01)
53830 | 87110 | TAB-SLO-PSL-0412 | Switch, Pressure, Low, Water to Biofilter Cell | TAB-SLO-BCF-0402 | Switch,Pressure | Switch |  | PSL | http://www.toronto.ca/TWONTO#pressure_switch |  | Filter, Bio-Filter Cell 2, BFC402
113105 | 19707 | TAB-EL2-TS-6122 | Power Distribution, Automatic Transfer Switch, Generator, Standby Power, 600V | TAB-EL2-GEN-6130 |  |  |  | TS |  |  | Generator, Standby Power, 600V 650kw - Dewatering/Silo Bldg
38277 | 47924 | PA50288 | Paging/Intercom System, Old Biosolids Bldg | TAB-SLO-STRC-OBS |  | Communications Equipment |  |  | http://www.toronto.ca/TWONTO#public_annoucement_speaker |  | Old Biosolids Bldg - Drains, Electrical Service(110/220V), Lighting, Plumbing
76589 | 18380 | THR-DR-BH-0514 | Overhead Door, Engine Room | THR-DR-WA2 | Door,Overhead | Door |  | BH | http://www.toronto.ca/TWONTO#roll_up_door
13960 | 99121 | FCL-SPC-RPU-1224 | RPU Panel, High Lift Pumps 0101-1001, High Lift Bldg - Switchgear Room | FCL_ELS_MISCELLANEOUS | Control Panel | Remote Processor Unit |  | RPU | http://www.toronto.ca/TWONTO#RPU_panel |  | FCL_ELS_MISCELLANEOUS
55516 | 90371 | TAB-WA2-LD-1005 | Cleton Come Along | TAB-SES-LD | Lifting Device | Lifting Device |  | LD | winch |  | WA2 Lifting devices
93957 | 10313 | WTR-PRH-MCC-0101 | Motor Control Center, Incoming Line | WTR-PRH-TR-0301 | Control Panel | Motor Control Center |  | MCC | http://www.toronto.ca/TWONTO#LV_electrical_panel |  | Transformer, 4160/600 V, Power, Rosehill Pumping Station, Switchgear Electrical Room
123192 | 69084 | THC-DIG-BU-5182S | Waste Gas, Burner | THC-SUSPENDED | Burner,Waste Gas | Burner | 37958 | BU | http://www.toronto.ca/TWONTO#waste_gas_burner |  | Suspended entity
114781 | 86007 | TAB-PLT-RPU-0302 | Remote Processor Unit | TAB-PLT-INQ | SCADA | Remote Processor Unit |  | RPU | http://www.toronto.ca/TWONTO#RPU_panel |  | P Building - Instrumentation Equipment
86856 | 82573 | WTR-PLW-PLQ-0001 | Drains | WTR-PLW-TRW |  | Plumbing |  | PLQ | http://www.toronto.ca/TWONTO#drain |  | Treated Water (Transmission)
18251 | 74660 | FHA-SPC-RPU-2011 | Computer, SCADA Client, RMF, Electrical Room 2/PLC Room | FHA-ELS | Computer Equipment | Remote Processor Unit |  | RPU | http://www.toronto.ca/TWONTO#operator_interface_terminal |  | Electrical
139517 | 26213 | THR-WA3-LD-0053 | Sling, Nylon, Work Area 3 ( 2" X 6') | THR-LD-NYLN-WA3 | Lifting Device,Sling | Lifting Device |  | LD | synthetic_web_sling |  | Slings, Nylon, Work Area 3
40434 | 13982 | TAB-ACC-FSL-6311 | Switch, Flow Switch-Low, FN-6312, Ground Floor, Dig 9-12 Control Building. | TAB-ACC-FN-6312 | Switch,Flow-Low | Switch |  | FSL | http://www.toronto.ca/TWONTO#flow_switch |  | Fan, Exhaust, Centrifugal, Basement Heat Relief Exhaust, Ground Mount, Dig 9-12 Control Building.
41062 | 14164 | TAB-ACC-PDS-3905A | Switch,Pressure ,Filter, AHU3905 | TAB-ACC-AHU-3905SUS | Switch,Pressure | Switch |  | PDS | http://www.toronto.ca/TWONTO#pressure_switch |  | AHU, Heat Recovery Bldg
52815 | 16134 | TAB-RSP-FSL-1221 | Flow Switch, Low, LOR.,Raw Sewage Pump #2 | TAB-RSP-P-1220 | Switch,Flow | Switch |  | FSL | http://www.toronto.ca/TWONTO#flow_switch |  | Pump,Raw Sewage Transfer #2
105463 | 51689 | SQ-47075 | FHO SCBA #3 | FHO-OBSOLETE | PPE,SCBA | Safety Equipment | 32127 |  | http://www.toronto.ca/TWONTO#self-contained_breathing_apparatus |  | Removed From Service
3870 | 84643 | COL-PCP-P-0100 | Pump, Centrifugal | COL-PCP | Pump |  |  | P |  |  | Copeland Pumping Station
40431 | 32061 | TAB-ACC-FSL-6304 | Switch, Flow Switch-Low, AHU-6304, Mechanical Room, Dig 9-12 Control Building. | TAB-ACC-AHU-6304 | Switch,Flow-Low | Switch |  | FSL | http://www.toronto.ca/TWONTO#flow_switch |  | Air Handling Unit, Basement Ventilation, Mechanical Room, Dig 9-12 Control Building.
116209 | 88398 | TAB-PRS-PSL-4030 | Switch, Pressure-Low, Primary Transfer Pump | TAB-PRS-P-4030 | Switch,Pressure-Low | Switch |  | PSL | http://www.toronto.ca/TWONTO#pressure_switch |  | Pump, Primary Transfer
112743 | 3570 | TAB-EL1-MCC-6664 | MCC, Plant Services, North Substation, Digesters 1-4 MCC 6664 600V | TAB-EL1-MCC-6628 | Control Panel,MCC | Motor Control Centre |  | MCC | http://www.toronto.ca/TWONTO#LV_electrical_panel |  | Motor Control Centre
31483 | 63480 | COL-PSW-FN-0100 | Fan, Exhaust | COL-PNT-MISC | Fan | HVAC |  | FN | http://www.toronto.ca/TWONTO#blower_or_fan_with_drive |  | Miscellaneous Equipment
7106 | 39658 | COL-PRX-WEL-0100 | Wet Well | COL-PRX | Well |  |  | WEL |  |  | Roxborough Sewage Pumping Station
88319 | 45192 | WTR-PSC-T-0007-SUS | SCBA 3000 psi Bottle, ARAP | WTR-EAST-SES | Tank | Safety Equipment | 47454 | T | http://www.toronto.ca/TWONTO#compressed_gas_cylinder |  | Safety & Lifting Devices
121164 | 72788 | THC-ACC-STR-3032 | Strainer,Suction,Plant Hot Water Supply Recirc. Pump 3033,Boiler Building | THC-ACC-P-3033 | Strainer,Self Cleaning Motorized | HVAC |  | STR | http://www.toronto.ca/TWONTO#strainer |  | Pump,Centrifugal,Plant Hot Water Supply Recirc.,Boiler Building
60355 | 7081 | THC-ACC-V-6434 | Valve, 2-Way Motorized, AHU-6400, 2nd Floor Mech Room #1, Headworks | THC-ACC-AHU-6400 | Valve | HVAC |  | V | http://www.toronto.ca/TWONTO#valve |  | Air Handling Unit, Screen Room/Conveyor Areas, 2nd Floor Mech Room #1, Headworks
34796 | 57897 | COL-YKP-FAK-0006 | First Aid Kit, Truck #112522 (FORD TRANSIT 250) | COL-YKP-VEH-0006 | Safety,First Aid Kit | Safety Equipment |  | FAK | http://www.toronto.ca/TWONTO#first_aid_kit |  | Vehicle, Truck #112522 (FORD TRANSIT 250)
34628 | 44710 | MAIN-288 | Main 288 | WTR-MT1 | [6 empty] | Work Area 1 EAST Mains and Chambers
107581 | 25480 | TAB-ACC-TE-1445B | Temperature Element, Space Temperature | TAB-ACC-HTR-1445 | Sensor,Temperature | HVAC |  | TE | http://www.toronto.ca/TWONTO#temperature_sensor_element |  | Heater, Hot Water Reheat Coil
14429 | 48173 | FCL-WWW-AHU-0101-SUS | Air Handling Unit - Screen Room | FCL-SUSPENDED | Air Handling Unit | HVAC | 42193 | AHU | http://www.toronto.ca/TWONTO#air_handler_unit |  | Suspended entity
108140 | 57550 | TAB-ACC-V-1498 | Valve, Reheat, Modulating | TAB-ACC-HTR-1498 | Valve | HVAC |  | V | http://www.toronto.ca/TWONTO#valve |  | Heater, Hot Water Reheat Coil
13158 | 4770 | FCL-FLT-CP-0201 | Control Panel, Operator, Filter 0201 Flow/Rate, Filter 0201 | FCL-FLT-F-0201 |  |  |  | CP |  |  | Filter, Carbon Activated, Filter Building, Filter Gallery East
139410 | 64568 | THR-WA1-LD-63-33 | Sling, Nylon, Work Area 1 (NYLON BELT SLING SIZE; 2" X 6' CAPACITY 6400LBS SN 010263-33) A | THR-LD-NYLN-WA1 | Lifting Device,Sling | Lifting Device |  | LD | synthetic_web_sling |  | Slings, Nylon, Work Area 1
63604 | 10603 | THC-PLT-FSL-0920 | Switch, Flow, Low, Seal Water, Pump P-0920, Vortex Grit Pipe Gallery, Grit Removal | THC-PLT-P-0920 | Switch,Flow-Low | Switch |  | FSL | http://www.toronto.ca/TWONTO#flow_switch |  | Pump, Grit Slurry, Vortex Grit Pipe Gallery, Grit Removal
85908 | 99366 | WTR-PJO-PSH-0001 | Switch, Pressure, (High), Line to District 3 | WTR-PJO-TRW | Switch | Switch |  | PSH | http://www.toronto.ca/TWONTO#pressure_switch |  | Treated Water (Transmission)
79884 | 86284 | THR-WA1-LD-92-10 | Sling, Nylon, Work Area 1 (NYLON BELT SLING SIZE; 1" X 3', CAPACITY 3200 LBS,SN 1497892-10) A | THR-LD-NYLN-WA1 | Lifting Device,Sling | Lifting Device |  | LD | synthetic_web_sling |  | Slings, Nylon, Work Area 1
34656 | 49239 | MAIN-312 | Main 312 | WTR-MT1 | [6 empty] | Work Area 1 EAST Mains and Chambers
70419 | 3541 | THR-CW-BFP-WA2 | City Water, Back Flow Preventer, Work Area 2 | THR-CW | [6 empty] | City Water
34693 | 13640 | MAIN-361 | Main 361 | WTR-LWA | [6 empty] | Work Area 2 Central Mains and Chambers
66657 | 70540 | THC-STR-PSL-0345 | Switch, Inlet, Pressure-Low, Pump 0340, Secondary Clarifiers 0300&0400 - Old Section | THC-STR-P-0340 | Switch,Pressure-Low | Switch |  | PSL | http://www.toronto.ca/TWONTO#pressure_switch |  | Pump, Tank 0300-0400, Secondary Clarifier, RAS/WAS
48727 | 96370 | TAB-NGS-PSH-0401 | Switch,Pressure,High, PSH100-4, Digester Gas Train, Boiler #4, Z Building | TAB-ACC-NGS-0040A | Switch,Pressure | Switch |  | PSH | http://www.toronto.ca/TWONTO#pressure_switch |  | Natural Gas Train, Boiler #4, Z Building
121028 | 54156 | THC-ACC-P-0045 | Pump, Snow Melting System, Manifold MAN-0015, Zone #5, Admin Building, Courtyard Area | THC-ACC-BLDG K |  | HVAC |  | P | http://www.toronto.ca/TWONTO#pump_set_-_with_drive |  | Administration Building, HVAC
96387 | 99495 | FIS-DCL | De-Chlorination | FIS-DIS | [6 empty] | Disinfection
21936 | 5697 | FHO-ELS-WR-0501 | Welding Receptacle, S2, Sluice Gate Hall | FHO-ELS-LTG |  | Power Distribution Panel |  | WR | http://www.toronto.ca/TWONTO#welding_receptacle |  | Facility Electrical System
39263 | 71748 | COL-YKP-SRL-1406015 | Self Retrieval Line- 1406015 | YKP-BLD | Safety | Safety Equipment |  | SRL | self_retracting_line |  | Collections - 435 Kipling Ave. Building envelope
7096 | 9012 | COL-PRX-SW-0002 | Switch, Main Electrical Disconnect | COL-PRX-MISC | Switch |  |  | SW |  |  | Miscellaneous Equipment
20987 | 43726 | FHO-CLA-EV-0201 | Evaporator, Pre Chlorination Train 2, Chemical Building, Main Floor, Machine Room | FHO-CLA-CHL-0201 | Evaporator,Chlorine | Evaporator |  | EV | http://www.toronto.ca/TWONTO#chlorinator_system |  | Chlorinator, Pre Chlorination Train 2, Chemical Building, L1, Machine Room
80358 | 21959 | FHA-SED-ZSH-0503G | Switch, Limit, Access Hatch Zone 3, Settling Basin T-0501 | FHA-SED-ZSH-0503 |  | Security System |  | ZSH | http://www.toronto.ca/TWONTO#position_switch |  | Switch, Limit, Access Hatch Zone 5
69363 | 64397 | THR-AER-PSL-0615 | Switch, Pressure-Low, Tank 600, Secondary Treatment, Aeration - North | THR-AER-T-0600 | Switch,Pressure-Low | Switch |  | PSL | http://www.toronto.ca/TWONTO#pressure_switch |  | Tank, Secondary Treatment, Aeration - North #06
112214 | 13403 | TAB-DIS-OF | Disinfection - Out Fall | TAB-DIS | [6 empty] | Disinfection
18636 | 83892 | COL-PLB-SW-0154 | Switch, Transfer | COL-PLB-AUX-ELEC | Switch | Switch |  | SW | http://www.toronto.ca/TWONTO#transfer_switch |  | Electrical Equipment
50184 | 50692 | TAB-PLT-T-0201 | Tank, Grit Channel #2 | TAB-PLT-T | Tank | Tank |  | T | http://www.toronto.ca/TWONTO#channel_segment |  | P Building - Grit Tanks 1-12 & Hoppers 1 - 6
115587 | 20746 | TAB-PRM-STRC | D Building - Safety Equipments,Drains, Plumbing, Walls | TAB-PRM-D | [6 empty] | D Bldg - Primary Treatment
58060 | 32208 | THC-ACC-AHU-0071 | Air handling Unit, Ground Floor West Zone(Administration), Admin Building Roof | THC-ACC-BLDG K | Air Handling Unit | HVAC |  | AHU | http://www.toronto.ca/TWONTO#air_handler_unit |  | Administration Building, HVAC
21635 | 42018 | FHO-DOZ-PSL-0500 | Switch, Pressure, Low, Air Storage Tank T-0500, Ozone Building, S2, RW Process Room, Nitrogen Skid | FHO-DOZ-T-0500 | Switch,Pressure-High | Switch |  | PSL | http://www.toronto.ca/TWONTO#pressure_switch |  | Tank, Air Storage, Ozone Building, S2, Raw Water Process Room, Nitrogen Skid
12252 | 15635 | COL-PCP-LSH-0104 | Switch, Level-High | COL-PCP-MISC | Switch,Level |  |  | LSH |  |  | Miscellaneous Equipment
138755 | 90796 | THR-SES-SQ-2181 | Harness, Full Body, PPE Deodharry Singh | THR-SES-SQ-6476 | Safety | Safety Equipment | 35742 | SQ | http://www.toronto.ca/TWONTO#fall_arrest_harness |  | Lanyard for Harness, PPE Deodharry Singh
26856 | 16136 | COL-PRG-RPU-0001 | Remote Processing Unit | COL-PRG | RPU | Remote Processor Unit |  | RPU | http://www.toronto.ca/TWONTO#RPU_panel |  | Ridge Valley Pumping Station
131688 | 5372 | THR-CG-T-1210 | Tank, Used Engine Oil, Lube Oil System, Engine-Generator 1101 & 1201 | THR-CG |  | Tank |  | T | http://www.toronto.ca/TWONTO#chemical_storage_tank |  | Co-Generation
39011 | 46235 | SWM-PWD-FQ-0001 | Meter, Flow | SWM-PWD | Meter,Flow |  |  | FQ |  |  | Warden Storm
15900 | 64391 | FHA-AM-T-0201-KQ | Tank Location, Ammonia Storage Room | FHA-AM |  |  | 33325 | T |  |  | Ammoniation
112163 | 67077 | TAB-DIS-CHL-1114 | Chlorinator #4 | TAB-SUSPENDED ENTITY |  | Chemical Feeder |  | CHL | http://www.toronto.ca/TWONTO#chlorinator_system |  | Suspended entities
138636 | 22254 | THR-SES-LD-6125 | Davit Arm, 1 Piece, for Grit Bldg | THR-SES-LD | Safety | Safety Equipment |  | LD | http://www.toronto.ca/TWONTO#fall_arrest_Davit_arm |  | Lifting Device, Safety Equipment
105577 | 52868 | SWM-PET-FN-0001 | Fan, Exhaust | SWM-PET | Fan |  |  | FN |  |  | Eglinton - Bellamy Storm Pumping Station
34712 | 33291 | MAIN-378 | Main 378 | WTR-MT1 | [6 empty] | Work Area 1 EAST Mains and Chambers
26337 | 8935 | FHO-GRK-DR-4018S | Door, (FD-S4-18), Fire Rated, Chemical Building, S4, SBS Feed Room | FHO-GRK-FEQ-0001 | Fire Prevention,Door | Door |  | DR | http://www.toronto.ca/TWONTO#fire_rated_door
72891 | 96672 | THR-DIS-PSH-0200 | Switch, Pressure, High, Pump skid 2, Disinfection Building Main Floor | THR-DIS-P-EFF | Switch,Pressure-High | Switch |  | PSH | http://www.toronto.ca/TWONTO#pressure_switch |  | Pumps, Disinfection, Effluent
106154 | 58183 | TAB-ACC-DM-1483 | Damper, Actuated, Exhaust | TAB-ACC-VAV-1483 | Damper/Louver | HVAC |  | DM | http://www.toronto.ca/TWONTO#air_damper |  | Heater, Hot Water Reheat Coil, Variable air
47280 | 87576 | TAB-EL1-LP-6966 | Lighting Panel,120/208V,Electrical Room,Second Floor,Workshop,P Building | TAB-EL1-MCC-6926 | Control Panel,Lighting | Power Distribution Panel |  | LP | http://www.toronto.ca/TWONTO#LV_electrical_panel |  | MCC,Electrical Rm,Second Floor,Workshop,P Building
7444 | 21428 | COL-PSP-HTR-0001 | Heater, Unit | COL-PSP-MISC | Heater |  |  | HTR |  |  | Miscellaneous Equipment
48456 | 70749 | TAB-HRS-P-CON | New PS - Condensate Pumps | TAB-HRS-STEAM | [6 empty] | Plant Steam
48280 | 2640 | TAB-ELS-SQ-6145 | Electrical - Rubber Insulating Gloves Class 1 | TAB-ELS-SQ-GLOVE | PPE,Insulated Glove | Safety Equipment |  | SQ | http://www.toronto.ca/TWONTO#rubber_insulating_gloves |  | High Voltage Gloves
50806 | 18249 | TAB-PRM-FSL-2702 | Switch ,Flow, Low,Seal water to Scum Pump P-2702 | TAB-PRM-P-2702 | Switch,Flow | Switch |  | FSL | http://www.toronto.ca/TWONTO#flow_switch |  | Pump, Scum
6811 | 53825 | COL-PQW-LSHH-0204 | Switch, Level High-High | COL-PQW-MISC | Switch,Level | Switch |  | LSHH | http://www.toronto.ca/TWONTO#level_switch |  | Miscellaneous Equipment
31143 | 3910 | FIS_FEQ | Asset Group, Fire Prevention, Safety, Evacuation and Suppression | FIS_FSA | [6 empty] | Asset Group, Facility Support
113431 | 20076 | TAB-ELS-SQ-1016 | PPE Cabinet with PPE- Old Grit Bldg | TAB-ELS-ESQ | PPE | Safety Equipment |  | SQ | ppe_cabinet |  | Electrical Safety Equipment
43188 | 53226 | TAB-CW-FSH-0039 | Switch,Flow,High,Eye Wash Station- Aux. Bldg. 2nd Floor Front of Elevator | TAB-CW-SQ-0038 | Switch,Flow-High | Safety Equipment |  | FSH | http://www.toronto.ca/TWONTO#flow_switch |  | Eye Wash Station- Aux. Bldg. 1st Flr, Front of Elevator
76934 | 73591 | THR-PLT-HPU-0511 | Hydraulic Power Unit for Sparger Lift, Grit Bldg. | THR-S-E | Tank,Reservoir | Hydraulic System | 34418 | HPU | http://www.toronto.ca/TWONTO#hydraulic_power_pack |  | SUSPENDED ENTITY
34615 | 28372 | MAIN-271 | Main 271 | WTR-LWA | [6 empty] | Work Area 2 Central Mains and Chambers
70058 | 53719 | THR-CG-T-1105 | Tank, High Pressure Air Storage, Engine Air Starting System | THR-CG-C | Tank | Tank | 34870 | T | http://www.toronto.ca/TWONTO#pressure_vessel |  | Co-Generation, Air Compressors
92509 | 1846 | WTR-PKL-MCC-0101 | Motor Control Center, Bus 0101 | WTR-PKL-TR-0301 | Control Panel | Motor Control Center |  | MCC | http://www.toronto.ca/TWONTO#LV_electrical_panel |  | Transformer,Power,TR 0301,Secondary Line 1
136533 | 57378 | THR-GRK-MT-5237 | Drill, Torque Limiter Electric, Portable on Tripod | THR-GRK-GQ-WA2 | Generator,Electricity,Portable | Tool |  | MT | torque_limiter |  | Building & Grounds Equipment, Work Area 2
12235 | 85214 | COL-PCP-FEQ-0001S | Fire Prevention, Extinguisher | COL-PCP | Fire Prevention,Extinguisher |  | 41316 | FEQ |  |  | Copeland Pumping Station
15999 | 2776 | FHA-ELS-WR-0602 | Welding Receptacle, 30A, 600V, RMF, Decent Tanks Access Room Centre | FHA-ELS | Welding Equipment | Power Distribution Panel |  | WR | http://www.toronto.ca/TWONTO#welding_receptacle |  | Electrical
113103 | 82372 | TAB-EL2-TS-6121 | Power Distribution, Automatic Transfer Switch, Generator, Standby Power, 600V | TAB-EL2-GEN-6120 |  |  |  | TS |  |  | Generator, Standby Power, 600V 650kw - Dewatering/Silo Bldg
13160 | 27730 | FCL-FLT-CP-0501 | Control Panel, Operator, Filter 0501 Flow/Rate, Filter 0501 | FCL-FLT-F-0501 |  |  |  | CP |  |  | Filter, Carbon Activated, Filter Building, Filter Gallery West
126590 | 61899 | THC-OCS-FN-3030 | Fan, Foul Air,3040,Storage Tanks Area,Solid Treatment | THC-OCS-FN-3020/3030 | Fan,Centrifugal | HVAC |  | FN | http://www.toronto.ca/TWONTO#blower_or_fan_with_drive |  | Fan, Odour Control System FN-3020/3030
131435 | 16281 | THR-BG-T-1210 | Tank 2, Used Engine Oil, Engine Lubrication Oil System-Unit No 2, Engine-Generator & Heat Recovery System | THR-CG-ENG-1201 | Tank,Reservoir | Tank |  | T | http://www.toronto.ca/TWONTO#chemical_storage_tank |  | Engine, Generator NT1788901, Engine Room, Engine-Generator & Heat Recovery System
129513 | 23907 | THC-TPA-PA-6050 | Speaker, Headworks, Lower Level 2, Underground Walkway S | THC-TPA-PA-6010A | Public Address System | Communications Equipment |  | PA | http://www.toronto.ca/TWONTO#public_annoucement_speaker |  | Paging Panel, Headworks, Electrical Room, Ground Floor
138198 | 21155 | THR-PRS-PSL-0054 | Switch, Pressure-Low, Pump P-0054 Suction, Ferrous Chloride System | THR-PRS-P-0054 | Switch,Pressure-Low | Switch |  | PSL | http://www.toronto.ca/TWONTO#pressure_switch |  | Pump, Ferrous Chloride, Primary, Chemical Building
138617 | 36354 | THR-SES-LD | Lifting Device, Safety Equipment | THR-SES-SQ | Safety | Safety Equipment |  |  | http://www.toronto.ca/TWONTO#collection_of_assets |  | Safety Equipment
129491 | 94008 | THC-TPA-PA-6009 | Speaker, Headworks, 2nd Floor, Mech Room #1 Middle E | THC-TPA-PA-6010A | Public Address System | Communications Equipment |  | PA | http://www.toronto.ca/TWONTO#public_annoucement_speaker |  | Paging Panel, Headworks, Electrical Room, Ground Floor
128032 | 7784 | THC-PRM-ZSL-1172 | Switch, Position Low, Cylinder Retract, Valve 1172B | THC-PRM-V-1172 | Switch,Position-Low | Switch |  | ZSL | http://www.toronto.ca/TWONTO#position_switch |  | Valve, Hydraulic Cylinder, Scum Skimmer, Tank 1100, Primary Clarifier, Phase IV
87072 | 2151 | WTR-PMI-LSH-0001 | Switch, Level-High, Station Flood Alarm Unit, | WTR-PMI-TRW | Switch,Level-High | Switch |  | LSH | http://www.toronto.ca/TWONTO#level_switch |  | Treated Water (Transmission)
116116 | 43577 | TAB-PRS-LSHH-8099 | Switch, Level High-High, Chemical Gallery, North-East Sump | TAB-PRS-P-8099 |  | Switch |  | LSHH | http://www.toronto.ca/TWONTO#level_switch |  | Pump, Sump-GX3002A
81856 | 42391 | FHA-SES-LDR-0310 | FHA-SES-LD-0033 - 10' Ladder Fiberglass ( Alum Room ) | FHA-SES-LD-1 | Safety | Safety Equipment |  | LDR | http://www.toronto.ca/TWONTO#ladder |  | Ladders
147350 | 41868 | WTR-RST-T-0100 | Tank, Reservoir, (East Basin) | WTR-RST-TRW | Tank,Reservoir | Tank |  | T | http://www.toronto.ca/TWONTO#reservoir_tank |  | Treated Water (Transmission)
106571 | 7105 | TAB-ACC-FN-6572 | Fan, Centrifugal, Supply air, AHU-6570, Mechanical Room No. 3, Screen Bldg., P Bldg. | TAB-ACC-AHU-6570 | Fan,Centrifugal | HVAC |  | FN | http://www.toronto.ca/TWONTO#blower_or_fan_with_drive |  | Air Handling Unit, Mechanical Room no.3, Screen Bldg., P Bldg.
33681 | 64517 | COL-YKP-DA-139159 | Davit Base Leg-139159 | COL-YKP-DA | Safety | Safety Equipment |  | DA | davit_base |  | Davit Arm Assembly
147505 | 80572 | YCM-LAB-SQ-0001 | eye wash station | FAC-YCM | Safety,Eye wash | Safety Equipment |  | SQ | http://www.toronto.ca/TWONTO#emergency_eyewash |  | YARD - 545 COMMISSIONERS ROAD
141978 | 46340 | WTR-194-COM-0006A | Communication Panel | WTR-194-CH-0006A | Control Panel,Instrumentation | Communications Equipment |  | COM | http://www.toronto.ca/TWONTO#network_panel |  | Chamber,Revenue Meter,Keele-Steeles (Magmeter)
48458 | 2762 | TAB-HRS-STEAM | Plant Steam | TAB-WORK-AREA-6 | [6 empty] | Work Area 6
25679 | 91443 | COL-PSP-FN-0001 | Fan, Air Supply | COL-PSP | Fan |  |  | FN |  |  | Southport Sewage Pumping Station
89899 | 63186 | YMH-STORE | Computer Storage Location | YMH-EUS | [6 empty] | Production & End User Support
18092 | 64907 | FHA-SED-ZSH-0105D | Switch, Limit, Access Hatch Zone 5, Settling Basin T-0101 | FHA-SED-ZSH-0105 |  | Security System |  | ZSH | http://www.toronto.ca/TWONTO#position_switch |  | Switch, Limit, Access Hatch Zone 1,
123618 | 38529 | THC-DIG-PSH-3100 | Switch,Pressure-High,Discharge,C-3100B,Gas High Pressure System,Building U | THC-DIG-C-3100B | Switch,Pressure-High | Switch |  | PSH | http://www.toronto.ca/TWONTO#pressure_switch |  | Compressor, Gas, Booster, Digester 0400-0700
67038 | 11635 | FCL-TRW-DIST-0001 | Distiller, Treated water | FCL-MCS-3 |  | Evaporator |  | DIST | lab_equipment |  | Service Water and Backflow Prevention
94230 | 53758 | FHO-SBS-T-0001-SUS | Spill containment tank, SBS Storage Room | FHO-SUSPENDED |  | Tank | 37750 | T | http://www.toronto.ca/TWONTO#chemical_storage_tank |  | Suspended Entity List
63801 | 5349 | THC-PLT-TPD-6002 | Trap Priming Device, Electronic, Vortex Grit Pipe Gallery, Headworks | THC-ELS-LP-4042A | Piping | Plumbing |  | TPD | http://www.toronto.ca/TWONTO#trap_priming_device |  | Lighting Panel, Vortex Gallery, Headworks
120981 | 12169 | THC-ACC-HTR-6006 | Heater, Unit, Glycol, Heating System, 2nd Floor, Conveyor area, Headworks | THC-ACC-P-6003 | H.V.A.C.,Heater,Unit | HVAC |  | HTR | http://www.toronto.ca/TWONTO#heater |  | Pump, Heating Glycol System, Lower Level 2 Blower Room, Headworks
7805 | 38310 | COL-PSW-LSH-0001 | Switch, Level-High | COL-PSW-MISC | Switch,Level | Switch |  | LSH | http://www.toronto.ca/TWONTO#level_switch |  | Miscellaneous Equipment
48282 | 86638 | TAB-ELS-SQ-6151 | Electrical - Rubber Insulating Gloves Class 1 | TAB-ELS-SQ-GLOVE | PPE,Insulated Glove | Safety Equipment |  | SQ | http://www.toronto.ca/TWONTO#rubber_insulating_gloves |  | High Voltage Gloves
42092 | 53082 | TAB-ACC-V-6422 | Valve, Motorized, Hot Water System, Mech. Room No.5, Old Screen Bldg., P Bldg. | TAB-ACC-HE-6402 | Valve | HVAC |  | V | http://www.toronto.ca/TWONTO#valve |  | Heat Exchanger, Mechanical Room No.5, Old Screen Bldg., P Bldg.
119268 | 10356 | TAB-THK-FSL-2102 | Switch,Flow Indication, Seal Water to Pump-P-2102 | TAB-THK-P-2102 | Switch,Flow | Switch |  | FSL | http://www.toronto.ca/TWONTO#flow_switch |  | Pump, TWAS Transfer
147352 | 91951 | WTR-RST-TRW | Treated Water (Transmission) | WTR-RST | [6 empty] | St.Clair Reservoir
4426 | 64678 | COL-PFO-LSLL-0103 | Switch, Level Low-Low | COL-PFO | Switch,Level |  |  | LSLL |  |  | Fourth Street Sewage Pumping Station (Wards Island PS#9)
76199 | 90544 | THR-MCS-LD-8661 | Gantry, 4400LB/2000 KG, Grit Building, Work Area 2 | THR-LD-WA2 | Lifting Device,Hoist | Lifting Device |  | LD | lifting_device_support |  | Lifting Devices, Chain Hoist, Come Along & Slings
21648 | 97248 | FHO-DOZ-T-3100-SUS | ? tank, ? function in ? process, ? Location | FHO-SUSPENDED |  | Tank | 37818 | T | ? |  | Suspended Entity List
76070 | 9353 | THR-MCS-LD-0098 | Come Along, 3/4 T,JET | THR-LD-WA3 | Lifting Device,Chain | Lifting Device |  | LD | winch |  | Lifting Devices, Chain Hoist, Come Along & Slings
126401 | 63088 | THC-MCS-CRN-6002 | Crane, Inclined Conveyor Area, Headworks | THC-PLT-BLDG-0001 | Lifting Device,Hoist,Electrical | Tool |  | CRN | http://www.toronto.ca/TWONTO#crane |  | New Head House, preliminary process
127819 | 5607 | THC-PRM-V-1111B | Valve, Solenoid, Return, Valve 1111 | THC-PRM-V-1111 | Transmitter,Level | Hydraulic System |  | V | http://www.toronto.ca/TWONTO#solenoid |  | Valve, Hydraulic Cylinder, Bottom Scraper, Primary Clarifier 1100, NW Plant
111116 | 65443 | TAB-DIG-T-01-04 | Digester Tanks 1-4 | TAB-DIG | Tank | Tank |  | T | http://www.toronto.ca/TWONTO#digester_tank |  | Digestion
6704 | 62135 | COL-POM-LSH-0103 | Switch, Level-High | COL-POM-MISC | Switch,Level | Switch |  | LSH | http://www.toronto.ca/TWONTO#level_switch |  | Miscellaneous Equipment
117499 | 12985 | TAB-SA-D-0900 | Dryer, Chemical, Package, Auxiliary Systems Building, Main Floor | TAB-SA-F-0901 | Drier | Tank |  | D | http://www.toronto.ca/TWONTO#dryer |  | Pre-Filter, Package, Auxiliary Systems Building, Main Floor
112750 | 25073 | TAB-EL1-MCC-6925 | MCC,Electrical Rm,Second Floor,Workshop,P Building | TAB-EL1-PDP-6021 | Control Panel,MCC | Motor Control Center |  | MCC | http://www.toronto.ca/TWONTO#LV_electrical_panel |  | Panel,Power Distribution,Walk-in Switchgear 600V,Outdoor,P Building Substation
27125 | 35333 | FIS-DCL-F-0001-SUS | Filter, SDL Line1, Sulphur Dioxide System | FIS-DCL-EV-0101 |  | Filter | 38181 | F | http://www.toronto.ca/TWONTO#replaceable_air_filter |  | Evaporator,Sulphur Dioxide Service, Stream #1, Gaseous Chemical Building, Storage Room
134986 | 52714 | THR-ELS-SQ-0431 | Electrical Rubber Gloves, PPE Issued to Danny Campolucci 10kV | THR-ELS-SQ-ERG | Safety | Safety Equipment |  | SQ | http://www.toronto.ca/TWONTO#rubber_insulating_gloves |  | Electrical Rubber Gloves, Safety Equipment
34608 | 76432 | MAIN-266 | Main 266 | WTR-MT1 | [6 empty] | Work Area 1 EAST Mains and Chambers
143539 | 57474 | WTR-PEL-BUS-0201 | BUS, Line 2 | WTR-PEL-TR-0201 |  | Motor Control Center |  | BUS | http://www.toronto.ca/TWONTO#MV_electrical_cabinet |  | Transformer, Power, Line 2, 27.6 kV/4.16 kV
54094 | 6737 | TAB-STR-BL-LUBE | Blower Lube Oil Transfer Pumps, Blowers 1-5 & 7-9 | TAB-STR-BL | [6 empty] | Process Air Blowers & Lube Oil Pumps
106228 | 31653 | TAB-ACC-DM-6451 | Damper, Motorized, Outside Air, AHU-6450, Ground, East Operating Gallery | TAB-ACC-AHU-6450 | Damper/Louver | HVAC |  | DM | http://www.toronto.ca/TWONTO#air_damper |  | Air Handling Unit, Primary Tank Operating Gallery, Ground, East Side
15898 | 38051 | FHA-AM-T-0101 | Tank, Aqua Ammonia, RMF Ammonia Storage Room North Tank | FHA-AM | Tank | Tank |  | T | http://www.toronto.ca/TWONTO#chemical_storage_tank |  | Ammoniation
10079 | 86976 | FCL-ACC-DM-0905 | Damper, Motorized, Reactivation Air, AHU-0901, RMF Centrifuge Building | FCL-ACC-AHU-0901-SUS |  |  |  | DM |  |  | Air Handling Unit, Centrifuge Building, HVAC Room South
128772 | 2104 | THC-SES-SQ-0001 | Fall protection (Virtual entity #) | THC-SES-SQ-SCBA |  | Safety Equipment |  | SQ | http://www.toronto.ca/TWONTO#fall_restricting_system |  | SCBA Units, virtual entity
18105 | 72520 | FHA-SED-ZSH-0204F | Switch, Limit, Access Hatch Zone 4, Settling Basin T-0201 | FHA-SED-ZSH-0204 |  | Security System |  | ZSH | http://www.toronto.ca/TWONTO#position_switch |  | Switch, Limit, Access Hatch Zone 2
95281 | 68454 | FHO-TRW-TSL-0001 | Switch, Temperature, Low, TRW Building, S3, TRW Pump Room, South Wall | FHO TRW PUMPING | Transmitter,Temperature | Switch |  | TSL | http://www.toronto.ca/TWONTO#temperature_switch |  | Treated Water Pumping
116538 | 69055 | TAB-PRS-ZSH-0116 | Switch, Valve Position Open, Truck Unloading Drain Valve | TAB-PRS-INQ | Switch,Position-High | Switch | 46106 | ZSH | http://www.toronto.ca/TWONTO#position_switch |  | Instrumentation Equipment
126523 | 62505 | THC-MCS-T-0009 | Domestic Hot Water Tank, Building A | THC-MCS-T-BLDG A | Tank,Domestic Hot Water | Tank |  | T | http://www.toronto.ca/TWONTO#tanked_hot_water_heater |  | Domestic Hot Water Tank, Building A
89901 | 62114 | YNO-HLG | Haulage | YNO |  | Grounds |  |  | activity |  | Northline Yard
117485 | 76043 | TAB-RUU-SW-1401 | Switch,Load Break,Power,13.8 KV Supply,A-17-BN | TAB-RUU-BUS-1401 | Load Break Switch | Switch |  | SW | http://www.toronto.ca/TWONTO#load_break_disconnect_switch |  | Electrical Distribution Cabinet,13.8 KV
128872 | 43447 | THC-STR-LSH-0165 | Level Switch High,T33 West Final Tank 0700,Building A | THC-STR-P-0165 | Switch,Level | Switch |  | LSH | http://www.toronto.ca/TWONTO#level_switch |  | Pump, Sump, Secondary Treatment
44721 | 45137 | TAB-DEW-V-C04 | Centrifuge 4 Centrate Line | CENTRATE | [6 empty] | Centrate Collection
106060 | 13044 | TAB-ACC-CT-1445 | Control Panel, Zone Controller | TAB-ACC-HTR-1445 | Control Panel,HVAC | HVAC |  | CT | http://www.toronto.ca/TWONTO#thermostat_or_zone_controller_unit |  | Heater, Hot Water Reheat Coil
133008 | 87061 | THR-DIG-RPU-0005 | Remote Processor Unit, SCADA,for Dig9,Digester Gallery 9 &10 (172.22.39.130) | THR-SPC | RPU | Remote Processor Unit |  | RPU | http://www.toronto.ca/TWONTO#RPU_panel |  | Process Control Systems - Services Area
133824 | 7166 | THR-DIS-CHL-1211 | Chlorinator, Chlorination Building, Disinfection, Chlorination System | THR-DIS-CHL | Chemical Feeder,Gas | Chemical Feeder | 34313 | CHL | http://www.toronto.ca/TWONTO#chlorinator_system |  | Disinfection, Chlorination System
79124 | 7169 | THR-ELS-MCC-0701 | Control Panel, MCC 0701, MCC-0701 & 0702 (MCC BS) Head House | THR-ELS-CG | Control Panel,MCC | Motor Control Centre |  | MCC | http://www.toronto.ca/TWONTO#LV_electrical_panel |  | Electrical System, Co-Generation
56481 | 96603 | THC-ACC-FD-3000 | Feeder,Chemical, Bypass,Hot Water Recirculation Pumps, Boiler Building | THC-ACC-P-3013 | Chemical Feeder,Gas | Chemical Feeder |  | FD | http://www.toronto.ca/TWONTO#ejector |  | Pump,Centrifugal,Plant Hot Water Supply,Recirc.,Boiler Building
76052 | 84428 | THR-MCS-CHR-9889 | Chair, Shop Stool, Issued to Pauly Jacob | THR-MCS-MT2-WA2 |  | Tool |  | CHR | shop_stool |  | Machine Tool-2
112183 | 76052 | TAB-DIS-F-0017 | Filter , Chlorine | TAB-DIS-CHL-7 | Filter | Chemical Feeder |  | F | http://www.toronto.ca/TWONTO#discrete_unit_of_treatment_filter |  | Chlorination Train #7
136682 | 358 | THR-MCS-LD-0920 | Davit Arm with Hoist, Manual, Mixer-0920 | THR-LD-WA4 | Lifting Device,Hoist,Manual | Lifting Device |  | LD | http://www.toronto.ca/TWONTO#fall_arrest_Davit_arm |  | Lifting Devices, Chain Hoist, Come Along & Slings
94134 | 87067 | FHO-SA-C-0301-KQ | Service Air Compressor 3 | FHO-MCS-SA/AI |  |  | 32276 | C |  |  | Instrument Air & Service Air
18501 | 92183 | FHA-SES-LP | Life Preservers | FHA-SES | [6 empty] | Safety & Environmental Services
30663 | 19161 | FIS-SES-SQ-0001 | Emergency Breathing Apparatus | FIS WORK AREA 1 |  | Safety Equipment |  | SQ | emergency_breathing_apparatus |  | Process
85784 | 48494 | WTR-PHL-TS-2201 | Transfer Switch , Trans. Feed | WTR-PHL-PDP-0201 | Switch | Switch |  | TS | http://www.toronto.ca/TWONTO#transfer_switch |  | Switchgear, 600v Bus T2
120354 | 12469 | THC-ACC-CT-0021 | Controller, AHU-0021, Admin Building, Roof | THC-ACC-AHU-0021 |  | HVAC |  | CT | http://www.toronto.ca/TWONTO#thermostat_or_zone_controller_unit |  | Air Handling Unit, Basement East Zone, Locker Supply & W/R Exhaust Admin Bdlg Roof
44056 | 68565 | TAB-DEW-SSL-6001 | Speed Switch-low, Conveyor DEW-CV-6001, DEW Level 2 | TAB-DEW-CV-6001 |  | Switch |  | SSL | http://www.toronto.ca/TWONTO#speed_switch |  | Transfer Conveyor, Dewatered Solids from DEW-CF-0621&1221 to Main Conv DEW-CV-6009&6011, DEW Level 2
97605 | 55466 | FIS-RAW-WATER-BLDG | Building Location | FIS-EUS | [6 empty] | Production & End User Support
48002 | 57727 | TAB-EL3-MCC-6326 | Motor Control Centre, Digester 19-22 bldg | TAB-EL3-PDP-6012 | Control Panel,MCC | Motor Control Centre |  | MCC | http://www.toronto.ca/TWONTO#LV_electrical_panel |  | Power distribution Panel, 600V
86795 | 15087 | TNT-DIS-RPU-1101 | Remote Processing Unit, Disinfection | TNT-DIS-T-0100 | RPU | Remote Processor Unit |  | RPU | http://www.toronto.ca/TWONTO#RPU_panel |  | Tank, Chlorine Contact
144225 | 57190 | WTR-PHL-TS-2001 | Transfer Switch , Control Room | WTR-PHL-GEN-2001 | Switch | Switch |  | TS | http://www.toronto.ca/TWONTO#transfer_switch |  | Generator, Electrical, High Level PS
119908 | 6009 | TAB-WA4-IR-RTE | WA4 IR route | TAB-ELS-ROUTES | [6 empty] | Top-level hierarchy for generic entities that represent muliti-equipment inspection routes
40482 | 85009 | TAB-ACC-PSL-0005 | Combustion Air Flow Proving Switch | TAB-ACC-BO-0040 |  | Burner |  | PSL | http://www.toronto.ca/TWONTO#pressure_switch |  | Boiler#4, Plant Wide Heating System
25252 | 7621 | FHO-RW-FSL-0003 | Switch, Flow, Supply Header to Raw Water pH Analyzer, S10, Raw Water Intake Well, South | FHO RAW H2O | Switch,Flow-Low | Switch |  | FSL | http://www.toronto.ca/TWONTO#flow_switch |  | Raw water Sampling
74522 | 55914 | THR-FT-FSL-3105S | Switch, Flow-Low, WAW, Tank 0500, Secondary Treatment, Scum Pumping | THR-FT-T-0500S | Switch,Flow-Low | Switch | 39481 | FSL | http://www.toronto.ca/TWONTO#flow_switch |  | Tank, Final Settling, Mixed Liquor, Secondary Clarification - South
18087 | 60932 | FHA-SED-ZSH-0104A | Switch, Limit, Access Hatch Zone 4, Settling Basin T-0101 | FHA-SED-ZSH-0104 |  | Security System |  | ZSH | http://www.toronto.ca/TWONTO#position_switch |  | Switch, Limit, Access Hatch Zone 1,
31365 | 35757 | IU2028A | Receiver, Air, Aux., 1st Flr | IU2026 | Vessel,Pressure | Tank |  |  | http://www.toronto.ca/TWONTO#pressure_vessel |  | Auxilliary Building Air Equipment
61738 | 57364 | THC-FT-T-1200 | Tank, Secondary Clarifier | THC-FT-PHASE I-IV | Tank | Tank |  | T | http://www.toronto.ca/TWONTO#clarifier |  | Secondary Clarifiers, Phase I-IV
135343 | 41235 | THR-FPW-RPU | FPW RPUs | THR-SPC |  | Remote Processor Unit |  |  | http://www.toronto.ca/TWONTO#collection_of_assets |  | Process Control Systems - Services Area
101523 | 54712 | MAIN-095 | Main 095 | WTR-LWA | [6 empty] | Work Area 2 Central Mains and Chambers
126912 | 78481 | THC-OCS-SLD | Odour Control System, THC Solid | THCSLDOPS | [6 empty] | THC Solids Operations
91405 | 55542 | FHO-DOZ-TPD-1602 | Trap Prime Device, Standby Power Building, S4, Surge Tank Room, South of Stairway 1 | FHO-DOZ |  | Plumbing |  | TPD | http://www.toronto.ca/TWONTO#trap_priming_device |  | Ozonation System
72862 | 52600 | THR-AER-G-0502 | Gate, Drain for Tank 0510, Aeration - South | THR-AER-T-0510 | Valve,Gate,Sluice,Act. | Gate |  | G | http://www.toronto.ca/TWONTO#channel_gate
24139 | 38432 | COL-PQW-LSLL-0101 | Switch, Level Low-Low | COL-PQW | Switch,Level | Switch |  | LSLL | http://www.toronto.ca/TWONTO#level_switch |  | Queensway Sewage Pumping Station
76603 | 74665 | THR-DR-HH-0534 | Overhead Door, Grit Building Truck Door West | THR-DR-WA3 | Door,Overhead | Door |  | HH | http://www.toronto.ca/TWONTO#roll_up_door
134983 | 58263 | THR-ELS-MCC-3401 | Control Panel, MCC 3401, Digesters, Tanks 0700 & 0800 | THR-ELS-DIG | Control Panel,MCC | Motor Control Centre |  | MCC | http://www.toronto.ca/TWONTO#LV_electrical_panel |  | Electrical System, Digester Tanks
9056 | 70725 | COL-YKP-VEH-0021 | Vehicle, Truck #112431 (Transit 250) | COL-YKP | Vehicle,Licensed | Vehicle |  | VEH | http://www.toronto.ca/TWONTO#pickup_truck
114533 | 54382 | TAB-PLT-G-4701 | Gate, Knife Gate, Pneumatic, Discharge, Screenings Receiving Conveyor 4700, Conveyor Area | TAB-PLT-CV-4700 | Valve,Knife Gate | Gate |  | G | http://www.toronto.ca/TWONTO#valve
38969 | 27726 | TAB-ACC-CT-1484 | Control Panel, Zone Controller | TAB-ACC-VAV-1484 | Control Panel,HVAC | HVAC |  | CT | http://www.toronto.ca/TWONTO#thermostat_or_zone_controller_unit |  | Heater, Hot Water Reheat Coil, Variable air
55460 | 69500 | TAB-WA1-SQ-1157 | Sling | TAB-WA1-SQ-1000 | Lifting Device,Sling | Lifting Device |  | SQ | http://www.toronto.ca/TWONTO#fall_protection_sling |  | WA1 Lifting Devices and Slings
108803 | 7849 | TAB-AHU-LSL-5002 | Switch, Level-Low, Sanitary, Sump, Auxiliary Systems Building, Sub-Basement | TAB-AUX-P-5113 | Switch,Level-Low | Switch |  | LSL | http://www.toronto.ca/TWONTO#level_switch |  | Pump, Submersible, Sanitary, Auxiliary Systems Building, Sub-Basement
55592 | 58302 | TAB-WA2-SQ-2021 | Spill Response Kit, Aggressive Fluid | TAB-SUSPENDED ENTITY | Spill Kit | Safety Equipment | 34523 | SQ | http://www.toronto.ca/TWONTO#spill_kit |  | Suspended entities
101602 | 58227 | MAIN-192 | Main 192 | WTR-LWA | [6 empty] | Work Area 2 Central Mains and Chambers
139223 | 77080 | THR-THK-RPU-0011 | Remote Processor Unit, STB Control Room (172.22.39.151) | THR-ELS-STB | RPU | Remote Processor Unit |  | RPU | http://www.toronto.ca/TWONTO#RPU_panel |  | Electrical System, Sludge Thickening Building
135579 | 65750 | THR-FT-FSL-3746 | Switch, Flow-Low, WHF, Pump 3740, Secondary Treatment, Scum Pumping - North | THR-FT-P-3740 | Switch,Flow-Low | Switch |  | FSL | http://www.toronto.ca/TWONTO#flow_switch |  | Pump, Rotary Vane, Scum Tank 3700, System 8, Scum Pumping
18179 | 27162 | FHA-SED-ZSH-0602 | Switch, Limit, Access Hatch Zone 6 | FHA-SED |  | Security System |  | ZSH | http://www.toronto.ca/TWONTO#position_switch |  | Sedimentation
140596 | 57049 | TNT-ELS-MCC-1602 | MCC,Filter Bldg | TNT-ELS | Control Panel,MCC | Motor Control Centre |  | MCC | http://www.toronto.ca/TWONTO#LV_electrical_panel |  | Instrument / Electrical
128180 | 29600 | THC-PWA-PDSH-0401 | Switch, Differential Pressure, High, Local Indicator, Strainer STR-0400, S.E. Pumping Station | THC-PWA-STR-0400 |  | Switch |  | PDSH | http://www.toronto.ca/TWONTO#pressure_switch |  | Strainer,Automatic,Plant Effluent Water,South Effluent Pump Station,Intermediate Level
58999 | 28796 | THC-ACC-HTR-0119 | Unit Heater,Pump House,Aeration Building,Phase 4 | THC-ACC-BLDG O | Air Handling Unit | HVAC |  | HTR | http://www.toronto.ca/TWONTO#heater |  | Phase IV , Building O HVAC
24294 | 99289 | FHO-MCS-CRN-0401 | Crane, Overhead, Travelling, 3 Ton, S2, Filter Pipe Gallery | FHO-MCS-LD | Crane,Overhead | Lifting Device |  | CRN | http://www.toronto.ca/TWONTO#crane |  | Lifting Devices & Elevators
116727 | 83118 | TAB-PWA-V | Plant Water - Valves | TAB-PWA | [6 empty] | Plant Water
135246 | 25727 | THR-FPW-FSL-1043 | Switch, Pressure-Low, Crossfeed Pumps Seal Water | THR-FPW-FW | Switch,Flow-Low | Switch |  | FSL | http://www.toronto.ca/TWONTO#flow_switch |  | Filtered Plant Water, Flushing Water
136585 | 70793 | THR-GRK-VEH-378253 | Vehicle, Polaris Ranger, Unlicensed, WA1 | THR-GRK-GQ-WA3 | Vehicle,Unlicensed | Vehicle |  | VEH | http://www.toronto.ca/TWONTO#golf_cart
25541 | 54438 | FHO-SAMP | Sampling Systems | FHO WORK AREA 1 | [6 empty] | Process
34622 | 52965 | MAIN-281 | Main 281 (Transferred to D&C) | WTR-LWA | [6 empty] | Work Area 2 Central Mains and Chambers
98186 | 37344 | FIS-SPC-RPU-1322 | Remote Processing Unit, Reservoir Level, Filter Building Pump Room | FIS-ELS |  | Remote Processor Unit |  | RPU | http://www.toronto.ca/TWONTO#RPU_panel |  | System, Electrical Distribution System
131171 | 84955 | THR-AER-RPU-0013S | Remote Processor Unit, South Aeration, Tank 0400 (172.22.37.166) | THR-AER-T-0410 | RPU | Remote Processor Unit | 39379 | RPU | http://www.toronto.ca/TWONTO#RPU_panel |  | Tank, Secondary Treatment, Aeration - South
136959 | 25408 | THR-OCS-DM-0052 | Damper, Butterfly, Discharge, Fan 0050, South Biofilter | THR-OCS-FN-0050 | Damper/Louver | HVAC |  | DM | http://www.toronto.ca/TWONTO#air_damper |  | Fan, Centrifugal, Odourous Air, South Biofilter
110804 | 21268 | TAB-DIG-LSHH-0902 | Switch, Level-High-High, Emergency Overflow, Digester 9 Roof N/E, Digester 9-12 Control Building. | TAB-DIG-T-0900 | Switch,Level-High-High | Switch |  | LSHH | http://www.toronto.ca/TWONTO#level_switch |  | Tank, Digester tank, Digester 9
98187 | 74481 | FIS-SPC-RPU-1522 | Remote Processing Unit, RMF Dechlorination/Raw Water Flow Totalization,Workshop, Chemical Storage Rm | FIS-TRW | Controller | Remote Processor Unit |  | RPU | http://www.toronto.ca/TWONTO#RPU_panel |  | Treated Water Production
79360 | 68457 | THR-THK-LSH-1001 | Switch, Level High, WAS Storage Tank | THR-THK-T-1001 | Switch,Level-High | Switch |  | LSH | http://www.toronto.ca/TWONTO#level_switch |  | Tank, WAS Storage, STB
10743 | 88461 | FCL-ACC-TT-0331 | Transmitter, Temperature, Admin Building, Second Floor, Board Room 202 | FCL-ACC-ADMIN |  |  |  | TT |  |  | Administration Building HVAC Equipment
62600 | 52646 | THC-MCS-LD-140707035 | CHAIN FALL (insp Liftsafe) | THC-MCS-LD | Lifting Device | Lifting Device |  | LD | http://www.toronto.ca/TWONTO#lifting_equipment_hoist |  | Mechanical Services, Lifting Device
4856 | 66185 | COL-PIR-GRF-0001 | Indicator, Ground Fault | COL-PIR-MISC |  |  |  | GRF |  |  | Miscellaneous Equipment
137097 | 26384 | THR-PLQ-WA4 | Plumbing, Work Area 4 | THR-GRK-PRTY-WA4 | [6 empty] | WA4 Property, Humber T. P. for DOS Work Oders
93495 | 11509 | FHO-MCS-MT-1102 | Personal Tool Kit (MW) | FHO-MCS-MEQ | Machine Tool | Tool |  | MT | tool_kit |  | Machine Shop & Equipment
107334 | 89805 | TAB-ACC-PDSH-1401 | Switch, Filter Differential Pressure | TAB-ACC-AHU-1460 | Switch,Pressure-High | Switch |  | PDSH | http://www.toronto.ca/TWONTO#pressure_switch |  | Air Handling Unit, Lunch Room
58260 | 54405 | THC-CW-SQ-0203 | Emergency Eyewash Station, Building J | THC-SUSPENDED | PPE,Eyewash Station | Safety Equipment | 32209 | SQ | http://www.toronto.ca/TWONTO#emergency_eyewash |  | Suspended entity
54494 | 95044 | TAB-STR-PSL-4009 | Switch,Pressure,Low, Oil, Blower BL4009 lubrication | TAB-STR-P-4009 | Switch,Pressure | Safety Equipment |  | PSL | http://www.toronto.ca/TWONTO#pressure_switch |  | Pump, Main Oil ,Blower BL4009
64795 | 40681 | FCL-SES-FEQ-0112-SUS | Fire Extinguisher #112, RMF Centrifuge Building, Centrifuge Room North West Wall | FCL-SUSPENDED |  |  | 46428 | FEQ |  |  | Suspended entity
39658 | 32106 | TAB-ACC-HE-6461 | Heat Exchanger, AHU-6460, Primary Tank Operating Gallery, Ground, West Side | TAB-ACC-AHU-6460 | Heat Exchanger | HVAC |  | HE | http://www.toronto.ca/TWONTO#heat_exchanger |  | Air Handling Unit, Existing Primary Tank Operating Gallery, Ground, West Side
29013 | 2623 | FIS-FEQ-ASH-4002 | Switch, Smoke Detector, Kitchen | FIS-FEQ-CP-4001-SUS |  | Safety Equipment |  | ASH | http://www.toronto.ca/TWONTO#flame_or_combustion_sensing_instrument |  | Panel, Control, Fire Alarm, Vestibule
47356 | 22051 | TAB-EL1-MCC-6226 | Motor Control Centre 600V - D Bldg | TAB-EL1-PDP-6004 | Control Panel,MCC | Motor Control Centre |  | MCC | http://www.toronto.ca/TWONTO#LV_electrical_panel |  | Switchgear, 600V, D Building Outdoor Sub.
78763 | 32744 | THR-SES-SCBA-0504 | SCBA 30 Minutes Pack | THR-SCBA-WA1 | Safety | Safety Equipment |  | SCBA | http://www.toronto.ca/TWONTO#self-contained_breathing_apparatus |  | Self Contained Breathing Apparatus
14868 | 37861 | FCL-SPC-COM-0400 | Communication, Server Closet, Admin Building Server Room | FCL-ADM BLDG |  |  |  | COM |  |  | Building Location
34486 | 42996 | MAIN-136 | Main 136 | WTR-MT3 | [6 empty] | Work Area 3 WEST Mains and Chambers
38588 | 72999 | TAB-ACC-3200 | Equalizing Tank Bldg. Space Heating, | TAB-ACC |  | HVAC |  | ACC | http://www.toronto.ca/TWONTO#collection_of_assets |  | Plant HVAC Equipment
118522 | 82882 | TAB-STR-F-4010T | Filter,Air | TAB-STR-BL-4010 | Filter | Filter |  | F | http://www.toronto.ca/TWONTO#replaceable_air_filter |  | Blower #4010
6721 | 21957 | COL-POM-TS-0001 | Switch, Auto Transfer | COL-POM-MISC | Switch | Switch |  | TS | http://www.toronto.ca/TWONTO#transfer_switch |  | Miscellaneous Equipment
4143 | 82724 | COL-PCU-T-0002 | Tank, Hot Water, Ground Floor, Cumber PS | COL-PCU-AUX-MECH | Tank,Domestic Hot Water | Tank |  | T | http://www.toronto.ca/TWONTO#tanked_hot_water_heater |  | Mechanical Equipment
106695 | 9870 | TAB-ACC-FSL-6301 | Switch, Flow Switch-Low, AHU-6301, Mechanical Room, Dig 9-12 Control Building. | TAB-ACC-AHU-6301 | Switch,Flow-Low | Switch |  | FSL | http://www.toronto.ca/TWONTO#flow_switch |  | Air Handling Unit, Gas Room Ventilation, Mechanical Room, Dig 9-12 Control Building.
51251 | 28810 | TAB-PRM-RPU-0412C | PLC12 | TAB-PRM-INQ | RPU | Remote Processor Unit |  | RPU | http://www.toronto.ca/TWONTO#RPU_panel |  | D Building - Instrumentation Equipment
48405 | 70070 | FCL-AM-CP-0201 | Control Panel, Electrical, Pump 0201, Aqua Ammonia System, Ammonia Room | FCL-AM-P-0201 |  |  |  | CP |  |  | Pump, Gear, Metering, Aqua Ammonia System
76258 | 710 | THR-NGS-PSL-0801 | Switch,Pressure-Low, Pilot Gas Train for Boiler 0800, North Grit Boilers, Plant Services, Natural Gas Overview | THR-ACC-BO-0800 | Switch,Pressure-Low | Switch |  | PSL | http://www.toronto.ca/TWONTO#pressure_switch |  | Boiler, Low Pressure, North Grit Boilers, Plant Services, Natural Gas Overview (CRN-B9917.5,TSSA UID-65022713, SNo.-5.867338,S-87073)
16294 | 21772 | FHA-FLT-F-1001 | Filter #10, Filter Building, West Filter Gallery North | FHA-FLT | Filter | Filter |  | F | http://www.toronto.ca/TWONTO#filtration_tank |  | Filtration
126513 | 61621 | THC-MCS-SM-0190 | Machine Tool,Radial arm Drill, Building A | THC-MCS-MEQ | Machine Tool,Milling Machine | Tool |  | SM | http://www.toronto.ca/TWONTO#radial_arm_drill |  | Machine Shop and Equipment
43226 | 78684 | TAB-CW-SQ-0401 | Eye Wash & Shower Station #3. Floatation main floor north of Tank #2 | TAB-THK-SQ | PPE,Eyewash Station | Safety Equipment |  | SQ | http://www.toronto.ca/TWONTO#emergency_eyewash_and_shower |  | WA5 Safety Equipment
34657 | 68652 | MAIN-314 | Main 314 | WTR-LWA | [6 empty] | Work Area 2 Central Mains and Chambers
138816 | 43285 | THR-SES-T-0501 | Tank, Air Cylinder, 4500 PSI, Chlorine Bldg. | THR-SES-SCBA | Safety | Safety Equipment |  | T | http://www.toronto.ca/TWONTO#compressed_gas_cylinder |  | Self Contained Breathing Apparatus
59393 | 67745 | THC-DIG-LSH-0405 | Switch,Level-High,Sump Pumps 5290A & 5290B,Lower Basement,Building U | THC-GRK-SUMP PUMP | Switch,Level | Switch |  | LSH | http://www.toronto.ca/TWONTO#level_switch |  | Sump Pumps,
77078 | 63134 | THR-PLT-T-1500 | Tank, Grit Vortex Prime, Headhouse | THR-PLT-T-HH | Tank | Tank |  | T | http://www.toronto.ca/TWONTO#vortex_classifier |  | Tanks, Grit Vortex Prime, Headhouse
140872 | 50286 | TNT-WA9-SQ-0132 | Davit | TNT-WA9-SQ-0010 | PPE | Safety Equipment |  | SQ | http://www.toronto.ca/TWONTO#fall_arrest_Davit_arm |  | Fall arrest systems
18783 | 493 | FHA-STORE | Computer Storage Location | FHA-EUS | [6 empty] | Production & End User Support
20018 | 76181 | COL-PMD-T-0002 | Tank, Domestic Hot Water | COL-PMD-MISC | Tank |  |  | T |  |  | Miscellaneous Equipment
90152 | 68343 | YTF-SS-SCAM-1000 | Security Cameras | YTF-SS |  | Security System |  | SCAM | http://www.toronto.ca/TWONTO#collection_of_assets |  | Security Systems
16462 | 50656 | COL-PKG-SS-0001 | Station Security System | COL-PKG-MISC |  | Security System |  | SS | http://www.toronto.ca/TWONTO#security_system |  | Miscellaneous Equipment
73133 | 72285 | THR-ACC-NR-654 | HVAC Unit & Fan, Kenis Cairo Office | THR-ACC-ADM | H.V.A.C.,Heater,Unit | HVAC |  | NR | http://www.toronto.ca/TWONTO#heater |  | Air Conditioning, HVAC, Admin Building
130412 | 29011 | THR-ACC-PSL-1401 | Switch, Pressure-Low, NG Valve Train, Boiler 1401, Plant Central Hot Water System, Hot Water Boilers | THR-ACC-BO-1401 | Switch,Pressure-Low | Switch |  | PSL | http://www.toronto.ca/TWONTO#pressure_switch |  | Boiler, Low Pressure, Hot Water, Plant Central Hot Water System, Hot Water Boilers (CRN-H9308.5,TSSA UID-65022704, SNo.-5.1103724)
5834 | 33881 | COL-PLB-LSL-0302 | Switch,Level, Low, Wet Well #3 | COL-PLB-WEL-0300 | Switch,Level-Low | Switch |  | LSL | http://www.toronto.ca/TWONTO#level_switch |  | Wet Well
118729 | 23170 | TAB-STR-LSL-7001 | Switch,Level,Low, Seal Water Wet Well | TAB-STR-T-7000 | Switch,Level | Safety Equipment |  | LSL | http://www.toronto.ca/TWONTO#level_switch |  | Wet Well, Gland Water Pumping Supply
98778 | 82350 | FPP-LAB-MX-0001 | Stir plate, Laboratory benchtop | FPP-LPL-PIP-0001 | Mixer | Test Equipment |  | MX | lab_equipment |  | Lead Pipe Loop system
18418 | 22689 | FHA-SES-LD-0096 | 10' Single Ladder Fiberglass ( Filters ) | FHA-SES | Safety | Safety Equipment |  | LD | http://www.toronto.ca/TWONTO#fixed_ladder |  | Safety & Environmental Services
25937 | 30421 | COL-PSS-ALR-0001 | Control Panel, Operator | COL-PSS-MISC | Control Panel |  |  | ALR |  |  | Miscellaneous Equipment
43878 | 24756 | FCL-ACC-HTR-0045 | Heater, Convection, Electric, 2kW, Gaseous Chemical Building, Lab S | FCL-ACC-CL |  |  |  | HTR |  |  | Gaseous Chemical Building HVAC Equipment
79187 | 33511 | THR-ELS-PDP-1300 | Control Panel, Power Distribution Panel, 600 V Switchgear, STB Electrical Room | THR-ELS-STB | Control Panel,Power Distribution Panel | Power Distribution Panel |  | PDP | http://www.toronto.ca/TWONTO#LV_electrical_panel |  | Electrical System, Sludge Thickening Building
95118 | 77255 | FHO-TRW-C-0103-KQ | Surge Air Compressor 3 | FHO-TRW- SURGE |  |  |  | C |  |  | Surge Protection System
55072 | 52386 | TAB-THK-T-0300 | Floatation Tank #3, Subnatant Recycling | TAB-THK-TANKS | Tank | Tank |  | T | floatation_tank |  | Floatation Tanks
122347 | 81069 | THC-CW-SQ-0001 | Emergency Eyewash & Shower, Dechlorination, W end by SBS filling lines | THC-DCL | PPE,Eyewash Station | Safety Equipment |  | SQ | http://www.toronto.ca/TWONTO#emergency_eyewash_and_shower |  | Dechlorination Process
11244 | 38987 | FCL-AM-SCRUBBER | Ammonia Scrubber System | FCL-SES | [6 empty] | Safety and Environmental Services
16582 | 51748 | FHA-ELS | Electrical | FHA WORK AREA 2 | [6 empty] | Services
41243 | 5848 | TAB-ACC-T-1223 | Tank, Expansion, Glycol Line | TAB-ACC-P-1222 | Tank,Non-Pressurized | Tank |  | T | expansion_tank |  | Pump, Glycol Circulating,Make Up Line
120438 | 37355 | THC-ACC-DM-0166 | VAV Box, Admin Building, Ground Floor, Control Room | THC-ACC-AHU-0061 |  | HVAC |  | DM | http://www.toronto.ca/TWONTO#air_damper |  | Air handling Unit, Ground Floor North Zone(Process Control), Admin Building Roof
40828 | 32952 | TAB-ACC-TE-1469B | Temperature Element, Space Temperature | TAB-ACC-VAV-1469 | Sensor,Temperature | HVAC |  | TE | http://www.toronto.ca/TWONTO#temperature_sensor_element |  | Heater, Hot Water Reheat Coil, Variable air
76475 | 83382 | THR-DIG-RPU-0004 | Remote Processor Unit, Digester, Tank 0800 (172.22.39.129) | THR-ELS-DIG | RPU | Remote Processor Unit |  | RPU | http://www.toronto.ca/TWONTO#RPU_panel |  | Electrical System, Digester Tanks
134340 | 84004 | THR-DR-HH-0513 | Overhead Door, Head House | THR-DR-WA3 | Door,Overhead | Door |  | HH | http://www.toronto.ca/TWONTO#roll_up_door
113501 | 97437 | TAB-ELS-SQ-FALL ARST | Fall Arrest -Safety Harness & Lanyard | TAB-ELS-ESQ |  | Safety Equipment |  |  | http://www.toronto.ca/TWONTO#fall_arrest_harness |  | Electrical Safety Equipment
78866 | 5257 | THR-SES-SQ-2114 | Lanyard with Shock Absorber PPE Matthew McNall | THR-SES-SQ-0902 | Safety | Safety Equipment |  | SQ | lifeline |  | Harness, Full Body PPE Matthew McNall
58121 | 86927 | THC-AI-T-6001 | Tank,Receiving,Compressed Air,Thickening Building | THC-SPC-WA2 | Vessel,Pressure | Tank |  | T | http://www.toronto.ca/TWONTO#pressure_vessel |  | System Process Control
82840 | 14607 | FHA-SES-SQ-0041 | Safety Harnesses Protecta full body harness Ser 001469 | FHA-SES |  | Safety Equipment |  | SQ | http://www.toronto.ca/TWONTO#fall_arrest_harness |  | Safety & Environmental Services
61785 | 26921 | FHA-GRK-VEH-0201 | Vehicle, Forklift, Plant | FHA-GRK-PRTY-0002 | Groundskeeping | Vehicle |  | VEH | http://www.toronto.ca/TWONTO#forklift
146488 | 83374 | WTR-PTH-FSL-0401 | Switch, Flow-Low, AHU 0401 | WTR-PTH-AHU-0401 | Switch,Flow-Low | Switch |  | FSL | http://www.toronto.ca/TWONTO#flow_switch |  | Air Handling Unit
11156 | 82631 | COL-PBY-P-0100 | Pump, Centrifugal | COL-PBY | Pump |  |  | P |  |  | Brick Yard Sewage Pumping Station
15941 | 34152 | FHA-ELS-PDP-0300B | Power Distribution Panel, 600V, 2000A, 3 PH. Pump Building Basement, Switchgear Room | FHA-ELS-PRIMARY | Switchgear | Motor Control Centre |  | PDP | http://www.toronto.ca/TWONTO#LV_electrical_panel |  | Primary Electrical System
128768 | 9860 | THC-SPC-COM-3004 | Termination Panel, Network, Headworks Electrical Room | THC-SPC-COM-3002 | SCADA | Network |  | COM | http://www.toronto.ca/TWONTO#network_panel |  | Access Closet, Network, Electrical Room, Headworks
75247 | 43331 | THR-FT-T-3030 | Tank, Non-Pressurized, Scum, Scum Pumping | THR-FT-T-SCUM | Tank,Non-Pressurized | Tank |  | T | http://www.toronto.ca/TWONTO#storage_tank |  | Final Tank, Scum Tanks
41167 | 55481 | TAB-ACC-SQ-9110 | First Aid Kit-Z Bldg. Boiler Control Room | TAB-WA6-SQ | Safety,First Aid Kit | Safety Equipment |  | SQ | http://www.toronto.ca/TWONTO#first_aid_kit |  | WA6 Safety Equipment
49749 | 243 | TAB-PLT-FSL-1182 | Switch ,Flow, Low,Odour Control | TAB-PLT-FN-1182 | Switch,Flow | Switch |  | FSL | http://www.toronto.ca/TWONTO#flow_switch |  | Fan, Exhaust,
8037 | 69723 | COL-PWC-LP-0001 | Control Panel, Lighting | COL-PWC | Control Panel |  |  | LP |  |  | Wirral Court Sewage Pumping Station
74895 | 75702 | THR-CG-F-1161 | Filter, Oil, Lube Oil System, Engine-Gen 1101 | THR-CG-ENG-1101 |  | Filter |  | F | http://www.toronto.ca/TWONTO#replaceable_oil_or_fuel_filter |  | Engine, Generator 1101, Engine Room, Engine-Generator & Heat Recovery System
130455 | 80537 | THR-ACC-T-0401S | Tank, Glycol Heating Package, T17 East, Gallery Ventilation, Zone 2A and 2B | THR-ACC-T | Tank | Tank | 46681 | T | http://www.toronto.ca/TWONTO#chemical_storage_tank |  | Air Conditioning, Glycol Heating Packages
57838 | 24775 | THC-AER-BL-7400-I-IV | Blower, Aeration System | THC-AER-PHASE I-IV |  |  |  | BL |  |  | AerationTreatment
30478 | 55128 | FIS-SES-LDR-4507 | Ladder, 16' Aluminum, Extension, Workshop Building, Upper Mezzanine, Electrical Area | FIS-SES | Safety | Tool |  | LDR | http://www.toronto.ca/TWONTO#ladder |  | Safety, Instrumentation & Environmental Services
34372 | 45203 | COL-YKP-DA-1717106 | Davit Mast -1717106 | COL-YKP-DA | Safety | Safety Equipment |  | DA | davit_base |  | Davit Arm Assembly
34994 | 16236 | COL-YKP-FAK-0030 | First Aid Kit, Truck #065124 (F250) | COL-YKP | Safety,First Aid Kit | Safety Equipment |  | FAK | http://www.toronto.ca/TWONTO#first_aid_kit |  | Kipling Yard
23636 | 56470 | FHO-FLT-F-0401 | Filter Bed # 4 | FHO-FLT-T-0401-KQ | Tank,Reservoir | Tank |  | F | http://www.toronto.ca/TWONTO#filtration_tank |  | Filter 4
30680 | 88384 | FIS-SES-SQ-1015 | Safety,Plant,Safety Gloves - Pair 15 | FIS-SES-SQ-GLOVE1 | Safety | Safety Equipment |  | SQ | http://www.toronto.ca/TWONTO#rubber_insulating_gloves |  | Asset Group, PPE, Electrical Personal Protection, Group 1
4081 | 31496 | COL-PCU-LSH-0202 | Switch, Level-High | COL-PCU-SUSPENDED | Switch,Level |  | 34969 | LSH |  |  | Cumber P.S.suspended entities
13881 | 98040 | FCL-POL-MX-4130 | Mixer, Electric, Thickening Polymer Skid No.3, RMF Centrifuge Building, Polymer Room | FCL-POL-P-4130 |  |  |  | MX |  |  | Pump, Duty, Polymer Skid No.3, Polymer Feed to Thickener #2, Centrifuge Building Polymer Room
86847 | 63773 | WTR-PLW-P | Pumping | WTR-PLW | [6 empty] | Lawrence Pumping Station
131124 | 91760 | THR-AER-T-1714 | Tank, Non-Pressurized, Auxiliary Oil, Blower 1711, Secondary Treatment, Aeration Blower System - North | THR-AER-BL-1711 | Tank,Non-Pressurized | Tank |  | T | http://www.toronto.ca/TWONTO#chemical_storage_tank |  | Blower, Centrifugal, Secondary Treatment, Aeration Blower System - HPBB
129733 | 63063 | THR-ACC-CU-4709 | Condensing Unit, Ductless Split System outdoor Unit, Electrical Bldg Elec Rm | THR-ACC-AC-4709 | H.V.A.C.,Air Conditioner | HVAC |  | CU | http://www.toronto.ca/TWONTO#AC_condenser_unit |  | Fan Coil Unit, Ductless Split System Indoor Unit, Electrical Bldg Elec Rm
113529 | 21819 | TAB-GRK-VEH-378251 | Vehicle, Utility, Multi-Attachment, Propane, BobCat 5600, WA-7 | TAB-GRK-VEH2 | Forklift,Propane | Vehicle |  | VEH | power_mobile_equipment
147201 | 98217 | WTR-RRH-SCAM-0003 | Security System, Camera, Rosehill Reservoir, Valve House, Exterior | WTR-RRH-CP-0001 | Camera | Security System |  | SCAM | http://www.toronto.ca/TWONTO#security_camera |  | Control Panel, Security Alarms, Rosehill Reservoir, Valve House
104738 | 76958 | NX2172 | Fan, Supply -Z Bldg, Air Supply Unit Room, Mezzanine | TAB-ACC-AHU | Fan | HVAC | 36118 |  | http://www.toronto.ca/TWONTO#blower_or_fan_with_drive |  | Air Handling Unit & Supply Fan
29675 | 63246 | FIS-PCL-FSL-0101-SUS | Switch, Flow-Low, PACL, To Mixer 0101, Raw Water Pumping Station | FIS-PCL | Sensor,Level | Switch | 38272 | FSL | http://www.toronto.ca/TWONTO#flow_switch |  | PACL System
105780 | 46666 | SWM-PWD-CP-0001 | Control Panel, Electrical | SWM-PWD | Control Panel |  |  | CP |  |  | Warden Storm
129503 | 13018 | THC-TPA-PA-6031 | Speaker, Headworks, Ground Floor, Electrical Room, S | THC-TPA-PA-6010A | Public Address System | Communications Equipment |  | PA | http://www.toronto.ca/TWONTO#public_annoucement_speaker |  | Paging Panel, Headworks, Electrical Room, Ground Floor
147148 | 73969 | WTR-RRG-T-0001 | Tank, Domestic Hot Water, Kitchen | WTR-RRG-AUX | Tank,Domestic Hot Water | Tank |  | T | http://www.toronto.ca/TWONTO#tanked_hot_water_heater |  | Auxiliary Equipment (Building Facilities)
66518 | 10580 | THC-STR-LSH-0144 | Level Switch High,Sump,T33 West & T18 South Building A | THC-STR-P-0144 | Switch,Level | Switch |  | LSH | http://www.toronto.ca/TWONTO#level_switch |  | Pump, Sump, Tunnel T15 Phase I Secondary
139389 | 30557 | THR-WA1-LD-011-9 | Sling, Nylon, Work Area 1 (NYLON BELT SLING SIZE; 2" X 2', CAPACITY 6400 LBS, SN 1392011-9) A | THR-LD-NYLN-WA1 | Lifting Device,Sling | Lifting Device |  | LD | synthetic_web_sling |  | Slings, Nylon, Work Area 1
6429 | 69825 | COL-PMY-SS-0001 | Security System, Shaft 8A | COL-PMY-MISC | Security System |  |  | SS |  |  | Miscellaneous Equipment
34572 | 48022 | MAIN-235 | Main 235 | WTR-LWA | [6 empty] | Work Area 2 Central Mains and Chambers
111108 | 7368 | TAB-DIG-SQ-9703 | Eye Wash & Shower Station, Gas Control Bldg. Bsmt | TAB-DIG-SQ |  | Safety Equipment |  | SQ | http://www.toronto.ca/TWONTO#emergency_eyewash_and_shower |  | Digester Gas Control Building.- Safety Equipment
146303 | 93692 | WTR-PSC-FAR-0005 | Winch, Fall Arrest, S/N 153933 50ft | WTR-EAST-SES | Lifting Device,Sling | Safety Equipment |  | FAR | winch |  | Safety & Lifting Devices
65248 | 52265 | THC-ELS-MCC-1602 | Motor Control Centre,Sludge Treatment Area,Biosolids Building | THC-ELS-PS-0001-M | Control Panel,MCC | Motor Control Centre |  | MCC | http://www.toronto.ca/TWONTO#LV_electrical_panel |  | Primary Power Equipment, Building M
126463 | 94732 | THC-MCS-LD-164876BW3 | WIRE ROPE CRANE - MONORAIL (insp Liftsafe) | THC-MCS-LD | Lifting Device | Lifting Device |  | LD | http://www.toronto.ca/TWONTO#crane |  | Mechanical Services, Lifting Device
79771 | 4427 | THR-WA1-LD-0028 | Sling, Wire Rope, Work Area 1 ( WIRE ROPE SLING SIZE; 3/8" X 6') | THR-LD-WIRE-WA1 | Lifting Device,Sling | Lifting Device |  | LD | wire-rope_sling |  | Slings, Wire Rope, Work Area 1
79004 | 94657 | THR-SQ-FAK-PP | First Aid Kit, Palace Pier | THR-SQ-FAK-WA4 | Safety | Safety Equipment | 35468 |  | http://www.toronto.ca/TWONTO#first_aid_kit |  | First Aid Kit, Work Area 4
96084 | 23862 | FIS-AMT-ST-0001 | Transmitter, Wind Speed, Filter Building Roof, Weather Monitoring Station AMT-WS-0001 | FIS-AMT-WS-0001 |  | Switch |  | ST | http://www.toronto.ca/TWONTO#instrument_transmitter |  | Weather Monitoring Station, Filter Building Roof
120721 | 94850 | THC-ACC-FN-0443 | Fan,Exhaust,AHU-0440,Drip Trap Room,Building UU | THC-ACC-AHU-0440 | Fan | HVAC |  | FN | http://www.toronto.ca/TWONTO#blower_or_fan_with_drive |  | Air Handling Unit,Drip Trap Room,Building UU
125201 | 13562 | THC-ELS-SQ-211163L | Spares, Electrical Safety gloves, High Voltage, Class 0, # 211163L | THC-SES-SQ |  | Safety Equipment | 35494 | SQ | http://www.toronto.ca/TWONTO#rubber_insulating_gloves |  | Safety Equipment
36032 | 52640 | MTMH186 | EGLINTON STM | TRK-DON | [6 empty] | DON DRAINAGE AREA
113032 | 16692 | TAB-EL2-MCC-6175 | Motor Control Center- Grounds Equipment Storage Facility | TAB-EL2-MCC | Control Panel,MCC | Motor Control Centre |  | MCC | http://www.toronto.ca/TWONTO#LV_electrical_panel |  | Motor Control Center- South Substation
50284 | 34423 | TAB-PLT-STR-9409E | Strainer, (Micro bubbler), Inlet, to FIT, Conduit 9 | TAB-PLT-G-D | Strainer | Filter |  | STR | http://www.toronto.ca/TWONTO#strainer |  | D Building - Conduits 6-11
55424 | 25304 | TAB-WA1-SQ-1083 | Sling | TAB-WA1-SQ-1000 | Lifting Device,Sling | Lifting Device |  | SQ | http://www.toronto.ca/TWONTO#fall_protection_sling |  | WA1 Lifting Devices and Slings
93193 | 59375 | FHO-GRK-DR-1017L | Door, (FD-1-17), Fire Rated, Admin Building, L1, Main Entrance Vestibul, South | FHO-GRK-FEQ-0001 | Fire Prevention,Door | Door |  | DR | http://www.toronto.ca/TWONTO#fire_rated_door
113806 | 50858 | TAB-NGS-PSH-0601 | Switch,Pressure, High,PSH100-6, Natural Gas Train, Boiler #6 Z Building | TAB-ACC-NGS-0060A | Switch,Pressure | Switch |  | PSH | http://www.toronto.ca/TWONTO#pressure_switch |  | Natural Gas Train, Boiler #6, Z Building
81448 | 92303 | TNT-MCS-SQ-1013 | Sling | TNT-MCS-LD | Lifting Device,Sling | Lifting Device |  | SQ | http://www.toronto.ca/TWONTO#fall_protection_sling |  | Lifting Devices , cranes/ Portable crane/hoists, come alongs, slings, wire rope, chains
89801 | 91521 | YCM-LAB-SQ-0002 | eye wash station | FAC-YCM | Safety,Eye wash | Safety Equipment |  | SQ | http://www.toronto.ca/TWONTO#emergency_eyewash |  | YARD - 545 COMMISSIONERS ROAD
75168 | 9837 | THR-FT-PSL-2401S | Switch, Pressure-Low, Suction, Pump 2401, RAS Pumping - South | THR-FT-P-2401 | Switch,Pressure-Low | Switch | 39554 | PSL | http://www.toronto.ca/TWONTO#pressure_switch |  | Pump, Centrifugal, Tank 1500, RAS Pumping,Tunnel 20 East of T-15,South
112279 | 26930 | TAB-DIS-SQ-1001SUS | Emergency Kit- C for the Chlorine tank car | TAB-DIS-SQ |  | Safety Equipment | 47661 | SQ | emergency_kit |  | Chlorine Building Safety Equipment
86269 | 97571 | WTR-PJS-MS-0001 | Motion Sensor | WTR-PJS-AUX | Transmitter,Flow | Security System |  | MS | http://www.toronto.ca/TWONTO#security_motion_sensor |  | Auxiliary Equipment (Building Facilities)
29642 | 69571 | FIS-MCS-LD-3000 | Davit arm, Portable, Pump-lifting, Transfer pump stations | FIS-MCS | Safety | Lifting Device |  | LD | http://www.toronto.ca/TWONTO#fall_arrest_Davit_arm |  | Mechanical Services
120775 | 58830 | THC-ACC-FN-5832 | Fan,Propeller,Circulating,Plant Stores | THC-ACC-BLDG B |  | HVAC |  | FN | http://www.toronto.ca/TWONTO#blower_or_fan_with_drive |  | Mechanical Shop (Chlorine) Building HVAC
10793 | 12023 | FCL-ADM-BLDG | Building Location | FCL-EUS | [6 empty] | Production & End User Support
52707 | 39085 | TAB-RSP | Raw Sewage Pumping | TAB-WORK-AREA-4 | [6 empty] | Work Area 4
23555 | 58465 | COL-PNT-TS-0154 | Switch, Transfer | COL-PNT-MISC | Switch | Switch |  | TS | http://www.toronto.ca/TWONTO#transfer_switch |  | Miscellaneous Equipment
7674 | 64433 | COL-PSU-FN-0002 | Fan, Exhaust | COL-PSU-MISC | Fan |  |  | FN |  |  | Miscellaneous Equipment
16978 | 1766 | FHA-FL | Fluoridation | FHA-DIS | [6 empty] | Disinfection
4799 | 42149 | COL-PHP-DM-0001 | Damper, Manual | COL-PHP | Damper/Louver |  |  | DM |  |  | High Park Sewage Pumping Station
26361 | 76064 | FHO-SES-SQ-6103 | Safety Retaining Ladder, Admin Building, S2, Stores Area, Serial Number 15004 | FHO-SES-SQ-0005 | PPE | Safety Equipment |  | SQ | http://www.toronto.ca/TWONTO#ladder |  | Fall Arrest Systems
122036 | 85120 | THC-AER-T-6060 | Tank, Coolant, Blower, Aeration | THC-AER-BL-6060 | Tank | Tank |  | T | http://www.toronto.ca/TWONTO#chemical_storage_tank |  | Blower,Centrifugal,High Speed Turbo, Aeration, SE Plant Blowers Part 1 and Train #8
137921 | 77470 | THR-PRM-RPU | Primary Treatment RPUs | THR-SPC |  | Remote Processor Unit |  |  | http://www.toronto.ca/TWONTO#collection_of_assets |  | Process Control Systems - Services Area
41239 | 30734 | TAB-ACC-T-0501 | Tank,Flash Tank, High Pressure | TAB-ACC-BO-0500 | Tank | Tank |  | T | http://www.toronto.ca/TWONTO#pressure_vessel |  | Boiler #20, Volcano
139914 | 89255 | TNT-AER-T-0100 | Tank,Aeration, # 1 | TNT-AER | Tank,Non-Pressurized | Tank |  | T | http://www.toronto.ca/TWONTO#aeration_tank |  | Aeration Treatment
30040 | 77193 | COL-PWR-LSH-0003 | Switch, Level-High, Dry Well Pump floor, West Rouge PS | COL-PWR | Switch,Level-High | Switch |  | LSH | http://www.toronto.ca/TWONTO#level_switch |  | West Rouge Pumping Station
66936 | 60422 | THC-INC-BU-2038 | Burner, Hearth 5, Incinerator 2000 | THC-INC-FU-2000 | Burner | Burner |  | BU | http://www.toronto.ca/TWONTO#burner_component_of_asset |  | Furnace, Incinerator 2000
132870 | 2543 | THR-DIG-PSL-5634 | Switch, Pressure-Low, Inlet Gas compressor 5640 | THR-DIG-C-5640 | Switch,Pressure-Low | Switch |  | PSL | http://www.toronto.ca/TWONTO#pressure_switch |  | Compressor, Gas, Mixing System, Digester Tank#7
111059 | 17581 | TAB-DIG-PSL-4145 | Switch,Pressure,Low, Digester Gas, Compressor-C4145 | TAB-DIG-C-4145 | Switch,Pressure | Switch |  | PSL | http://www.toronto.ca/TWONTO#pressure_switch |  | Compressor # 5, Gas(DX2605)
14928 | 37577 | FHA-AM-DM-6815 | Damper, Fan, Exhaust, Ammonia Room | FHA-AM-FN-6815 |  | HVAC |  | DM | http://www.toronto.ca/TWONTO#air_damper |  | VFD, Fan, Exhaust, Ammonia Room
41882 | 12193 | DU6504A | Receiver, Air, Dig. 19-22 Bsmt | DU6501 | Vessel,Pressure | Tank |  |  | http://www.toronto.ca/TWONTO#pressure_vessel |  | Digester 19-22 Air Equipment
68447 | 38000 | THR-ACC-PSL-1602 | Switch, Pressure-Low,DG Valve Train, Boiler 1601, Plant Central Hot Water System, Hot Water Boilers | THR-ACC-BO-1601 | Switch,Pressure-Low | Switch |  | PSL | http://www.toronto.ca/TWONTO#pressure_switch |  | Boiler, Low Pressure, Hot Water, Plant Central Hot Water System, Hot Water Boilers (CRN-H9308.5,TSSA UID-65022706, SNo.-5.1103726)
9055 | 77298 | COL-YKP-VEH-0020S | Vehicle, Truck #080072 (F550 XL) | COL-YKP | Vehicle,Licensed | Vehicle | 44895 | VEH | http://www.toronto.ca/TWONTO#pickup_truck
87985 | 29536 | WTR-PSA-CW | City Water System | WTR-PSA | [6 empty] | St. Albans Pumping Station
138775 | 68959 | THR-SES-SQ-5P | Portable Eyewash Station, Headhouse by Bay Door | THR-SQ-PEWS-WA1 | Safety,Eye wash | Safety Equipment |  | SQ | eye_wash_bottle |  | Portable. (Gravity Operated) Eyewash Station, Dig9&10 Bsmnt
131184 | 61676 | THR-AER-RPU-0057 | Remote Processor Unit, High Pressure Blower Bldg., MCC Room (172.22.37.176) | THR-ELS-AER | RPU | Remote Processor Unit |  | RPU | http://www.toronto.ca/TWONTO#RPU_panel |  | Electrical System, Aeration and Galleries
81553 | 57371 | TNT-PRM-T-0600 | DryWell, Primary Sludge | TNT-PRM | Tank,Reservoir | Tank |  | T | http://www.toronto.ca/TWONTO#clarifier |  | Primary Treatment
46716 | 32856 | TAB-DIS-TUNN | Disinfection - Tunnel | TAB-DIS | [6 empty] | Disinfection
101541 | 13087 | MAIN-112 | Main 112 | WTR-MT1 | [6 empty] | Work Area 1 EAST Mains and Chambers
26244 | 70052 | FHO-GRK-DR-1093L | Door, (FD-1-93), Fire Rated, Chemical Building, L1, To Roof North West | FHO-GRK-FEQ-0001 | Fire Prevention,Door | Door |  | DR | http://www.toronto.ca/TWONTO#fire_rated_door
140601 | 98454 | TNT-MCS-LD-0017 | Trolley | TNT-MCS-LD | Lifting Device | Lifting Device |  | LD | lifting_device_support |  | Lifting Devices , cranes/ Portable crane/hoists, come alongs, slings, wire rope, chains
9007 | 30098 | COL-CCC-LSL-0002 | Switch, Level Low | COL-CCC-MISC | Switch,Level | Switch |  | LSL | http://www.toronto.ca/TWONTO#level_switch |  | Miscellaneous Equipment
47428 | 3309 | TAB-EL1-PSH-1501B | Switch,Sudden Pressure,EL1-TR-1501,North Substation | TAB-EL1-TR-1501 | Switch,Pressure-High | Switch |  | PSH | http://www.toronto.ca/TWONTO#pressure_switch |  | Transformer,EL1-TR-1501,13.8-4.16KV,3 PH
114897 | 57542 | TAB-PLT-T-0601 | Tank, Grit Channel #6 | TAB-PLT-T | Tank | Tank |  | T | http://www.toronto.ca/TWONTO#channel_segment |  | P Building - Grit Tanks 1-12 & Hoppers 1 - 6
145870 | 24370 | WTR-PRH-LSL-1200 | Switch, Level Low, Fuel Day Tank | WTR-PRH-AUX | Switch,Level-Low | Switch |  | LSL | http://www.toronto.ca/TWONTO#level_switch |  | Auxiliary Equipment (Building Facilities)
109125 | 80856 | TAB-CW-SQ-0081 | Emerg. Eyewash & Shower, Plant Services | TAB-PLT-SQ | Switch,Flow-High | Safety Equipment | 46020 | SQ | http://www.toronto.ca/TWONTO#emergency_eyewash_and_shower |  | P Building - Safety Equipment
34519 | 26208 | MAIN-183 | Main 183 | WTR-LWA | [6 empty] | Work Area 2 Central Mains and Chambers
108986 | 27971 | TAB-CHL-MCC-2001 | Motor Control Centre, Chlorination Building | TAB-WA4-ELS |  | Motor Control Centre |  | MCC | http://www.toronto.ca/TWONTO#LV_electrical_panel |  | WA4 Electric Equipments
124782 | 6395 | THC-ELS-LP-4024B | Lighting Panel, Electrical Room, Headworks | THC-ELS-TR-4024B | Control Panel,Lighting | Power Distribution Panel |  | LP | http://www.toronto.ca/TWONTO#LV_electrical_panel |  | Transformer, Lighting Panel, Electrical Room, Headworks
55284 | 91657 | TAB-TPA-PA-2210 | Speaker, Paging/Intercom System, Tunnel 'J' | TAB-PRS-INQ | Control Panel,Instrumentation | Communications Equipment |  | PA | http://www.toronto.ca/TWONTO#public_annoucement_speaker |  | Instrumentation Equipment
61184 | 51113 | THC-ELS-SQ-830292 | Spares, Electrical Safety gloves, High Voltage, Class 0, # 830292 | THC-SES-SQ | PPE,Insulated Glove | Safety Equipment |  | SQ | http://www.toronto.ca/TWONTO#rubber_insulating_gloves |  | Safety Equipment
119591 | 98417 | TAB-WA1-LD-1256 | Hydraulic Pallet Truck | TAB-WA1-SQ-1000 | Lifting Device | Lifting Device |  | LD | lift_truck |  | WA1 Lifting Devices and Slings
147709 | 64851 | YTF-CW-F-0002 | Filter, YTF-CW-HU-7501, YTF-CW-HU-7601, YTF-CW-HU-7701, City Water | YTF-CW | Filter | Filter |  | F | media_based_filter |  | City Water
58572 | 85036 | THC-ACC-DM-3071 | Damper,Motorized,Boiler Combustion Air,Boiler BO-3071,Boiler Building | THC-ACC-BO-3071 |  | HVAC | 33805 | DM | http://www.toronto.ca/TWONTO#air_damper |  | Boiler, Hot Water, Boiler Building
7399 | 52258 | COL-PSM-M-0201 | Motor | COL-PSM-MISC |  |  |  | M |  |  | Miscellaneous Equipment
93347 | 67714 | FHO-GRK-DR-5003S | Door, (FD-S5-03), Fire Rated, Admin Building, S5, WW Air Blowers, East | FHO-GRK-FEQ-0001 | Fire Prevention,Door | Door |  | DR | http://www.toronto.ca/TWONTO#fire_rated_door
127064 | 99458 | THC-PLT-RPU-3010 | RPU Panel, Headworks | THC-SPC-COM-3004 | RPU | Remote Processor Unit |  | RPU | http://www.toronto.ca/TWONTO#RPU_panel |  | Termination Panel, Network, Headworks Electrical Room
118039 | 31387 | TAB-SES-SQ-0633 | Emergency Eyewash Station,South of Final Effluent Tanks | TAB-PWA-SQ | PPE,Eyewash Station | Safety Equipment |  | SQ | http://www.toronto.ca/TWONTO#emergency_eyewash |  | Plant Water - Safetry Equipment
125199 | 95156 | THC-ELS-PS-0001-K | Primary Power Equipment, Building K | THC-GRK-ELS-K |  | Control Panel,MCC |  | PS | http://www.toronto.ca/TWONTO#collection_of_assets |  | Building K
40081 | 20341 | DOS-SES-SCBA-0343 | SCBA 30 minutes escape pack | FAC-YCM-SES | Safety | Safety Equipment |  | SCBA | http://www.toronto.ca/TWONTO#self-contained_breathing_apparatus |  | SAFETY & ENVIRONMENTAL SERVICES
117783 | 71542 | TAB-SES-ECA-0001 | Environmental Compliance Approval | TAB-ADMIN |  | System Process Control |  | ECA | activity |  | Tab Admin
26222 | 78680 | COL-YKP-VEH-0002S | Vehicle, Truck #080046 (Ford F550) | COL-YKP | Vehicle,Licensed | Vehicle | 41243 | VEH | http://www.toronto.ca/TWONTO#pickup_truck
55766 | 4894 | TAB-WA5-SQ-0021 | Harness, Large Fall Arrest, Safety Equipment, Dig. 13 - 16, WA5 Office | TAB-SQ-LD | PPE,Harness | Safety Equipment |  | SQ | http://www.toronto.ca/TWONTO#fall_arrest_harness |  | WA8 Safety Equipment Lifting Devices
69846 | 59334 | THR-BG-TSH-0111 | Switch, Temperature, High, Fuel Gas, Heat Exchanger 0101 Inlet, Gas Compressor Bldg | THR-BG-C-0101 |  | Switch |  | TSH | http://www.toronto.ca/TWONTO#temperature_switch |  | Compressor, Centrifugal, Fuel Gas, Compressor Building, Gas Compressor (And Dryer) for COGEN
66643 | 60700 | THC-STR-P-T-0100-02 | Pump, Tank 0100-0200, Secondary Clarification, RAS/WAS | THC-STR-RAS/WAS OLD |  |  |  | T |  |  | RAS/WAS, Old Plant
18141 | 16307 | FHA-SED-ZSH-0403E | Switch, Limit, Access Hatch Zone 3, Settling Basin T-0401 | FHA-SED-ZSH-0403 |  | Security System |  | ZSH | http://www.toronto.ca/TWONTO#position_switch |  | Switch, Limit, Access Hatch Zone 4
61091 | 81428 | THC-ELS-PDP-0802 | Distribution Panel, Building L | THC-ELS-PS-0001-L | Control Panel,Electrical |  |  | PDP |  |  | Primary Power Equipment, Building L
62576 | 25121 | FCL-FLT-FSL-0005 | Switch, Flow, Low, Thermal, Sample to Turbidity Analyser AIT-0006, Admin Building Lab | FCL-FLT-SAMP | Switch | Switch |  | FSL | http://www.toronto.ca/TWONTO#flow_switch |  | Filter Composite Sampling
122921 | 42300 | THC-DEW-T-2310 | Tank, Hopper, Polymer Dry,Polymer Make Up System | THC-DEW-T-2300 | Tank | Tank |  | T | http://www.toronto.ca/TWONTO#chemical_storage_tank |  | Tank,Polymer Make-up,Polymer Make Up System
119912 | 7339 | TAB-WA4-LD-3616 | Hoist, Come-Along 1/2 Ton S/N 0003616 | TAB-WA4-SQ-0010 | Lifting Device | Lifting Device |  | LD | http://www.toronto.ca/TWONTO#lifting_equipment_hoist |  | WA4 Fall arrest systems
77788 | 58704 | THR-PRM-T-0900 | Tank, Primary Clarification - Primary Tank - North | THR-THK-GRK1 | Tank | Tank |  | T | http://www.toronto.ca/TWONTO#clarifier |  | Thickening, Ground & Structural
136972 | 51842 | THR-OCS-PSH-2956 | Switch, Pressure-High, Pump 2956, Plant Services, Odour Control System | THR-OCS-P-2956 | Switch,Pressure-High | Switch |  | PSH | http://www.toronto.ca/TWONTO#pressure_switch |  | Pump,Centrifugal,Hypochlorite to Scrubber 0554 & Scrubber 0555,Plant Services, Odour Control System
68178 | 58923 | THC-OCS-FN-3020 | Fan,Foul Air,3030,Storage Tanks Area,Solid Treatment | THC-OCS-FN-3020/3030 | Fan,Centrifugal | HVAC |  | FN | http://www.toronto.ca/TWONTO#blower_or_fan_with_drive |  | Fan, Odour Control System FN-3020/3030
60309 | 68598 | THC-ACC-V-6028 | Valve, Ball, Manual, Hot Water, HE-6001, Lower Level 2 Blower Room, Headworks | THC-ACC-HE-6001 | Valve,Ball | HVAC |  | V | http://www.toronto.ca/TWONTO#valve |  | Heat Exchanger, Heating Glycol System, Lower Level 2 Blower Room, Headworks
120533 | 48248 | THC-ACC-DM-6281 | Damper, Inlet, Supply Fan FN-6280, 2nd Floor Mech Room #2, Headworks | THC-ACC-AHU-6200 | Damper/Louver | HVAC |  | DM | http://www.toronto.ca/TWONTO#air_damper |  | Air Handling Unit, Blower Room, 2nd Floor Mech Room #2, Headworks
145481 | 41063 | WTR-PMI-MCC-0401 | Motor Control Center, Water Transmission | WTR-PMI-ELS |  | Motor Control Center |  | MCC | http://www.toronto.ca/TWONTO#LV_electrical_panel |  | Electrical System
136727 | 23172 | THR-MCS-LD-6100S | Come Along, Work Area 2 | THR-LD-WA2 | Lifting Device,Chain | Lifting Device | 47392 | LD | winch |  | Lifting Devices, Chain Hoist, Come Along & Slings
40922 | 54459 | TAB-ACC-NGS-0020B | Natural Gas Train, Pilot,Boiler #2, Z Building | TAB-ACC-BO 2 |  |  |  | NGS |  |  | Boiler # 2, Hot Water Heating, Volcano B-2
72831 | 60557 | THR-DIS-LSH-2001 | Switch, Level, High, Capacitive, Hypochlorite Tank T-2000, Disinfection Building Main Floor | THR-DIS-T-2000 | Switch,Level-High | Switch |  | LSH | http://www.toronto.ca/TWONTO#level_switch |  | Tank, Sodium Hypochlorite Storage, Disinfection Building
82874 | 52203 | FHA-SES-SQ-0077 | Davit arm Base North FP6660/00 davit base 2447 | FHA-SES |  | Safety Equipment |  | SQ | http://www.toronto.ca/TWONTO#fall_arrest_Davit_arm |  | Safety & Environmental Services
79136 | 31045 | THR-ELS-MCC-1502 | Control Panel, MCC 1502, Digester Gas Compressor MCC-1501 & 1502 (MCC-GC1 & GC2) | THR-ELS-GCB | Control Panel,MCC | Motor Control Centre |  | MCC | http://www.toronto.ca/TWONTO#LV_electrical_panel |  | Electrical System, Digester Gas Compressor Building
40907 | 25992 | TAB-ACC-MEQ-6508 | Mechanical Equipment, Electronic Trap Priming, Pump Room, Screen Bldg., P Bldg. | TAB-PLT-PLQ-P | Building Service,Floor Drain | Plumbing |  | MEQ | http://www.toronto.ca/TWONTO#trap_priming_device |  | Plumbing, General, P Bldg Prelim Treatment
66424 | 46469 | THC-SPC-WA2 | System Process Control | THCLIQMNT | [6 empty] | THC Liquids Maintenance
113054 | 25230 | TAB-EL2-MCC-6372 | Motor Control Centre 600V - Grounds Equipment Storage Facility | TAB-EL2-MCC-6326 |  | Motor Control Centre |  | MCC | http://www.toronto.ca/TWONTO#LV_electrical_panel |  | Motor Control Center- Biosolids Silo Bldg
67764 | 40121 | THR-ACC-FSH-0003 | Switch,Flow-High, Eye Wash flow,Eye wash satation,Disinfection Building | THR-ACC-EWS-0003S | Valve,Ball | Switch |  | FSH | http://www.toronto.ca/TWONTO#flow_switch |  | Eye Wash Station,Disinfection Bldg
60444 | 35405 | THC-AER-F-6080 | Filter, AER-BL-6080, SE Plant Blowers Part 2 and Train #1 & 2 | THC-AER-BL-6080 | Filter | Filter |  | F | http://www.toronto.ca/TWONTO#replaceable_air_filter |  | Blower,Centrifugal,High Speed Turbo, SE Plant Blower Part 2, Train #1&2
55710 | 8957 | TAB-WA4-SQ-1234 | Sling, Nylon,Sling tech EE2-902-T3, 6 Ft. (S/N 59374-01) | TAB-WA4-SQ-0010 |  | Lifting Device |  | SQ | synthetic_web_sling |  | WA4 Fall arrest systems
38889 | 77826 | SWM-PMG-FA-0001S | Fire Alarm System, Building | COL-W-OBSOLETE | Building Service,Fire Alarm |  | 42937 | FA |  |  | Col West Obsolete Entities
138640 | 7765 | THR-SES-LD-6601 | Tripod, Rescue, Confine Space Room, Stores | THR-SES-SQ | Lifting Device | Lifting Device |  | LD | http://www.toronto.ca/TWONTO#fall_arrest_Davit_arm |  | Safety Equipment
50244 | 18140 | TAB-PLT-SP-7000 | Sampler, Raw Sewage, D Bldg, N. Outside Hut, Conduit 7 | TAB-SUSPENDED ENTITY | Sampler | Sampler | 34187 | SP | http://www.toronto.ca/TWONTO#auto_sampler |  | Suspended entities
106693 | 16708 | TAB-ACC-FSL-6112 | Switch, Flow, Low, Exhausht | TAB-ACC-FN-6112 | Switch,Flow-Low | Switch |  | FSL | http://www.toronto.ca/TWONTO#flow_switch |  | Fan, Exhaust, Digester 5-8 Pump Room Heat Relief
18456 | 68575 | FHA-SES-LDR-0413 | FHA-SES-LD-0004 - 4' Ladder Fiberglass Orange (RMF Thickener #1) | FHA-SES-LD-1 | Safety | Safety Equipment |  | LDR | http://www.toronto.ca/TWONTO#ladder |  | Ladders
76872 | 18679 | THR-PLT-FSL-2601 | Switch, Flow, Low, Seal Water, Grit Pump P-2600, North Grit Building | THR-PLT-P-2600 | Switch,Flow-Low | Switch |  | FSL | http://www.toronto.ca/TWONTO#flow_switch |  | Pump, Centrifugal (Dry), Grit Tank T-0200, North Grit Building
14515 | 95299 | FCL-SES-FSH-0101 | Switch, Flow, High, Eyewash Station/Shower Alarm, Dry Chemical Building, Alum Containment Area | FCL-SES-5 | Switch,Flow-High | Safety Equipment |  | FSH | http://www.toronto.ca/TWONTO#flow_switch |  | Eye Wash Stations Chemical Building
143925 | 20073 | WTR-PHL-FAR-0003 | Winch, Fall Arrest, S/N NO0172 50ft | WTR-CENTRAL-SES | Lifting Device,Sling | Safety Equipment |  | FAR | winch |  | Safety & Lifting Devices
31390 | 75130 | COL-RBB-CP-0006 | Control Panel, Operator | COL-RBB | Control Panel |  |  | CP |  |  | Western Beaches Tunnel (Battery Park)-Storm
73958 | 95822 | THR-ELS-SW-0010 | Switch, Push Button, Fire Modulator Alarm Sytem, Main Control Room | THR-ELS-ADM | Circuit Breaker | Switch |  | SW | http://www.toronto.ca/TWONTO#disconnect_switch |  | Electrical System, Administration Building
74141 | 69050 | THR-EPS-PSL-0116 | Switch, Pressurel-Low, Grease Pump, Centrifugal 0116, Plant Service, Effluent Pump, Centrifugaling | THR-EPS-P-0110 | Switch,Pressure-Low | Switch |  | PSL | http://www.toronto.ca/TWONTO#pressure_switch |  | Pump, Centrifugal, Screw
25275 | 21885 | FHO-SPC-RPU-1726 | RPU, Filters F-0701 & 0801 PLC, Filter 1-8 Building, S2, Filter Pipe Gallery, East Wall | FHO-FLT | Controller,PLC | Remote Processor Unit |  | RPU | http://www.toronto.ca/TWONTO#RPU_panel |  | Filtration
10176 | 10393 | COL-MTI-LSH-2301B | Switch,Level-High,Upstream, Simcoe Control Chamber No.23B, MTI | COL-MTI | Switch,Level-High | Switch |  | LSH | http://www.toronto.ca/TWONTO#level_switch |  | Mid-Toronto Interceptor
85766 | 20278 | WTR-PHL-T-0004-SUS | SCBA 3000 psi Bottle, ARAP | WTR-CENTRAL-SES | Tank | Safety Equipment | 47437 | T | http://www.toronto.ca/TWONTO#compressed_gas_cylinder |  | Safety & Lifting Devices
21944 | 32174 | FHO-ELS-WR-0803 | Welding Receptacle, Flocculation Building, S2, South | FHO-ELS-LTG |  | Power Distribution Panel |  | WR | http://www.toronto.ca/TWONTO#welding_receptacle |  | Facility Electrical System
119702 | 46044 | TAB-WA1-SQ-1160 | Sling | TAB-WA1-SQ-1000 | Lifting Device,Sling | Lifting Device |  | SQ | http://www.toronto.ca/TWONTO#fall_protection_sling |  | WA1 Lifting Devices and Slings
121759 | 97307 | THC-ACC-V-6331 | Valve, Ball, Manual, AHU-6300, 2nd Floor Mech Room #1, Headworks | THC-ACC-AHU-6300 | Valve,Ball | HVAC |  | V | http://www.toronto.ca/TWONTO#valve |  | Air Handling Unit, Screen Room/Conveyor Areas, 2nd Floor Mech Room #1, Headworks
11515 | 29684 | FCL-CLA-CHL-0201 | Chlorinator, Chlorine Gas, Chlorination System | FCL-CLA | Chemical Feeder,Gas | Chemical Feeder |  | CHL | http://www.toronto.ca/TWONTO#chlorinator_system |  | Pre-Chlorination
26163 | 57861 | FHO-GRK-DR-1067L | Door, (FD-1-67), Fire Rated, East Filter Building, L1, Mechanical Room 1, West | FHO-GRK-FEQ-0001 | Fire Prevention,Door | Door |  | DR | http://www.toronto.ca/TWONTO#fire_rated_door
132992 | 9090 | THR-DIG-T-5860 | Tank, Reservoir, Auxiliary Oil, Gas Compressor 5860, Digester Mixing System | THR-DIG-C-5840 | Tank,Reservoir | Tank |  | T | http://www.toronto.ca/TWONTO#chemical_storage_tank |  | Compressor, Gas, Mixing System, Digester Tank#10
48669 | 98914 | FCL-AM-V-0118 | Valve, Ball, Ammonia Tank 0101 to Vent, Aqua Ammonia System, Ammonia Room | FCL-AM-T-0101 |  |  |  | V |  |  | Tank, Storage, Pressurised, Aqua Ammonia Storage Room, Dry Chemical Building
93228 | 64658 | FHO-GRK-DR-1086L | Door, (FD-1-86), Fire Rated, Chemical Building, L1, Gaseous Feed Room, North | FHO-GRK-FEQ-0001 | Fire Prevention,Door | Door |  | DR | http://www.toronto.ca/TWONTO#fire_rated_door
120256 | 11061 | THC-ACC-AHU-0264 | Air Handling Unit, Building A | THC-ACC-BLDG A | Air Handling Unit,Blow Thru | HVAC |  | AHU | http://www.toronto.ca/TWONTO#air_handler_unit |  | Old Plant Blower Building HVAC
143887 | 50898 | WTR-PHL-ACC | Air Conditioning, Heating and Ventilation | WTR-PHL | [6 empty] | High Level Pumping Station
24324 | 96586 | FHO-MCS-LD-0219-SU | Yale Puller (Come Along) | FHO-OBSOLETE | Lifting Device,Hoist,Manual | Rigging Equipment |  | LD | winch |  | Removed From Service
124997 | 95387 | THC-ELS-LTX-TUNNEL | Exit Lights, Tunnel | THC-GRK-ELS-TUNNEL | Building Service,Lighting - Room | Safety Equipment | 43472 |  | http://www.toronto.ca/TWONTO#collection_of_assets |  | Tunnels
119673 | 36771 | TAB-WA1-SQ-1102 | Sling | TAB-WA1-SQ-1000 | Lifting Device,Sling | Lifting Device |  | SQ | http://www.toronto.ca/TWONTO#fall_protection_sling |  | WA1 Lifting Devices and Slings
34814 | 6774 | COL-YKP-FAK-0019(S) | First Aid Kit, Truck #062084 (RAM 2500) | COL-YKP-VEH-0019(S) | Safety,First Aid Kit | Safety Equipment | 39045 | FAK | http://www.toronto.ca/TWONTO#first_aid_kit |  | Vehicle, Truck #062084 (RAM 2500)
79918 | 9115 | THR-WA2-LD-195-1 | Sling, Wire Rope, Work Area 2 (Sr 263195-1) SIZE; 3/8" X 6', | THR-SES-LD | Lifting Device,Sling | Lifting Device |  | LD | wire-rope_sling |  | Lifting Device, Safety Equipment
132641 | 47877 | THR-DIG-PD-0800 | Tank, Primary Digester-8, Solids Treatment | THR-DIG-T-7-8 | Tank | Tank |  | PD | http://www.toronto.ca/TWONTO#digester_tank |  | Digester, Entities Common to Tanks 7-8
147467 | 64879 | WU2001A | Condenser, 404A | TAB-SLD-P | Vessel | Condensing Unit |  |  | ? |  | Pelletizer Bldg. - Thermal Oil Heating System, Pumps, Strainer & Expanasion Tanks
7471 | 19445 | COL-PSP-SW-0003 | Switch, Distribution | COL-PSP | Switch |  |  | SW |  |  | Southport Sewage Pumping Station
135 | 58506 | 53304 | Bio-Filter PM's | TAB-SLO-BIO | Filter | [5 empty] | Odour Control Facility-WA4
38778 | 38233 | SWM-PET-SW-0003 | Switch, Transformer | SWM-PET-MISC | Switch |  |  | SW |  |  | Miscellaneous Equipment
18243 | 15798 | FHA-SPC-RPU-1824 | Remote Processing Unit, Sedimentation Basin Rehabilitation, Sedimentation Basin Basement | FHA-ELS |  | Remote Processor Unit |  | RPU | http://www.toronto.ca/TWONTO#RPU_panel |  | Electrical
121033 | 46623 | THC-ACC-OIT-2901 | Operator Interface Terminal,HVAC RPU,AHU,Sludge Storage Building | THC-ACC-RPU-2901 | Control Panel,Operator | Communications Equipment |  | OIT | http://www.toronto.ca/TWONTO#operator_interface_terminal |  | RPU,Sludge Storage and Transfer
55782 | 7054 | TAB-WA5-SQ-EAEE | Lanyard 6 Ft | TAB-WA5-SQ |  | Safety Equipment |  |  | lifeline |  | WA5 Safety Equipment
24346 | 68856 | FHO-MCS-MT-0101 | Lathe, Engine | FHO-MCS-MEQ | Machine Tool,Lathe | Tool |  | MT | http://www.toronto.ca/TWONTO#lathe |  | Machine Shop & Equipment
31875 | 69560 | COL-RBB-PDP-0002 | Control Panel, Power Dist. | COL-RBB | Control Panel |  |  | PDP |  |  | Western Beaches Tunnel (Battery Park)-Storm
60335 | 59461 | THC-ACC-V-6115 | Valve, Ball, AHU-6100, 2nd Floor Mech Room #2, Headworks | THC-ACC-AHU-6100 | Valve,Ball | HVAC |  | V | http://www.toronto.ca/TWONTO#valve |  | Air Handling Unit, Truck Loading Bay, Mech Room #2, Headworks
75930 | 42890 | THR-GRK-PRTY-0401 | Groundskeeping, Snow Removal | THR-GRK-PRTY4 |  | Grounds |  | PRTY | activity |  | Groundskeeping for Waste Water Worker
72322 | 58716 | THR-ACC-AC-8030 | Air Conditioning Unit, Digester Gas Compressor BLDG- Maintenance Shop | THR-ACC-DIG | H.V.A.C.,Air Conditioner | HVAC |  | AC | http://www.toronto.ca/TWONTO#air_condition |  | Air Conditioning, HVAC, Digesters
23643 | 54188 | COL-POM-LSH-0104 | Switch, Level-High | COL-POM | Switch,Level | Switch |  | LSH | http://www.toronto.ca/TWONTO#level_switch |  | Old Mill Sewage Pumping Station
125240 | 81399 | THC-ELS-SQ-725056 | Electrical Safety gloves, High Voltage, Class 1, # 725056 | THC-SES-SQ |  | Safety Equipment | 35226 | SQ | http://www.toronto.ca/TWONTO#rubber_insulating_gloves |  | Safety Equipment
37042 | 50257 | MTMH326 | ROCKCLIFFE STS | TRK-DON | [6 empty] | DON DRAINAGE AREA
6719 | 41026 | COL-POM-T-0001 | Tank, Fuel | COL-POM | Tank | Tank |  | T | http://www.toronto.ca/TWONTO#fuel_oil_tank |  | Old Mill Sewage Pumping Station
86064 | 8328 | FHA-WWW-T-4101-KQ | Tank Location, Decant 10 | FHA-WWW-DECANT |  |  | 33337 | T |  |  | Decant Tanks
63753 | 66329 | THC-PLT-PSL-5305 | Switch, Pressure-Low, Mechanical Seal from Pumps 5300, Headhouse | THC-PLT-P-5300 | Switch,Pressure-Low | Switch |  | PSL | http://www.toronto.ca/TWONTO#pressure_switch |  | Grit Pump 5300
92661 | 60382 | FIS-ACC-FN-4004 | Fan, Celing mounted, Marine Yard Building, Mechanical/Electrical Room | FIS-MARINE-M/ERM |  | HVAC |  | FN | http://www.toronto.ca/TWONTO#blower_or_fan_with_drive |  | Mechanical/ Electrical Room, Marine Yard Building
33553 | 55875 | COL-YKP-DA-0013(S) | Davit Arm-1671138 | COL-W-OBSOLETE |  | Safety Equipment | 39118 | DA | http://www.toronto.ca/TWONTO#fall_arrest_Davit_arm |  | Col West Obsolete Entities
13314 | 5816 | FCL-FLT-SAMP | Filter Composite Sampling | FCL-SAMP | [6 empty] | Sampling Systems
80046 | 90702 | THR-WA4-LD-0002 | Sling, Nylon, Work Area 4 ( 1" X 3') | THR-LD-NYLN-WA4 | Lifting Device,Sling | Lifting Device |  | LD | synthetic_web_sling |  | Slings, Nylon, Work Area 4
67638 | 95392 | THR-ACC-EWS-0004S | Eye Wash Station,Disinfection Bldg | THR-EWSS-WA4 | Safety,Emergency Kit | Safety Equipment | 40261 | EWS | http://www.toronto.ca/TWONTO#emergency_eyewash |  | Eyewash and Shower Station, Work Area 4
120506 | 32562 | THC-ACC-DM-3061 | Damper,Motorized,Boiler Combustion Air,Boiler BO-3061,Boiler Building | THC-ACC-BO-3061 |  | HVAC | 33804 | DM | http://www.toronto.ca/TWONTO#air_damper |  | Boiler, Hot Water, Boiler Building
140567 | 2972 | TNT-FT-T-0200 | Final Tank # 2 | TNT-FT | Tank,Reservoir | Tank |  | T | http://www.toronto.ca/TWONTO#clarifier |  | Final Tanks 1-5
145867 | 51786 | WTR-PRH-LSHH-1200 | Switch, Level, High High, Fuel Day Tank | WTR-PRH-AUX | Switch,Level-High-High | Switch |  | LSHH | http://www.toronto.ca/TWONTO#level_switch |  | Auxiliary Equipment (Building Facilities)
81444 | 85290 | TNT-MCS-SQ-1006 | Sling | TNT-MCS-LD | Lifting Device,Sling | Lifting Device |  | SQ | http://www.toronto.ca/TWONTO#fall_protection_sling |  | Lifting Devices , cranes/ Portable crane/hoists, come alongs, slings, wire rope, chains
4796 | 88649 | COL-PHP-CB-0002 | Circuit Breaker, Transformer 0001 | COL-PHP | Circuit Breaker |  |  | CB |  |  | High Park Sewage Pumping Station
113552 | 30307 | TAB-GRK-VEH-PE1042 | Forklift, Electric, Walk Behind, Crown 30WBTL, WA-3 | TAB-GRK-VEH2 | Forklift,Electric | Vehicle |  |  | http://www.toronto.ca/TWONTO#forklift
87921 | 93886 | WTR-PRV-PS-0601 | Switch,Pressure-High,Oil,Pump 0601 | WTR-PRV-P-0601 | Switch,Pressure-High | Switch |  | PS | http://www.toronto.ca/TWONTO#pressure_switch |  | Pump,Centrifugal,Oil Lubrication,Pump 0600 Bearings
102418 | 54477 | MTMH125 | NORTH TORONTO STS | TRK-DON | [6 empty] | DON DRAINAGE AREA
43697 | 37560 | TAB-DEW-RPU-1102 | RPU for Centrifuges 1 - 4 Sludge & Polymer Pumps & Valves | TAB-DEW CENTRIFUGES | RPU | Remote Processor Unit |  | RPU | http://www.toronto.ca/TWONTO#RPU_panel |  | Centrifuge Systems
10450 | 49575 | FCL-ACC-HTR-0421 | Heater, (BH-3) Baseboard, Electric, 1.5kW, High Lift Building, Corridor to Gaseous Chemicals | FCL-ACC-P-HL |  |  |  | HTR |  |  | High Lift Pumping Station HVAC Equipment
54100 | 7436 | TAB-STR-CLR-0810 | Secondary Clarifier, Final Tank 08 | TAB-STR2 |  | Tank |  | CLR | http://www.toronto.ca/TWONTO#clarifier |  | Secondary Treatment - Clarifiers
77592 | 89336 | THR-PRM-CRN-0511 | Chainfall, Morris-3T, Overhead, Monorail, Manual, PS # 2 | THR-LD-WA2 | Crane,Overhead,Travelling | Lifting Device |  | CRN | http://www.toronto.ca/TWONTO#lifting_equipment_hoist |  | Lifting Devices, Chain Hoist, Come Along & Slings
81812 | 81446 | THR-OCS-DM-0061 | Damper, Butterfly, Suction, Fan 0060, Carbon System | THR-OCS-FN-0060 | Damper/Louver | HVAC |  | DM | http://www.toronto.ca/TWONTO#air_damper |  | Fan, Centrifugal, Odourous Air, Carbon System
34380 | 83768 | COL-YKP-DA-1724682 | Davit Base Leg-1724682 | COL-YKP-DA-0023S | Safety | Safety Equipment |  | DA | davit_base |  | Davit Arm Assembly with Upper Arm-1734510
14436 | 61536 | FCL-SES-2 | SCBA's | FCL-SES |  |  |  | SES |  |  | Safety and Environmental Services
26026 | 20043 | FIS-ACC-AC-3001 | Air Conditioner, Settling Basins 9 & 11, Access Building, PLC Room, N/E Corner | FIS-ACC-ADMIN BUILDING | H.V.A.C.,Air Conditioner | HVAC |  | AC | http://www.toronto.ca/TWONTO#air_condition |  | HVAC Admin Buliding
72366 | 98378 | THR-ACC-AHU-0100A | Air Handling Unit, Headhouse Grit Area Air Supply, Headhouse Roof | THR-ACC-HH | Air Handling Unit | HVAC |  | AHU | http://www.toronto.ca/TWONTO#air_handler_unit |  | Heating, Ventilation and Air Conditioning, Head House
13105 | 92514 | COL-PEV-LSH-0002 | Switch, Level High | COL-PEV-MISC | Switch,Level |  |  | LSH |  |  | Miscellaneous Equipment
18682 | 54362 | FHA-SES-SQ-0074 | North FPD29819/6 6’ shock absorber lanyard Ser 2704 | FHA-SES-SQ-6 |  | Safety Equipment |  | SQ | lifeline |  | Safety Fall Protection Equipment
71681 | 74288 | THR-DIG-PSL-2531 | Switch, Pressure-Low, Inlet Pump 2531, Digester Tank 0500 | THR-DIG-P-2531 | Switch,Pressure-Low | Switch |  | PSL | http://www.toronto.ca/TWONTO#pressure_switch |  | Pump, Centrifugal, Sludge Recirculation, Tank 0500
135585 | 94293 | THR-FT-FSL-4625 | Gallery T20N, Seal Water Line for Pump P-4625 | THR-FT-P-4624 | Switch,Pressure-Low | Switch |  | FSL | http://www.toronto.ca/TWONTO#flow_switch |  | Pump, Centrifugal, Drain, Gallery T20N
50811 | 60146 | TAB-PRM-FSL-3301 | Switch ,Flow, Low,Seal water to Pump-3301 | TAB-PRM-P-3301 | Switch,Flow | Switch |  | FSL | http://www.toronto.ca/TWONTO#flow_switch |  | Pump, Raw Sludge
62439 | 44713 | THC-ITS-PA-3210 | IDF Panel, Public Address System, Old Blower BLDG MCC Room | THC-ITS-MDF-1000 | Network,Telecommunication | Communications Equipment |  | PA | http://www.toronto.ca/TWONTO#public_annoucement_speaker |  | Public Address System, Master Distribution , Control System, Admin Bldg,
30184 | 87425 | COL-PWR-T-0003 | Tank, Domestic Hot Water, Mid Floor VFD Room, West Rouge PS | COL-PWR-AUX-MECH | Tank,Domestic Hot Water | Tank |  | T | http://www.toronto.ca/TWONTO#tanked_hot_water_heater |  | Mechanical Equipment
140427 | 59422 | TNT-DIS-T-0200 | Tank, Chlorine Contact | TNT-DIS | Tank,Reservoir | Tank |  | T | http://www.toronto.ca/TWONTO#chemical_contact_tank |  | Disinfection
93288 | 90578 | FHO-GRK-DR-2051L | Door, (FD-2-51), Fire Rated, Ozone Building, L2, Equipment Storage Room 2 | FHO-GRK-FEQ-0001 | Fire Prevention,Door | Door |  | DR | http://www.toronto.ca/TWONTO#fire_rated_door
127006 | 8254 | THC-PLT-AIR | Degritting Air | THC-PLT | [6 empty] | Preliminary Treatment (Grit and Screenings)
110680 | 82710 | TAB-DIG-FSL-4140 | Switch ,Flow, Low,Chill water Supply to Compressor C-4140 | TAB-DIG-C-4140 | Switch,Flow | Switch |  | FSL | http://www.toronto.ca/TWONTO#flow_switch |  | Compressor # 4, Gas(DX2604)
135870 | 66993 | THR-FT-PSL-2520 | Switch, Pressure-Low, Pump P-2520 Discharge, FT 16/17 RAS Pumps- South | THR-FT-P-2520 | Switch,Pressure-Low | Switch |  | PSL | http://www.toronto.ca/TWONTO#pressure_switch |  | Pump, Centrifugal, Tank 1600 & 1700, RAS Pumping,Tunnel 23, South
7651 | 58392 | COL-PST-WEL-0500 | Wet Well | COL-PST-MISC |  |  |  | WEL |  |  | Miscellaneous Equipment
106231 | 43372 | TAB-ACC-DM-6458 | Damper, Motorized, Exhaust Air, FN- 6455, Ground, East Operating Gallery | TAB-ACC-FN-6455 | Damper/Louver | HVAC |  | DM | http://www.toronto.ca/TWONTO#air_damper |  | Fan, Centrifugal, Exhaust Air, Primary Tank Operating Gallery, Ground, East Side
7191 | 65452 | COL-PSD-WEL-0100 | Wet Well | COL-PSD-MISC | Well |  |  | WEL |  |  | Miscellaneous Equipment
86049 | 67179 | FHA-WWW-T-0005 | Tank, Diversion Chamber, RMF Building, Recycle Area | FHA-WWW | Tank | Tank |  | T | http://www.toronto.ca/TWONTO#storage_tank |  | Residue Management / Waste Water System
27441 | 89225 | COL-PSW-PSL-0121 | Switch, Pressure-Low | COL-PSW-MISC | Switch,Pressure-Low | Switch |  | PSL | http://www.toronto.ca/TWONTO#pressure_switch |  | Miscellaneous Equipment
112679 | 13786 | TAB-EL1-LSL-1501 | Switch,Level,Low,Oil,EL1-TR-1501,North Substation | TAB-EL1-TR-1501 | Switch,Level-Low | Switch |  | LSL | http://www.toronto.ca/TWONTO#level_switch |  | Transformer,EL1-TR-1501,13.8-4.16KV,3 PH
12786 | 26098 | FCL-ELS-TR-002FD | Transformer, Lighting, (LT8F) 600/120/208V, 45kVA, 3PH,Heating Panel DP-002FD, Filter Gallery Central | FCL-ELS-6 |  |  |  | TR |  |  | Interior Lighting
11834 | 65937 | FCL-ELS-MCC-003F | Control Panel,MCC,High Lift Bldg - Electrical Room,600V | FCL_ELS_600V_ELECABS | Control Panel,MCC | Motor Control Centre |  | MCC | http://www.toronto.ca/TWONTO#LV_electrical_panel |  | Electrical Cabinets,600V
4528 | 43212 | COL-PGA-HTR-0002 | Heater, Hot Water | COL-PGA | Heater |  |  | HTR |  |  | Greyabbey Sewage Pumping Station
119836 | 17182 | TAB-WA2-SQ-3637 | Lanyard 6Ft.- Jagjit | TAB-WA2-SQ-0001 | PPE,Harness | Safety Equipment |  | SQ | lifeline |  | Fall Arrest System , Tripod and SRL
45397 | 4863 | TAB-DIG-PSH-0134 | Switch,Pressure, High | TAB-DIG-P-0134 | Switch,Pressure-High | Switch |  | PSH | http://www.toronto.ca/TWONTO#pressure_switch |  | Pump, Sludge Recirculation #1
5434 | 36183 | COL-PNT-FN-0100 | Fan, Exhaust | COL-PNT-CP-0100 | Fan | HVAC |  | FN | http://www.toronto.ca/TWONTO#blower_or_fan_with_drive |  | Ventilation control panel
46606 | 97831 | TAB-DIS-CHL-1115 | Chlorinator #5 | TAB-SUSPENDED ENTITY |  | Chemical Feeder |  | CHL | http://www.toronto.ca/TWONTO#chlorinator_system |  | Suspended entities
130405 | 95242 | THR-ACC-PSH-1601 | Switch,Pressure-High, NG Valve Train, Boiler 1601, Plant Central Hot Water System, Hot Water Boilers | THR-ACC-BO-1601 | Switch,Pressure-High | Switch |  | PSH | http://www.toronto.ca/TWONTO#pressure_switch |  | Boiler, Low Pressure, Hot Water, Plant Central Hot Water System, Hot Water Boilers (CRN-H9308.5,TSSA UID-65022706, SNo.-5.1103726)
59390 | 64030 | THC-DIG-LSH-0193 | Switch,Level-High,Sump,Tunnel Sump Pump 0193,Anerobic Filter Building | THC-DIG-P-0193 | Switch,Level | Switch |  | LSH | http://www.toronto.ca/TWONTO#level_switch |  | Pump,Centrifugal,Tunnel Sump,Anerobic Filter Building
130453 | 11311 | THR-ACC-T-0301 | Tank, Glycol Skid, Digester 7-8, Gallery Ventilation 1A North | THR-ACC-DIG | Tank | Tank |  | T | http://www.toronto.ca/TWONTO#chemical_storage_tank |  | Air Conditioning, HVAC, Digesters
139917 | 83059 | TNT-AER-T-0600 | Tank,Aeration # 6 | TNT-AER | Tank,Non-Pressurized | Tank |  | T | http://www.toronto.ca/TWONTO#aeration_tank |  | Aeration Treatment
6412 | 52479 | COL-PMY-LS-0201 | Switch, Level | COL-PMY | Switch,Level |  |  | LS |  |  | Maryport Sewage Pumping Station
130991 | 42093 | THR-AER-F-1210 | Filter, Bag, Air Suction, Aeration Blower 1211 | THR-AER-FN | Filter | Filter |  | F | http://www.toronto.ca/TWONTO#replaceable_air_filter |  | Fan, Room, Supply Air, Blower, Engine Room Basement
4563 | 65250 | COL-PGB-LSH-0103 | Switch, Level-High | COL-PGB-MISC | Switch,Level |  |  | LSH |  |  | Miscellaneous Equipment
121327 | 48379 | THC-ACC-TSH-6441 | Switch, Temperature, High, Inlet, Exhaust Fan FN-6440, East Roof, Headworks | THC-ACC-AHU-6400 | Switch,Temperature-High | HVAC |  | TSH | http://www.toronto.ca/TWONTO#temperature_switch |  | Air Handling Unit, Screen Room/Conveyor Areas, 2nd Floor Mech Room #1, Headworks
81433 | 26900 | TNT-MCS-LD-0045 | Over Head Crane | TNT-MCS-LD | Lifting Device | Lifting Device |  | LD | http://www.toronto.ca/TWONTO#crane |  | Lifting Devices , cranes/ Portable crane/hoists, come alongs, slings, wire rope, chains
16579 | 8455 | FHA-DIS | Disinfection | FHA WORK AREA 1 | [6 empty] | Process
18699 | 61804 | FHA-SES-SQ-0406 | FHA-SES-EYE-0010 - Eyewash Station, Plumbed | FHA-SES-SQ-0008 | PPE,Eyewash Station | Safety Equipment |  | SQ | http://www.toronto.ca/TWONTO#emergency_eyewash |  | Eyewash Stations & Showers
135580 | 75114 | THR-FT-FSL-4401 | Switch, Flow-Low, Seal Water, Pump P-4401, RAS Pumping - South | THR-FT-P-4401 | Switch,Pressure-Low | Switch |  | FSL | http://www.toronto.ca/TWONTO#flow_switch |  | Pump, Centrifugal, RAS, RAS Pumping Station - South
55455 | 55322 | TAB-WA1-SQ-1147 | Sling | TAB-WA1-SQ-1000 | Lifting Device,Sling | Lifting Device |  | SQ | http://www.toronto.ca/TWONTO#fall_protection_sling |  | WA1 Lifting Devices and Slings
86752 | 50245 | WTR-PLW-FAR-0004 | Winch, Fall Arrest, | WTR-WEST-SES | PPE | Safety Equipment | 34304 | FAR | winch |  | Safety & Lifting Devices
85752 | 86922 | WTR-PHL-PPE-0010-SUS | SCBA Facemask - Jim Burford | WTR-CENTRAL-SES | PPE,SCBA | Safety Equipment | 47431 | PPE | http://www.toronto.ca/TWONTO#self-contained_breathing_apparatus |  | Safety & Lifting Devices
107282 | 8060 | TAB-ACC-P-6511 | Pump, Fire pump, Mechanical Room No. 1, Screen Bldg., P Bldg. | TAB-PLT-SQ | Pump | HVAC |  | P | http://www.toronto.ca/TWONTO#pump_set_-_with_drive |  | P Building - Safety Equipment
34364 | 25704 | COL-YKP-DA-1710024 | Davit Mast (45")-1710024 | COL-YKP-DA | Safety | Safety Equipment |  | DA | davit_base |  | Davit Arm Assembly
30050 | 30241 | COL-PWR-LSH-0205 | Switch,Level, High, Flood Alarm, Wet Well #2 | COL-PWR-AUX-INST | Switch,Level-High | Switch |  | LSH | http://www.toronto.ca/TWONTO#level_switch |  | Instrumentation Equipment
116726 | 34776 | TAB-PWA-T | Plant Water - Water Tower | TAB-PWA | [6 empty] | Plant Water
28240 | 83413 | FIS-CLA | Pre-Chorination System | FIS-DIS | [6 empty] | Disinfection
106587 | 82278 | TAB-ACC-FN-AUX | Exhaust Fans , Aux. Bldg | TAB-ACC-FN | [6 empty] | Exhaust Fans
50946 | 97372 | TAB-PRM-PSL-2502? | Switch Pressure,Low, Pump-2502 Suction | TAB-PRM-P-2502? | Switch,Pressure | Switch | 34235 | PSL | http://www.toronto.ca/TWONTO#pressure_switch |  | Pump, Scum
26315 | 37901 | FHO-GRK-DR-2088S | Door, (FD-S2-88), Fire Rated, Chemical Building, S2, North Breezeway, North West To Vestibule | FHO-GRK-FEQ-0001 | Fire Prevention,Door | Door |  | DR | http://www.toronto.ca/TWONTO#fire_rated_door
143600 | 71225 | WTR-PEL-LSL-0400 | Switch, Level-Low, Pump 0400 | WTR-PEL-P-0400 | Switch,Level-Low | Switch |  | LSL | http://www.toronto.ca/TWONTO#level_switch |  | Pump, Centrifugal, Water
18556 | 87324 | FHA-SES-SCBA-0026 | Cylinder for Air Pack Ser # OJ 262862 | FHA-SES-SCBA-CYLINDER | PPE,SCBA | Safety Equipment |  | SCBA | http://www.toronto.ca/TWONTO#compressed_gas_cylinder |  | Breathing Air Tanks (SCBA cylinders)
55307 | 92389 | TAB-WA1-LD-1233 | Chain Pulley Block | TAB-WA1-SQ-1000 | Lifting Device | Lifting Device |  | LD | http://www.toronto.ca/TWONTO#lifting_equipment_hoist |  | WA1 Lifting Devices and Slings
125202 | 32634 | THC-ELS-PS-0001-M | Primary Power Equipment, Building M | THC-GRK-ELS-M |  | Control Panel,MCC |  | PS | http://www.toronto.ca/TWONTO#collection_of_assets |  | Building M
49981 | 3631 | TAB-PLT-LSHH-5130 | Switch, Level High High, Sump Pumps P-5130/5131, Primary Tank, T-0900 Gallery | TAB-PLT-P-5130 | Switch,Level-High-High | Switch |  | LSHH | http://www.toronto.ca/TWONTO#level_switch |  | Pump, Sump
72321 | 46314 | THR-ACC-AC-5101 | Fan Coil Unit, Ductless Split System Indoor Unit, Plant Water Effluent PS | THR-ACC-FPW | H.V.A.C.,Air Conditioner | HVAC |  | AC | http://www.toronto.ca/TWONTO#air_condition |  | Air Conditioning, HVAC, Filtered Plant Water Building
122027 | 98524 | THC-AER-T-3100 | Tank, Aeration | THC-AER-T | Tank,Non-Pressurized | Tank |  | T | http://www.toronto.ca/TWONTO#aeration_tank |  | Tank, Aeration
96925 | 65078 | FIS-FEQ-DR-0007 | Door, Fire, Filter Complex | FIS-GRK-STRC-0001 |  | Door |  | DR | http://www.toronto.ca/TWONTO#door
78876 | 88023 | FHO-ELS-WR-1003 | Welding Receptacle, Raw Water Building, S7, Storage Area | FHO-ELS-LTG |  | Power Distribution Panel |  | WR | http://www.toronto.ca/TWONTO#welding_receptacle |  | Facility Electrical System
8997 | 97612 | COL-YKP-DA-158076 | Davit-158076 | COL-YKP-DA | Safety | Safety Equipment |  | DA | http://www.toronto.ca/TWONTO#fall_arrest_Davit_arm |  | Davit Arm Assembly
41067 | 24041 | TAB-ACC-PDS-4455B | Switch,Pressure ,Supply fan, AHU4455 | TAB-ACC-AHU-4455 | Switch,Pressure | Switch |  | PDS | http://www.toronto.ca/TWONTO#pressure_switch |  | AHU, Aux. Bldg Basement
147406 | 82650 | WTR-STORE | Computer Storage Location | WTR-EUS | [6 empty] | Production & End User Support
79115 | 72671 | THR-ELS-MCC-0101S | Control Panel, MCC 0101, RAS MCC-0101 & 0102 (MCC S1) | THR-ELS-CB-0111S | Control Panel,MCC | Motor Control Centre | 39187 | MCC | http://www.toronto.ca/TWONTO#LV_electrical_panel |  | Circuit Breaker, Feeder, MCC 101, Return Activated Sludge 600V Switchgear, Indoor
106281 | 82892 | TAB-ACC-DM-6582 | Damper, Motorized, Return Air, AHU-6580, Roof, Workshop Bldg. | TAB-ACC-AHU-6580 | Damper/Louver | HVAC |  | DM | http://www.toronto.ca/TWONTO#air_damper |  | Air Handling Unit, Workshop Roof, P Bldg.
49984 | 55740 | TAB-PLT-LSL-5590 | Switch, Level, Low, Pump Chamber, Vacuum Truck Unloading Bay | TAB-PLT-P-5590 | Switch,Level-Low | Switch |  | LSL | http://www.toronto.ca/TWONTO#level_switch |  | Pump, Centrifugal, Submersible, Pump Chamber, Vacuum Truck Unloading Bay
125165 | 71003 | THC-ELS-PS-0003-K | Emergency Power Equipment, Diesel & UPS, Building K | THC-ELS-PS-0003 |  |  |  | PS |  |  | Power supply, UPS
118021 | 29 | TAB-SLO-BCF-0404 | Filter, Bio-Filter Cell 4, BFC404 | TAB-SLO-BIO | Filter | Filter | 46231 | BCF | http://www.toronto.ca/TWONTO#filtration_tank |  | Odour Control Facility-WA4
25285 | 60567 | FHO-RW-P-2701-KQ | RW Pump Unit 27 | FHO-OBSOLETE |  |  |  | P |  |  | Removed From Service
75803 | 34392 | THR-GRIT-BLDG | Building Location | THR-EUS | [6 empty] | Production & End User Support
223 | 76391 | 378118SUS | John Deere, Gator 4X2, WA-1 | TAB-SUSPENDED ENTITY | Vehicle,Unlicensed | Vehicle | 35274 |  | http://www.toronto.ca/TWONTO#golf_cart
80286 | 61148 | FHA-SED-ZSH-0305 | Switch, Limit, Access Hatch Zone 3 | FHA-SED |  | Security System |  | ZSH | http://www.toronto.ca/TWONTO#position_switch |  | Sedimentation
38980 | 61557 | TAB-ACC-CU-6510 | Condensing unit, Outdoor, lower Roof, Screen Bldg., P Bldg. | TAB-ACC-CI | H.V.A.C.,Air Conditioner | HVAC |  | CU | http://www.toronto.ca/TWONTO#AC_condenser_unit |  | Chiller and Air Coolers
59304 | 90529 | THC-ACC-P-0012 | Pump, Centrifugal, Hydronic Heating, Hot Water, Admin. Building Basement Mechanical Room B104 | THC-ACC-BLDG K |  | HVAC |  | P | http://www.toronto.ca/TWONTO#pump_set_-_with_drive |  | Administration Building, HVAC
125193 | 93209 | THC-ELS-SQ-211159L | Electrical Safety gloves, High Voltage, Class 1, # 211159L | THC-SES-SQ |  | Safety Equipment | 38527 | SQ | http://www.toronto.ca/TWONTO#rubber_insulating_gloves |  | Safety Equipment
57971 | 73307 | THC-AER-TSH-7469 | Switch,Temperature-High,Blower 7400 Room,Blower Air System Phase I &IV | THC-AER-BL-7400-I-IV | Switch,Temperature | Switch |  | TSH | http://www.toronto.ca/TWONTO#temperature_switch |  | Blower, Aeration System
78777 | 3736 | THR-SES-SPL-0100 | Spill Kit, Glycol, For Glycol Skid T-0101 | THR-SES-SPL | Safety | Safety Equipment |  | SPL | http://www.toronto.ca/TWONTO#spill_kit |  | Spill Containment Kits, Humber Treatment Plant
20982 | 96317 | FHO-CLA-CHL-0101 | Chlorinator, Pre Chlorination Train 1, Chemical Building, L1, Machine Room | FHO-CLA-CHL-0101-KQ | Chemical Feeder,Gas | Chemical Feeder |  | CHL | http://www.toronto.ca/TWONTO#chlorinator_system |  | Pre Chlorination Train 1
93210 | 49571 | FHO-GRK-DR-1045L | Door, (FD-1-45), Fire Rated, West Filter Building, L1, Exit to Field | FHO-GRK-FEQ-0001 | Fire Prevention,Door | Door |  | DR | http://www.toronto.ca/TWONTO#fire_rated_door
91324 | 33125 | WTR-RDF-DR-0011 | Door, Hatch, Middle-Southwest | WTR-RDF-AUX | Door | Door |  | DR | http://www.toronto.ca/TWONTO#door
76228 | 15585 | THR-MCS-MT-0549 | Drill Press | THR-MT-WA3 |  | Tool |  | MT | http://www.toronto.ca/TWONTO#drill_press |  | Machine Tools
89015 | 86334 | WTR-REL-LSH-0101 | Switch, Level-High, Tank 0100 | WTR-REL-T-0100 | Switch,Level-High | Switch |  | LSH | http://www.toronto.ca/TWONTO#level_switch |  | Tank, South-East Basin (Cell 1)
62494 | 60236 | FHA-FLT-F-3101 | Filter #31, Filter Building, East Filter Gallery South | FHA-FLT | Filter | Filter |  | F | http://www.toronto.ca/TWONTO#filtration_tank |  | Filtration
96127 | 60669 | FIS-BW-LSL-0101 | Switch, Level, Low, Backwash Pump P-0101 Priming, Filter Building, Pump Room | FIS-BW-P-0101 |  | Switch |  | LSL | http://www.toronto.ca/TWONTO#level_switch |  | Circuit Breaker,4.16 kV,Filter Building,Mezzanine,West,Solid State Starter,FIS-BW-P-0101
109135 | 1440 | TAB-CW-SQ-0406 | Emerg. Eyewash and Shower Stations, Admin Bldg, Electricial Shop S/E corner | TAB-SES-WA8 | PPE,Eyewash Station | Safety Equipment |  | SQ | http://www.toronto.ca/TWONTO#emergency_eyewash_and_shower |  | WA 8 Safety Equipment,
88459 | 92458 | WTR-PJS-DR-0002 | Door, Overhead | WTR-PJS-AUX | Door,Overhead | Door |  | DR | http://www.toronto.ca/TWONTO#roll_up_door
94772 | 76457 | FHO-SES-SCBA-0020 | Cylinder, SCBA, Air Pack, 2216 PSI, Ser #OJ-385815 | FHO-SES-SQ-0003 | PPE,SCBA | Safety Equipment |  | SCBA | http://www.toronto.ca/TWONTO#compressed_gas_cylinder |  | Breathing Air Tanks
40897 | 75377 | PE1041SUS | Forklift, Electric, Primemover PMX-1 | TAB-MCS-CRN | Forklift,Electric | Vehicle | 47471 |  | http://www.toronto.ca/TWONTO#forklift
82728 | 93557 | THR-PLT-RPU-0204 | RPU, South Grit, Headhouse Electrical Room (172.22.37.210) | THR-ELS-HH | RPU | Remote Processor Unit |  | RPU | http://www.toronto.ca/TWONTO#RPU_panel |  | Electrical System, Head House and Engine Room
77080 | 19302 | THR-PLT-T-1700 | Tank, Grit Vortex Prime, Headhouse | THR-PLT-T-HH | Tank | Tank |  | T | http://www.toronto.ca/TWONTO#vortex_classifier |  | Tanks, Grit Vortex Prime, Headhouse
48299 | 32838 | TAB-ELS-SQ-6179 | Electrical - Rubber Insulating Gloves Class 2 | TAB-ELS-SQ-GLOVE | PPE,Insulated Glove | Safety Equipment |  | SQ | http://www.toronto.ca/TWONTO#rubber_insulating_gloves |  | High Voltage Gloves
113614 | 25484 | TAB-HRS-LSHH-5115 | Switch, Level High-High, Heat Recovery Bldg, Basement, East Sump | TAB-HRS-P-5115 |  | Switch |  | LSHH | http://www.toronto.ca/TWONTO#level_switch |  | Pump, Sump, Heat Recovery Bldg, Basement, East Sump
25437 | 90359 | COL-PSM-DM-0001 | Damper/Louver, Fan 0001 | COL-PSM | Damper/Louver |  |  | DM |  |  | Simcoe St Sewage Pumping Station
10860 | 31901 | FCL-ALM-LSH-0001 | Switch, Level-High, Concrete Spill Containment, Liquid Alum System | FCL-ALM-T-0001 | Switch,Level-High | Switch |  | LSH | http://www.toronto.ca/TWONTO#level_switch |  | Tank, Alum Spill Containment, Liquid Alum System
72534 | 86340 | THR-ACC-CU-3601 | Air Conditioning, Condensing Unit, East Maintenance Building | THR-ACC-EMB | H.V.A.C.,Air Conditioner | HVAC |  | CU | http://www.toronto.ca/TWONTO#AC_condenser_unit |  | Air Conditioning, AHU, HVAC, East Maintenance Building
65751 | 93249 | THC-ROUTINE WA2 | THC-Routine OIC Inspection Work Area 2 | THCLIQMNT | [6 empty] | THC Liquids Maintenance
112774 | 16136 | TAB-EL1-PA-300 | Panel, Paging, Electrical Room No. 4, P Bldg. | TAB-EL1-MCC-6634 | Control Panel,Security | Communications Equipment |  | PA | http://www.toronto.ca/TWONTO#public_annoucement_speaker |  | Motor Control Centre 600V - Galery 9
22234 | 86769 | FHO-ELS-INQ | Power Management | FHO-ELS-PS-0001 | [6 empty] | Primary Power Equipment
4593 | 13319 | COL-PGR-LSLL-0101 | Switch, Level | COL-PGR-MISC | Switch,Level |  |  | LSLL |  |  | Miscellaneous Equipment
10090 | 8164 | FCL-ACC-F-0302 | Filter, Outlet, AHU-0303, Admin Building | FCL-ACC-AHU-0303 |  |  |  | F |  |  | Air Handling Unit, Roof Top, Admin Building Top of N/E Stairwell
9622 | 2144 | DOS-SES-SCBA-8369 | SCBA 10 minutes escape pack | FAC-YCM-SES | Safety | Safety Equipment |  | SCBA | http://www.toronto.ca/TWONTO#self-contained_breathing_apparatus |  | SAFETY & ENVIRONMENTAL SERVICES
58043 | 70682 | THC-ACC-AC-0053 | Air Conditioner, Outdoor Unit, Control Room, Admin. Building Roof | THC-ACC-BLDG K |  | HVAC |  | AC | http://www.toronto.ca/TWONTO#air_condition |  | Administration Building, HVAC
109145 | 44685 | TAB-CW-SQ-6005 | Emergency Eye Wash Station, 3rd Floor, West side | TAB-DEW-SAFETY | PPE,Eyewash Station | Safety Equipment |  | SQ | http://www.toronto.ca/TWONTO#emergency_eyewash |  | Safety Equipment
63880 | 58047 | FCL-PAC-T-0301 | Tank, Storage, Powder Activated Carbon, ry Chemical Building PAC Tanks | FCL-PAC | Tank,Non-Pressurized | Tank |  | T | http://www.toronto.ca/TWONTO#chemical_storage_tank |  | Taste and Odour Control (PAC)
55478 | 6922 | TAB-WA1-SQ-1944 | Type1 SRD/SRL ( Self Retracting Device/ Self Retracting Lanyard) 6 Ft- Armando Abujen, | TAB-WA1-SQ-0001 | PPE,Harness | Safety Equipment |  | SQ | self_retracting_line |  | WA1 Fall Arrest System
72709 | 34304 | THR-DIS-CHL-1231 | Chlorinator, Chlorination Building, Disinfection, Chlorination System | THR-S-E | Chemical Feeder,Gas | Chemical Feeder | 34315 | CHL | http://www.toronto.ca/TWONTO#chlorinator_system |  | SUSPENDED ENTITY
122000 | 86262 | THC-AER-PSH-7261 | Switch, Press-High, Outlet, Blower 7200, Phase I & IV Blower Building | THC-AER-BL-7200 | Switch,Pressure | Switch |  | PSH | http://www.toronto.ca/TWONTO#pressure_switch |  | Blower, Aeration
137701 | 19098 | THR-PRM-COM-1001 | Transmitter, Radio,Bridge 1002 Kiosk | THR-ELS-COMM | Public Address System | Communications Equipment |  | COM | radio_system |  | Plant External & Internal Phone System
11754 | 99634 | FCL-CW-T-0004 | Tank, Hot Water, Non-Pressurised, Filter Building, Compressor Room | FCL-GRK | Tank,Non-Pressurized | Tank |  | T | http://www.toronto.ca/TWONTO#tanked_hot_water_heater |  | Buildings and Grounds
96610 | 84438 | FIS-ELS-PDP-2101 | Power Distribution Panel,Generator Room,347 / 600V,250A,3ph,3W | {FIS-ELS-PDP} | Control Panel,Power Distribution Panel | Power Distribution Panel |  | PDP | http://www.toronto.ca/TWONTO#LV_electrical_panel |  | Asset Group, Power Distribution Cabinets,600 V,Island WTP
94284 | 4658 | FHO-SEQ-SQ-5005 | Ladder Safety System | FHO-SES-SQ-0005 | PPE | Safety Equipment |  | SQ | http://www.toronto.ca/TWONTO#ladder |  | Fall Arrest Systems
44139 | 24188 | FCL-ACC-HTR-0345 | Heater, Baseboard, 208V, 1kW, Admin Building, Second Floor, Office 209, South Wall | FCL-ACC-ADMIN |  |  |  | HTR |  |  | Administration Building HVAC Equipment
5890 | 8670 | COL-PLB-TS-0001 | Switch, Transfer | COL-PLB-MCC-0195A | Switch | Switch |  | TS | http://www.toronto.ca/TWONTO#transfer_switch |  | Motor Control Centre
81759 | 64948 | TNT-WA9-SQ-0131 | Davit | TNT-WA9-SQ-0010 | PPE | Safety Equipment |  | SQ | http://www.toronto.ca/TWONTO#fall_arrest_Davit_arm |  | Fall arrest systems
8740 | 23944 | COL-SKW-CH-0003 | Chamber, Water | COL-SKW | Chamber |  |  | CH |  |  | Kew Beach Detention Tank (Kenilworth)-storm
105699 | 87423 | SWM-PMG-OIT-0001 | Operator Interface Terminal | SWM-PMG-MISC | Computer Equipment,Monitor |  |  | OIT |  |  | Miscellaneous Equipment
94855 | 97301 | FHO-SES-SQ-6052 | High Voltage Safety Equipment, Insulated Gloves, Class 4, Serial Number 687, Muranganwa Chirumme | FHO-SES-SQ-1000 | PPE,Insulated Glove | Safety Equipment |  | SQ | http://www.toronto.ca/TWONTO#rubber_insulating_gloves |  | High Voltage Insulated Gloves
138829 | 11327 | THR-SPC | Process Control Systems - Services Area | THR | [6 empty] | Humber Treatment Plant
81499 | 83498 | FHA-SES-LDR-0115 | FHA-SES-LD-0049 - 30' Ext Ladder Aluminum ( Screen Room ) | FHA-SES | Safety | Safety Equipment |  | LDR | http://www.toronto.ca/TWONTO#ladder |  | Safety & Environmental Services
76308 | 52627 | FHO-ELS-DP-0813 | Distribution Panel, 600V, Chemical Building, S4, Near Alum Tank 1 | FHO-ELS-PS-0001 |  | Power Distribution Panel |  | DP | http://www.toronto.ca/TWONTO#LV_electrical_panel |  | Primary Power Equipment
62671 | 18715 | THC-MCS-T-0015 | Domestic Hot Water Tank, Building A | THC-MCS-T-BLDG A | Tank,Domestic Hot Water | Tank |  | T | http://www.toronto.ca/TWONTO#tanked_hot_water_heater |  | Domestic Hot Water Tank, Building A
39120 | 19671 | TAB-ACC-DM-6434 | Damper, Motorized, Exhaust Air, FN- 6432, Corridor Area of AHU-6430, Existing Grit Bldg. | TAB-ACC-FN-6432 | Damper/Louver | HVAC |  | DM | http://www.toronto.ca/TWONTO#air_damper |  | Fan, Sidewall, Exhaust Air, AHU-6430, Roof, Grit Bldg., P Bldg.
61025 | 13458 | FHA-ELS-DP-0501A | Power Distribution Panel, West Backwash Filter Valves (Odd) Power Supply, Filter Pipe Gallery West | FHA-ELS-PDP-0500A | Control Panel,Power Distribution Panel | Power Distribution Panel |  | DP | http://www.toronto.ca/TWONTO#LV_electrical_panel |  | Power Distribution Panel, 600V, 800A, 3 PH, Filter Building, Pipe Gallery Adjacent to Scrubber
116181 | 78964 | TAB-PRS-P-SUMP | Sump Pumps | TAB-PRS2 | [6 empty] | Phosphorus Removal System
48090 | 81820 | TAB-ELS | WA7 Electrical | TAB-WORK-AREA-WWPW | [6 empty] | TAB Work Area WWPW
119973 | 62678 | TAB-WA4-SQ-6946 | Harness - Ramesh Yadav | TAB-WA6-SQ-0001 | PPE | Safety Equipment |  | SQ | http://www.toronto.ca/TWONTO#fall_arrest_harness |  | Fall Arrest System
13093 | 73243 | COL-PEV-FQ-0001 | Meter, Flow | COL-PEV | Meter,Flow |  |  | FQ |  |  | Ellis Sewage Pumping Station
34512 | 17612 | MAIN-171 | Main 171 | WTR-LWA | [6 empty] | Work Area 2 Central Mains and Chambers
121105 | 39259 | THC-ACC-PDIT-6004 | Transmitter, Pressure Differential, Sec Loop, HE-6001, Lower Level 2 Blower Room, Headworks | THC-ACC-HE-6001 | Transmitter,Pressure | HVAC |  | PDIT | http://www.toronto.ca/TWONTO#pressure_transmitter |  | Heat Exchanger, Heating Glycol System, Lower Level 2 Blower Room, Headworks
144227 | 43909 | WTR-PHL-TS-2101 | Transfer Switch , Trans. Feed | WTR-PHL-PDP-0201 | Switch | Switch |  | TS | http://www.toronto.ca/TWONTO#transfer_switch |  | Switchgear, 600v Bus T2
40103 | 32407 | DOS-SES-SCBA-6219 | SCBA 10 minutes escape pack | DOS-SES-SCBA | Safety | Safety Equipment |  | SCBA | http://www.toronto.ca/TWONTO#self-contained_breathing_apparatus |  | Self Contained Breathing Apparatus (SCBA)
107350 | 52516 | TAB-ACC-PDSL-1421 | Switch, Filter Differential Pressure, Air Handling Unit,Boiler Room and Basement | TAB-ACC-AHU-1420 | Switch,Pressure-High | Switch |  | PDSL | http://www.toronto.ca/TWONTO#pressure_switch |  | Air Handling Unit,Boiler Room and Basement
93489 | 56046 | FHO-MCS-MEQ-1401-SUSP | Digital Backflow Preventer Testing Kit | FHO-MCS-PWA | Machine Tool | Tool | 34954 | MEQ | backflow_preventer_tester |  | Service Water & Backflow Prevention
136522 | 71213 | THR-GRK-GQ-WA2 | Building & Grounds Equipment, Work Area 2 | THR-GRK-WA2 |  | Vehicle |  |  | http://www.toronto.ca/TWONTO#collection_of_assets
34602 | 16669 | MAIN-263 | Main 263 | WTR-LWA | [6 empty] | Work Area 2 Central Mains and Chambers
44064 | 15184 | TAB-DEW-T-0130 | Tank, DWS from Centrifuge #1 | TAB-SUSPENDED ENTITY | Tank | Tank | 46216 | T | http://www.toronto.ca/TWONTO#storage_tank |  | Suspended entities
76451 | 66937 | THR-OCS-FSL-3956D | Switch, Flow-Low, Plant Water to Ozone Generator 3956, Ozonator Room, Plant Services, Odour Control System | THR-OCS-OZ-3956S | Switch,Flow-Low | Switch |  | FSL | http://www.toronto.ca/TWONTO#flow_switch |  | Ozone Generator, Odour Control System
55293 | 23057 | TAB-WA1-LD-1203 | Chain Fall | TAB-WA1-SQ-1000 | Lifting Device | Lifting Device |  | LD | http://www.toronto.ca/TWONTO#lifting_equipment_hoist |  | WA1 Lifting Devices and Slings
25681 | 99976 | COL-PSP-FN-0003 | Fan, Exhaust | COL-PSP-MISC | Fan |  |  | FN |  |  | Miscellaneous Equipment
121175 | 69619 | THC-ACC-STR-6040 | Strainer, P-6002, Lower Level 2 Blower Room, Headworks | THC-ACC-P-6002 | Filter | HVAC |  | STR | http://www.toronto.ca/TWONTO#strainer |  | Pump, Hot Water System, Lower Level 2 Blower Room, Headworks
144541 | 88689 | WTR-PJS-LSL-0101 | Switch, Level-Low, Spadina Surge Tank | WTR-PJS-T-0101 | Switch,Level-Low | Switch |  | LSL | http://www.toronto.ca/TWONTO#level_switch |  | Tank, (Surge), Spadina Main
13165 | 25001 | FCL-FLT-CP-1101 | Control Panel, Operator, Filter 1101 Flow/Rate, Filter 1101 | FCL-FLT-F-1101 |  |  |  | CP |  |  | Filter, Carbon Activated, Filter Building, Filter Gallery West
105597 | 85368 | SWM-PET-MISC | Miscellaneous Equipment | SWM-PET | [6 empty] | Eglinton - Bellamy Storm Pumping Station
94974 | 64721 | FHO-SPC-COM-0700 | Communication, SCADA Server Closet, Admin Building, L1, Server Room | FHO-SPC |  | Communications Equipment |  | COM | http://www.toronto.ca/TWONTO#network_panel |  | Process Control Systems - Services Area
60345 | 81079 | THC-ACC-V-6334 | Valve, 3-Way Motorized, AHU-6300, 2nd Floor Mech Room #1, Headworks | THC-ACC-AHU-6300 | Valve | HVAC |  | V | http://www.toronto.ca/TWONTO#valve |  | Air Handling Unit, Screen Room/Conveyor Areas, 2nd Floor Mech Room #1, Headworks
143603 | 39388 | WTR-PEL-LSL-0900 | Switch, Level-Low, Pump 0900 | WTR-PEL-P-0900 | Switch,Level-Low | Switch |  | LSL | http://www.toronto.ca/TWONTO#level_switch |  | Pump, Centrifugal, Water
9587 | 93412 | DOS-MCS-LD-113460 | Lifting Device, Fall Arrest Support System, DAVIT ARM & BASE, 450 LBS, 4'X4' | FAC-YCM-SES | Lifting Device,Sling | Safety Equipment |  | LD | http://www.toronto.ca/TWONTO#fall_arrest_Davit_arm |  | SAFETY & ENVIRONMENTAL SERVICES
11077 | 34724 | COL-PBP-LSLL-0101 | Switch, Level Low-Low | COL-PBP-MISC | Switch,Level | Switch |  | LSLL | http://www.toronto.ca/TWONTO#level_switch |  | Miscellaneous Equipment
101693 | 58469 | MAIN-313 | Main 313 | WTR-MT1 | [6 empty] | Work Area 1 EAST Mains and Chambers
125863 | 59402 | THC-INC-BU-2033 | Burner, Hearth 1, Incinerator 2000 | THC-INC-FU-2000 | Burner | Burner |  | BU | http://www.toronto.ca/TWONTO#burner_component_of_asset |  | Furnace, Incinerator 2000
138855 | 96977 | THR-SQ-FAK-MCVS | First Aid Kit, McViro Consultant Trailer (SUSPENDED) | THR-SQ-FAK-WA2 | Safety | Safety Equipment | 35079 |  | http://www.toronto.ca/TWONTO#first_aid_kit |  | First Aid Kit, Work Area 2
79139 | 55725 | THR-ELS-MCC-1902S | Control Panel, MCC 1902, Air Compressor Building, Air Compressor MCC-1901 & 1902 (MCC AC) | THR-ELS-ACB | Control Panel,MCC | Motor Control Centre | 39094 | MCC | http://www.toronto.ca/TWONTO#LV_electrical_panel |  | Electrical System, Air Compressor Building
55311 | 48374 | TAB-WA1-LD-1244 | Tripod | TAB-WA1-SQ-1000 | Lifting Device | Lifting Device |  | LD | http://www.toronto.ca/TWONTO#fall_arrest_Davit_arm |  | WA1 Lifting Devices and Slings
101647 | 11137 | MAIN-249 | Main 249 | WTR-LWA | [6 empty] | Work Area 2 Central Mains and Chambers
18134 | 79817 | FHA-SED-ZSH-0402 | Switch, Limit, Access Hatch Zone 4 | FHA-SED |  | Security System |  | ZSH | http://www.toronto.ca/TWONTO#position_switch |  | Sedimentation
49695 | 62490 | FCL-CLB-PSL-0202 | Switch, Pressure Low, Discharge, CLB Evaporator 0201, Chlorination System | FCL-CLB | Switch,Pressure-Low | Switch |  | PSL | http://www.toronto.ca/TWONTO#pressure_switch |  | Post-Chlorination
77006 | 10704 | THR-PLT-LSL-1157 | Switch, Level-Low, Grit Classifier 1157, Preliminary Treatment, Grit Removal - Vortex - South Plant (Head house) | THR-PLT-CL-1157 | Switch,Level-Low | Switch |  | LSL | http://www.toronto.ca/TWONTO#level_switch |  | Classifier, Cyclone, 1147, Preliminary Treatment, Grit Removal - Vortex
34140 | 87750 | COL-YKP-DA-151117S | Davit Upper Arm-151117 | COL-W-OBSOLETE | Safety | Safety Equipment | 45993 | DA | http://www.toronto.ca/TWONTO#fall_arrest_Davit_arm |  | Col West Obsolete Entities
128019 | 57663 | THC-PRM-ZSH-1271 | Switch, Position High, Cylinder Extend, Valve 1271 | THC-PRM-V-1271 | Switch,Position-High | Switch |  | ZSH | http://www.toronto.ca/TWONTO#position_switch |  | Valve, Hydraulic Cylinder, Scum Skimmer, Primary Clarifier 1200, NW Plant
81858 | 12040 | FHA-SES-LDR-0311 | FHA-SES-LD-0037 - 10' Ladder Fiberglass ( Office Change Room ) | FHA-SES-LD-1 | Safety | Safety Equipment |  | LDR | http://www.toronto.ca/TWONTO#ladder |  | Ladders
130981 | 42124 | THR-AER-LSL-1215 | Switch, Level-Low, Pump 1215, Secondary Treatment, Aeration - Blower System - South | THR-AER-P-1215 | Switch,Level-Low | Switch |  | LSL | http://www.toronto.ca/TWONTO#level_switch |  | Pump, Centrifugal, Auxiliary Oil Supply to Blower 1211, Secondary Treatment, Aeration - Blower System - South
7047 | 43186 | COL-PRR-LSLL-0101 | Switch, Level Low-Low | COL-PRR-MISC | Switch,Level |  |  | LSLL |  |  | Miscellaneous Equipment
63795 | 10794 | THC-PLT-SW-5671 | Switch, Motion-Low, Conveyor 5670, West | THC-PLT-CV-5670 | Switch,Motion | Switch |  | SW | http://www.toronto.ca/TWONTO#motion_sensor_element |  | Conveyor, Incline, Classifier 5660, West
65410 | 11571 | THC-PRM-ZSL-1274 | Switch, Position Low, Flush Water, Valve 1274 | THC-PRM-V-1274 | Switch,Position-Low | Switch |  | ZSL | http://www.toronto.ca/TWONTO#position_switch |  | Valve, Gate, Actuated, Discharge, Valve 1274
63973 | 61854 | FCL-POL-MX-4110 | Mixer, Electric, Thickening Polymer Skid No.1, RMF Centrifuge Building, Polymer Room | FCL-POL-P-4110 |  |  |  | MX |  |  | Pump, Duty, Polymer Skid No.1, Polymer Feed to Thickener #1, Centrifuge Building Polymer Room
18700 | 33144 | FHA-SES-SQ-0413 | FHA-SES-SHOW-0005 - Emergency Shower | FHA-SES-SQ-0008 | PPE,Eyewash Station | Safety Equipment |  | SQ | http://www.toronto.ca/TWONTO#emergency_eyewash_and_shower |  | Eyewash Stations & Showers
83055 | 33968 | FHA-SES-SQ-0602 | FHA-SQ-LP-0014 - Life Preserver | FHA-SES-LP |  | Safety Equipment |  | SQ | http://www.toronto.ca/TWONTO#personal_floatation_device |  | Life Preservers
86534 | 39826 | WTR-PKL-LSL-0400 | Switch,Level-Low,Priming Status Switch,Pump 0400 | WTR-PKL-P-0400 | Switch,Level-Low | Switch |  | LSL | http://www.toronto.ca/TWONTO#level_switch |  | Pump, Centrifugal, District 6
47242 | 90841 | TAB-EL1-LSL-1503 | Switch,Level,Low,Oil,EL1-TR-1503,North Substation | TAB-EL1-TR-1503 | Switch,Level-Low | Switch |  | LSL | http://www.toronto.ca/TWONTO#level_switch |  | Transformer,EL1-TR-1503,13.8-4.16KV,3 PH
7200 | 58831 | COL-PSE-LSLL-0104 | Switch, Level Low-Low | COL-PSE | Switch,Level |  |  | LSLL |  |  | Second Street Sewage Pumping Station (Wards Island PS#10)
126423 | 67746 | THC-MCS-LD-0000000030 | GENERAL EQUIPMENT - GANTRY (insp Liftsafe) | THC-MCS-LD | Lifting Device | Lifting Device |  | LD | http://www.toronto.ca/TWONTO#collection_of_assets |  | Mechanical Services, Lifting Device
31399 | 37174 | COL-RBB-DM-0004 | Damper/Louver, Fan 0002 | COL-RBB-MISC | Damper/Louver |  |  | DM |  |  | Miscellaneous Equipment
112719 | 16645 | TAB-EL1-MCC-6625 | Motor Control Centre 600V - Emission Air Bldg. | TAB-EL1-MCC | Control Panel,MCC | Motor Control Centre |  | MCC | http://www.toronto.ca/TWONTO#LV_electrical_panel |  | Motor Control Center- North Substation
48209 | 534 | TAB-ELS-SQ-6003 | First Aid Kit | TAB-ELS-SQ-FIRST AID | Safety,First Aid Kit | Safety Equipment |  | SQ | http://www.toronto.ca/TWONTO#first_aid_kit |  | First Aid Kits
146833 | 48064 | WTR-REG-CW | City Water System | WTR-REG | [6 empty] | Eglinton Reservoir
92646 | 49972 | FIS-ACC-DM-4010 | Damper, Motorized, FN-4003, Mechanical/Electrical Room | FIS-ACC-FN-4003 |  | HVAC |  | DM | http://www.toronto.ca/TWONTO#air_damper |  | Fan, Celing mounted, Marine Yard Building, Mechanical/Electrical Room
70438 | 94052 | THR-CW-PLQ-0002 | Plumbing Equipment, Kitchen Sink, Water Taps, Drains | THR-CW | Valve,Gate | Plumbing |  | PLQ | http://www.toronto.ca/TWONTO#drain |  | City Water
139224 | 83625 | THR-THK-RPU-0014 | Remote Processor Unit, STB Control Room (172.22.39.154) | THR-ELS-STB | RPU | Remote Processor Unit |  | RPU | http://www.toronto.ca/TWONTO#RPU_panel |  | Electrical System, Sludge Thickening Building
136657 | 88949 | THR-MCS-LD-0340 | CHAIN Hoist, Manual,400 Lbs, Work Area 1, | THR-LD-WA1 | Lifting Device | Lifting Device |  | LD | http://www.toronto.ca/TWONTO#lifting_equipment_hoist |  | Lifting Devices, Chain Hoist, Come Along & Slings
120615 | 35083 | THC-ACC-FIT-6561 | Transmitter, Flow, Outlet, Return Fan FN-6560, 2nd Floor Mech Room #1, Headworks | THC-ACC-AHU-6500 | Meter,Flow,Mass | HVAC |  | FIT | http://www.toronto.ca/TWONTO#flow_transmitter |  | Air Handling Unit, Pipe Gallery, 2nd Floor Mech Room #1, Headworks
69215 | 86352 | FCL-WWW-V-3043 | Valve,Plug,Isolation,Pump-3040 to Thickener2,RMF Clarification Facility,Sludge Sump Service Platform | FCL-WWW-P-3040 |  |  |  | V |  |  | Pump Submersible Standby, Pump Room
41541 | 96041 | TAB-ACC-TSL-6103 | Switch,Temperature, Low, Freeze | TAB-ACC-AHU-6103 | Switch,Temperature-Low | Switch |  | TSL | http://www.toronto.ca/TWONTO#temperature_switch |  | AHU, Digester 5-8 Sludge Heat. Room
33658 | 59189 | COL-YKP-DA-108189 | Davit Base Leg-108189 | COL-YKP-DA | Safety | Safety Equipment |  | DA | davit_base |  | Davit Arm Assembly
8044 | 99277 | COL-PWC-LSLL-0101 | Switch, Level Low-Low | COL-PWC | Switch,Level |  |  | LSLL |  |  | Wirral Court Sewage Pumping Station
34170 | 3605 | COL-YKP-DA-1683830 | Davit Arm Base-1683830 | COL-YKP-DA | Safety | Safety Equipment |  | DA | http://www.toronto.ca/TWONTO#fall_arrest_Davit_arm |  | Davit Arm Assembly
126030 | 25968 | THC-INC-G-1001 | Gate,Slide,Pneumatic,Sludge Feed to BTU 1000,Biosolids Building West | THC-INC-FU-1000 |  | Gate |  | G | http://www.toronto.ca/TWONTO#channel_gate
71919 | 67334 | THR-DIG-V-0101 | Valve, Ball, Isolation, New Oil Fill Line (Exterior), Tank 0110, Lube Oil System, Gas Comp Bldg | THR-DIG-P-0101 |  |  |  | V |  |  | Pump, Positive Displacement, Transfer, New Oil, Lube Oil System, Gas Compressor Building
127437 | 64853 | THC-PM-WA1 | THC-PM Work Area 1 | THC | [6 empty] | Highland Creek Treatment Plant
40338 | 36197 | TAB-ACC-FN-DEW | Exhaust Fans , Dewatering Bldg. | TAB-ACC-FN | [6 empty] | Exhaust Fans
8040 | 56974 | COL-PWC-LSH-0103 | Switch, Level-High | COL-PWC-MISC | Switch,Level |  |  | LSH |  |  | Miscellaneous Equipment
14308 | 5576 | COL-PHF-FEQ-0001S | Fire Prevention, Extinguisher | COL-PHF | Fire Prevention,Extinguisher |  | 42685 | FEQ |  |  | Highfield Sewage Pumping Station
78164 | 21215 | THR-PRS-PSH-0360S | Switch, Pressure-High, Ferrous Chloride to South Aeration Tank 0400 Feed Pump Discharge, Chemical Building, Secondary Treatment, Phosphorous Removal | THR-PRS-P-0360S | Switch,Pressure-High | Switch | 39825 | PSH | http://www.toronto.ca/TWONTO#pressure_switch |  | Pump, Diaphragm, Ferrous Chloride to South Aeration Tank 0400, Chemical Building, Secondary Treatment, Phosphorous Removal
147569 | 11779 | YCS-ITM | Integrated Technology Management | YCS | [6 empty] | Commissioners Street
128763 | 11391 | THC-SES-MEQ-B8C69F | FALL ARREST- HARNESS (insp Liftsafe) - Ben H | THC-MCS-LD | PPE | Lifting Device |  |  | http://www.toronto.ca/TWONTO#fall_arrest_harness |  | Mechanical Services, Lifting Device
81501 | 43141 | FHA-SES-LDR-0116 | FHA-SES-LD-0072 - 14' Ext Aluminum( Screens ) | FHA-SES-LD-1 | Safety | Safety Equipment |  | LDR | http://www.toronto.ca/TWONTO#ladder |  | Ladders
82031 | 11571 | THR-OCS-RPU-0027S | Remote Processor Unit, Odour Control Bldg. | THR-ELS-OCS | RPU | Remote Processor Unit | 39800 | RPU | http://www.toronto.ca/TWONTO#RPU_panel |  | Electrical System, Odour Control System
47384 | 76114 | TAB-EL1-MCC-6621 | Motor Control Centre ,Digesters 9-12 | TAB-DIG-ELQ-T9-12 | Control Panel,MCC | Motor Control Centre |  | MCC | http://www.toronto.ca/TWONTO#LV_electrical_panel |  | Digester Tanks 9-12, Electrical Equipment
8579 | 76939 | COL-RBB-SWG-0003 | Switchgear, Indoor | COL-RBB-MISC | Switchgear |  |  | SWG |  |  | Miscellaneous Equipment
31428 | 94868 | COL-RBB-HTR-0003 | Heater, Unit | COL-RBB-MISC | Heater |  |  | HTR |  |  | Miscellaneous Equipment
129276 | 57773 | THC-THK-T-5800 | Tank,Thickened WAS (TWAS) | THC-THK-TWAS | Storage | Tank |  | T | http://www.toronto.ca/TWONTO#storage_tank |  | Waste Activated Sludge Thickening
69296 | 13530 | THR-AER-LSHH-4890 | Switch, Level-High-High, Sump, Gallery T-17E, Flood Monitoring System | THR-AER-P-4890 | Switch,Level-High | Switch |  | LSHH | http://www.toronto.ca/TWONTO#level_switch |  | Pump, Centrifugal, Sump, T17E
125257 | 31599 | THC-FEQ-DM-0023 | Fire Damper, Admin Building, Basement, Men's Washroom, North East | THC-FEQ-BLDG K |  | HVAC | 43290 | DM | http://www.toronto.ca/TWONTO#air_damper |  | Fire fighting protection equipment, Admin Building
143314 | 56677 | WTR-PDS-LP-0001 | Control Panel | WTR-PDS-TR-0102 | Control Panel,Power Distribution Panel | Power Distribution Panel |  | LP | http://www.toronto.ca/TWONTO#LV_electrical_panel |  | Transformer, Lighting, 15 kVA,600-208/120 V,3phase,4W
121723 | 87654 | THC-ACC-V-6029 | Valve, Butterfly, Manual, Hot Water, HE-6001, Lower Level 2 Blower Room, Headworks | THC-ACC-HE-6001 | Valve | HVAC |  | V | http://www.toronto.ca/TWONTO#valve |  | Heat Exchanger, Heating Glycol System, Lower Level 2 Blower Room, Headworks
53864 | 35727 | TAB-SLO-T-0203 | Storage,Silo #3 ,Sludge Cake | TAB-SLO-SILO | Tank,Reservoir | Tank |  | T | http://www.toronto.ca/TWONTO#storage_tank |  | Sludge Transfer & Silos
76893 | 17982 | FHA-FL-T-2101 | Fluoride Tank 1 | FHA-SUSPENDED | Tank | Tank | 33484 | T | http://www.toronto.ca/TWONTO#chemical_storage_tank |  | Suspended Obsolete entity for storage purpose
95882 | 2823 | FIS-ELS-F-2203 | Filter, Fuel Oil, Generator GEN-2200 Engine Suction, Workshop Building, Generator Room | FIS-ELS-GEN-2200 |  | Filter |  | F | http://www.toronto.ca/TWONTO#replaceable_oil_or_fuel_filter |  | Generator, Diesel, Emergency, 4160V, 750KW, Workshop Building, Generator Room
80319 | 53668 | TNT-ACC-T-1000 | Tank,Storage, Furnace oil for Boilers | TNT-ACC-OIL | Tank,Reservoir | Tank |  | T | http://www.toronto.ca/TWONTO#fuel_oil_tank |  | Boilers, Burners, Oil & gas Systems
93519 | 25285 | FHO-MCS-T-0101 | Tank, Vacuum Priming, S3, Compressor Room | FHO-TRW-VP | Vessel,Pressure | Tank |  | T | http://www.toronto.ca/TWONTO#pressure_vessel |  | Vacuum Priming
147754 | 95392 | YTF-ELS-DP-0204 | Control Panel, Power Dist., Manual Isolation Panel, Transfer Switch and Generator | YTF-ELS | Control Panel,Power Distribution Panel | Power Distribution Panel |  | DP | http://www.toronto.ca/TWONTO#LV_electrical_panel |  | Electrical Equipment
138883 | 53316 | THR-SQ-LP-0028 | Life Preserver, Ring Type, Final Tank 3 | THR-SQ-LP-FT | Safety | Safety Equipment |  | LP | http://www.toronto.ca/TWONTO#life_ring |  | Life Preserver, Ring Type Floating Device, Final Tanks
111111 | 60277 | TAB-DIG-SQ-T13-16 | Digester Tanks 13-16, Safety Equipments | TAB-DIG-T-13-16 | [6 empty] | Digester Tanks 13-16
38843 | 79908 | TAB-ACC-AHU-8232 | AHU,M Bldg | TAB-ACC-AHU-M&T | Air Handling Unit | HVAC |  | AHU | http://www.toronto.ca/TWONTO#air_handler_unit |  | AHUs/Supply Fans, Dampers M&T Bldg.
61626 | 24940 | FHA-ELS-PDP-0602 | Power Distribution Panel, 60A, 600V, 3PH, RMF Electrical Room 2 West Wall | FHA-ELS | Control Panel,Power Distribution Panel | Power Distribution Panel |  | PDP | http://www.toronto.ca/TWONTO#LV_electrical_panel |  | Electrical
8034 | 36649 | COL-PWC-HTR-0002 | Heater, Dry Well | COL-PWC | Heater |  |  | HTR |  |  | Wirral Court Sewage Pumping Station
31902 | 95609 | COL-RBB-TSL-0200 | Switch, Temperature-Low | COL-RBB-MISC |  | Switch |  | TSL | http://www.toronto.ca/TWONTO#temperature_switch |  | Miscellaneous Equipment
107823 | 72020 | TAB-ACC-TSL-8232 | Switch,Temperature,Low,Supply Air , | TAB-ACC-AHU-8232 | Switch,Temperature | Switch |  | TSL | http://www.toronto.ca/TWONTO#temperature_switch |  | AHU,M Bldg
115590 | 66668 | TAB-PRM-T-0100 | Old PS Primary Tank 1 | TAB-PRM-OPS | Tank | Tank |  | T | http://www.toronto.ca/TWONTO#clarifier |  | Old PS - Primary Treatment
32229 | 35469 | COL-SKW-FN-0001 | Fan, Exhaust | COL-SKW | Fan |  |  | FN |  |  | Kew Beach Detention Tank (Kenilworth)-storm
50269 | 629 | TAB-PLT-STR-9000 | Strainer, Automatic, Self-Cleaning, Plant Water, Grit Hopper Area | TAB-PWA-F | Strainer,Self Cleaning Motorized | Filter |  | STR | http://www.toronto.ca/TWONTO#strainer |  | Plant Water - Filters and Strainers
26158 | 61336 | FHO-GRK-DR-1055L | Door, (FD-1-55), Fire Rated, West Filter Building, L1, Odd Filters, North | FHO-GRK-FEQ-0001 | Fire Prevention,Door | Door |  | DR | http://www.toronto.ca/TWONTO#fire_rated_door
114120 | 70453 | TAB-PAB-RPU-0222 | RPU, | TAB-RSP-INQ-M | RPU | Remote Processor Unit |  | RPU | http://www.toronto.ca/TWONTO#RPU_panel |  | M Building - Instrumentation Equipment
8933 | 32580 | COL-YKP-DA-0017(S) | Davit Arm-111966 | COL-YKP-DA |  | Safety Equipment | 39122 | DA | http://www.toronto.ca/TWONTO#fall_arrest_Davit_arm |  | Davit Arm Assembly
40389 | 40637 | TAB-ACC-FSL-1715 | Switch,Flow,Low.Water From Pump | TAB-ACC-P-1715 | Switch,Flow | Switch |  | FSL | http://www.toronto.ca/TWONTO#flow_switch |  | Pump, Hot Water Circulating, P19-5, Pri 1-6 & 7-9 Pro & Grit 1-8 Space Heat
94822 | 14316 | FHO-SES-SCBA-JUN | SCBA Cylinder Group 6 | FHO-SES-SQ-0002 | PPE,SCBA | Safety Equipment |  |  | http://www.toronto.ca/TWONTO#compressed_gas_cylinder |  | Emergency Breathing Apparatus
14476 | 62033 | FCL-SES-DEF-0001 | Defibrillator, Admin Building, 1st Floor across Control Room | FCL-SES-FAK-0006 | PPE | Safety Equipment |  | DEF | http://www.toronto.ca/TWONTO#automatic_external_defibrillator |  | First Aid Kit, High Lift Basement B1, Mechanical Room
136615 | 7441 | THR-JHSC-WA1 | Joint Health & Safety Committee WA1 | THR WORK AREA 1 |  | Safety Equipment |  |  | http://www.toronto.ca/TWONTO#collection_of_assets |  | Solid Handling
51671 | 53722 | TAB-PRS-PSL-3330 | Switch, Pressure-Low, Chemical Dosing Pump, Secondary Dosing | TAB-PRS-P-3330 | Switch,Pressure-Low | Switch |  | PSL | http://www.toronto.ca/TWONTO#pressure_switch |  | Pump, Chemical Dosing, Secondary Dosing
58239 | 90869 | THC-CW-PSH-3001 | Switch,Pressure-High,Incinerator City Water Supply | THC-PWA-POTAB METER | Switch,Pressure-High | Switch |  | PSH | http://www.toronto.ca/TWONTO#pressure_switch |  | Potable Water Flow Meters
4186 | 56849 | COL-PDA-MISC | Miscellaneous Equipment | COL-PDA | [6 empty] | Dacotah Sewage Pumping Station (Algonquin Island PS #2)
98259 | 10598 | FIS-SES-SQ-6110 | Electrical Safety Gloves, High Voltage, Class 0, Group 2, # | FIS-SES | PPE,Insulated Glove | Safety Equipment |  | SQ | http://www.toronto.ca/TWONTO#rubber_insulating_gloves |  | Safety, Instrumentation & Environmental Services
45423 | 14369 | TAB-DIG-PSH-4205 | Switch Pressure,High,Delivery,Digester Gas Compressor C-4205 | TAB-DIG-C-4205 | Switch,Pressure | Switch |  | PSH | http://www.toronto.ca/TWONTO#pressure_switch |  | Compressor #5, Gas (DX5005A) Digester Tank 20 & 22
5889 | 46198 | COL-PLB-TS-0001 | Switch, Transfer | COL-PLB-AUX-MECH | Switch | Switch |  | TS | http://www.toronto.ca/TWONTO#transfer_switch |  | Mechanical Equipment
34597 | 65040 | MAIN-258 | Main 258 | WTR-MT3 | [6 empty] | Work Area 3 WEST Mains and Chambers
134346 | 31747 | THR-DR-PH-0512 | Overhead Door, Primary Pumping Station 1 | THR-DR-WA3 | Door,Overhead | Door |  | PH | http://www.toronto.ca/TWONTO#roll_up_door
134994 | 98679 | THR-ELS-SQ-0901S | Electrical Rubber Gloves, PPE Issued to Martin Ge 10kV | THR-ELS-SQ-ERG | Safety | Safety Equipment | 40920 | SQ | http://www.toronto.ca/TWONTO#rubber_insulating_gloves |  | Electrical Rubber Gloves, Safety Equipment
21096 | 78705 | FHO-CLB-EV-0401 | Evaporator, Post Chlorination Train 4 East, Main Floor, Chemical Machine Room | FHO-CLB | Heater,Process | Evaporator |  | EV | http://www.toronto.ca/TWONTO#chlorinator_system |  | Post Chlorination System
95762 | 56000 | WTR-RRH-MCC-0001 | Motor Control Centre, Rosehill Reservoir, Electrical Room | WTR-RRH-ELS | Control Panel,MCC | Motor Control Centre |  | MCC | http://www.toronto.ca/TWONTO#LV_electrical_panel |  | Electrical System
17239 | 32290 | FHA-FLT-P-4201-KQ | Pump Location,Filter Composite East | FHA-SUSPENDED |  |  | 33354 | P |  |  | Suspended Obsolete entity for storage purpose
14777 | 51891 | FHA-ACC-AC-0351 | FHA-ACC-AC-0001 - Air Conditioner | FHA-MCS-ACC | H.V.A.C.,Air Conditioner | HVAC |  | AC | http://www.toronto.ca/TWONTO#air_condition |  | HVAC
21141 | 13163 | FHO-CLB-PSL-0301 | Switch,Pressure Low,Outlet from Post East Chlorine Train 3 Tanks to Expansion Tank,Chem.Storage Rm. | FHO-CLB | Switch,Pressure-Low | Switch |  | PSL | http://www.toronto.ca/TWONTO#pressure_switch |  | Post Chlorination System
10476 | 10709 | COL-MTI-TS-2301B | Transfer Switch, Simcoe Control Chamber No.23B, MTI | COL-MTI-CH-2300B | Switch | Switch |  | TS | http://www.toronto.ca/TWONTO#transfer_switch |  | Chamber,Simcoe Control Chamber No.23B, MTI
76054 | 23791 | THR-MCS-CHR-9892 | Chair, Shop Stool, Issued to Esmond Lewis | THR-MCS-MT2-WA2 |  | Tool |  | CHR | shop_stool |  | Machine Tool-2
74129 | 17544 | THR-EPS-P | Effluent Pumping Station, Pumps | THR-EPS | [6 empty] | Effluent Pumping Station
6753 | 98842 | COL-PPU-LTG-0001 | Control Panel, Electrical | COL-PPU | Control Panel |  |  | LTG |  |  | Port Union Road Sewage Pumping Station
137368 | 48439 | THR-PLT-LD-2142A | Lifting Device, Sparger Arm, Tank 200, Grit Bldg. | THR-PLT-T-0200 | Lifting Device | Hydraulic System | 35257 | LD | http://www.toronto.ca/TWONTO#hydraulic_system |  | Tank, Grit Removal, Grit Tank, North Grit Building
39935 | 98807 | TAB-ACC-FN-1501 | Fan, Exhaust, Seawall Sub Stn | TAB-ACC-FN-ELS |  |  |  | FN |  |  | Exhaust Fans ,Electrical & Sub stations
13831 | 11111 | COL-PGA-GEN-0001 | Generator, Electricity | COL-PGA-MISC | Generator |  |  | GEN |  |  | Miscellaneous Equipment
112196 | 55116 | TAB-DIS-LSH-2005 | Switch, Level, High,Scrubber SB2002 | TAB-DIS-SB-2002 | Switch,Level | Switch |  | LSH | http://www.toronto.ca/TWONTO#level_switch |  | Scrubber, # 2,Chlorine Bldg.,
42960 | 33013 | TAB-CAP-PRJ-0001 | D-Building Upgrades | TAB-WORK-AREA-1 |  |  |  | PRJ |  |  | Work Area 1
21729 | 55618 | COL-PMY-CAP-0002 | Capacitor, MCC-0001 | COL-PMY | Capacitor |  |  | CAP |  |  | Maryport Sewage Pumping Station
116657 | 56717 | TAB-PWA-STR-2002 | Strainer, Plant Water, Aer. Gallry, W | TAB-PWA-F | Filter | Filter |  | STR | http://www.toronto.ca/TWONTO#strainer |  | Plant Water - Filters and Strainers
103659 | 29428 | MTMH322 | SOUTH MIMICO STS | TRK-HMR | [6 empty] | HUMBER DRAINAGE AREA
25658 | 16055 | COL-PSM-WEL-0100 | Wet Well | COL-PSM | Well |  |  | WEL |  |  | Simcoe St Sewage Pumping Station
80767 | 14643 | TNT-CSO-LAB | Lab Bldg polymer System | TNT-CSO | Building Service | [5 empty] | Combined Sewer Overflow and storage system
138892 | 93786 | THR-SQ-PEWS-WA2 | Portable, (Bottled) Eye Wash Station, Work Area 2 | THR-JHSC-WA2 | Safety,Eye wash | Safety Equipment |  |  | eye_wash_bottle |  | Joint Health & Safety Committee WA2
119559 | 14619 | TAB-WA1-AR-0001 | Alternate Rate, Work Area 1 | TAB-WA1 |  |  |  | AR |  |  | Common to WA1 - Safety, Bldg. Services, , etc.
26241 | 72879 | COL-YKP-VEH-0025S | Vehicle, Truck #189018 (M2 106) | COL-W-OBSOLETE | Vehicle,Licensed | Vehicle | 40242 | VEH | http://www.toronto.ca/TWONTO#pickup_truck
68200 | 23235 | FCL-TRW-V-0058 | Valve, Gate, Inlet, Service Water Backflow Preventer BFP-0003, High Lift PS Basement | FCL-TRW-BFP-0003 |  |  |  | V |  |  | Backflow Preventer, District 2W Header Service Water Distribution,High Lift PS Bsmnt.N/Wall West End
65085 | 19558 | THC-ELS-LP-3801A | Power Distribution Panel, 120VAC UPS Fed, MCC Room, Thickening Building | THC-ELS-MCC-3801E |  | Power Distribution Panel |  | LP | http://www.toronto.ca/TWONTO#LV_electrical_panel |  | Motor Control Centre, Supply From MCC-1103E, Admin Building Ground Floor, Electrical Room
105643 | 93076 | SWM-PIT-LSHH-0104 | Switch, Level High-High | SWM-PIT-MISC | Switch,Level | Switch |  | LSHH | http://www.toronto.ca/TWONTO#level_switch |  | Miscellaneous Equipment
87506 | 85463 | WTR-PEL-DR-1004 | Door, Access, Generator Building, Product Handling Room | WTR-PEL-AUX | Door,Access | Door |  | DR | http://www.toronto.ca/TWONTO#door
30246 | 16601 | IY2065A | Filter, Air Compressor #2 | IX2070 | Filter | Filter |  |  | http://www.toronto.ca/TWONTO#replaceable_air_filter |  | Compressor #2, Air
76259 | 7544 | THR-NGS-PSL-0802 | Switch,Pressure-Low, Natural Gas Train for Boiler 0800, North Grit Boilers, Plant Services, Natural Gas Overview | THR-ACC-BO-0800 | Switch,Pressure-Low | Switch |  | PSL | http://www.toronto.ca/TWONTO#pressure_switch |  | Boiler, Low Pressure, North Grit Boilers, Plant Services, Natural Gas Overview (CRN-B9917.5,TSSA UID-65022713, SNo.-5.867338,S-87073)
143973 | 92052 | WTR-PEL-VENT-1100 | Vent, T-1100, Generator Building, Product Handling Room | WTR-PEL-T-1100 |  | Vent |  | VENT | http://www.toronto.ca/TWONTO#vent |  | Tank, Non-Pressurized, Diesel Fuel Day, Generator Building, Product Handling Room
101599 | 88021 | MAIN-187 | Main 187 | WTR-MT3 | [6 empty] | Work Area 3 WEST Mains and Chambers
73192 | 82 | THR-ACC-NU-567 | Ducted Heater Unit, Electric, Odour Control Bldg. Gallery | THR-ACC-OCS | Fan | HVAC |  | NU | http://www.toronto.ca/TWONTO#heater |  | Air Conditioning, HVAC, Odour Control Bldg.
129999 | 88357 | THR-ACC-GRIT | Heating, Ventilation and Air Conditioning, Grit Building | THR-PLT |  | HVAC |  |  | http://www.toronto.ca/TWONTO#collection_of_assets |  | Preliminary Treatment
135577 | 38639 | THR-FT-FSL-3706 | Switch, Flow-Low, WAW, Tank 2100,Secondary Treatment, Scum Pumping - North | THR-FT-T-2100 | Switch,Flow-Low | Switch |  | FSL | http://www.toronto.ca/TWONTO#flow_switch |  | Tank, Final Settling, Mixed Liquor, Secondary Treatment, Secondary Clarification - North (Tank#21)
18712 | 92254 | FHA-SES-SQ-0463 | Safety Equipment, Life Preserver, RMF, Central Thickener Gallery, Between Thickener Tanks T-3031 & 3041 | FHA-SES-SQ-0008 | Safety | Safety Equipment |  | SQ | http://www.toronto.ca/TWONTO#personal_floatation_device |  | Eyewash Stations & Showers
105823 | 2297 | TAB-ACC-2000 | Heating ,Space , Aeration and Chemical Gallery , Item 4/37 | TAB-ACC |  | HVAC |  | ACC | http://www.toronto.ca/TWONTO#collection_of_assets |  | Plant HVAC Equipment
92888 | 57027 | FIS-ACC-HTR-3002 | Heater, Unit, RMF Polymer Storage & Feeder Building, Ceiling, S/E Corner | FIS-POL-ROOM | H.V.A.C.,Heater,Unit | HVAC |  | HTR | http://www.toronto.ca/TWONTO#heater |  | FIS RMF Polymer Storage Room
34147 | 99040 | COL-YKP-DA-1657S | Davit Upper Arm-1657 | COL-YKP-DA-0001S | Safety | Safety Equipment | 45996 | DA | http://www.toronto.ca/TWONTO#fall_arrest_Davit_arm |  | Davit Arm Assembly with Upper Arm-110677
9532 | 65514 | DOS-YCM-VEH-323087 | 2015 CASE 821F - Vehicle Unit# 323087 | FAC-YCM-VEH | Vehicle,Licensed | Vehicle |  | VEH | power_mobile_equipment
43178 | 60907 | TAB-CW-FSH-0004 | Emerg. Eyewash and Shower Stations, Quad House | TAB-CW-SQ-0004 | Switch,Flow-High | Safety Equipment |  | FSH | http://www.toronto.ca/TWONTO#emergency_eyewash_and_shower |  | Emerg. Eyewash and Shower Stations,
39029 | 97654 | SWM-PWD-MISC | Miscellaneous Equipment | SWM-PWD | [6 empty] | Warden Storm
21340 | 70426 | FHO-DCL-PSL-0201 | Switch, Pressure-Low, Expansion Tank Header, Liquid Supply Dechlor.Train 2, S2 Chemical Storage Rm | FHO-DCL-SO-0201-KQ | Switch,Pressure-Low | Switch |  | PSL | http://www.toronto.ca/TWONTO#pressure_switch |  | Dechlorination Train 2
135991 | 21053 | THR-FT-RPU-0050 | Remote Processor Unit, Final Tanks | THR-ELS-FST | RPU | Remote Processor Unit |  | RPU | http://www.toronto.ca/TWONTO#RPU_panel |  | Electrical System, Final Sedimentation Tanks & Galleries
143821 | 6440 | WTR-PEL-RPU-0003 | RPU Panel, Generator Building, Electrical Room | WTR-PEL-ELS | Control Panel | Remote Processor Unit |  | RPU | http://www.toronto.ca/TWONTO#RPU_panel |  | Electrical System
43229 | 97672 | TAB-CW-SQ-0613 | Emerg. Shower & Eye Wash Station, PMO Basement, Sampling Room, North Wall | TAB-WA8-SQ-0001 | Safety,Eye wash | Safety Equipment |  | SQ | http://www.toronto.ca/TWONTO#emergency_eyewash_and_shower |  | Eye Wash & Shower Station in Old Admin Bldg.Bsmt. Sampling Room
2671 | 75680 | COL-120-ZSH-0701 | Door Switch, Coxwell Control Chambers No. 7&8, MTI | COL-MTI-CH-0700 | Switch | Switch |  | ZSH | http://www.toronto.ca/TWONTO#position_switch |  | Chamber,Boston Dome Chamber No.7,MTI
106063 | 36598 | TAB-ACC-AHU-TUN | AHUs/Supply Fans, All tunnels | TAB-ACC-AHU | [6 empty] | Air Handling Unit & Supply Fan
63474 | 43551 | FCL-PAC-DM-0201 | Damper, Manual, Dust Collector Fan FN-0201 Exhaust, Dry Chemical Building, PAC Storage Tanks | FCL-PAC-FN-0201 |  |  |  | DM |  |  | Dust Control, Storage Tank Dust Collector DCU-0201, Dry Chemical Building Basement
139420 | 69269 | THR-WA1-LD-95-45 | Sling, Nylon, Work Area 1 (NYLON BELT SLING SIZE; 2" X 8' CAPACITY 6400Lbs SN 1538295-45) | THR-LD-NYLN-WA1 | Lifting Device,Sling | Lifting Device |  | LD | synthetic_web_sling |  | Slings, Nylon, Work Area 1
120010 | 98229 | TAB-WA5-SQ-0010 | WA5 Fall arrest systems portable cranes/hoists, come alongs, slings, wire rope, chains, electrical equipment etc., | TAB-WA5-SQ | Lifting Device | Safety Equipment |  | SQ | http://www.toronto.ca/TWONTO#collection_of_assets |  | WA5 Safety Equipment
125247 | 32282 | THC-ELS-SQ-818278 | Spares, Electrical Safety gloves, High Voltage, Class 0, # 818278 | THC-SUSPENDED |  | Safety Equipment | 35492 | SQ | http://www.toronto.ca/TWONTO#rubber_insulating_gloves |  | Suspended entity
92507 | 36800 | WTR-PKL-MCC-0001B | Motor Control Center,Keele Pumping Station | WTR-PKL-BUS-0102 | Control Panel,MCC | Motor Control Center |  | MCC | http://www.toronto.ca/TWONTO#LV_electrical_panel |  | Motor Control Center,Keele Pumping Station
105778 | 66014 | SWM-PWD-BP-0001 | Back Flow Preventer | COL-PBF | Valve,Backflow Preventer |  |  | BP |  |  | Bluffers Park Sewage Pumping Station
108628 | 78453 | TAB-ACC-V-6524 | Valve, Actuated, Fire Protection System, Mechanical Room No. 1, Screen Bldg., P Bldg. | TAB-ACC-P-6511 | Valve | HVAC |  | V | http://www.toronto.ca/TWONTO#valve |  | Pump, Fire pump, Mechanical Room No. 1, Screen Bldg., P Bldg.
287 | 38979 | BOM PUBLIC OUTREACH | Public Outreach Program | BOM - SERVICES | [6 empty] | Business Customer Support
13811 | 4605 | COL-MTI-RPU-2400 | Remote Processing Unit, Spadina Control Chamber No.24, MTI | COL-MTI | RPU | Remote Processor Unit |  | RPU | http://www.toronto.ca/TWONTO#RPU_panel |  | Mid-Toronto Interceptor
106570 | 54765 | TAB-ACC-FN-6552 | Fan, Centrifugal, exhaust air, Mechanical Room No. 3, Screen Bldg., P Bldg. | TAB-ACC-FN-PBLDG | Fan,Centrifugal | HVAC |  | FN | http://www.toronto.ca/TWONTO#blower_or_fan_with_drive |  | Exhaust Fans , P Bldg
26405 | 38516 | FHO-SES-SQ-9027 | Chemical Suit, Size Sm/Md, Serial # 112540, S2 Stores | FHO-SES-CHEM SUIT | Safety | Safety Equipment |  | SQ | http://www.toronto.ca/TWONTO#chemical_suit |  | Chemical Suits, Plant Wide
120642 | 41053 | THC-ACC-FN-0133 | Fan,Centrifugal,Boiler Building,South Zone 2 | THC-ACC-BLDG E | Fan,Centrifugal | HVAC |  | FN | http://www.toronto.ca/TWONTO#blower_or_fan_with_drive |  | Boiler House, HVAC
58677 | 71217 | THC-ACC-F-0712 | Filter,Supply Air,AHU-0710,Thickening Centrifuge Area | THC-ACC-AHU-0710 | Filter | HVAC |  | F | http://www.toronto.ca/TWONTO#replaceable_air_filter |  | Air Handling Unit,Outdoor,Centrifuge Area,Thickening Building
64155 | 62605 | FCL-RW-CP-0601 | Control Panel, Raw Water Screen SC-0601 , Low Lift PS Screen Room S/E | FCL-RW-SC-0601 |  |  |  | CP |  |  | Screen, Bar, Raw Water, Intake and Screen Room
79152 | 97514 | FHA-RW-P-1201-KQ | Raw Water Pumping Unit #12 | FHA-SUSPENDED |  |  | 33359 | P |  |  | Suspended Obsolete entity for storage purpose
140597 | 5144 | TNT-ELS-MCC-6102 | Control Centre, Motor, Electrical Sub-Station | TNT-ELS-PDP-6002 | Control Panel,MCC | Motor Control Center |  | MCC | http://www.toronto.ca/TWONTO#LV_electrical_panel |  | 600V Power Distribution Panel
46602 | 60302 | TAB-DIS-CHL-1112 | Chlorinator #2 | TAB-SUSPENDED ENTITY | Chemical Feeder | Chemical Feeder |  | CHL | http://www.toronto.ca/TWONTO#chlorinator_system |  | Suspended entities
71200 | 24234 | THR-DIG-FSL-3211 | Flow Switch, Pump Seal Water | THR-DIG-P-3211 | Transmitter,Pressure | Switch |  | FSL | http://www.toronto.ca/TWONTO#flow_switch |  | Pump, Centrifugal, Sludge Transfer, Digester Tank 0900
31415 | 19998 | COL-RBB-FIT-0003 | Flow Indicating Transmittetr, | COL-RBB-MISC | Transmitter |  |  | FIT |  |  | Miscellaneous Equipment
85035 | 74024 | WTR-PEL-FSL-0301 | Switch, Flow-Low, Fan 0301 | WTR-PEL-FN-0301 | Switch,Flow-Low | Switch |  | FSL | http://www.toronto.ca/TWONTO#flow_switch |  | Fan, Supply, Air, Pump 0300
15532 | 69772 | FCL-WWW-V-5301 | Valve, Check, Discharge, Centrifuge Feed Pump P-5301, RMF Clarification Facility, Pump Room | FCL-WWW-P-5301 |  |  |  | V |  |  | Pump Centrifuge Feed, South
55434 | 88396 | TAB-WA1-SQ-1107 | Sling | TAB-WA1-SQ-1000 | Lifting Device,Sling | Lifting Device |  | SQ | http://www.toronto.ca/TWONTO#fall_protection_sling |  | WA1 Lifting Devices and Slings
119935 | 5598 | TAB-WA4-SQ-1214 | Sling, Nylon, Sling Tech EE-902-T3, 3 Ft. | TAB-WA4-SQ-0010 |  | Lifting Device |  | SQ | synthetic_web_sling |  | WA4 Fall arrest systems
17603 | 10200 | FHA-MCS-MT-0401 | Machine Tool, Drill. Radial Arm 42" Swing, Service Building, Machine Shop | FHA-MCS-MEQ | Machine Tool | Tool |  | MT | http://www.toronto.ca/TWONTO#radial_arm_drill |  | Machine Shop & Equipment
24540 | 73912 | COL-PRD-LSH-0002 | Switch, Level-High | COL-PRD | Switch,Level |  |  | LSH |  |  | Redland Pumping Station
74254 | 20768 | THR-FPW-T-0004S | Tank, Plant Water System, Plant Water Building | THR-FPW-F-0200 | Tank | Tank | 47402 | T | http://www.toronto.ca/TWONTO#storage_tank |  | Filter, Cell 2, Plant Water Building, Plant Services, Plant Water Pump, Centrifugaling System (Filter Bed, Cell 2)
38406 | 57268 | PU5520A | Receiver, Air, PST 7-9 Gallery | TAB-AI | Vessel,Pressure | Tank |  |  | http://www.toronto.ca/TWONTO#pressure_vessel |  | Local Compressed Air Equipment
9206 | 11742 | COL-YKP-FAK-067150 | First Aid Kit, Truck #067150 (Dodge Ram 2500) | COL-YKP-VEH-067150 | Safety,First Aid Kit | Safety Equipment |  | FAK | http://www.toronto.ca/TWONTO#first_aid_kit |  | Vehicle, Truck #067150 (Dodge Ram 2500)
55595 | 91029 | TAB-WA2-SQ-2028 | Spill Response Kit, Oil Off Water | TAB-STR-SQ | Spill Kit | Safety Equipment | 34526 | SQ | http://www.toronto.ca/TWONTO#spill_kit |  | WA2 Safety Equipment,lifting devices, ladders, Eye Wash station, First Aid Kits, Lock out stations
74865 | 789 | THR-FT-LSHH-3990 | High High Level Switch, Pump 3990, Final Tank,T-13 | THR-FT-P-3990 | Switch,Level-High-High | Switch |  | LSHH | http://www.toronto.ca/TWONTO#level_switch |  | Pump, Sump, Final Tanks, Sump Pit No.34,T-13,Plant Services, Flood Monitoring System
48980 | 18755 | FCL-CL-CP-0008 | Local Control Panel, Alternate Pre-Chlorination Valves, Sedimentation Tanks Area | FCL-CLA |  |  |  | CP |  |  | Pre-Chlorination
131318 | 6532 | THR-AI-C-WA4 | Compressor, Instrument Air | THR-FT | [6 empty] | Final Tank
44072 | 66557 | TAB-DEW-T-3140 | Tank, # 4 Polymer Solution Storage | TAB-DEW POLYMER PREP | Tank | Tank |  | T | http://www.toronto.ca/TWONTO#chemical_storage_tank |  | Polymer Solution Preparation & Storage Systems
68407 | 3327 | THR-ACC-PDSL-4001 | Switch, Pressure Differential, Low, Serves THR-ACC-FN-4006,Gallery 20N | THR-ACC-FN-4006 | Switch,Flow-Low | Switch |  | PDSL | http://www.toronto.ca/TWONTO#pressure_switch |  | Fan, Exhaust, T20N, Vault 3
39630 | 77544 | TAB-ACC-HE-1498 | Heat Exchanger, Hot Water Reheat Coil | TAB-ACC-HTR-1498 | Heat Exchanger | HVAC |  | HE | http://www.toronto.ca/TWONTO#heat_exchanger |  | Heater, Hot Water Reheat Coil
55728 | 61359 | TAB-WA4-SQ-3422 | Harness, Safety - 110796C | TAB-WA4-SQ-0010 |  | Safety Equipment |  | SQ | http://www.toronto.ca/TWONTO#fall_arrest_harness |  | WA4 Fall arrest systems
40804 | 21740 | TAB-ACC-TE-1438B | Temperature Element, Space Temperature | TAB-ACC-HTR-1438 | Sensor,Temperature | HVAC |  | TE | http://www.toronto.ca/TWONTO#temperature_sensor_element |  | Heater, Hot Water Reheat Coil
76852 | 3053 | THR-PLT-FSL-1514 | Switch, Flow, Low, Seal Water, Grit Pump P-1510, Headhouse | THR-PLT-P-1510 | Switch,Flow-Low | Switch |  | FSL | http://www.toronto.ca/TWONTO#flow_switch |  | Pump, Centrifugal (Dry), Grit, Vortex Prime Tank T-1500, Headhouse
6738 | 76950 | COL-PPU-DM-0001 | Damper/Louver, Generator Room | COL-PPU | Damper/Louver |  |  | DM |  |  | Port Union Road Sewage Pumping Station
84800 | 43974 | WTR-PEG-PSL-0001 | Switch,Pressure-Low, Suction Header | WTR-PEG-TRW | Switch,Pressure-Low | Switch |  | PSL | http://www.toronto.ca/TWONTO#pressure_switch |  | Treated Water (Transmission)
107186 | 48390 | TAB-ACC-MEQ-6510 | Mechanical Equipment, Electronic Trap Priming, Mechanical Room No. 3, Screen Bldg., P Bldg. | TAB-PLT-PLQ-P | Building Service,Floor Drain | Plumbing |  | MEQ | http://www.toronto.ca/TWONTO#trap_priming_device |  | Plumbing, General, P Bldg Prelim Treatment
135295 | 99954 | THR-FPW-T-0003S | Tank, Plant Water System, Plant Services, Plant Water Pump, Centrifugaling System | THR-FPW-F-0100 | Tank | Tank | 47401 | T | http://www.toronto.ca/TWONTO#storage_tank |  | Filter, Cell 1, Plant Water System, Plant Services, Plant Water Pump, Centrifugaling System (Filter Bed, Cell 1)
111037 | 56527 | TAB-DIG-PSH-4064 | Switch, Pressure, High, | TAB-DIG-P-4064 | Switch,Pressure-High | Switch |  | PSH | http://www.toronto.ca/TWONTO#pressure_switch |  | Pump, Sludge Mixing, Digester # 6B
133920 | 68536 | THR-DIS-CP-0003 | Panel,ControlPanel,Pump Skids, Disinfection Building Main Floor | THR-DIS-P-EFF | Control Panel,Power Distribution Panel | Power Distribution Panel |  | CP | http://www.toronto.ca/TWONTO#process_control_panel |  | Pumps, Disinfection, Effluent
94488 | 58335 | FHO-SES-INQ-0011 | High Voltage Safety Equipment, Ground and Test Stick, Fiberglass, Yellow, Electrical Shop | FHO-SES-SQ-0001 | PPE | Safety Equipment |  | INQ | http://www.toronto.ca/TWONTO#ground_and_test_device |  | Safety Equipment
63797 | 81917 | THC-PLT-T-6100 | Reservoir, Oil, Hydraulic Pack 1, Bar Screens | THC-PLT-BAR SCREENS | Tank,Reservoir | Tank | 40024 | T | http://www.toronto.ca/TWONTO#chemical_storage_tank |  | Bar Screening
62608 | 37564 | THC-MCS-LD-401142 | WIRE ROPE CRANE - MONORAIL+SGUH (insp Liftsafe) | THC-MCS-LD | Lifting Device | Lifting Device |  | LD | http://www.toronto.ca/TWONTO#crane |  | Mechanical Services, Lifting Device
19838 | 86962 | COL-PLV-HTR-0002 | Heater | COL-PLV | Heater |  |  | HTR |  |  | Livingston Road Pumping Station
146369 | 91673 | WTR-PSC-LTG-0006-SUS | Lighting, Emergency, Scarborough Pumping Station, Dist. 3 Pump Room, By pump 12 | WTR-SUSPENDED | Lighting,Emergency | Safety Equipment | 45411 | LTG | http://www.toronto.ca/TWONTO#lighting_unit |  | Suspended Obsolete entity for storage purpose
128016 | 22784 | THC-PRM-ZSH-1213 | Switch, Position High, Mech Collect, Valve 1213 | THC-PRM-V-1213 | Switch,Level-Low-Low | Switch |  | ZSH | http://www.toronto.ca/TWONTO#position_switch |  | Valve, Hydraulic Cylinder, Bottom Scraper, Primary Clarifier 1200, NW Plant
132823 | 36837 | THR-DIG-PSH-5142 | Switch, Pressure-High, Outlet Pump 5142, Solids Treatment, Digester Tank 1-6 | THR-DIG-GBP-5142 | Switch,Pressure-High | Switch |  | PSH | http://www.toronto.ca/TWONTO#pressure_switch |  | Gas Booster, Tank 0400, Solids Treatment
45119 | 75379 | TAB-DIG-INQ-T9-12 | Digester Tanks 9-12, Instrumentation Equipment | TAB-DIG-T-09-12 | [6 empty] | Digester Tanks 9-12
33525 | 21908 | COL-YKP-DA | Davit Arm Assembly | COL-YKP | Safety | Safety Equipment |  |  | http://www.toronto.ca/TWONTO#fall_arrest_Davit_arm |  | Kipling Yard
106704 | 4479 | TAB-ACC-FSL-6322 | Switch, Flow Switch-Low, P-6320/ P-6330, Mechanical Room, Dig 9-12 Control Building. | TAB-ACC-P-6320 | Switch,Flow-Low | Switch |  | FSL | http://www.toronto.ca/TWONTO#flow_switch |  | Pump, Centrifugal, Glycol Circulating, Mechanical Room, Dig 9-12 Control Building.
70424 | 80231 | THR-CW-CH-0004 | City Water & Fire Water Chambers, Chamber #4 | THR-CW |  |  |  | CH |  |  | City Water
71643 | 32828 | THR-DIG-PSH-2533 | Switch, Pressure-High, Discharge Pump 2533, Digester Tank 0500 | THR-DIG-P-2533 | Switch,Pressure-High | Switch |  | PSH | http://www.toronto.ca/TWONTO#pressure_switch |  | Pump, Centrifugal, Sludge Transfer, Tank 0500
136643 | 95610 | THR-HVAC-HPBB | Heating, Ventilation and Air Conditioning, High Pressure Blower Building | THR-AER-BL |  | HVAC |  |  | http://www.toronto.ca/TWONTO#collection_of_assets |  | Aeration Blowers
140790 | 36698 | TNT-SES-RING-1011 | Lifebuoy Ring | TNT-SES-RING | PPE | Safety Equipment |  | RING | http://www.toronto.ca/TWONTO#life_ring |  | Lifebuoy Ring
147202 | 11759 | WTR-RRH-T-0100 | Tank, Reservoir, (West Basin) | WTR-RRH-TRW | Tank,Reservoir | Tank |  | T | http://www.toronto.ca/TWONTO#reservoir_tank |  | Treated Water (Transmission)
8538 | 39886 | COL-RBB-HTR-0004 | Heater, Baseboard | COL-RBB-MISC | Heater |  |  | HTR |  |  | Miscellaneous Equipment
61156 | 5554 | THC-ELS-SQ-2488775 | Spares, Electrical Safety gloves, High Voltage, Class 0, # 2488775 | THC-SES-SQ | PPE,Insulated Glove | Safety Equipment | 41088 | SQ | http://www.toronto.ca/TWONTO#rubber_insulating_gloves |  | Safety Equipment
128786 | 58915 | THC-SES-SQ-610958665 | SCBA Unit, kit, T1 Control Room | THC-SES-SQ-SCBA | PPE,SCBA | Safety Equipment | 42411 | SQ | http://www.toronto.ca/TWONTO#self-contained_breathing_apparatus |  | SCBA Units, virtual entity
7367 | 49214 | COL-PSM-FEQ-0002S | Fire Prevention, Extinguisher | COL-PSM | Fire Prevention,Extinguisher |  | 40968 | FEQ |  |  | Simcoe St Sewage Pumping Station
38608 | 87226 | TAB-ACC-AC-1303C | Air Delivery Unit-North SubStation | TAB-ACC-AC-1303 | H.V.A.C.,Air Conditioner | HVAC |  | AC | ? |  | Conditioner, Air, Heater,North SubStation
23692 | 54747 | COL-PPU-SS-0001 | Security System | COL-PPU | Security System |  |  | SS |  |  | Port Union Road Sewage Pumping Station
34697 | 42886 | MAIN-365 | Main 365 | WTR-LWA | [6 empty] | Work Area 2 Central Mains and Chambers
37327 | 82765 | MTMH333 | BERRY CREEK STS | TRK-HMR | [6 empty] | HUMBER DRAINAGE AREA
57063 | 85847 | THC-ACC-PSL-0121 | Switch,Pressure-Low,Air Handling Unit 0120,Scrubber Room,Phase 4 | THC-ACC-AHU-0120 | Air Handling Unit | Switch |  | PSL | http://www.toronto.ca/TWONTO#pressure_switch |  | Air Handlling Unit,Roof,Scrubber Room,Phase 4
71673 | 89189 | THR-DIG-PSL-2264 | Switch, Pressure-Low, Suction, Pump 2264, Solids Treatment, Heating System - Digesters - Tank 0700 & Tank 0800 | THR-DIG-P-2264 | Switch,Pressure-Low | Switch |  | PSL | http://www.toronto.ca/TWONTO#pressure_switch |  | Pump, Centrifugal, Primary Sludge Recirculation Tank 0800
114120 | 64978 | TAB-OPS BLDG | Building Location | TAB-SPC | [6 empty] | Process Control Systems - Services Area
8925 | 34762 | COL-YKP-DA-0014S | Davit Arm Assembly with Upper Arm-1731955 | COL-W-OBSOLETE | Safety | Safety Equipment | 45978 | DA | http://www.toronto.ca/TWONTO#fall_arrest_Davit_arm |  | Col West Obsolete Entities
39085 | 84180 | COL-YKP-SRL-098993 | Self Retrieval Line -098993 | YKP-BLD | Safety | Safety Equipment |  | SRL | self_retracting_line |  | Collections - 435 Kipling Ave. Building envelope
41057 | 87801 | TAB-ACC-PDS-1850A | Switch,Pressure ,Filter, AHU1850 | TAB-ACC-AHU-1850 | Switch,Pressure | Switch |  | PDS | http://www.toronto.ca/TWONTO#pressure_switch |  | AHU, Blower Bldg
145060 | 50657 | WTR-PLW-FAR-0002 | Winch, Fall Arrest, S/N 035513 | WTR-WEST-SES |  | Safety Equipment | 38534 | FAR | winch |  | Safety & Lifting Devices
118830 | 2485 | TAB-STR-SP-4001 | Sampler,West Bypass SBS-3 | TAB-STR-SP | Sampler | Sampler |  | SP | http://www.toronto.ca/TWONTO#auto_sampler |  | Aeration, Sampler Settled Sewage
11939 | 83821 | FCL-DEW-LSL-0601 | Switch, Level, Low , Treated Water Area Dewatering Pit T-0601 | FCL-DEW-RW | Switch,Level-High | Switch |  | LSL | http://www.toronto.ca/TWONTO#level_switch |  | Raw water Area Dewatering
53094 | 86551 | TAB-RTE-WA2 | TAB-Routine Work Area 2 | TAB-WORK-AREA-2 | [6 empty] | Work Area 2
105903 | 27612 | TAB-ACC-AHU-1408 | Air Handling Unit, Air Supply to Boiler Room, Z Bldg | TAB-SUSPENDED ENTITY | H.V.A.C. | HVAC | 38012 | AHU | http://www.toronto.ca/TWONTO#air_handler_unit |  | Suspended entities
50819 | 2079 | TAB-PRM-FSL-3902 | Switch ,Flow, Low,Seal water to Pump P-3902 | TAB-PRM-P-3902 | Switch,Flow | Switch |  | FSL | http://www.toronto.ca/TWONTO#flow_switch |  | Pump, Raw Sludge
38589 | 26871 | SQ-47075 | FHO SCBA #3 | FHO-SES-SQ-0001 | PPE,SCBA | Safety Equipment | 32127 |  | http://www.toronto.ca/TWONTO#self-contained_breathing_apparatus |  | Safety Equipment
144199 | 67071 | WTR-PHL-SW-2401 | Switch, Fused Disconnect | WTR-PHL-LB-0002 | Switch | Switch |  | SW | http://www.toronto.ca/TWONTO#disconnect_switch |  | Circuit Breaker, Secondary Tie
86170 | 47583 | WTR-PJS-LSH-0102 | Switch, Level-High, John Street Surge Tank 1 | WTR-PJS-T-0102 | Switch,Level-High | Switch |  | LSH | http://www.toronto.ca/TWONTO#level_switch |  | Tank, (Surge), John St #1
93096 | 30030 | WTR-PMI-F-0001 | Filter, Mechanical Room, Membrane, | WTR-PMI-AUX | Filter,Membrane | Filter |  | F | http://www.toronto.ca/TWONTO#discrete_unit_of_treatment_filter |  | Auxiliary Equipment (Building Facilities)
120865 | 13559 | THC-ACC-HTR-0247 | Heater, Perimeter. Admin Building, Ground Floor, Office 118 | THC-ACC-AHU-0081 |  | HVAC |  | HTR | http://www.toronto.ca/TWONTO#heater |  | Air handling Unit, Ground Floor South Zone(Project Management), Admin Building Roof
71629 | 83302 | THR-DIG-PSH-0801 | Switch, Pressure High, Tank 0800 Sampling Pump Discharge, Digester Tanks - Sampling System | THR-DIG-P-0801 | Switch,Pressure-High | Switch |  | PSH | http://www.toronto.ca/TWONTO#pressure_switch |  | Pump, Tank 0800 Sampling, Digester Tanks - Sampling System
53664 | 58888 | TAB-SES-SQ-0018 | SCBA Breathing Apparatus, Grass Shack - LAH 343 965 TS | TAB-SES-SCBA | PPE,SCBA | Safety Equipment |  | SQ | http://www.toronto.ca/TWONTO#self-contained_breathing_apparatus |  | WA4 Safety Equipment, SCBA
13171 | 8825 | FCL-FLT-CP-1701 | Control Panel, Operator, Filter 1701 Flow/Rate, Filter 1701 | FCL-FLT-F-1701 |  |  |  | CP |  |  | Filter, Carbon Activated, Filter Building, Filter Gallery West
8555 | 11313 | COL-RBB-MCC-0001 | Motor Control Centre | COL-RBB | Control Panel,MCC |  |  | MCC |  |  | Western Beaches Tunnel (Battery Park)-Storm
34685 | 41459 | MAIN-351 | Main 351 | WTR-MT3 | [6 empty] | Work Area 3 WEST Mains and Chambers
21095 | 87834 | FHO-CLB-EV-0301 | Evaporator, Post Chlorination Train 3 East, Main Floor, Chemical Machine Room | FHO-CLC-CHL-0201-KQ | Heater,Process | Evaporator |  | EV | http://www.toronto.ca/TWONTO#chlorinator_system |  | Trim ChlorinationTrain 2
11835 | 62800 | FCL-ELS-MCC-004G | Control Panel,MCC,Gaseous Chemical Bldg - Electrical Room,600V | FCL_ELS_600V_ELECABS | Control Panel,MCC | Motor Control Centre |  | MCC | http://www.toronto.ca/TWONTO#LV_electrical_panel |  | Electrical Cabinets,600V
21805 | 4511 | FHO-ELS-MCC-1020 | Motor Control Centre, Cadmin Building, S4, Main Electrical Room | FHO-ELS-PS-0001 | Control Panel,MCC | Motor Control Centre |  | MCC | http://www.toronto.ca/TWONTO#LV_electrical_panel |  | Primary Power Equipment
83903 | 83625 | FHA-TRW-TWP | Treated Water Pumping | FHA-TRW | [6 empty] | Treated Water System
108811 | 31613 | TAB-AUX | Gas Services, Natural Gas, Digester Gas | TAB-WORK-AREA-SEO | [6 empty] | TAB Work Area SEO
101737 | 2263 | MAIN-358 | Main 358 | WTR-MT3 | [6 empty] | Work Area 3 WEST Mains and Chambers
144387 | 55134 | WTR-PJS OFFICE | Computer Location | WTR-WA1 | [6 empty] | District East Location
94819 | 795 | FHO-SES-SCBA-HARNESS8 | SCBA Harness # 8 | FHO-SES-SQ-0002 | PPE,SCBA | Safety Equipment |  |  | http://www.toronto.ca/TWONTO#fall_arrest_harness |  | Emergency Breathing Apparatus
37308 | 59872 | NX2194A | Air Cooling Unit, Z Bldg | TAB-ACC-CI | H.V.A.C.,Air Conditioner | HVAC | 35626 |  | http://www.toronto.ca/TWONTO#collection_of_assets |  | Chiller and Air Coolers
85200 | 91835 | WTR-PEL-PSU-1003 | Power Supply, 125VDC, LB-0204, Generator Building, Electrical Room | WTR-PEL-LB-0204 | UPS | Power Supply Unit |  | PSU | power_supply |  | Load Break Switch, Feed 2, Generator Switchgear, Generator Building, Electrical Room
136580 | 57942 | THR-GRK-VEH-378137S | Vehicle, John Deere Gator, Unlicensed, WA1(Retired) | THR-GRK-GQ-WA1 | Vehicle,Unlicensed | Vehicle | 37997 | VEH | http://www.toronto.ca/TWONTO#golf_cart
112817 | 87324 | TAB-EL1-SQ-6530 | Spill kit,DAWG® 20 Gallon Overpack | TAB-ELS-ESQ | Spill Kit | Safety Equipment |  | SQ | http://www.toronto.ca/TWONTO#spill_kit |  | Electrical Safety Equipment
126147 | 18579 | THC-INC-LSH-0313 | Switch, Level-High, Sump Pump 0313, 0314, Decant, Incin. Building | THC-GRK-SUMP PUMP | Switch,Level | Switch |  | LSH | http://www.toronto.ca/TWONTO#level_switch |  | Sump Pumps,
93 | 90144 | 50677 | Emerg. Eyewash & Shower Stns, Dig Tanks 13-16 | TAB-DIG-STRC-T13-16 | PPE,Eyewash Station | Safety Equipment |  |  | http://www.toronto.ca/TWONTO#emergency_eyewash_and_shower |  | Digester Tanks 13-16, Drains, Electrical Service(110/220V), Lighting, Plumbing
63216 | 6424 | THC-OCS-LSHH-6030 | Switch, Level, High High, Humidification Chamber HU-6030, Headworks Odour Control | THC-OCS-HU-6030 | Switch,Level-High-High | Switch |  | LSHH | http://www.toronto.ca/TWONTO#level_switch |  | Humidification Chamber, Biofilter, Headworks Odour Control
73791 | 4484 | THR-ELS-LSH-0006 | Switch,Level-High,Manhole 1 North-East,Manhole Sump Pump CP-0304 Start Lead Pump Float | THR-ELS-CP-0304 |  | Switch |  | LSH | http://www.toronto.ca/TWONTO#level_switch |  | Control Panel,Electrical,Outside North-East,Manhole 1 Sump Pump Control Panel
61794 | 70778 | FHA-ELS-WR-0215 | Welding Receptacle, 30A, 600V, RMF, Welding Shop, Receptacle #3 | FHA-ELS | Welding Equipment | Power Distribution Panel |  | WR | http://www.toronto.ca/TWONTO#welding_receptacle |  | Electrical
71751 | 1920 | THR-DIG-SSH-5172A | Digester Gas Mixing, Tank 0200, Solids Treatment, Digester Tanks 1-6 | THR-DIG-MX-0200 | Switch,Speed-High | Switch |  | SSH | http://www.toronto.ca/TWONTO#speed_switch |  | Digester Gas Mixing, Digester Tank 0200
15832 | 99332 | COL-PKG-DM-0002 | Damper/Louver, Generator Room | COL-PKG-MISC | Damper/Louver |  |  | DM |  |  | Miscellaneous Equipment
12431 | 84083 | FCL-FLT-SW-1001-SUS | Sweeps, Surface Wash, Filter #10 | FCL-FLT-F-1001 | Filter | Filter | 36640 | SW | filter_sweeping_arm |  | Filter, Carbon Activated, Filter Building, Filter Gallery East
26657 | 31002 | FHO-TRW-FSL-0004 | Switch,Flow,Low, East Chemical Mixing Conduit Sampling Line,Ozone Building,S2,Dispersion Pump Room | FHO-TRW | Switch,Flow-Low | Switch |  | FSL | http://www.toronto.ca/TWONTO#flow_switch |  | Treated Water System
43823 | 52048 | FCL-ACC-FN-LL | LL Screen Rm Exh. Sys -FN-0102(15-2), -0103(15-3), 0104(15-4) | FCL-ACC | [6 empty] | Climate Control (HVAC)
25717 | 80738 | FHO-SES-CHEM SUIT | Chemical Suits, Plant Wide | FHO-SES |  | Safety Equipment |  |  | http://www.toronto.ca/TWONTO#chemical_suit |  | Safety & Environmental Services
41282 | 68160 | TAB-ACC-T-7401 | Tank, Flash | TAB-HRS-T | Tank | Tank |  | T | http://www.toronto.ca/TWONTO#pressure_vessel |  | Steam Flash Tanks & Controls
62634 | 49804 | FHA-FLT-MX-3401 | FHA-FLT-SW-3401 - Sweeps, Surface Wash, Filter #34 | FHA-FLT-F-3401 | Filter | Filter |  | MX | filter_sweeping_arm |  | Filter #34, Filter Building, East Filter Gallery North
47387 | 30625 | FCL-ACC-TT-0322 | Transmitter, Temperature, Admin Building, First Floor, Servers Room 106 | FCL-ACC-ADMIN |  |  |  | TT |  |  | Administration Building HVAC Equipment
24658 | 9062 | COL-PRX-CP-0002 | Control Panel, Remote Alarm | COL-PRX | Control Panel |  |  | CP |  |  | Roxborough Sewage Pumping Station
14192 | 24461 | COL-PGR-CP-0001 | Control Panel, Operator | COL-PGR | Control Panel |  |  | CP |  |  | Grand River Sewage Pumping Station
77778 | 84738 | THR-PRM-T-0400 | Tank, Primary Clarification - Primary Tank - South | THR-PRM-SOUTH | Tank | Tank |  | T | http://www.toronto.ca/TWONTO#clarifier |  | Primary Treatment, South Primary
129622 | 47437 | THR-ACC-AHU-0130 | Air Handling Unit, Headhouse Screen Area Air Supply, Headhouse Roof | THR-ACC-HH | Air Handling Unit | HVAC |  | AHU | http://www.toronto.ca/TWONTO#air_handler_unit |  | Heating, Ventilation and Air Conditioning, Head House
19147 | 95838 | FHO-ACC-F-0201 | Filter, Dry Air, AHU-0201 Inlet, Ammonia Area HVAC,Chemical Building, North Penthouse | FHO-ACC-AHU-0201 |  | Filter |  | F | http://www.toronto.ca/TWONTO#replaceable_air_filter |  | Air Handling Unit, Ammonia Area HVAC, Chemical Building North Penthouse
85755 | 11149 | WTR-PHL-PPE-0012-SUS | SCBA Facemask - Farshad Setoodeh | WTR-SUSPENDED | PPE,SCBA | Safety Equipment | 47433 | PPE | http://www.toronto.ca/TWONTO#self-contained_breathing_apparatus |  | Suspended Obsolete entity for storage purpose
72797 | 15615 | THR-DIS-EV-1110 | Evaporator, Chlorine, Chlorination Building, Disinfection, Chlorination System | THR-DIS-EV | Evaporator,Chlorine | Evaporator | 34318 | EV | http://www.toronto.ca/TWONTO#chlorinator_system |  | Disinfection, Chlorine Evaporator
51957 | 61824 | FCL-DEW-V-0010A | Valve, Check, Swing, Treated Water Suction Channel, Treated Water Process Dewatering Pit | FCL-DEW-T-0201 |  |  |  | V |  |  | Tank, Treated Water Process Dewatering Pit
109791 | 24861 | TAB-DEW-T-0230 | Tank, DWS from Centrifuge #2 | TAB-DEW-P-0231 | Tank | Tank |  | T | http://www.toronto.ca/TWONTO#storage_tank |  | Pump, Sludge Cake Transfer, Baby Schwing #2, Dewater. Bldg, 2/F SW
109538 | 84091 | TAB-DEW-HPU-6003 | Power Pack, Hydraulic, Sludge Cake Power Pack for Conveyor DEW-CV-6019 & Pump DEW-P-6003, DEW Level 2 | TAB-DEW-T-6003 | Tank | Hydraulic System |  | HPU | http://www.toronto.ca/TWONTO#hydraulic_power_pack |  | Tank, Dewatered Solids Silo DEW-T-6003 East, DEW Bsmt
118723 | 49299 | TAB-STR-LSL-4002R | Switch,Level,Low, Oil tank, Blower 4002 lubrication | TAB-STR-T-4002R | Switch,Level | Safety Equipment |  | LSL | http://www.toronto.ca/TWONTO#level_switch |  | Tank , Reservoir Aux Oil, Blower 4002
136589 | 4944 | THR-GRK-VEH-378367 | Vehicle, John Deere Gator, Unlicensed, WA4 | THR-GRK-GQ-WA4 | Vehicle,Unlicensed | Vehicle |  | VEH | http://www.toronto.ca/TWONTO#golf_cart
55755 | 86678 | TAB-WA5-LD-6D01 | Chain Block, 1 ton Ingersol Rand | TAB-WA5-SQ | PPE | Lifting Device |  | LD | http://www.toronto.ca/TWONTO#lifting_equipment_hoist |  | WA5 Safety Equipment
138212 | 46312 | THR-PRS-T-0030 | Tank, Ferrous Chloride Storage, Chemical Building | THR-PRS-T | Tank,Non-Pressurized | Tank |  | T | http://www.toronto.ca/TWONTO#chemical_storage_tank |  | Phosphorous Removal System, Storage Tank
83066 | 74666 | FHA-SES-SQ-1103 | FHA-SES-SQ-0103 - Safety Equipment, Life Preserver, Pump Building, Screen Room | FHA-SES-SQ-6 |  | Safety Equipment |  | SQ | http://www.toronto.ca/TWONTO#personal_floatation_device |  | Safety Fall Protection Equipment
15597 | 76805 | FFIS-ELS-LTG EMERG-SUS | Emergency Lights | FIS-SUSPENDED |  |  | 46887 |  |  |  | Obsolete Entities/Processes
142312 | 42901 | WTR-250-RPU-3B01 | Remote Processor Unit | WTR-250-CH-0003C | Meter,Flow,Magmeter | Remote Processor Unit |  | RPU | http://www.toronto.ca/TWONTO#RPU_panel |  | Chamber,Revenue Meter,Bathurst-Steeles (Magmeter)
120585 | 31430 | THC-ACC-F-0632 | Filter,Outdoor Air,South Pumping Station,Sampling Room,Ground Level | THC-ACC-BLDG L |  | Filter |  | F | http://www.toronto.ca/TWONTO#replaceable_air_filter |  | Plant Effluent Pumping Station, HVAC
93278 | 67522 | FHO-GRK-DR-2042S | Door, (FD-S2-42), Fire Rated, Ozone Building, S2, Stairway DOZ 3, Emergency Exit | FHO-GRK-FEQ-0001 | Fire Prevention,Door | Door |  | DR | http://www.toronto.ca/TWONTO#fire_rated_door
105614 | 32977 | SWM-PET-WEL-0100 | Wet well | SWM-PET-MISC | Well |  |  | WEL |  |  | Miscellaneous Equipment
14869 | 89722 | FCL-SPC-COM-0600 | Communication, Server Closet, Admin Building, Server Room | FCL-ADM BLDG |  |  |  | COM |  |  | Building Location
71339 | 93598 | THR-DIG-LSHH-0607 | Switch, Level-High-High,Overflow Chamber,Tank 0600, Solids Treatment, Digester - Tanks 1-6 | THR-DIG-SD-0600 | Switch,Level-High-High | Switch |  | LSHH | http://www.toronto.ca/TWONTO#level_switch |  | Tank, Secondary Digester-6, Solids Treatment
118169 | 21002 | TAB-SLO-LSHH-0430A | Switch,Level, High,High | TAB-SLO-P-0431 | Switch,Level | Switch |  | LSHH | http://www.toronto.ca/TWONTO#level_switch |  | Pump, Bio-Filter Sump, SP401,
119710 | 88631 | TAB-WA1-SQ-1176 | Chain Sling | TAB-WA1-SQ-1000 | Lifting Device,Sling | Lifting Device |  | SQ | chain_sling |  | WA1 Lifting Devices and Slings
59026 | 65728 | THC-ACC-HTR-0237 | Heater, Perimeter. Admin Building, Ground Floor, Office 115 | THC-ACC-AHU-0071 |  | HVAC |  | HTR | http://www.toronto.ca/TWONTO#heater |  | Air handling Unit, Ground Floor West Zone(Administration), Admin Building Roof
24356 | 11175 | FHO-MCS-MT-1107 | Personal Tool Kit | FHO-MCS | Machine Tool | Tool |  | MT | tool_kit |  | Mechanical Services
65826 | 45176 | FCL-SPC-COM-1802 | Termination Panel, Dry Chemical Building MCC Room | FCL-SPC |  |  |  | COM |  |  | Process Control Systems - Services Area
50027 | 63369 | FCL-ELS-PDP-001L | Power Distribution Panel,Low Lift Bldg - Switchgear Room,600V | FCL_ELS_600V_ELECABS | Control Panel,Power Distribution Panel | Power Distribution Panel |  | PDP | http://www.toronto.ca/TWONTO#LV_electrical_panel |  | Electrical Cabinets,600V
21254 | 28 | FHO-CLC-CHL-0101 | Chlorinator, Trim Chlorination Train 1, Chemical Building, L1, Machine Room | FHO-CLC | Chemical Feeder,Gas | Chemical Feeder |  | CHL | http://www.toronto.ca/TWONTO#chlorinator_system |  | Trim Chlorination System
93625 | 32895 | WTR-PPD-CU-3041 | Condensing Unit 1, Air Cooled, Roof | WTR-PPD-ACC |  | HVAC |  | CU | http://www.toronto.ca/TWONTO#AC_condenser_unit |  | Air Conditioning, Heating and Ventilation
63700 | 43315 | THC-PLT-MSL-0710 | Switch, Motion , Low, Conveyor, Screen Room, Screenings Conveyance | THC-PLT-CV-0710 |  | Switch |  | MSL | http://www.toronto.ca/TWONTO#motion_sensor_element |  | Conveyor, Screw, Screen Room, Screenings Conveyance
117175 | 65571 | TAB-RSP-G-1105 | Gate, Sluice, Actuated, Connecting M.T.I. & Wet Wells T-1100 & T-1101 | TAB-RSP-G-T | Valve,Sluice Gate | Gate |  | G | http://www.toronto.ca/TWONTO#channel_gate
58419 | 98967 | THC-DCL-T-0100 | Tank, Storage 38% Sodium Bisulphite, Dechlorination | THC-DCL-SBS | Tank | Tank |  | T | http://www.toronto.ca/TWONTO#chemical_storage_tank |  | Dechlorination -Outfall SBS System
140562 | 4878 | TNT-FT-LSL-1501 | Switch, Level,Low | TNT-FT-T-1500 | Switch,Level | Switch |  | LSL | http://www.toronto.ca/TWONTO#level_switch |  | SumpTank # 5
26253 | 64937 | FHO-SES-SCBA-0013 | Cylinder, SCBA, Air Pack, 2216 PSI, Ser #OJ-386111 | FHO-SES-SQ-0002 | PPE,SCBA | Safety Equipment |  | SCBA | http://www.toronto.ca/TWONTO#compressed_gas_cylinder |  | Emergency Breathing Apparatus
20367 | 93923 | FHO-ALM-P-0301-KQ | Alum Skid 3 | FHO-ALM |  |  |  | P |  |  | Alum System
118646 | 94931 | TAB-STR-G | Sluice Gates, Effluent/Outfall | TAB-WORK-AREA-LIQ | [6 empty] | TAB Work Area Liq
55491 | 49488 | TAB-WA1-SQ-1980 | Lanyard 6 Ft- Patel, Brijeshkumar | TAB-WA1-SQ-0001 | PPE,Harness | Safety Equipment |  | SQ | lifeline |  | WA1 Fall Arrest System
8996 | 98699 | COL-YKP-DA-158076 | Davit-158076 | COL-W-OBSOLETE | Safety | Safety Equipment |  | DA | http://www.toronto.ca/TWONTO#fall_arrest_Davit_arm |  | Col West Obsolete Entities
13174 | 55237 | FCL-FLT-F-0202 | Filter, Inlet Side of PDIT-0201, Filter F-0201, Filtration Pipe Gallery | FCL-FLT-PDIT-0201 |  |  |  | F |  |  | Transmitter, Pressure (Differential), Loss of Head for Filter 0201, , Filter No.0201
107164 | 72667 | TAB-ACC-LSL-1822 | Switch,Level, Low,Glycol Make Up Line Tank | TAB-ACC-T-1822 | Switch,Level | Switch |  | LSL | http://www.toronto.ca/TWONTO#level_switch |  | Tank, Make Up, Glycol Make Up Line
6414 | 74020 | COL-PMY-LSH-0103 | Switch, Level-High | COL-PMY-MISC | Switch |  |  | LSH |  |  | Miscellaneous Equipment
145153 | 35508 | WTR-PLW-SQ-0001-SUS | Eye Wash Station | WTR-PLW-AUX | PPE,Eyewash Station | Safety Equipment | 40898 | SQ | http://www.toronto.ca/TWONTO#emergency_eyewash |  | Auxilliary Equipment (Building Facilities)
25689 | 5727 | COL-PSP-JIT-0001 | Meter, Power Indicating Transmitter | COL-PSP | Meter |  |  | JIT |  |  | Southport Sewage Pumping Station
125971 | 73059 | THC-GRK-PRTY-0400 | Grounds and property, general maintenance | THC-GRK-MAINT |  | Grounds |  | PRTY | activity |  | Building Maintenance
4257 | 81879 | COL-PEV-SW-0004 | Switch, Distribution | COL-PEV-MISC | Switch |  |  | SW |  |  | Miscellaneous Equipment
59023 | 45009 | THC-ACC-HTR-0230 | Heater, Perimeter. Admin Building, Ground Floor, Process Corridor 143 | THC-ACC-AHU-0061 |  | HVAC |  | HTR | http://www.toronto.ca/TWONTO#heater |  | Air handling Unit, Ground Floor North Zone(Process Control), Admin Building Roof
18480 | 3079 | FHA-SES-LDR-0508 | FHA-SES-LD-0060 - 10' Single Ladder Aluminum ( Filter #6 ) | FHA-SES | Safety | Safety Equipment |  | LDR | http://www.toronto.ca/TWONTO#ladder |  | Safety & Environmental Services
115414 | 25911 | TAB-PRM-FN | D Building - Fans, Primary Scum Hopper Process Air Exhaust | TAB-PRM-D | [6 empty] | D Bldg - Primary Treatment
51694 | 56720 | TAB-PRS-T-2030 | Tank, Chemical Storage, East Chemical Storage Tanks | TAB-PRS-T-FECL2 | Tank | Tank |  | T | http://www.toronto.ca/TWONTO#chemical_storage_tank |  | Ferrous Chloride Tanks & Valves
147621 | 94359 | YTF-ACC-AHU-4601 | Air Handling Unit, RN146, HVAC Exhaust Fans and AHU's | YTF-ACC | Air Handling Unit | HVAC |  | AHU | http://www.toronto.ca/TWONTO#air_handler_unit |  | HVAC Equipment
75244 | 57232 | THR-FT-T-1700 | Tank, Final Settling, Mixed Liquor, Secondary Treatment, Secondary Clarification -South (Tank#17) | THR-FT-T | Tank | Tank |  | T | http://www.toronto.ca/TWONTO#sedimentation_tank |  | Final Sedimentation Tank & Dedicated WAS Pumping
81659 | 62274 | TNT-SES-RING-1015 | Lifebuoy Ring | TNT-SES-RING | PPE | Safety Equipment |  | RING | http://www.toronto.ca/TWONTO#life_ring |  | Lifebuoy Ring
40021 | 42096 | DIS-ITM | Integrated Technology Management | DIS | [6 empty] | District Operations
101673 | 42409 | MAIN-287 | Main 287 | WTR-MT3 | [6 empty] | Work Area 3 WEST Mains and Chambers
9607 | 89432 | DOS-SES-SCBA-2308 | SCBA 60 minutes escape pack | FAC-YCM-SES | Safety | Safety Equipment |  | SCBA | http://www.toronto.ca/TWONTO#self-contained_breathing_apparatus |  | SAFETY & ENVIRONMENTAL SERVICES
29998 | 30030 | FIS-RW-PSL-0002 | Switch, Pressure, Low, Potable Water Flushing Line to Screen SC-0201, Raw Water Pump Room | FIS-RW-SC-0201 | Switch,Pressure-Low | Switch |  | PSL | http://www.toronto.ca/TWONTO#pressure_switch |  | Screen, Bar, Travelling, Raw Water PS
132842 | 49890 | THR-DIG-PSL-2369 | Switch, Pressure-Low, Suction, Pump 2369, Solids Treatment, Heating System - Digesters - Tank 0900 Tank 1000 | THR-DIG-P-2369 | Switch,Pressure-Low | Switch |  | PSL | http://www.toronto.ca/TWONTO#pressure_switch |  | Pump, Centrifugal, Sludge Recirculation, Tank 1000
7336 | 48055 | COL-PSL-MCC-0001 | Motor Control Centre | COL-PSL-MISC | Control Panel,MCC |  |  | MCC |  |  | Miscellaneous Equipment
137093 | 57042 | THR-PLQ-PLT | Preliminary Treatment, Work Area 2 | THR-PLQ-WA2 | [6 empty] | Plumbing, Work Area 2
89117 | 12103 | FHO-SPC-RPU-1323 | RPU, Aqua Ammonia/Fluoride PLC, Chemical Building, S4, Chemical Gallery, North Wall | FHO-DIS | Controller,PLC | Remote Processor Unit |  | RPU | http://www.toronto.ca/TWONTO#RPU_panel |  | Disinfection
9080 | 57714 | COL-YKP-DA-1697334 | Davit Mast -1697334 | COL-YKP-DA | Safety | Safety Equipment |  | DA | davit_base |  | Davit Arm Assembly
10701 | 52354 | FCL-ACC-RMF | Residue Management HVAC Equipment | FCL-ACC | [6 empty] | Climate Control (HVAC)
58727 | 95740 | THC-ACC-F-6291 | Filter, Outdoor Air Plenum, 2nd Floor, Mech Room #2, Headworks | THC-ACC-DM-6291 | Filter | HVAC |  | F | http://www.toronto.ca/TWONTO#replaceable_air_filter |  | Damper, Outdoor Air, Plenum, 2nd Floor Mech Room #2, Headworks
91718 | 23918 | WTR-PJS-BUS-0202 | Electrical Bus | WTR-PJS-ELS | Control Panel,MCC | Motor Control Center |  | BUS | http://www.toronto.ca/TWONTO#LV_electrical_panel |  | Electrical System
18719 | 33179 | FHA-SES-SQ-0609 | FHA-SQ-LP-0021 - Life Preserver | FHA-SES-LP |  | Safety Equipment |  | SQ | http://www.toronto.ca/TWONTO#personal_floatation_device |  | Life Preservers
145049 | 71869 | WTR-PLW-CLB-0001 | Calibrator, Druck, Venturi, S/N 6104938501 | WTR-WEST-ANL | Analyzer | Test Equipment |  | CLB | venturi_calibrator |  | Analyzers, Air Monitors & Calibration Equipment - WWA
59241 | 5965 | THC-DIG-C-BOOST-3200 | Eliminated Role: Compressors Unit, Gas Booster, Digester 0400-0700 | THC-GHOST |  |  | 40431 | BOOST |  |  | THC Records that were created by mistake
40514 | 36352 | DOS-YCM-FAK-VEH67022 | First Aid kit in vehicle # 67022 | DOS-YCM-VEH-67022 | Safety,First Aid Kit | First Aid |  |  | http://www.toronto.ca/TWONTO#first_aid_kit |  | 2012 DODGE - Vehicle Unit# 67022
120881 | 75241 | THC-ACC-HTR-0274 | Heater, Perimeter. Admin Building | THC-ACC-BLDG K |  | HVAC |  | HTR | http://www.toronto.ca/TWONTO#heater |  | Administration Building, HVAC
32240 | 17413 | COL-SKW-LSL-0101 | Switch, Level-Low | COL-SKW-MISC | Switch,Level |  |  | LSL |  |  | Miscellaneous Equipment
28090 | 1352 | FIS-FLT-F-0400 | Filter, Settled Water, Filter Building, Filter Gallery | FIS-FLT | Filter | Filter |  | F | http://www.toronto.ca/TWONTO#filtration_tank |  | Filtration
19546 | 68892 | FHO WASTE WATER BLDG | Building Location | FHO-SPC2 | [6 empty] | Process Control Systems - Equipment
58570 | 62184 | THC-ACC-DM-3063 | Damper/Louver,Vent Header,Hot Water Boiler 3061,Boiler Building | THC-ACC-BO-3061 | Damper/Louver | HVAC |  | DM | http://www.toronto.ca/TWONTO#air_damper |  | Boiler, Hot Water, Boiler Building
105878 | 51975 | TAB-ACC-AC-6522 | Air Conditioner, Indoor, Electrical Room No. 2, Screen Bldg., P Bldg. | TAB-ACC-CI | H.V.A.C.,Air Conditioner | HVAC |  | AC | http://www.toronto.ca/TWONTO#air_condition |  | Chiller and Air Coolers
119878 | 50015 | TAB-WA3-SQ-0230 | Spill Response Kit, Oil | TAB-SES-WA8 | Spill Kit | Safety Equipment | 34680 | SQ | http://www.toronto.ca/TWONTO#spill_kit |  | WA 8 Safety Equipment,
48152 | 36917 | FCL-ALM-FSL-0201 | Magmeter, Flow, Low, Alum, Flocculation & Sedimentation Tank 0201, Flocculation & Sedimentation Tanks | FCL-FLO-T-0101 | Switch,Flow-Low | Switch | 35565 | FSL | http://www.toronto.ca/TWONTO#flow_switch |  | Tank, Flocculation
119663 | 19532 | TAB-WA1-SQ-1084 | Sling | TAB-WA1-SQ-1000 | Lifting Device,Sling | Lifting Device |  | SQ | http://www.toronto.ca/TWONTO#fall_protection_sling |  | WA1 Lifting Devices and Slings
119726 | 70547 | TAB-WA1-SQ-1945 | Type1 SRD/SRL ( Self Retracting Device/ Self Retracting Lanyard) 6 Ft- Joe Xie, | TAB-WA1-SQ-0001 | PPE,Harness | Safety Equipment |  | SQ | self_retracting_line |  | WA1 Fall Arrest System
127585 | 13536 | THC-PRM-LSLL-1115 | Switch, Float, Level-Low Low, Oil Tank 1170 | THC-PRM-T-1170 | Switch,Level-Low-Low | Switch |  | LSLL | http://www.toronto.ca/TWONTO#level_switch |  | Oil Tank, Hydraulic Power System for Scum Skimmer System, Primary Clarifier 1100
7361 | 92434 | COL-PSM-DM-0003 | Damper/Louver, Fan 0004 | COL-PSM-MISC | Damper/Louver |  |  | DM |  |  | Miscellaneous Equipment
50028 | 83522 | FCL-ELS-PDP-002H | Power Distribution Panel,High Lift Bldg - Switchgear Room,600V | FCL_ELS_600V_ELECABS | Control Panel,Power Distribution Panel | Power Distribution Panel |  | PDP | http://www.toronto.ca/TWONTO#LV_electrical_panel |  | Electrical Cabinets,600V
31430 | 56440 | COL-RBB-JRT-0001 | Transmittter, Power Recording | COL-RBB-MISC | Meter |  |  | JRT |  |  | Miscellaneous Equipment
107125 | 96292 | TAB-ACC-HTR-AER | Unit Heaters- Aeration Gallery | TAB-ACC-HTR | [6 empty] | Heaters- Convection,
92506 | 11782 | WTR-PKL-MCC-0001A | Motor Control Center,Keele Pumping Station | WTR-PKL-BUS-0101 | Control Panel,MCC | Motor Control Center |  | MCC | http://www.toronto.ca/TWONTO#LV_electrical_panel |  | Motor Control Center,Keele Pumping Station
64872 | 82061 | THC-PRM-T | Tank, Primary Clarifier | THC-PRM-CLAR | Tank | Tank |  |  | http://www.toronto.ca/TWONTO#collection_of_assets |  | Primary Clarification
128823 | 56249 | THC-STR | Secondary Treatment | THCLIQMNT | [6 empty] | THC Liquids Maintenance
107517 | 46527 | TAB-ACC-T-3601 | TANK, EXPANSION, HOT WATER, BASEMENT ADMIN BUILDING | TAB-ADM-STRC | Tank | Tank |  | T | expansion_tank |  | Old Admin Building - General
59650 | 22660 | THC-ACC-TSH-6402 | Switch, Temperature, High, S/A, Screen Room/Conv. Areas, 2nd Floor Mech Room #1, Headworks | THC-ACC-AHU-6400 | Switch,Temperature-High | HVAC |  | TSH | http://www.toronto.ca/TWONTO#temperature_switch |  | Air Handling Unit, Screen Room/Conveyor Areas, 2nd Floor Mech Room #1, Headworks
106731 | 50070 | TAB-ACC-HE-1458 | Heat Exchanger, Hot Water Reheat Coil | TAB-ACC-VAV-1458 | Heat Exchanger | HVAC |  | HE | http://www.toronto.ca/TWONTO#heat_exchanger |  | Heater, Hot Water Reheat Coil, Variable air
135008 | 95960 | THR-ELS-PDP-2501 | Control Panel, Power Distribution Panel, Line 2501, Administration Building 600V Switchgear, Indoor | THR-ELS-ADM | Control Panel,Power Distribution Panel | Power Distribution Panel |  | PDP | http://www.toronto.ca/TWONTO#LV_electrical_panel |  | Electrical System, Administration Building
72864 | 6690 | THR-DIS-P-SRAS | Pumps, Disinfection, South Return Activated Sludge | THR-DIS-P | [6 empty] | Disinfection - Pumping
75801 | 85884 | THR-GQ-FPW | Filtered Plant Water, Work Area 3 | THR-GQ-WA3 | [6 empty] | Grounds, Work Area 3
50279 | 50369 | TAB-PLT-STR-9405E | Strainer, (Micro bubbler), Inlet, to FIT, Conduit 5 | TAB-RSP-PIP-0005 | Strainer | Filter |  | STR | http://www.toronto.ca/TWONTO#strainer |  | Influent Conduit # 5, Raw Sewage Conduit from Main Pumping Station
133827 | 9678 | THR-DIS-CHL-1231 | Chlorinator, Chlorination Building, Disinfection, Chlorination System | THR-DIS-CHL | Chemical Feeder,Gas | Chemical Feeder | 34315 | CHL | http://www.toronto.ca/TWONTO#chlorinator_system |  | Disinfection, Chlorination System
50823 | 69805 | TAB-PRM-FSL-5006 | Switch ,Flow, Low,Hot water to Tank -T-2600 | TAB-PRM-T-2600 | Switch,Flow | Switch |  | FSL | http://www.toronto.ca/TWONTO#flow_switch |  | D Building - Hopper, Scum
78964 | 75338 | THR-SPC-COM-1710 | System Process Control,, Digester 1-6 MCC | THR-ELS-DIG | UPS | System Process Control |  | COM | http://www.toronto.ca/TWONTO#network_panel |  | Electrical System, Digester Tanks
114046 | 96049 | TAB-OCS-HTR-6631 | Controller, Temperature, Heat Tracing, Odour Control Booster Fan FN-6630 Drain, P Bldg. | TAB-OCS-FN-6630 | Heater | Gas Collection |  | HTR | heat_trace |  | Fan, Booster, Odourous Air from Truck Loading Bay, Biofilter Area, P Bldg.
119723 | 3404 | TAB-WA1-SQ-1941 | Type1 SRD/SRL ( Self Retracting Device/ Self Retracting Lanyard) 6 Ft- Mukesh Kumar Patel | TAB-WA1-SQ-0001 | PPE,Harness | Safety Equipment |  | SQ | self_retracting_line |  | WA1 Fall Arrest System
137836 | 24878 | THR-PRM-PSH-3120 | Switch, Pressure-High, Scum Pump 3120, Scum Pumping - South | THR-PRM-P-3120 | Switch,Pressure-High | Switch |  | PSH | http://www.toronto.ca/TWONTO#pressure_switch |  | Pump, Rotary Lobe, Scum from Tank 3100, Scum Pumping - South
8830 | 25127 | COL-SMC-LSH-0101 | Switch, Level-High | COL-SMC-MISC | Switch,Level |  |  | LSH |  |  | Miscellaneous Equipment
21136 | 64052 | FHO-CLB-PSH-0402 | Switch,Pressure High,Post Chl. East Train 4,Vent from Evaporator to Emerg.Vent Header,Chem.Supp.Rm. | FHO-DCL-SO-0101-KQ | Switch,Pressure-High | Switch |  | PSH | http://www.toronto.ca/TWONTO#pressure_switch |  | Dechlorination Train 1
65356 | 41820 | FCL-SES-SQ-1008 | Electrical Safety Gloves, High Voltage, Class 4, Group B, # | FCL-SES-SQ-0101 | PPE,Insulated Glove | Safety Equipment |  | SQ | http://www.toronto.ca/TWONTO#rubber_insulating_gloves |  | Eyewash Station/Shower, Dry Chemical Building, Alum Containment Area
105582 | 74609 | SWM-PET-HTR-0001 | Heater | SWM-PET | Heater |  |  | HTR |  |  | Eglinton - Bellamy Storm Pumping Station
4957 | 21236 | COL-PMM-FN-0001 | Fan, Exhaust | COL-PMM-MISC | Fan | HVAC |  | FN | http://www.toronto.ca/TWONTO#blower_or_fan_with_drive |  | Miscellaneous Equipment
136933 | 21727 | THR-OCS-FSL-3957A | Switch, Flow-Low, Plant Water to Ozone Generator 3957, Ozonator Room, Plant Services, Odour Control System | THR-OCS-OZ-3957S | Switch,Flow-Low | Switch |  | FSL | http://www.toronto.ca/TWONTO#flow_switch |  | Ozone Generator, Odour Control System
74516 | 22062 | THR-FT-FSL-2723 | Switch, Flow-Low, Pump 2723, Seal Water, RAS Pumping - North | THR-FT-P-2723 | Switch,Pressure-Low | Switch |  | FSL | http://www.toronto.ca/TWONTO#flow_switch |  | Pump, Centrifugal, Secondary Treatment,Tunnel 23 North, RAS Pumping - North
119331 | 92537 | TAB-THK-RPU-0603 | RPU-GE0603 | TAB-THK-RPU | RPU | Remote Processor Unit |  | RPU | http://www.toronto.ca/TWONTO#RPU_panel |  | RPU Location
93208 | 89587 | FHO-GRK-DR-1043L | Door, (FD-1-43), Fire Rated, Admin Building, L1, Control Room to TRW Gallery | FHO-GRK-FEQ-0001 | Fire Prevention,Door | Door |  | DR | http://www.toronto.ca/TWONTO#fire_rated_door
16196 | 47577 | FHA-CLA-T-0201 | Tank, Expansion, Chlorine Gas to Pre-Chlorine EV-0201, Filter Building, Cl2/SO2 Storage Room | FHA-CLA-CHL-0201-KQ | Tank | Tank |  | T | expansion_tank |  | Chlorination Location,Train #2
63705 | 34610 | THC-PLT-MSL-1200 | Switch, Motion, Low, Conveyor CV-1200, Screenings and Grit Conveyance | THC-PLT-CV-1200 |  | Switch |  | MSL | http://www.toronto.ca/TWONTO#motion_sensor_element |  | Conveyor, Screw, Conveyor, Screenings and Grit Conveyance
147765 | 22665 | YTF-ELS-PDP-1401B | Control Panel, Power Dist., Electrical Room, Electrical Panels A Building | YTF-ELS | Control Panel,Power Distribution Panel | Power Distribution Panel |  | PDP | http://www.toronto.ca/TWONTO#LV_electrical_panel |  | Electrical Equipment
139386 | 29392 | THR-WA1-LD-0038 | Sling, Nylon, Work Area 1 (NYLON BELT SLING SIZE; 3" X 10`, CAPACITY 4800 LBS SN )) | THR-LD-NYLN-WA1 | Lifting Device,Sling | Lifting Device |  | LD | synthetic_web_sling |  | Slings, Nylon, Work Area 1
52856 | 94927 | TAB-RSP-G-T | T Building - Wet Wells, Sluice Gates & Actuators | TAB-RSP-T | [6 empty] | T Building
139902 | 1630 | TNT-AER-RX-0108 | Reactor, Mabr Cassette, Aeration Tank 1 - Mabr Cassette 8, Aeration | TNT-AER-T-0100 |  |  |  | RX |  |  | Tank,Aeration, # 1
64789 | 38723 | FCL-SES-FAK-0002 | First Aid Kit Station, High Lift PS/Admin Building, Basement near Electrical Shop | FCL-SES-FAK-0006 | PPE | Safety Equipment |  | FAK | http://www.toronto.ca/TWONTO#first_aid_station_equipment |  | First Aid Kit, High Lift Basement B1, Mechanical Room
55580 | 64752 | TAB-WA2-SQ-1255 | TOS Type - Size - 9/32" Chain Sling - 3 - Leg | TAB-SES-LD | Lifting Device,Sling | Lifting Device |  | SQ | chain_sling |  | WA2 Lifting devices
86531 | 92088 | WTR-PKL-LSH-0001 | Switch,Level-High, Building Flood Alarm | WTR-PKL-TRW | Switch,Level-High | Switch |  | LSH | http://www.toronto.ca/TWONTO#level_switch |  | Treated Water (Transmission)
106618 | 18365 | TAB-ACC-FSL-0232 | Switch, Flow, Low, Air, Exhaust Fan 0232, Old Primary Treatment Bldg. | TAB-ACC-FN-0232 | Switch,Flow-Low | Switch |  | FSL | http://www.toronto.ca/TWONTO#flow_switch |  | Fan, Exhaust, Primary Treatment Bldg. Rooftop
113498 | 92950 | TAB-ELS-SQ-84A5 | Lanyard & Absorber 6' - Yevgen Valavsky | TAB-ELS-SQ-FALL ARST | PPE,Lanyard | Safety Equipment |  | SQ | lifeline |  | Fall Arrest -Safety Harness & Lanyard
49741 | 87449 | TAB-PLT-FSL-0201 | Switch, Flow, Low, Spray Water, Screen SC-0200 | TAB-PLT-SC-0200 | Switch,Flow-Low | Switch |  | FSL | http://www.toronto.ca/TWONTO#flow_switch |  | Screen, Perforated Plate, Screen Area
15894 | 59873 | FHA-AM-PSH-0201 | Switch, Pressure, Ammonia Tank 2. | FHA-AM-T-0201 |  | Switch |  | PSH | http://www.toronto.ca/TWONTO#pressure_switch |  | Tank, Aqua Ammonia, RMF Ammonia Storage Room South Tank
119971 | 68446 | TAB-WA4-SQ-68FB | Body Harness - Ahlook Chua | TAB-WA4-SQ-0010 | PPE,Harness | Safety Equipment |  | SQ | http://www.toronto.ca/TWONTO#fall_arrest_harness |  | WA4 Fall arrest systems
13180 | 83556 | FCL-FLT-F-0602 | Filter, Inlet Side of PDIT-0601, Filter F-0601, Filtration Pipe Gallery | FCL-FLT-PDIT-0601 |  |  |  | F |  |  | Transmitter, Pressure (Differential), Loss of Head for Filter 0601, , Filter No.0601
79919 | 89291 | THR-WA2-LD-21-3 | Sling, Nylon, Work Area 2 (Sr 1868521-3 SIZE; 1" X 8', | THR-S-E | Lifting Device,Sling | Lifting Device |  | LD | synthetic_web_sling |  | SUSPENDED ENTITY
120386 | 99526 | THC-ACC-CU-0441 | H.V.A.C.,Air Conditioning Condensor Unit,Electrical Room,Building UU | THC-ACC-BLDG UU | H.V.A.C.,Air Conditioner | HVAC |  | CU | http://www.toronto.ca/TWONTO#AC_condenser_unit |  | Waste Gas Burner Building HVAC
30463 | 42283 | FIS-SES-LDR-0311 | Ladder, 4' Stairs, Storage Building | FIS-SES | Safety | Tool |  | LDR | http://www.toronto.ca/TWONTO#ladder |  | Safety, Instrumentation & Environmental Services
130143 | 32840 | THR-ACC-NR-653A | Air Conditioner(AC), Unit,LENNOX, Head House Roof,Admin Bldg | THR-ACC-ADM | H.V.A.C.,Air Conditioner | HVAC |  | NR | http://www.toronto.ca/TWONTO#air_condition |  | Air Conditioning, HVAC, Admin Building
135952 | 22520 | THR-FT-T-3130S | Tank, Non-Pressurized, Scum, System 2, Scum Pumping | THR-FT-T-SCUM | Tank,Non-Pressurized | Tank | 38974 | T | http://www.toronto.ca/TWONTO#storage_tank |  | Final Tank, Scum Tanks
145931 | 59097 | WTR-PRH-SW-0201 | Switch, Load Break, Incoming Line 2 (Primary) | WTR-PRH-TR-0201 | Load Break Switch | Switch |  | SW | http://www.toronto.ca/TWONTO#load_break_disconnect_switch |  | Transformer, Power, Line 2, 13.2 kV/4.16 kV
97919 | 3325 | FIS-SES-DEF-0601 | Defilibrator, Control Room, East Wall Facing Entrance, Admin Building | FIS-SES | Safety | Safety Equipment |  | DEF | http://www.toronto.ca/TWONTO#automatic_external_defibrillator |  | Safety, Instrumentation & Environmental Services
9903 | 8649 | ECC-ITM | Integrated Technology Management | ECC | [6 empty] | Etobicoke Civic Centre
40803 | 39410 | TAB-ACC-TE-1437B | Temperature Element, Space Temperature | TAB-ACC-HTR-1437 | Sensor,Temperature | HVAC |  | TE | http://www.toronto.ca/TWONTO#temperature_sensor_element |  | Heater, Hot Water Reheat Coil
79787 | 13510 | THR-WA1-LD-535-2 | Sling, Nylon, Work Area 1 (NYLON BELT SLING SIZE; 2" X 2', CAPACITY 6400 LBS, SN 1421535-2) A | THR-LD-NYLN-WA1 | Lifting Device,Sling | Lifting Device |  | LD | synthetic_web_sling |  | Slings, Nylon, Work Area 1
72553 | 25364 | THR-ACC-CU-4802 | Condensing Unit, Air Conditioning, SE Roof, West Substation | THR-HVAC-WS | H.V.A.C.,Air Conditioner | HVAC |  | CU | http://www.toronto.ca/TWONTO#AC_condenser_unit |  | Heating, Ventilation and Air Conditioning, West Substation
7616 | 31825 | COL-PST-MISC | Miscellaneous Equipment | COL-PST | [6 empty] | Strachan Pumping Station
58910 | 89708 | THC-ACC-FN-0812 | Fan,Centrifugal,Exhaust Air,AHU-0810,Sludge Storage Building | THC-ACC-AHU-0810 | Fan,Centrifugal | HVAC |  | FN | http://www.toronto.ca/TWONTO#blower_or_fan_with_drive |  | Air Handling Unit,Roof,Sludge Storage Building
15093 | 39802 | COL-PHP-HTR-0002 | Heater, Duct | COL-PHP | Heater |  |  | HTR |  |  | High Park Sewage Pumping Station
26164 | 96499 | FHO-GRK-DR-1068L | Door, (FD-1-68), Fire Rated, East Filter Building, L1, Mechanical Room, North | FHO-GRK-FEQ-0001 | Fire Prevention,Door | Door |  | DR | http://www.toronto.ca/TWONTO#fire_rated_door
107310 | 4697 | TAB-ACC-PDS-1836B | Switch,Pressure ,Supply Air, AHU1836 | TAB-ACC-AHU-1836 | Switch,Pressure | Switch |  | PDS | http://www.toronto.ca/TWONTO#pressure_switch |  | AHU, Blower Bldg
29895 | 63939 | FIS-PWA | Backflow Prevention | FIS-MCS | [6 empty] | Mechanical Services
120199 | 76376 | THC - STR - T - 0200 | Door, Old Plant Aeration Tk # A2 | THC-GRK-DR-A |  | Door |  |  | http://www.toronto.ca/TWONTO#door
94773 | 23799 | FHO-SES-SCBA-0024 | Cylinder, SCBA, Air Pack, 2216 PSI, Ser #OJ-379577 | FHO-SES-SQ-0001 | PPE,SCBA | Safety Equipment |  | SCBA | http://www.toronto.ca/TWONTO#compressed_gas_cylinder |  | Safety Equipment
6229 | 31561 | COL-PMM-LSL-0109 | Switch, Level-Low | COL-PMM | Switch | Switch | 36008 | LSL | http://www.toronto.ca/TWONTO#level_switch |  | Mimico Pumping Station
114546 | 84305 | TAB-PLT-G-5301 | Gate, Knife Gate, Pneumatic, Screenings Outloading Conveyor 5300, Conveyor Area | TAB-PLT-CV-5300 | Valve,Knife Gate | Gate |  | G | http://www.toronto.ca/TWONTO#valve
120890 | 56721 | THC-ACC-HTR-0311 | Air Heater, Convector, Building M | THC-ACC-HEATERS | H.V.A.C.,Heater,Unit | HVAC |  | HTR | http://www.toronto.ca/TWONTO#heater |  | Air Heaters, Building M
21956 | 95525 | FHO-ELS-WR-1033 | Welding Receptacle, Clarifier Building, S2, East | FHO-ELS-LTG |  | Power Distribution Panel |  | WR | http://www.toronto.ca/TWONTO#welding_receptacle |  | Facility Electrical System
80356 | 66549 | FHA-SED-ZSH-0503A | Switch, Limit, Access Hatch Zone 3, Settling Basin T-0501 | FHA-SED-ZSH-0503 |  | Security System |  | ZSH | http://www.toronto.ca/TWONTO#position_switch |  | Switch, Limit, Access Hatch Zone 5
75831 | 28908 | THR-DIG-BU-7750S | Burner, Waste Gas | THR-DIG-BU | Analyzer | Burner | 40407 | BU | http://www.toronto.ca/TWONTO#waste_gas_burner |  | Digester, Waste Gas Burners
29012 | 87902 | FIS-FEQ-ASH-4001 | Switch, Smoke Detector, Janitor's Room | FIS-FEQ-CP-4001-SUS |  | Safety Equipment |  | ASH | http://www.toronto.ca/TWONTO#flame_or_combustion_sensing_instrument |  | Panel, Control, Fire Alarm, Vestibule
98324 | 78736 | FIS-SPC-CPU-1610 | Computer, Client SCADA Server, Gaseous Chemical Building, Entrance | FIS-AMMONIA STORAGE |  | Communications Equipment |  | CPU | http://www.toronto.ca/TWONTO#operator_interface_terminal |  | Building Location
106301 | 85298 | TAB-ACC-F-1310 | Filter, Supply Fan 1310, AHU-1300, Screen Bldg. Rooftop | TAB-ACC-AHU-1300 | Filter | Filter |  | F | http://www.toronto.ca/TWONTO#replaceable_air_filter |  | Air Handling Unit, D Bldg Roof
38729 | 58982 | SWM-PDU-TR-0001 | Transformer, Power | SWM-PDU | Transformer |  |  | TR |  |  | Dunker's Storm
121752 | 44843 | THC-ACC-V-6217 | Valve, Ball, AHU-6200, 2nd Floor Mech Room #2, Headworks | THC-ACC-AHU-6200 | Valve,Ball | HVAC |  | V | http://www.toronto.ca/TWONTO#valve |  | Air Handling Unit, Blower Room, 2nd Floor Mech Room #2, Headworks
74147 | 44671 | THR-EPS-SSL-0210 | Switch, Speed-Low, Pump, Centrifugal 0210, Plant Service, Effluent Pump, Centrifugaling | THR-EPS-P-0210 | Switch,Speed-Low | Switch |  | SSL | http://www.toronto.ca/TWONTO#speed_switch |  | Pump, Centrifugal, Screw
14753 | 79621 | FCL-SES-SHOW-0003-SUS | Emergency Shower | FCL-SUSPENDED | PPE,Eyewash Station | Safety Equipment | 36709 | SHOW | http://www.toronto.ca/TWONTO#emergency_eyewash_and_shower |  | Suspended entity
39431 | 75219 | TAB-ACC-FN-6451 | Fan, Centrifugal, Supply Air, AHU-6450, Primary Tank Operating Gallery, Ground, East Side | TAB-ACC-AHU-6450 | Fan,Centrifugal | HVAC |  | FN | http://www.toronto.ca/TWONTO#blower_or_fan_with_drive |  | Air Handling Unit, Primary Tank Operating Gallery, Ground, East Side
10043 | 66372 | FCL-ACC-AT-0801A | Analyzer, Humidity, Dehumidifier D-0801 Surge Building South | FCL-ACC-D-0801 |  |  |  | AT |  |  | Dehumidifier, Surge Building N/W
24488 | 10872 | COL-PMD-MCC-0001 | Motor Control Center | COL-PMD |  | Motor Control Centre |  | MCC | http://www.toronto.ca/TWONTO#LV_electrical_panel |  | Midland Pumping Station
50176 | 47558 | TAB-PLT-T | P Building - Grit Tanks 1-12 & Hoppers 1 - 6 | TAB-PLT-P | [6 empty] | P Building - Preliminary Treatment
93334 | 57770 | FHO-GRK-DR-4025S | Door, (FD-S4-25), Fire Rated, Bladder Surge Building, S4, Surge Tank Room, South East | FHO-GRK-FEQ-0001 | Fire Prevention,Door | Door |  | DR | http://www.toronto.ca/TWONTO#fire_rated_door
18464 | 47236 | FHA-SES-LDR-0419 | FHA-SES-LD-0051 - 20' Ext Ladder Fiberglass ( Ammonia Storage Room ) | FHA-SES-LD-1 | Safety | Safety Equipment |  | LDR | http://www.toronto.ca/TWONTO#ladder |  | Ladders
78876 | 65231 | THR-SES-SQ-2565 | Lanyard for Harness, PPE Esmond Lewis | THR-SES-SQ | Safety | Safety Equipment | 35737 | SQ | lifeline |  | Safety Equipment
15374 | 3463 | FCL-TST-CLB-0610B | Portable Pressure Calibration Unit (Druck Meter), SR 61061331 | FCL-ELS-1 | Analyzer,Chlorine | Test Equipment |  | CLB | pressure_calibrator |  | Process Control and SCADA
8941 | 65498 | COL-YKP-DA-0020S | Davit Arm Assembly with Upper Arm-1683826 | COL-W-OBSOLETE | Safety | Safety Equipment | 45984 | DA | http://www.toronto.ca/TWONTO#fall_arrest_Davit_arm |  | Col West Obsolete Entities
34592 | 92883 | MAIN-255 | Main 255 | WTR-LWA | [6 empty] | Work Area 2 Central Mains and Chambers
130978 | 88819 | THR-AER-LSHH-4890 | Switch, Level-High-High, Sump, Gallery T-17E, Flood Monitoring System | THR-FPW | Switch,Level-High | Switch |  | LSHH | http://www.toronto.ca/TWONTO#level_switch |  | Filtered Plant Water
9211 | 54316 | COL-YKP-FAK-080123 | First Aid Kit, Truck # 080123 (2022 FORD F550) | COL-YKP | Safety,First Aid Kit | Safety Equipment |  | FAK | http://www.toronto.ca/TWONTO#first_aid_kit |  | Kipling Yard
121020 | 78312 | THC-ACC-P-0017 | Pump, Snow-Melt Injection, Hot Water, Admin. Building Basement Mechanical Room B104 | THC-ACC-BLDG K |  | HVAC |  | P | http://www.toronto.ca/TWONTO#pump_set_-_with_drive |  | Administration Building, HVAC
107119 | 41070 | TAB-ACC-HTR-6544 | Heater, Unit, Hot Water, stair at penthouse, Screen Bldg., P Bldg. | TAB-ACC-HTR-PBLDG | H.V.A.C.,Heater | HVAC |  | HTR | http://www.toronto.ca/TWONTO#heater |  | Unit Heaters- P Bldg
50815 | 7958 | TAB-PRM-FSL-3502 | Switch, Flow Low, Raw Sludge Pump P-3502 Seal Water Line, Primary Gallery | TAB-PRM-P-3502 | Valve,Knife Gate | Switch |  | FSL | http://www.toronto.ca/TWONTO#flow_switch |  | Pump, , PRS from Primary Tank 0800, Primary Treatment, Sludge Pumping
115562 | 99161 | TAB-PRM-RPU-0312C | PLC 53-4 | TAB-PRM-INQ-P | RPU | Remote Processor Unit |  | RPU | http://www.toronto.ca/TWONTO#RPU_panel |  | P Building - Instrument Equipment
34415 | 2894 | COL-YKP-DA-7329S | Davit Mast -7329 | COL-W-OBSOLETE | Safety | Safety Equipment | 45518 | DA | davit_base |  | Col West Obsolete Entities
105306 | 87375 | QQ7002 | Gate, Turnstiles, East Side, Entrance of Tunnel | TAB-GRK-DR-34556 |  | Door |  |  | http://www.toronto.ca/TWONTO#door
15099 | 132 | COL-PHP-LSL-0202 | Switch, Level-Low | COL-PHP | Switch |  |  | LSL |  |  | High Park Sewage Pumping Station
106300 | 15837 | TAB-ACC-F-1232 | Filter, Glycol Chemical feeder Line | TAB-ACC-FD-1232 | Filter | Filter |  | F | http://www.toronto.ca/TWONTO#discrete_unit_of_treatment_filter |  | Feeder, Chemical,Glycol Chemical feeder Line
83036 | 25112 | FHA-SES-SQ-0097 | Level A Chemical Suit SM/MD S/N: 18812 | FHA-SES-SQ-1123 |  | Safety Equipment |  | SQ | http://www.toronto.ca/TWONTO#chemical_suit |  | FHA-SES-SQ-7 - Chemical Suits
67778 | 48837 | THR-ACC-FSL-0756 | Switch, Flow-Low, Air Handling Unit 0756, East Maintenance Bldg, Plant Services, Gallery Ventilation, Zone 3A | THR-ACC-AHU-0756 | Switch,Flow-Low | Switch |  | FSL | http://www.toronto.ca/TWONTO#flow_switch |  | Air Handling Unit, Blow Thru, East Maintenance Bldg, Gallery Ventilation, Zone 3A
4064 | 57389 | COL-PCU-JSL-5337 | RPU Power failure alarm | COL-PCU-SUSPENDED | Switch |  | 34997 | JSL |  |  | Cumber P.S.suspended entities
26083 | 55713 | FIS-ACC-F-0400 | Filter, Air, Dehumidifier D-0400 Outside Air, Filter Complex, Basement Floor, Filter Gallery Roof | FIS-ACC-D-0400 |  | Filter |  | F | http://www.toronto.ca/TWONTO#replaceable_air_filter |  | Dehumidifier, Rooftop Unit, Filter Building, Filter Gallery Roof
37294 | 93940 | NX2172 | Fan, Supply -Z Bldg, Air Supply Unit Room, Mezzanine | TAB-SUSPENDED ENTITY | Fan | HVAC | 36118 |  | http://www.toronto.ca/TWONTO#blower_or_fan_with_drive |  | Suspended entities
38998 | 53549 | SWM-PWD-DM-0001 | Damper/Louver, Supply Air | SWM-PWD-MISC | Damper/Louver |  |  | DM |  |  | Miscellaneous Equipment
30693 | 45204 | FIS-SES-SQ-6004 | Safety Harness, Full Body | FIS-SES |  | Safety Equipment |  | SQ | http://www.toronto.ca/TWONTO#fall_arrest_harness |  | Safety, Instrumentation & Environmental Services
107182 | 19335 | TAB-ACC-MEQ-6504 | Mechanical Equipment, Electronic Trap Priming, Mechanical Room No. 1, Screen Bldg., P Bldg. | TAB-PLT-PLQ-P | Building Service,Floor Drain | Plumbing |  | MEQ | http://www.toronto.ca/TWONTO#trap_priming_device |  | Plumbing, General, P Bldg Prelim Treatment
18276 | 4353 | COL-PLB-LSH-0110 | Switch, Level-High | COL-PLB-AUX-MECH | Switch,Level-High | Switch |  | LSH | http://www.toronto.ca/TWONTO#level_switch |  | Mechanical Equipment
9088 | 12771 | COL-YKP-DA-17104 | Davit Arm Base-17104 | COL-YKP-DA-0021S | Safety | Safety Equipment |  | DA | http://www.toronto.ca/TWONTO#fall_arrest_Davit_arm |  | Davit Arm Assembly with Upper Arm-1671155
51700 | 67881 | TAB-GRK-VEH-378321 | Kubota- 1100 Series - WA7 | TAB-GRK-VEH | Vehicle,Unlicensed | Vehicle |  | VEH | http://www.toronto.ca/TWONTO#golf_cart
11841 | 18212 | FCL-ELS-MCC-02CL | Control Panel,MCC,Clarification - Electrical Room,600V | FCL-ELS-PS-0001 | Control Panel,MCC | Motor Control Centre |  | MCC | http://www.toronto.ca/TWONTO#LV_electrical_panel |  | Uninterruptible Power Supply,High Lift Bldg - Switchgear Room,LP-0001
85491 | 56676 | WTR-PHL-FAK-0003-SUS | First Aid Kit, Truck #080049 | WTR-SUSPENDED | Safety,First Aid Kit | Safety Equipment | 47482 | FAK | http://www.toronto.ca/TWONTO#first_aid_kit |  | Suspended Obsolete entity for storage purpose
147818 | 10036 | YTF-SS-YS-1000 | Security System Door Contacts | YTF-SS |  | Security System |  | YS | http://www.toronto.ca/TWONTO#security_system |  | Security Systems
59496 | 45599 | THC-ACC-TC-0115 | Low Limit Controller,Pressurization System,Electrical Room,Lower Plant, BLDG. A | THC-ACC-BLDG A | Air Handling Unit | HVAC |  | TC | http://www.toronto.ca/TWONTO#thermostat_or_zone_controller_unit |  | Old Plant Blower Building HVAC
25452 | 22307 | COL-PSM-FN-0005 | Fan, Centrifugal | COL-PSM-MISC | Fan |  |  | FN |  |  | Miscellaneous Equipment
105836 | 80421 | TAB-ACC-6200 | Digester 5-12 Process & Space Heating,(Item #1 | TAB-ACC |  | HVAC |  | ACC | http://www.toronto.ca/TWONTO#collection_of_assets |  | Plant HVAC Equipment
118134 | 28919 | TAB-SLO-PRJ-0001 | ABTB TLF Biofilter Upgrade | TAB-SLO-BIO | Odour Control | Biofilter |  | PRJ | project |  | Odour Control Facility-WA4
68047 | 95241 | FCL-TRW-TSH-0002 | Switch, Temperature-High, Building, Treated Water Pumping Station | FCL-TRW | Switch,Temperature-High | Switch |  | TSH | http://www.toronto.ca/TWONTO#temperature_switch |  | Treated Water
125387 | 30476 | THC-ELS-WR-0605 | 600 Volt, 30 Amp Receptacle, Building A | THC-MCS-MEQ | Machine Tool,Milling Machine | Tool |  | WR | http://www.toronto.ca/TWONTO#welding_receptacle |  | Machine Shop and Equipment
119961 | 42259 | TAB-WA4-SQ-3420 | Harness, Safety - 11312C | TAB-WA4-SQ-0010 |  | Safety Equipment |  | SQ | http://www.toronto.ca/TWONTO#fall_arrest_harness |  | WA4 Fall arrest systems
58766 | 88763 | THC-DEW-PSH-5846 | Switch, Pressure-High, Outlet, Blended Sludge, Centrifuge Feed Pump 5840, Solid Treatment | THC-DEW-P-5840 | Switch,Pressure | Switch |  | PSH | http://www.toronto.ca/TWONTO#pressure_switch |  | Sludge, Feed Pump, Centrifuge, System Dewatering
147815 | 43994 | YTF-SS-G-1000 | Security Gate Arms | YTF-SS |  | Security System |  | G | http://www.toronto.ca/TWONTO#door |  | Security Systems
120152 | 75879 | TAB-WORK-AREA-WWPW | TAB Work Area WWPW | TAB | [6 empty] | Ashbridges Bay Treatment Plant
12541 | 87266 | COL-PCU-TSH-5150 | Temperature switch, High | COL-PCU-SUSPENDED | Switch,Temperature-High |  | 34966 | TSH |  |  | Cumber P.S.suspended entities
96276 | 73263 | FIS-ELS-MCC-0500 | MCC,600 V,Filter Building,Mezzanine,East | FIS-ELS | Control Panel,MCC | Motor Control Centre |  | MCC | http://www.toronto.ca/TWONTO#LV_electrical_panel |  | System, Electrical Distribution System
146944 | 61793 | WTR-RLL-LSH-0003 | Switch, Level-High, P-0001 | WTR-RLL-P-0001 | Switch,Level-High | Switch |  | LSH | http://www.toronto.ca/TWONTO#level_switch |  | Pump, Submersible, Sump
65089 | 97386 | THC-ELS-LP-3811B | Lighting Panel, Supply From LP-3811A, Admin. Building Ground Floor, Telecom Room | THC-ELS-MCC-3801E |  | Power Distribution Panel |  | LP | http://www.toronto.ca/TWONTO#LV_electrical_panel |  | Motor Control Centre, Supply From MCC-1103E, Admin Building Ground Floor, Electrical Room
125257 | 30058 | THC-ELS-SQ-GLV-0004 | Electrical Safety gloves, High Voltage, Class 1 and 4, Set # 2 (Virtual entity #) | THC-SES-SQ | PPE,Insulated Glove | Safety Equipment |  | GLV | http://www.toronto.ca/TWONTO#rubber_insulating_gloves |  | Safety Equipment
147772 | 35666 | YTF-ELS-SW-0205 | Switch, Isoaltion, Normal Operation, Generator Power, Transfer Switch and Generator | YTF-ELS | Switch | Switch |  | SW | http://www.toronto.ca/TWONTO#disconnect_switch |  | Electrical Equipment
43696 | 11733 | TAB-DEW-RPU-1101 | RPU for Centrifuges 1 - 4 | TAB-DEW CENTRIFUGES | RPU | Remote Processor Unit |  | RPU | http://www.toronto.ca/TWONTO#RPU_panel |  | Centrifuge Systems
21972 | 5125 | COL-PNO-LSLL-0101 | Switch, Level Low-Low | COL-PNO | Switch,Level |  |  | LSLL |  |  | Nottawa Sewage Pumping Station (Algonquin Island PS#3)
80949 | 91702 | TNT-DIG-T-4100 | Tank, Drainage System | TNT-DIG-PD | Tank,Reservoir | Tank |  | T | http://www.toronto.ca/TWONTO#storage_tank |  | Primary Digester Tanks,Drainage Tanks
58250 | 24217 | THC-CW-SQ-0110-SP | Emergency Shower & Eyewash, Building G, Air Treatment Building Chem Storage | THC-SUSPENDED | PPE,Eyewash Station | Safety Equipment | 33151 | SQ | http://www.toronto.ca/TWONTO#emergency_eyewash_and_shower |  | Suspended entity
79188 | 58541 | THR-ELS-PDP-1400 | Control Panel, Power Distribution Panel, 600 V Switchgear, STB Electrical Room | THR-ELS-STB | Control Panel,Power Distribution Panel | Power Distribution Panel |  | PDP | http://www.toronto.ca/TWONTO#LV_electrical_panel |  | Electrical System, Sludge Thickening Building
70976 | 95386 | FHA-AUX-T-0104-KQ | Compressed Air Tank 4 | FHA-AUX-SA |  |  | 33330 | T |  |  | Plant Air/Instrument Air/Vacuum System
14734 | 89192 | FCL-SES-LTX-0100-SUS | Exit light, 100, Pump Room to Stairway No.6 , RMF Clarification Building | FCL-ELS-6 |  |  | 46603 | LTX |  |  | Interior Lighting
19231 | 49181 | FHA-WWW-P-0002-KQ | Sample Pump Unit 2 | FHA-WWW-EFFL |  |  | 33377 | P |  |  | Effluent Discharge
15990 | 25291 | FHA-ELS-WR-0101 | Welding Receptacle, 30A, 600V, Screen Room, North West | FHA-ELS | Welding Equipment | Power Distribution Panel |  | WR | http://www.toronto.ca/TWONTO#welding_receptacle |  | Electrical
106573 | 43149 | TAB-ACC-FN-6582 | Fan, Sidewall type, Exhaust Air, maintenance Workshop, Screen Bldg., P Bldg. | TAB-ACC-FN-PBLDG | Fan | HVAC |  | FN | http://www.toronto.ca/TWONTO#blower_or_fan_with_drive |  | Exhaust Fans , P Bldg
4542 | 3510 | COL-PGA-TS-0001 | Switch,Transfer,Automatic,MCC-0100 | COL-PGA | Switch,Position | Switch |  | TS | http://www.toronto.ca/TWONTO#transfer_switch |  | Greyabbey Sewage Pumping Station
130135 | 35827 | THR-ACC-NR-646 | HVAC Unit & Fan, West Maintenance Shop Ceiling | THR-ACC-ADM | H.V.A.C.,Heater,Unit | HVAC |  | NR | http://www.toronto.ca/TWONTO#heater |  | Air Conditioning, HVAC, Admin Building
88907 | 19683 | WTR-REG-LSH-0101 | Switch, Level-High, Tank 0100 | WTR-REG-T-0100 | Switch,Level-High | Switch |  | LSH | http://www.toronto.ca/TWONTO#level_switch |  | Tank, Reservoir, West Basin
118006 | 93111 | TAB-SES-LTX-2297 | Exit Sign, Battery Unit, 2 LED heads, Tunnel 'H' | TAB-SUSPENDED ENTITY | Lighting,Exit | Safety Equipment | 41301 | LTX | http://www.toronto.ca/TWONTO#lighting_unit |  | Suspended entities
54902 | 21199 | TAB-STR-V-IF | WAS Line Valve In Field (Distribution) | TAB-STR-RAS/WAS | [6 empty] | Return & Waste Activated Sludge Header
2691 | 15746 | COL-MTI-G-2000C | Sluice Gate, Scott Control Chamber #20C | COL-MTI-CH-2300C |  | Gate |  | G | http://www.toronto.ca/TWONTO#channel_gate
79766 | 23783 | THR-WA1-LD-0021 | Sling, Wire Rope, Work Area 1 (WIRE ROPE SLING SIZE; 1/2" X 8' ) | THR-LD-WIRE-WA1 | Lifting Device,Sling | Lifting Device |  | LD | wire-rope_sling |  | Slings, Wire Rope, Work Area 1
127607 | 66185 | THC-PRM-SP-0004 | Autosampler Unit, Primary, Old section, Effluent 7-8, TEMP 3 | THC-STR | Sampler | Sampler | 35761 | SP | http://www.toronto.ca/TWONTO#auto_sampler |  | Secondary Treatment
65437 | 58629 | THC-ELS-PDP-4002 | Power Distribution Panel, Electrical Room, Headworks | THC-ELS-TR-4002 | Control Panel,Power Distribution Panel | Power Distribution Panel |  | PDP | http://www.toronto.ca/TWONTO#LV_electrical_panel |  | Transformer, Power, Feeder 2, Headworks
97362 | 74349 | FIS-MCS-LD-0044 | Davit Arm | FIS-MCS | Lifting Device | Lifting Device |  | LD | http://www.toronto.ca/TWONTO#fall_arrest_Davit_arm |  | Mechanical Services
115392 | 33319 | TAB-PRM-DRN-D | Drains, Floor, D Bldg | TAB-PRM-STRC | Building Service,Floor Drain | Plumbing |  |  | http://www.toronto.ca/TWONTO#drain |  | D Building - Safety Equipments,Drains, Plumbing, Walls
27421 | 59653 | COL-PSW-LSH-0105 | Switch, Level-High | COL-PSW | Switch,Level-High | Switch |  | LSH | http://www.toronto.ca/TWONTO#level_switch |  | Swansea Pumping Station
119998 | 65492 | TAB-WA5-LDR-4412 | Ladder,Nylon, Featherlite | TAB-WA5-SQ | PPE | Lifting Device |  | LDR | http://www.toronto.ca/TWONTO#portable_ladder |  | WA5 Safety Equipment
113964 | 39600 | TAB-OCS-DM-6781 | Damper, Motorized, Biofilter Fan FN-6780, Suction, Biofilter Area, P Bldg. | TAB-OCS-FN-6780 | Damper/Louver | Gas Collection |  | DM | http://www.toronto.ca/TWONTO#air_damper |  | Fan, Centrifugal, Air to Stack, Biofilter Area, P Bldg.
73309 | 328 | THR-ACC-NX-745 | HVAC, Air Conditioning Unit,,Chlorine Bldg,Roof | THR-ACC-DIS | H.V.A.C.,Air Conditioner | HVAC |  | NX | http://www.toronto.ca/TWONTO#air_condition |  | Air Conditioning, HVAC, Chlorine Building
121718 | 49723 | THC-ACC-V-6015 | Valve, Butterfly, Manual, Glycol Bypass Isolation, Lower Level 2 Blower Room, Headworks | THC-ACC-HE-6001 | Valve,Butterfly | HVAC |  | V | http://www.toronto.ca/TWONTO#valve |  | Heat Exchanger, Heating Glycol System, Lower Level 2 Blower Room, Headworks
55482 | 84275 | TAB-WA1-SQ-1951 | Type1 SRD/SRL ( Self Retracting Device/ Self Retracting Lanyard) 6 Ft- , Milan Suhagiya | TAB-WA1-SQ-0001 | PPE,Harness | Safety Equipment |  | SQ | self_retracting_line |  | WA1 Fall Arrest System
24025 | 77381 | FHO-GOX | Gaseous Oxygen Pretreatment | FHO-DOZ | [6 empty] | Ozonation System
109100 | 88132 | TAB-CW-FSH-9704 | Switch, Flow High, Gas Compressor Bldg, Compressor Room West wall | TAB-CW-SQ-9704 |  | Safety Equipment |  | FSH | http://www.toronto.ca/TWONTO#flow_switch |  | Eye Wash & Shower Station, Gas Compressor Bldg, Compressor Room West wall
77734 | 55071 | THR-PRM-PSL-2221 | Switch, Pressure-Low, Suction, Pump 2221, Sludge Pumping - South | THR-PRM-P-2221 | Switch,Pressure-Low | Switch |  | PSL | http://www.toronto.ca/TWONTO#pressure_switch |  | Pump, Centrifugal, Sludge, South Primary Station 2
19536 | 42408 | FHO RAW WATER | Computer Location | FHO-SPC | [6 empty] | Process Control Systems - Services Area
16260 | 13234 | FHA-CLB-CHL-0101-KQ | Post Chlorination Location,Train #1 | FHA-CLB |  |  | 33334 | CHL |  |  | Post-Chlorination
64585 | 27963 | FCL-SA-PSH-0101 | Switch, Pressure-High, Supply Air, Service Air Monitoring - High Lift, Gaseous Chemicals, Filtration, Sedimentation and Floculation | FCL-SA | Switch,Pressure-High | Switch |  | PSH | http://www.toronto.ca/TWONTO#pressure_switch |  | Service Air
125858 | 7610 | THC-INC-BU-1042 | Burner, Hearth 7, Incinerator 1000 | THC-INC-FU-1000? | Burner | Burner |  | BU | http://www.toronto.ca/TWONTO#burner_component_of_asset |  | Furnace, Incinerator 1000
34667 | 46902 | MAIN-332 | Main 332 | WTR-MT1 | [6 empty] | Work Area 1 EAST Mains and Chambers
115420 | 86610 | TAB-PRM-FSL-2300 | Switch ,Flow, Low, Seal Water to P-2300 | TAB-PRM-P-2300 | Switch,Flow | Switch |  | FSL | http://www.toronto.ca/TWONTO#flow_switch |  | Pump, Scum, PST 5 & 6
38967 | 38368 | TAB-ACC-CT-1461 | Control Panel, Zone Controller | TAB-ACC-HTR-1461 | Control Panel,HVAC | HVAC |  | CT | http://www.toronto.ca/TWONTO#thermostat_or_zone_controller_unit |  | Heater, Electric Reheat Coil
9914 | 33859 | ELQ1854 | Electrical Services 110 - 220V, Dewatering | THC-SUSPENDED | Building Service,Electrical 110 - 220 V |  | 32290 |  |  |  | Suspended entity
47279 | 11071 | TAB-EL1-LP-6964 | Lighting Panel,347/600V,Electrical Room,Second Floor,Workshop,P Building | TAB-EL1-MCC-6926 | Control Panel,Lighting | Power Distribution Panel |  | LP | http://www.toronto.ca/TWONTO#LV_electrical_panel |  | MCC,Electrical Rm,Second Floor,Workshop,P Building
125251 | 39753 | THC-FEQ-DM-0011 | Fire Damper, Admin Building, Basement, North West | THC-FEQ-BLDG K |  | HVAC | 43302 | DM | http://www.toronto.ca/TWONTO#air_damper |  | Fire fighting protection equipment, Admin Building
38743 | 91853 | SWM-PDU-WEL-0100 | Wet well | SWM-PDU-MISC | Well |  |  | WEL |  |  | Miscellaneous Equipment
71346 | 5646 | THR-DIG-LSL-5240C | Switch, Level-Low, Lube Oil, C-5240, Gas Mixing System | THR-DIG-T-5240 | Switch,Level-Low | Switch |  | LSL | http://www.toronto.ca/TWONTO#level_switch |  | Tank, Reservoir, Auxiliary Oil, Gas Compressor 5240, Digester Mixing System
26758 | 77672 | FHO-TRW-LSL-1000 | Switch, Level, Low, Pump P-1000 Loss of Prime, Treated Water Building, S3, Pump Room | FHO-TRW-P-1000-KQ | Switch,Level-Low | Switch |  | LSL | http://www.toronto.ca/TWONTO#level_switch |  | TRW Pump Unit 10
4743 | 55190 | COL-PHB-MISC | Miscellaneous Equipment | COL-PHB | [6 empty] | Humber Sewage Pumping Station
2686 | 14383 | COL-BCV-FA-0001S | Fire Alarm system, Drywell | COL-W-OBSOLETE | Fire Prevention,Alarm |  | 42915 | FA |  |  | Col West Obsolete Entities
120864 | 29436 | THC-ACC-HTR-0238 | Heater, Perimeter. Admin Building, Ground Floor, Admin Corridor 103, South | THC-ACC-AHU-0071 |  | HVAC |  | HTR | http://www.toronto.ca/TWONTO#heater |  | Air handling Unit, Ground Floor West Zone(Administration), Admin Building Roof
58421 | 88167 | THC-ACC-DM-0106 | Damper,Supply,Pressurization System,Access Building No.3,Phase 4 | THC-ACC-BLDG O | Air Handling Unit | HVAC |  | DM | http://www.toronto.ca/TWONTO#air_damper |  | Phase IV , Building O HVAC
6815 | 28242 | COL-PQW-LSLL-0201 | Switch, Level Low-Low | COL-PQW-MISC | Switch,Level | Switch |  | LSLL | http://www.toronto.ca/TWONTO#level_switch |  | Miscellaneous Equipment
47984 | 22852 | TAB-EL3-MCC-6126S | Motor Control Centre, Plant Water Bldg | TAB-EL3-MCC | Control Panel,MCC | Motor Control Centre | 47660 | MCC | http://www.toronto.ca/TWONTO#LV_electrical_panel |  | Motor Control Center- South Substation
109797 | 78165 | TAB-DEW-T-2400 | Tank, Hopper, SC from Centrifuges | TAB-DEW-P-2401 | Tank | Tank |  | T | http://www.toronto.ca/TWONTO#storage_tank |  | Pump, Sludge Cake Transfer, Big Schwing #8, Dewater. Bldg, Bsmt S.
20766 | 42871 | FHO-AUX-CAL-0002 | Calibrator, Loop, Portable, 4-20mA Loop Meter/Generator PIE, Admin Building, S2, Electrical Work Shop | FHO-AUX-CAL-GRP1 | Meter,current | Test Equipment |  | CAL | electrical_meter |  | Meters, Group 1, Admin Building, S2, Electrical Work Shop
11940 | 95329 | FCL-DEW-LSLL-0201 | Switch, Level, Low Low, Treated Water Process Dewatering Pit T-0201 | FCL-DEW-RW | Switch,Level-High | Switch |  | LSLL | http://www.toronto.ca/TWONTO#level_switch |  | Raw water Area Dewatering
20495 | 82829 | COL-PMM-LSH-0105 | Switch, Level-High | COL-PMM | Switch,Level-High | Switch |  | LSH | http://www.toronto.ca/TWONTO#level_switch |  | Mimico Pumping Station
3869 | 17248 | COL-PCP-MISC | Miscellaneous Equipment | COL-PCP | [6 empty] | Copeland Pumping Station
13982 | 13882 | FCL-SPC-RPU-1921 | RPU Panel, RMF Clarification Facility, Electrical Room, WWW-CP-1100 | FCL-ELS-PS-0001 | Control Panel | Remote Processor Unit |  | RPU | http://www.toronto.ca/TWONTO#RPU_panel |  | Uninterruptible Power Supply,High Lift Bldg - Switchgear Room,LP-0001
25641 | 98769 | COL-PSM-TR-0001 | Transformer, Power | COL-PSM-MISC | Transformer |  |  | TR |  |  | Miscellaneous Equipment
58108 | 30917 | THC-ACC-AHU-0265 | Air Handling Unit, Building A | THC-ACC-BLDG A | Fan | HVAC |  | AHU | http://www.toronto.ca/TWONTO#air_handler_unit |  | Old Plant Blower Building HVAC
128023 | 11150 | THC-PRM-ZSH-1280 | Switch, Position High, Mech Away, Valve 1273 | THC-PRM-V-1273 | Switch,Position-High | Switch |  | ZSH | http://www.toronto.ca/TWONTO#position_switch |  | Valve, Hydraulic Cylinder, Scum Skimmer, Primary Clarifier 1200, NW Plant
61031 | 51318 | FHA-ELS-DP-1501 | Power Distribution Panel, 400A, 600V, 3PH, Service Building B, Basement Vault | FHA-ELS-PDP-0100A | Control Panel,Power Distribution Panel | Power Distribution Panel |  | DP | http://www.toronto.ca/TWONTO#LV_electrical_panel |  | Power Distribution Panel, 600V, 600A, 3 PH, Service Building 1st Floor by Tunnel
50014 | 28195 | TAB-PLT-MON-0140 | Monitor, CCTV, Control Room, P Bldg. | TAB-PLT-INQ | Computer Equipment,Monitor | Security System |  | MON | http://www.toronto.ca/TWONTO#display_panel |  | P Building - Instrumentation Equipment
27243 | 22050 | COL-PSU-UPS-0001 | UPS, Main Floor | COL-PSU-MISC | Uninterruptible Power Supply |  |  | UPS |  |  | Miscellaneous Equipment
89227 | 84398 | WTR-RMI | Milliken Reservoir | WTR-EAST-RES |  | Tank |  |  | http://www.toronto.ca/TWONTO#collection_of_assets |  | Work Area 1 EAST Reservoirs
42907 | 3805 | FCL-ACC-AHU-0905-SUS | Air Handling Unit, RMF Clarification Facility, HVAC Room 1, Ground Floor | FCL-ACC-RMF |  |  | 42190 | AHU |  |  | Residue Management HVAC Equipment
63473 | 26222 | FCL-PAC-DCU-0201 | Dust Collector, PAC Storage Tank T-0201, Dry Chemical Building, PAC Storage Tanks | FCL-PAC-T-0201 |  |  |  | DCU |  |  | Tank, Storage, Powder Activated Carbon, Dry Chemical Building PAC Tanks
8541 | 45233 | COL-RBB-LIT-0202 | Transmitter, Level | COL-RBB-MISC | Transmitter,Level |  |  | LIT |  |  | Miscellaneous Equipment
60336 | 61820 | THC-ACC-V-6116 | Valve, Circuit Balancing, AHU-6100, 2nd Floor Mech Room #2, Headworks | THC-ACC-AHU-6100 | Valve,Ball | HVAC |  | V | http://www.toronto.ca/TWONTO#valve |  | Air Handling Unit, Truck Loading Bay, Mech Room #2, Headworks
113058 | 33944 | TAB-EL2-MCC-6524 | Motor Control Centre, 600V | TAB-EL2-PDP-6014 | Control Panel,MCC | Motor Control Centre |  | MCC | http://www.toronto.ca/TWONTO#LV_electrical_panel |  | Power distribution Panel, 600V
40515 | 78121 | TAB-ACC-HS-6113 | Switch, Occupancy, Dig 5-8 Drip Room | TAB-ACC-AHU-DIG | Switch | Switch |  | HS | hand_switch |  | AHUs/Supply Fans Dig. Bldg.
55302 | 9508 | TAB-WA1-LD-1223 | Chain Pulley Block | TAB-WA1-SQ-1000 | Lifting Device | Lifting Device |  | LD | http://www.toronto.ca/TWONTO#lifting_equipment_hoist |  | WA1 Lifting Devices and Slings
111109 | 28111 | TAB-DIG-SQ-T01-04 | Digester Tanks 01-04, Safety Equipments | TAB-DIG-T-01-04 | [6 empty] | Digester Tanks 1-4
8992 | 36280 | COL-YKP-DA-151117S | Davit Upper Arm-151117 | COL-YKP-DA-0013S | Safety | Safety Equipment | 45993 | DA | http://www.toronto.ca/TWONTO#fall_arrest_Davit_arm |  | Davit Arm Assembly with Upper Arm-151117
39198 | 43815 | TAB-ACC-F-6462 | Filter, AHU-6460, Primary Tank Operating Gallery, Ground, West Side | TAB-ACC-AHU-6460 | Filter | HVAC |  | F | http://www.toronto.ca/TWONTO#replaceable_air_filter |  | Air Handling Unit, Existing Primary Tank Operating Gallery, Ground, West Side
57953 | 29873 | THC-AER-T-7140 | Tank, Oil, Blower, Aeration | THC-AER-BL-7100-I-IV | Tank | Tank |  | T | http://www.toronto.ca/TWONTO#chemical_storage_tank |  | Blower, Aeration System
97146 | 50378 | FIS-FLT-FSL-0004 | Switch, Flow, Low, Filter Composite pH Analyser AIT 0004, Filter Building, Pump Room East | FIS-FLT-AIT-0004 | Switch,Flow-Low | Switch |  | FSL | http://www.toronto.ca/TWONTO#flow_switch |  | Analyzer, pH, Filter Composite Sampling, Filter Building, Pump Room East
29851 | 74320 | FIS-POL | Polymer System | FIS-PLT | [6 empty] | Preliminary Treatment
134878 | 72905 | THR-ELS-LP-0510 | Lighting Panel, 120/208V, Control Room, West Substation | THR-ELS-PDP-0602 | Control Panel,Power Distribution Panel | Power Distribution Panel |  | LP | http://www.toronto.ca/TWONTO#LV_electrical_panel |  | Control Panel, Power Distribution Panel, Line 0105, 600V Switchgear, Electrical Room, West Substation
94981 | 59330 | FHO-SPC-COM-1302 | Termination Panel, Chemical Building, L1, Chemical Workshop | FHO-SPC |  | Communications Equipment |  | COM | termination_panel |  | Process Control Systems - Services Area
105973 | 58800 | TAB-ACC-AHU | Air Handling Unit & Supply Fan | TAB-WORK-AREA-6 | [6 empty] | Work Area 6
138194 | 88505 | THR-PRS-PSH-9001 | Switch, Pressure-High, Pump Discharge, P-9001,Chemical Building, (TEMPORARY) | THR-PRS-P-9001 | Switch,Pressure-High | Switch |  | PSH | http://www.toronto.ca/TWONTO#pressure_switch |  | Pump, Primary, Chemical Building, Pump Room (TEMPORARY)
146988 | 92912 | WTR-RMA-ELS | Electrical System | WTR-RMA | [6 empty] | Markham Reservoir
40080 | 66972 | DOS-SES-SCBA-0343 | SCBA 30 minutes escape pack | DOS-SES-SCBA | Safety | Safety Equipment |  | SCBA | http://www.toronto.ca/TWONTO#self-contained_breathing_apparatus |  | Self Contained Breathing Apparatus (SCBA)
79463 | 32495 | THR-THK-PSL-5030 | Switch, Pressure Low, TWAS Transfer P-5030 | THR-THK-P-5030 | Switch,Pressure-Low | Switch |  | PSL | http://www.toronto.ca/TWONTO#pressure_switch |  | TWAS Transfer Pump
114121 | 75413 | TAB-PAB-UPS-0221 | UPS for RPU, | TAB-PAB-RPU-0221 | UPS | Remote Processor Unit |  | UPS | http://www.toronto.ca/TWONTO#UPS |  | RPU,
138727 | 90453 | THR-SES-SQ-1443 | Lanyard for Harness, PPE Dhiren Parmar | THR-SES-FAS | Safety | Safety Equipment |  | SQ | lifeline |  | Fall Arrest Sytem (Harness and Lanyard), Safety Equipment
7081 | 99234 | COL-PRX-FQ-0001 | Meter, Flow | COL-PRX | Meter,Flow |  |  | FQ |  |  | Roxborough Sewage Pumping Station
34606 | 84863 | MAIN-265 | Main 265 | WTR-LWA | [6 empty] | Work Area 2 Central Mains and Chambers
30471 | 54554 | FIS-SES-LDR-1601 | Ladder, 16' Fiberglass, Extension, Raw Water PS | FIS-SES | Safety | Tool |  | LDR | http://www.toronto.ca/TWONTO#ladder |  | Safety, Instrumentation & Environmental Services
75834 | 3883 | THR-DIG-BU-7780S | Burner, Waste Gas | THR-DIG-BU | Analyzer | Burner | 40408 | BU | http://www.toronto.ca/TWONTO#waste_gas_burner |  | Digester, Waste Gas Burners
107031 | 6949 | TAB-ACC-HTR-4035 | Unit Heater, East Stairwell, First Landing, 5th Floor, Silo Building | TAB-ACC-HTR-SLO | H.V.A.C.,Heater | HVAC |  | HTR | http://www.toronto.ca/TWONTO#heater |  | Unit Heaters- Silo Bldg
55710 | 45368 | TAB-STR-F-4001R | Filter, Lube Oil, Blower BL 4001 | TAB-STR-P-4001 | Filter | Filter |  | F | http://www.toronto.ca/TWONTO#replaceable_oil_or_fuel_filter |  | Pump, Main Oil ,Blower BL4001
105835 | 65016 | TAB-ACC-5600 | Space Heating, | TAB-ACC | Pump,Centrifugal | HVAC |  | ACC | http://www.toronto.ca/TWONTO#collection_of_assets |  | Plant HVAC Equipment
68685 | 5294 | THR-ACC-TSL-4707 | Switch, Temperature, Low, HTR-4707,Old Main Sub Station | THR-ACC-HTR-4707 | Switch,Temperature-Low | Switch |  | TSL | http://www.toronto.ca/TWONTO#temperature_switch |  | Heater,Electric, Unit, 7.5 Kw,Old Main Sub Station
59413 | 16099 | THC-DIG-LSL-5286 | Switch,Level-Low,South-East Storm Sump,CP-5286,Building U | THC-DIG-CP-5286 | Valve,Gate | Switch |  | LSL | http://www.toronto.ca/TWONTO#level_switch |  | Control Panel,Electrical,South-East Storm Sump,P-5286A & P-5286B,Building U
121770 | 69622 | THC-ACC-V-6501 | Valve, Motorized, Glycol Heating Return Line, 2nd Floor Mech Room #1 | THC-ACC-AHU-6500 | Valve,Ball | HVAC |  | V | http://www.toronto.ca/TWONTO#valve |  | Air Handling Unit, Pipe Gallery, 2nd Floor Mech Room #1, Headworks
24317 | 33682 | FHO-MCS-LD-0213 | CM Hoist Trolley | FHO-MCS-LD | Lifting Device,Hoist,Manual | Rigging Equipment |  | LD | http://www.toronto.ca/TWONTO#lifting_equipment_hoist |  | Lifting Devices & Elevators
4835 | 93097 | COL-PHP-SC-0001 | Screen, Bar | COL-PHP-MISC | Screen |  |  | SC |  |  | Miscellaneous Equipment
125730 | 39349 | THC-GRK-IRG-0001 | Irigation System, Admin. Bldg, K | THC-ACC-BLDG K |  | HVAC |  | IRG | http://www.toronto.ca/TWONTO#collection_of_assets |  | Administration Building, HVAC
112748 | 90102 | TAB-EL1-MCC-6921 | MCC,Electrical Room,Ground Floor,Screen Build,P Building | TAB-EL1-PDP-6021 | Control Panel,MCC | Motor Control Center |  | MCC | http://www.toronto.ca/TWONTO#LV_electrical_panel |  | Panel,Power Distribution,Walk-in Switchgear 600V,Outdoor,P Building Substation
120002 | 34453 | TAB-WA5-LDR-6406 | Ladder,Nylon, Featherlite | TAB-WA5-SQ | PPE | Lifting Device |  | LDR | http://www.toronto.ca/TWONTO#portable_ladder |  | WA5 Safety Equipment
124954 | 3774 | THC-ELS-LTG-EXIT | Exit signs, plant wide | THC-GRK-MAINT | Building Service,Lighting - Room | Safety Equipment | 43471 |  | http://www.toronto.ca/TWONTO#lighting_unit |  | Building Maintenance
9548 | 37812 | DOS-YCM-VEH-378187 | 2011 JOHN DDERE 6X4 GATOR - Vehicle Unit# 378187 | FAC-YCM-VEH | Vehicle,Licensed | Vehicle |  | VEH | http://www.toronto.ca/TWONTO#golf_cart
259 | 53885 | 378251C | Forklift, Attachments, Forks, WA-7 | TAB-GRK-VEH-378251 | Forklift | Tool |  |  | machine_attachments |  | Vehicle, Utility, Multi-Attachment, Propane, BobCat 5600, WA-7
58539 | 73604 | THC-ACC-DM-0585 | Damper,Actuated,Inlet,Fan 0585,Compress.Room,3rd Floor,Biosolids Building West | THC-ACC-FN-0585 | Damper/Louver | HVAC |  | DM | http://www.toronto.ca/TWONTO#air_damper |  | Fan,Centrifugal,Compress. Room,3rd Floor,Biosolids Building West
98496 | 29184 | FIS-WWW-CH-0600-SUS | Slow Sand Fiter | FIS-SUSPENDED | Filter | Filter | 38484 | CH | http://www.toronto.ca/TWONTO#filtration_tank |  | Obsolete Entities/Processes
4810 | 98155 | COL-PHP-GRF-0001 | Indicator, Ground Fault | COL-PHP |  |  |  | GRF |  |  | High Park Sewage Pumping Station
87211 | 60268 | WTR-PMI-TSL-0006 | Switch, Temperature, Low, Water Transmission | WTR-PMI-AUX |  | Switch |  | TSL | http://www.toronto.ca/TWONTO#temperature_switch |  | Auxiliary Equipment (Building Facilities)
45400 | 84094 | TAB-DIG-PSH-0534 | Switch,Pressure, High | TAB-DIG-P-0534 | Switch,Pressure-High | Switch |  | PSH | http://www.toronto.ca/TWONTO#pressure_switch |  | Pump, Sludge Recirculation #5
33828 | 85132 | JH2005A | Door,Overhead, Z Building. | TAB-MCS-DR | Door,Overhead | Door |  |  | http://www.toronto.ca/TWONTO#roll_up_door
65836 | 27398 | FCL-SPC-COM-2111 | Communication, Multinet, RMF Clarification Facility, Electrical Room, RPU-2121 Panel | FCL-SPC |  |  |  | COM |  |  | Process Control Systems - Services Area
18177 | 94142 | FHA-SED-ZSH-0601C | Switch, Limit, Access Hatch Zone 1, Settling Basin T-0601 | FHA-SED-ZSH-0601 |  | Security System |  | ZSH | http://www.toronto.ca/TWONTO#position_switch |  | Switch, Limit, Access Hatch Zone 6
75243 | 50282 | THR-FT-T-1500 | Tank, Final Settling, Mixed Liquor, Secondary Treatment, Secondary Clarification - South (Tank#15) | THR-FT-T | Tank | Tank |  | T | http://www.toronto.ca/TWONTO#sedimentation_tank |  | Final Sedimentation Tank & Dedicated WAS Pumping
47449 | 25739 | TAB-EL1-MCC-6672 | Motor Control Centre | TAB-DIG-ELQ-T1-4 | Control Panel,MCC | Motor Control Centre |  | MCC | http://www.toronto.ca/TWONTO#LV_electrical_panel |  | Digester Tanks 1-4, Electrical Equipment
55073 | 40379 | TAB-THK-T-0500 | Floatation Tank #5, Subnatant Recycling | TAB-THK-TANKS | Tank | Tank |  | T | floatation_tank |  | Floatation Tanks
41068 | 68337 | TAB-ACC-PDS-4465A | Switch,Pressure ,Filter, AHU4465 | TAB-ACC-AHU-4465 | Switch,Pressure | Switch |  | PDS | http://www.toronto.ca/TWONTO#pressure_switch |  | AHU, Aux. Bldg , North Tunnel
117973 | 85841 | TAB-SES-LTG-2280C | Lighting, 2 LED heads, PRS Bldg | TAB-STR-SQ | Lighting | Safety Equipment |  | LTG | http://www.toronto.ca/TWONTO#lighting_unit |  | WA2 Safety Equipment,lifting devices, ladders, Eye Wash station, First Aid Kits, Lock out stations
134958 | 69595 | THR-ELS-MCC-0602S | Control Panel, MCC 0601, Chlorine MCC-0601 & 0602 (MCC CL) | THR-ELS-DIS | Control Panel,MCC | Motor Control Centre | 40859 | MCC | http://www.toronto.ca/TWONTO#LV_electrical_panel |  | Electrical System, Disinfection, Chlorine Building
129743 | 77590 | THR-ACC-DIS | Air Conditioning, HVAC, Chlorine Building | THR-ACC-WA1 | H.V.A.C.,Air Conditioner | HVAC |  |  | http://www.toronto.ca/TWONTO#collection_of_assets |  | Air Conditioning, AHU, HVAC,Work Area1
7054 | 19404 | COL-PRR-P-0001 | Pump, Submersible | COL-PRR-MISC | Pump |  | 34154 | P |  |  | Miscellaneous Equipment
121173 | 65680 | THC-ACC-STR-6010 | Strainer, Hot Water Supply, Lower Level 2 Blower Room, Headworks | THC-ACC-HE-6001 | Filter | HVAC |  | STR | http://www.toronto.ca/TWONTO#strainer |  | Heat Exchanger, Heating Glycol System, Lower Level 2 Blower Room, Headworks
111142 | 72542 | TAB-DIG-T-7201 | Condansate Trap, Digester Gas, Waste Gas Burner BU-7200 | TAB-DIG-BU-7200 | Tank | Tank |  | T | http://www.toronto.ca/TWONTO#condensate_trap |  | Waste Gas Burner, Digester Gas, Waste Gas Burner Station
59244 | 67354 | THC-ACC-HU-0272 | Humidifer, Building A | THC-ACC-BLDG A | H.V.A.C.,Humidifier | HVAC |  | HU | http://www.toronto.ca/TWONTO#humidier |  | Old Plant Blower Building HVAC
62499 | 41300 | FHA-FLT-F-4001 | Filter #40, Filter Building, East Filter Gallery North | FHA-FLT | Filter | Filter |  | F | http://www.toronto.ca/TWONTO#filtration_tank |  | Filtration
66400 | 84145 | THC-SPC-COM-1107 | SCADA & Computer | THC-SPC-WA2 | SCADA | System Process Control |  | COM | termination_panel |  | System Process Control
5358 | 62269 | COL-PLB-HIC-0100 | Humidistat | COL-PLB-AUX-INST |  | Switch |  | HIC | http://www.toronto.ca/TWONTO#thermostat_or_zone_controller_unit |  | Instrumentation Equipment
66868 | 51948 | THC-GRK-VEH-378159 | Vehicle, Personal Carrier, Kubota (WA2 mech) | THC-SUSPENDED | Vehicle,Unlicensed | Vehicle | 35408 | VEH | http://www.toronto.ca/TWONTO#golf_cart
127229 | 45418 | THC-PLT-PSH-6108 | Switch,Pressure-High,Outlet from Pumps 6140 & 6150 (post-filter) to Bar Screens,Hydr. Sys,Headhouse | THC-PLT-T-6100 | Switch,Pressure-High | Switch |  | PSH | http://www.toronto.ca/TWONTO#pressure_switch |  | Reservoir, Oil, Hydraulic Pack 1, Bar Screens
145903 | 53303 | WTR-PRH-NGR-1100 | Neutral Grounding Resistor, Generator Room | WTR-PRH-AUX |  | Safety Equipment |  | NGR | ? |  | Auxiliary Equipment (Building Facilities)
38587 | 70946 | TAB-ACC-2800 | Centrifuge Bldg. Space Heating,(Item #7) | TAB-ACC |  | HVAC |  | ACC | http://www.toronto.ca/TWONTO#collection_of_assets |  | Plant HVAC Equipment
87797 | 49865 | FHO RESERVOIR | Sampling | FHO-SAMP | [6 empty] | Sampling Systems
112714 | 93105 | TAB-EL1-MCC-6594 | Motor Control Centre ,Z- Bldg | TAB-ELS-WA6 | Control Panel,MCC | Motor Control Centre |  | MCC | http://www.toronto.ca/TWONTO#LV_electrical_panel |  | Panel Boards, MCC, WA6
34620 | 31572 | MAIN-276 | Main 276 | WTR-LWA | [6 empty] | Work Area 2 Central Mains and Chambers
53662 | 15158 | TAB-SES-SQ-0016 | SCBA Breathing Apparatus, Digester 13 -16 North Entrance - HAB 317007 | TAB-SES-SCBA | PPE,SCBA | Safety Equipment |  | SQ | http://www.toronto.ca/TWONTO#self-contained_breathing_apparatus |  | WA4 Safety Equipment, SCBA
34136 | 69026 | COL-YKP-DA-151012 | Davit Base Leg-151012 | COL-YKP-DA | Safety | Safety Equipment |  | DA | davit_base |  | Davit Arm Assembly
140682 | 49294 | TNT-PRM-T-0100 | Tank, Clarification,Primary Influent, #1 | TNT-PRM | Clarifier,Square | Tank |  | T | http://www.toronto.ca/TWONTO#clarifier |  | Primary Treatment
74123 | 51272 | THR-EPS-LSL-0115 | Switch, Level-Low, Grease Tank 0115, Plant Service, Effluent Pump, Centrifugaling | THR-EPS-P-0110 | Switch,Level-Low | Switch |  | LSL | http://www.toronto.ca/TWONTO#level_switch |  | Pump, Centrifugal, Screw
9197 | 36258 | COL-YKP-FAK-0035 | First Aid Kit, Truck #041189 (Escape) | COL-YKP | Safety,First Aid Kit | Safety Equipment |  | FAK | http://www.toronto.ca/TWONTO#first_aid_kit |  | Kipling Yard
4011 | 43601 | COL-PCU-DM-0002 | Damper/Louver, Diesel Room | COL-PCU | Damper/Louver |  | 34991 | DM |  |  | Cumber Pumping Station
38604 | 51355 | STRC-16135 | Tower | CH 031 07 | [6 empty] | Chamber
58803 | 85107 | THC-DEW-T-0200 | Tank,Sludge Storage,Sludge Storage Building | THC-DEW-HOLD TANK | Tank | Tank |  | T | http://www.toronto.ca/TWONTO#storage_tank |  | Dewatering-Sludge Holding Tanks
105799 | 14760 | SWM-PWD-LSH-0106 | Switch, Level High-High | SWM-PWD | Switch,Level |  |  | LSH |  |  | Warden Storm
105905 | 9395 | TAB-ACC-AHU-1409 | Air Handling Unit, Z Bldg, 3rd Flr | TAB-SUSPENDED ENTITY | Fan | HVAC | 38013 | AHU | http://www.toronto.ca/TWONTO#air_handler_unit |  | Suspended entities
53649 | 68706 | TAB-SES-SQ | WA7 Safety Equipment | TAB-WORK-AREA-7 | [6 empty] | Work Area 7
27743 | 63174 | FIS-ELS-PDP-1101 | Power Distribution Panel,Workshop Building,Mezzanine,East Wall,North,347 / 600V,250A,3ph,3W | {FIS-ELS-PDP} | Control Panel,Power Distribution Panel | Power Distribution Panel |  | PDP | http://www.toronto.ca/TWONTO#LV_electrical_panel |  | Asset Group, Power Distribution Cabinets,600 V,Island WTP
65079 | 15764 | THC-PRM-V-1113A | Valve, Solenoid, Collect, Valve 1113 | THC-PRM-V-1113 | Transmitter,Level | Hydraulic System |  | V | http://www.toronto.ca/TWONTO#solenoid |  | Valve, Hydraulic Cylinder, Bottom Scraper, Primary Clarifier 1100, NW Plant
13280 | 31309 | FCL-FLT-LSL-1201-SUS | Switch, Level-Low, Filter 1201, , Filter No.1201 | FCL-FLT-F-1201 | Switch,Level-Low | Switch | 36624 | LSL | http://www.toronto.ca/TWONTO#level_switch |  | Filter, Carbon Activated, Filter Building, Filter Gallery East
34679 | 57739 | MAIN-346 | Main 346 | WTR-MT1 | [6 empty] | Work Area 1 EAST Mains and Chambers
56920 | 94903 | THC-ACC-IRG-5201 | Irigation System, control panel, Janitor room, Building X | THC-ACC-AC-5201 | Air Handling Unit | Grounds |  | IRG | http://www.toronto.ca/TWONTO#process_control_panel |  | Air Conditioning, Split, IT room
145159 | 81965 | WTR-PLW-T-0002-SUS | SCBA 4500psi Bottle, AS1 | WTR-WEST-SES | Tank | Safety Equipment | 47444 | T | http://www.toronto.ca/TWONTO#compressed_gas_cylinder |  | Safety & Lifting Devices
16276 | 24165 | FHA-CLB-PSH-0202 | Switch, Pressure, High, Discharge, CLB-EV-0201, Filter Building, Cl2/SO2 Storage Room | FHA-CLB-CHL-0201 | Switch,Pressure | Switch |  | PSH | http://www.toronto.ca/TWONTO#pressure_switch |  | Chlorinator, Solution Feed Gas Dispenser, Vacuum Operated, Filtration Building, Cl2/SO2 Feeder Room
61954 | 20476 | THC-GRK-LAD-0002 | Ladder, fixed access type | THC-GRK-MCS |  | Tool |  | LAD | http://www.toronto.ca/TWONTO#collection_of_assets |  | Mechanical Services
106322 | 58269 | TAB-ACC-F-6472 | Filter, AHU-6470, Mech Room No. 6, Old Screen Bldg., P Bldg. | TAB-ACC-AHU-6470 | Filter | HVAC |  | F | http://www.toronto.ca/TWONTO#replaceable_air_filter |  | Air Handling Unit, Mechanical Room no.6, Grit Bldg., P Bldg.
49207 | 90933 | FCL-CLA-PSH-0101 | Switch, Pressure High, Chlorine Gas, Expansion Tank 0101, Chlorination System | FCL-CLA | Switch,Pressure-High | Switch |  | PSH | http://www.toronto.ca/TWONTO#pressure_switch |  | Pre-Chlorination
61095 | 17675 | THC-ELS-PDP-1202B | Distribution Panel, Building S | THC-ELS-PS-0001-S | Control Panel,Electrical |  |  | PDP |  |  | Primary Power Equipment, Building S
137360 | 25474 | THR-PLT-LD-0200 | Lifting Devices, Sparger Arms, Tank200, Grit Bldg. | THR-PLT-T-0200 | Lifting Device | Hydraulic System | 35250 | LD | http://www.toronto.ca/TWONTO#hydraulic_system |  | Tank, Grit Removal, Grit Tank, North Grit Building
72557 | 66012 | THR-ACC-DIG | Air Conditioning, HVAC, Digesters | THR-ACC-HVAC | H.V.A.C.,Air Conditioner | HVAC |  |  | http://www.toronto.ca/TWONTO#collection_of_assets |  | Air Conditioning, Heating, Ventilation & Air Conditioning
40895 | 2019 | TAB-ACC-LSLL-0401 | Switch, Level, Low,Low | TAB-ACC-MEQ-0401 | Switch,Level-Low-Low | Switch |  | LSLL | http://www.toronto.ca/TWONTO#level_switch |  | Indicator, Boiler Water Level
50818 | 24470 | TAB-PRM-FSL-3702 | Switch ,Flow, Low,Seal water to Pump-3702 | TAB-PRM-P-3702 | Switch,Flow | Switch |  | FSL | http://www.toronto.ca/TWONTO#flow_switch |  | Pump, Raw Sludge
136940 | 91910 | THR-OCS-LSLH-0555 | Switch, Level, Bed Level, Scrubber 0555, Plant Services, Odour Control System | THR-OCS-SB-0555 | Switch,Level | Switch |  | LSLH | http://www.toronto.ca/TWONTO#level_switch |  | Scrubber, Plant Services, Odour Control System
23 | 19820 | 20666 | TAB WA5 Internal telephones & Public address system | 50588 |  | Communications Equipment |  |  | http://www.toronto.ca/TWONTO#public_annoucement_speaker |  | WA4 common to Work Area
106736 | 46702 | TAB-ACC-HE-1464 | Heat Exchanger, Electric Reheat Coil | TAB-ACC-HTR-1464 | Heat Exchanger | HVAC |  | HE | http://www.toronto.ca/TWONTO#heat_exchanger |  | Heater unit, Z Bldg
50230 | 89935 | TAB-PLT-SP-0041 | Sampler, P-Bldg. Screen Effluent Channel | TAB-PLT-T-0100 | Sampler | Sampler |  | SP | http://www.toronto.ca/TWONTO#auto_sampler |  | Tank, Reservoir, Grit Removal, Grit Bldg., P Bldg.
135839 | 84195 | THR-FT-PSH-2523 | Switch, Pressure-Low, Pump P-2523 Discharge, FT 16/17 RAS Pumps | THR-FT-P-2523 | Switch,Pressure-High | Switch |  | PSH | http://www.toronto.ca/TWONTO#pressure_switch |  | Pump, Centrifugal, Tank 1600 & 1700, RAS Pumping,Tunnel 23,South
26348 | 62490 | COL-YKP-VEH-0039S | Vehicle, Truck # 883932 (2019 Ford Transit 250) | COL-YKP |  | Vehicle | 41261 | VEH | http://www.toronto.ca/TWONTO#pickup_truck
12606 | 45060 | COL-PDG-MISC | Miscellaneous Equipment | COL-PDG | [6 empty] | Douglas Drive Syphon
18593 | 59210 | FHA-SES-SQ-0043 | Safety Harnesses Safewaze 7510 full body harness 07311 | FHA-SES-SQ-6 |  | Safety Equipment |  | SQ | http://www.toronto.ca/TWONTO#fall_arrest_harness |  | Safety Fall Protection Equipment
31442 | 52506 | COL-RBB-LTG-0002 | Control Panel, Electrical | COL-RBB-MISC | Control Panel |  |  | LTG |  |  | Miscellaneous Equipment
55453 | 51333 | TAB-WA1-SQ-1143 | Sling | TAB-WA1-SQ-1000 | Lifting Device,Sling | Lifting Device |  | SQ | http://www.toronto.ca/TWONTO#fall_protection_sling |  | WA1 Lifting Devices and Slings
51651 | 51952 | TAB-PRS-PSH-0401 | Switch, Pressure-High, Containment Sump | TAB-PRS-P-0401 | Switch,Pressure-High | Switch |  | PSH | http://www.toronto.ca/TWONTO#pressure_switch |  | Pump, Sump, Containment Sump
120823 | 95092 | THC-ACC-HTR-0019 | Heater, Hot Water Heating Coil, Corridor B118, Admin. Building Basement | THC-ACC-BLDG K |  | HVAC |  | HTR | http://www.toronto.ca/TWONTO#heater |  | Administration Building, HVAC
96082 | 51113 | FIS-AUX-DR-0100 | Island Plant, North Gate | FIS-AUX | Gate | Door |  | DR | http://www.toronto.ca/TWONTO#door
93681 | 98718 | FHO-PCL-T-0201-KQ | PACL Storage Tank 2 | FHO-OBSOLETE |  |  |  | T |  |  | Removed From Service
120982 | 1289 | THC-ACC-HTR-6007 | Heater, Unit, Glycol, Heating System, 2nd Floor, Conveyor area, Headworks | THC-ACC-P-6003 | H.V.A.C.,Heater,Unit | HVAC |  | HTR | http://www.toronto.ca/TWONTO#heater |  | Pump, Heating Glycol System, Lower Level 2 Blower Room, Headworks
62643 | 9946 | THC-MCS-MT-0002 | Pedestal Drill, Building A | THC-SUSPENDED | Machine Tool,Drill Press | Tool | 35548 | MT | http://www.toronto.ca/TWONTO#drill_press |  | Suspended entity
56514 | 46325 | FCL-TRW-RPU-0001 | RPU Panel, Treated Water Pumping, High Lift Pumping Station | FCL_ELS_MISCELLANEOUS | Control Panel | Remote Processor Unit |  | RPU | http://www.toronto.ca/TWONTO#RPU_panel |  | FCL_ELS_MISCELLANEOUS
101468 | 34447 | LD50897 | Chain Hoist, Vulcan, 1 t, Tag # 7, WA2 | TAB-SES-LD | Lifting Device | Lifting Device |  |  | http://www.toronto.ca/TWONTO#lifting_equipment_hoist |  | WA2 Lifting devices
74896 | 72743 | THR-CG-F-1303 | Filter, Air, Compressor 1303 Intake, Air Starting System, Engine-Generator 1101 & 1201 | THR-CG-C-1303 |  | Filter |  | F | http://www.toronto.ca/TWONTO#replaceable_air_filter |  | Compressor, Air, Air Starting System, Engine-Generator 1101 & 1201
79963 | 99444 | THR-WA3-LD-0013S | Sling, Nylon, Work Area 3 | THR-LD-NYLN-WA3 | Lifting Device,Sling | Lifting Device | 40289 | LD | synthetic_web_sling |  | Slings, Nylon, Work Area 3
38663 | 21949 | TAB-ACC-AC-3020 | Air Conditioner, Electrical Room, Loading Bay Rooftop | TAB-ACC-CI | H.V.A.C.,Air Conditioner | HVAC |  | AC | http://www.toronto.ca/TWONTO#air_condition |  | Chiller and Air Coolers
120067 | 64013 | TAB-WA6-SQ-2389 | Harness | TAB-WA6-SQ | PPE | Safety Equipment |  | SQ | http://www.toronto.ca/TWONTO#fall_arrest_harness |  | WA6 Safety Equipment
29937 | 80646 | FIS-RW | Raw Water Production | FIS WORK AREA 1 | [6 empty] | Process
112683 | 85476 | TAB-EL1-MCC-6222 | Motor Control Centre 600V - D Bldg | TAB-PLT-ELQ-D | Control Panel,MCC | Motor Control Centre |  | MCC | http://www.toronto.ca/TWONTO#LV_electrical_panel |  | D Building - Electrical Equipment
65113 | 39274 | THC-PRM-V-1214 | Valve, Hydraulic Cylinder, Bottom Scraper, Primary Clarifier 1200, NW Plant | THC-PRM-CLR-1230 | Actuator,Hydraulic,Cylinder | Hydraulic System |  | V | http://www.toronto.ca/TWONTO#hydraulic_power_pack |  | Sludge Bottom Scraper Mechanism, Primary Clarifier 1200, NW Plant
80050 | 22519 | THR-WA4-LD-0019 | Sling, Nylon, Work Area 4 (2" X 3') | THR-LD-NYLN-WA4 | Lifting Device,Sling | Lifting Device |  | LD | synthetic_web_sling |  | Slings, Nylon, Work Area 4
44000 | 36143 | TAB-DEW-PSH-3340 | Switch Pressure,High,Delivery, Pump-3340 | TAB-DEW-P-3340 | Switch,Pressure | Switch |  | PSH | http://www.toronto.ca/TWONTO#pressure_switch |  | Pump , Polymer Solution Feed #4
67775 | 8923 | THR-ACC-FSL-0231 | Switch, Flow, Low, Discharge Air FN-0231, AHU-0230, North Grit Storage Room | THR-ACC-AHU-0230 | Switch,Flow-Low | Switch |  | FSL | http://www.toronto.ca/TWONTO#flow_switch |  | Air Handling Unit, Air Supply, North Grit Fan Room
119581 | 12894 | TAB-WA1-LD-1238 | Devit Arm | TAB-WA1-SQ-1000 | Lifting Device | Lifting Device |  | LD | http://www.toronto.ca/TWONTO#fall_arrest_Davit_arm |  | WA1 Lifting Devices and Slings
135210 | 77370 | THR-FEQ-C&LV | Curb and Line Valves, for Fire Protection | THR-SES-WA3 | Safety,Eye wash | Safety Equipment |  |  | http://www.toronto.ca/TWONTO#collection_of_assets |  | Safety & Environmental Services
66780 | 62652 | THC-GRK-DR-N | Doors, Building N | THC-GRK-ELS-N |  | Door |  |  | http://www.toronto.ca/TWONTO#door
64794 | 15906 | FCL-SES-FEQ-0112-SUS | Fire Extinguisher #112, RMF Centrifuge Building, Centrifuge Room North West Wall | FCL-SES-FEQ-SUS |  |  | 46428 | FEQ |  |  | Portable Fire Extinguishers
5959 | 32704 | COL-PLV-MCC-0001 | Motor Control Centre | COL-PLV-MISC | Control Panel,MCC |  |  | MCC |  |  | Miscellaneous Equipment
56162 | 21193 | TAB-STR-RPU-0721 | RPU-GE0721 | TAB-STR-RPU | RPU | Remote Processor Unit |  | RPU | http://www.toronto.ca/TWONTO#RPU_panel |  | Aeration Gallery - RPUs
16461 | 66427 | COL-PKG-SQ-0001 | Eye Wash Station | COL-PKG-MISC |  | Safety Equipment |  | SQ | http://www.toronto.ca/TWONTO#emergency_eyewash |  | Miscellaneous Equipment
28286 | 75973 | FIS-ITS-COM-1900 | Panel, Telecom Enclosure, Local Area Networks, PLC Room | FIS COMMUNICATIONS | Network | Network |  | COM | http://www.toronto.ca/TWONTO#network_panel |  | FIS Communications
105474 | 8989 | SQ-47082 | FHO SCBA #10 | FHO-SES-SQ-0002 | PPE,SCBA | Safety Equipment | 32134 |  | http://www.toronto.ca/TWONTO#self-contained_breathing_apparatus |  | Emergency Breathing Apparatus
17596 | 21762 | FHA-MCS-LD-2401 | Lifting Device, Hoist, Chain Type, 0.5 Ton, Stores | FHA-MCS-LD | Lifting Device,Hoist,Manual | Lifting Device |  | LD | http://www.toronto.ca/TWONTO#lifting_equipment_hoist |  | Lifting Devices
14033 | 31295 | FCL-RW-SAMP | Raw Water Sampling | FCL-SAMP | [6 empty] | Sampling Systems
31900 | 39324 | COL-RBB-TR-0001 | Transformer, Power | COL-RBB-MISC | Transformer |  |  | TR |  |  | Miscellaneous Equipment
80025 | 58204 | THR-WA3-LD-0062 | Drum Sling, Nylon, 1000 LBS - SEMAP -Work Area 3 ( 2" X 4') | THR-LD-NYLN-WA3 | Lifting Device,Sling | Lifting Device |  | LD | synthetic_web_sling |  | Slings, Nylon, Work Area 3
3582 | 41217 | COL-PBY-LSLL-0101 | Switch, Level Low-Low | COL-PBY | Switch,Level |  |  | LSLL |  |  | Brick Yard Sewage Pumping Station
8955 | 57934 | COL-YKP-DA-108722 | Davit Centre Base-108722 | COL-YKP-DA | Safety | Safety Equipment |  | DA | davit_base |  | Davit Arm Assembly
122876 | 29725 | THC-DEW-POL-MAKEUP | Polymer Make Up System Dewatering | THC-DEW-POL | [6 empty] | Polymer System Dewatering
127548 | 94185 | THC-PRM-LI-1043 | Sight, Glass, Fan 1040 | THC-PRM-FN-1040 |  |  |  | LI |  |  | Fan, Heat Exchange, Fan 1040
135670 | 84096 | THR-FT-LSHH-4810 | Switch, Level-High-High,Pump 4810/4811,Sump,T14 | THR-FT-P-4810 | Switch,Level-High-High | Switch |  | LSHH | http://www.toronto.ca/TWONTO#level_switch |  | Pump, Sump, Flood Monitoring, Finals, Tunnel 14
38691 | 22097 | SWM-PBL-SW-0001 | Switch, Main Electrical Disconnect | SWM-PBL-MISC | Switch | Switch |  | SW | http://www.toronto.ca/TWONTO#disconnect_switch |  | Miscellaneous Equipment
89698 | 49231 | WTR-SUSPENDED | Suspended Obsolete entity for storage purpose | WTR ADMIN | [6 empty] | Administration
13682 | 63062 | FCL-MCS-LD-0401 | Winch - CAP: 310 lbs - 50 FT cable | FCL-MCS-LD | Lifting Device,Hoist,Manual | Lifting Device |  | LD | winch |  | Lifting Devices
121107 | 82814 | THC-ACC-PDIT-6201 | Transmitter, Pressure Differential, Filter, 2nd Floor Mech Room #2, Headworks | THC-ACC-AHU-6200 | Transmitter,Pressure,Differential | HVAC |  | PDIT | http://www.toronto.ca/TWONTO#pressure_transmitter |  | Air Handling Unit, Blower Room, 2nd Floor Mech Room #2, Headworks
7524 | 77585 | COL-PSS-MON-0002 | Monitor | COL-PSS |  |  |  | MON |  |  | Scott Sewage Pumping Station
18186 | 50596 | FHA-SED-ZSH-0603J | Switch, Limit, Access Hatch Zone 3, Settling Basin T-0601 | FHA-SED-ZSH-0603 |  | Security System |  | ZSH | http://www.toronto.ca/TWONTO#position_switch |  | Switch, Limit, Access Hatch Zone 6
67072 | 45826 | THC-THK-T-5060 | Tank,Buffer,Centrate Sampling,Thickening Centrifuge CF-0400 | THC-THK-CF-0400 | Sampler | Tank |  | T | http://www.toronto.ca/TWONTO#storage_tank |  | Centrifuge,WAS Thickening
9621 | 66394 | DOS-SES-SCBA-8369 | SCBA 10 minutes escape pack | DOS-SES-SCBA | Safety | Safety Equipment |  | SCBA | http://www.toronto.ca/TWONTO#self-contained_breathing_apparatus |  | Self Contained Breathing Apparatus (SCBA)
147397 | 29524 | WTR-RWL-SW-0001 | Switch, Control Room | WTR-RWL-ELS | Switch | Switch |  | SW | http://www.toronto.ca/TWONTO#disconnect_switch |  | Electrical System
66339 | 59684 | THC-SES-MEQ-553225 | FALL ARREST- HARNESS (insp Liftsafe) | THC-MCS-LD | PPE | Lifting Device |  | MEQ | http://www.toronto.ca/TWONTO#fall_arrest_harness |  | Mechanical Services, Lifting Device
114048 | 82581 | TAB-OCS-HTR-6702 | Heater, Biofilter Humidification Unit HU-6710, Biofilter Area, P Bldg. | TAB-OCS-HU-6710 | Heater | Gas Collection |  | HTR | http://www.toronto.ca/TWONTO#heater |  | Humidifier, Humidification Chamber, Biofilter Area, P Bldg.
39445 | 56881 | TAB-ACC-FN-6573 | Fan, Centrifugal, Exhaust air, AHU-6570, Mechanical Room No. 3, Screen Bldg., P Bldg. | TAB-ACC-AHU-6570 | Fan,Centrifugal | HVAC |  | FN | http://www.toronto.ca/TWONTO#blower_or_fan_with_drive |  | Air Handling Unit, Mechanical Room no.3, Screen Bldg., P Bldg.
96083 | 13961 | FIS-AMMONIA-STORAGE | Building Location | FIS-EUS | [6 empty] | Production & End User Support
55870 | 67433 | TAB-WA7-1204 | Sling, Nylon | TAB-SES-SQ | Lifting Device,Sling | Safety Equipment |  |  | synthetic_web_sling |  | WA7 Safety Equipment
89795 | 84242 | WZ2002A | Hopper, Separation, 703A | TAB-SLD-ROUTING | Tank | Tank |  |  | http://www.toronto.ca/TWONTO#storage_tank |  | Pelletizer Bldg. - Material Handling
112735 | 17670 | TAB-EL1-MCC-6632 | Motor Control Centre 600V - P Bldg. | TAB-EL1-MCC | Control Panel,MCC | Motor Control Centre |  | MCC | http://www.toronto.ca/TWONTO#LV_electrical_panel |  | Motor Control Center- North Substation
96322 | 39022 | FIS-CLB-PSL-0201 | Switch, Pressure, Low, Post-Chlorine Gas, WCS-0201 Discharge, Gaseous Chemical Bldg, Storage Room | FIS-CLB-EV-0201 | Sensor,Pressure | Switch |  | PSL | http://www.toronto.ca/TWONTO#pressure_switch |  | Evaporator, Post Chlorination Train 2, Gaseous Chemical Building, Storage Room
12434 | 30226 | COL-PCU-HTR-0003 | Heater, Pump Floor | COL-PCU | Heater |  | 34995 | HTR |  |  | Cumber Pumping Station
54012 | 89601 | TAB-SPC-COM | Communications Equipment Location | TAB-THK-INQ | [6 empty] | Floatation - Instrumentation Equipment
15851 | 99304 | COL-PKG-LIT-0200 | Transmitter, Level | COL-PKG-MISC | Transmitter,Level |  |  | LIT |  |  | Miscellaneous Equipment
105867 | 80136 | TAB-ACC-AC-3010 | Air Conditioner, Admin Area,Control Room, D Bldg | TAB-ACC-CI | H.V.A.C.,Air Conditioner | HVAC |  | AC | http://www.toronto.ca/TWONTO#air_condition |  | Chiller and Air Coolers
120972 | 13016 | THC-ACC-HTR-4012 | Heater, Electric Unit Heater, HPU Building 10, SW Plant | THC-PRM-BLDG-HPU0010 |  |  |  | HTR |  |  | HPU Building 10
20017 | 86533 | COL-PMD-T-0001 | Tank, Diesel Fuel | COL-PMD-MISC | Tank |  |  | T |  |  | Miscellaneous Equipment
95275 | 77346 | FHO-TRW-T-0101 | Tank, Receiver, Surge Supression System Air Compressor C-0001, Surge Building, S2, Compressor Room | FHO-TRW-C-0001 | Vessel,Pressure | Tank |  | T | http://www.toronto.ca/TWONTO#pressure_vessel |  | Compressor, TW Surge Tanks, Surge Building, S2, Compressor Room
30165 | 74380 | COL-PWR-P-5530 | Pump, Centrifugal | COL-PWR | Pump |  | 35057 | P |  |  | West Rouge Pumping Station
118047 | 22930 | TAB-SES-SQ-2205 | Chemical Dosing Emergency Eyewash/Shower, Secondary Dosing | TAB-STR-SQ | PPE,Eyewash Station | Safety Equipment |  | SQ | http://www.toronto.ca/TWONTO#emergency_eyewash |  | WA2 Safety Equipment,lifting devices, ladders, Eye Wash station, First Aid Kits, Lock out stations
57320 | 72991 | THC-ACC-TUNNEL | Plant Tunnels, HVAC | THC-MCS-HVAC | [6 empty] | Mechanical Services, HVAC
37597 | 47471 | NX6202A | Air Conditioner, AHU, Polymer Bldg, Dewatering | TAB-ACC-CI | H.V.A.C.,Air Conditioner | HVAC |  |  | http://www.toronto.ca/TWONTO#air_condition |  | Chiller and Air Coolers
89338 | 2472 | WTR-RMI-ZS-0036 | Instrument, Door Contact, Water Transmission | WTR-RMI-AUX |  | Switch |  | ZS | http://www.toronto.ca/TWONTO#position_switch |  | Auxiliary Equipment (Building Facilities)
12032 | 26646 | FCL-ELS | Electrical Distribution | FCL | [6 empty] | R L Clark Water Treatment Plant
43063 | 21492 | FCL-ACC-DM-0910 | Damper, Motorized, Fresh Air, AHU-0907, RMF Clarification Building | FCL-ACC-AHU-0907-SUS |  |  |  | DM |  |  | Air Handling Unit, RMF Clarification Facility, HVAC Room 2, Ground Floor
54493 | 64723 | TAB-STR-PSL-4008 | Switch,Pressure,Low, Oil, Blower BL4008 lubrication | TAB-STR-P-4008 | Switch,Pressure | Safety Equipment |  | PSL | http://www.toronto.ca/TWONTO#pressure_switch |  | Pump, Main Oil ,Blower BL4008
34377 | 77592 | COL-YKP-DA-1723241 | Davit Upper Arm-1723241 | COL-YKP-DA | Safety | Safety Equipment |  | DA | http://www.toronto.ca/TWONTO#fall_arrest_Davit_arm |  | Davit Arm Assembly
85120 | 10673 | WTR-PEL-LS-0003 | Switch, Level-High, Surge Tank 0002 | WTR-PEL-T-0002 | Switch,Level-High | Switch |  | LS | http://www.toronto.ca/TWONTO#level_switch |  | Tank, Surge
136655 | 98965 | THR-ITS-COM-4101 | Termination Panel, Plant Services - South | THR-ITS-COM-4100 | Network,Local Area Networks | Network |  | COM | http://www.toronto.ca/TWONTO#network_panel |  | Network Access Closet, SP RAS Pumping Station - South
127878 | 33815 | THC-PRM-V-1271 | Valve, Hydraulic Cylinder, Scum Skimmer, Primary Clarifier 1200, NW Plant | THC-PRM-T-1200 | Actuator,Hydraulic,Cylinder | Hydraulic System |  | V | http://www.toronto.ca/TWONTO#hydraulic_power_pack |  | Tank, Primary Clarifier
132939 | 94907 | THR-DIG-SSH-5169A | Digester Gas Mixing, Tank 0200, Solids Treatment, Digester Tanks 1-6 | THR-DIG-MX-0200 | Switch,Speed-High | Switch |  | SSH | http://www.toronto.ca/TWONTO#speed_switch |  | Digester Gas Mixing, Digester Tank 0200
132960 | 78938 | THR-DIG-T-5111 | Tank, Gas Scrubber, Digester Tank 0400 | THR-DIG-SB | Scrubber | Tank |  | T | http://www.toronto.ca/TWONTO#air_scrubber |  | Scrubbers, Digester Tanks 1-10
93305 | 29355 | FHO-GRK-DR-2076S | Door, (FD-S2-76), Fire Rated, Admin Building, S2, West Loading Bay Rollup, South Breezway | FHO-GRK-FEQ-0001 | Fire Prevention,Door | Door |  | DR | http://www.toronto.ca/TWONTO#fire_rated_door
97078 | 30010 | FIS-FL-T-0101 | Tank, Fluoride Bulk Storage, Fluoride Building, Storage Room | FIS-FL | Tank,Reservoir | Tank |  | T | http://www.toronto.ca/TWONTO#chemical_storage_tank |  | Fluoridation
135878 | 58798 | THR-FT-PSL-2621 | Switch, Pressure-Low, Suction, Pump 2621, Secondary Treatment, RAS Pumping - North | THR-FT-P-2621 | Switch,Pressure-Low | Switch |  | PSL | http://www.toronto.ca/TWONTO#pressure_switch |  | Pump, Centrifugal, Secondary Treatment,Tunnel 23 East, RAS Pumping - North
18475 | 68422 | FHA-SES-LDR-0504 | FHA-SES-LD-0042 - 10' Ladder Fiberglass Orange ( Pipe Gallery filter 20 ) | FHA-SES | Safety | Safety Equipment |  | LDR | http://www.toronto.ca/TWONTO#ladder |  | Safety & Environmental Services
7384 | 88938 | COL-PSM-HTR-0003 | Heater, Convention | COL-PSM | Heater |  |  | HTR |  |  | Simcoe St Sewage Pumping Station
28845 | 99200 | FIS-SA-F-0201-SUS | Filter, Inlet, Instrument Air, Dryer 0201, Service Air Monitoring | FIS-SUSPENDED | Filter | Filter | 38399 | F | http://www.toronto.ca/TWONTO#replaceable_air_filter |  | Obsolete Entities/Processes
7483 | 16342 | COL-PSP-WEL-0100 | Well wet | COL-PSP-MISC | Well |  |  | WEL |  |  | Miscellaneous Equipment
132454 | 37963 | THR-DIG-FSL-5682 | Switch, Flow-Low, Lube Oil, C-5680, Gas Mixing System | THR-DIG-C-5680 | Switch,Flow-Low | Switch |  | FSL | http://www.toronto.ca/TWONTO#flow_switch |  | Compressor, Gas, Mixing System, Digester Tank#8
4068 | 63897 | COL-PCU-LIT-0201 | Transmitter, Level | COL-PCU-MISC | Transmitter,Level |  | 34942 | LIT |  |  | Miscellaneous Equipment
26728 | 951 | COL-PSU-ALR-0001 | Control Panel, Operator | COL-PSU-MISC | Control Panel |  |  | ALR |  |  | Miscellaneous Equipment
7878 | 40147 | COL-PTD-HTR-0001 | Heater, RPU Panel | COL-PTD | Heater |  |  | HTR |  |  | Todmorden Sewage Pumping Station
113028 | 50546 | TAB-EL2-MCC-6111 | Motor Control Center- Biosolids | TAB-EL2-MCC | Control Panel,MCC | Motor Control Centre |  | MCC | http://www.toronto.ca/TWONTO#LV_electrical_panel |  | Motor Control Center- South Substation
129851 | 62902 | THR-ACC-FN | Air Conditoning, Fans, Gallery Ventilation, Supply and Exhaust | THR-ACC-AHU | [6 empty] | Air Conditioning, Air Handling Unit, Gallery Ventilation
31385 | 26038 | FIS-GRK-DR-0007 | Overhead Door, Polymer Building, South Side | FIS-GRK-STRC-0001 |  | Door |  | DR | http://www.toronto.ca/TWONTO#roll_up_door
46704 | 78520 | TAB-DIS-SQ-1003 | Level A Front Entry Chemical Suit Responder(KC10871473) | TAB-DIS-SQ |  | Safety Equipment | 34857 | SQ | http://www.toronto.ca/TWONTO#chemical_suit |  | Chlorine Building Safety Equipment
125184 | 56495 | THC-ELS-SQ-1341932 | Spares, Electrical Safety gloves, High Voltage, Class 0, # 1341932 | THC-SES-SQ |  | Safety Equipment | 35222 | SQ | http://www.toronto.ca/TWONTO#rubber_insulating_gloves |  | Safety Equipment
13169 | 8459 | FCL-FLT-CP-1501 | Control Panel, Operator, Filter 1501 Flow/Rate, Filter 1501 | FCL-FLT-F-1501 |  |  |  | CP |  |  | Filter, Carbon Activated, Filter Building, Filter Gallery West
74897 | 78466 | THR-CG-F-1304 | Filter, Air, Compressor 1304 Intake, Air Starting System, Engine-Generator 1101 & 1201 | THR-CG-C-1304 |  | Filter |  | F | http://www.toronto.ca/TWONTO#replaceable_air_filter |  | Compressor, Air, Air Starting System, Engine-Generator 1101 & 1201
18107 | 94451 | FHA-SED-ZSH-0205 | Switch, Limit, Access Hatch Zone 2 | FHA-SED |  | Security System |  | ZSH | http://www.toronto.ca/TWONTO#position_switch |  | Sedimentation
44087 | 11068 | TAB-DEW-TSH-0721A | Switch, Temperature, High, Lub Oil Return from Bearing back drive end | TAB-DEW-CF-0721 | Switch,Temperature | Switch |  | TSH | http://www.toronto.ca/TWONTO#temperature_switch |  | Centrifuge # 7
114507 | 81288 | TAB-PLT-FSL-2601 | Switch, Flow, Low, Seal Water, Grit Pump 2600, Great Slury Pump Area, City water | TAB-PLT-P-2600 | Switch,Flow-Low | Switch |  | FSL | http://www.toronto.ca/TWONTO#flow_switch |  | Pump, Centrifugal,Grit Slury, West Grit Gallery
49376 | 77975 | FCL-CLARIFICATE-BLDG | Building Location | FCL-EUS | [6 empty] | Production & End User Support
81371 | 48233 | TNT-MCS-LD-0004 | Beam | TNT-MCS-LD | Lifting Device | Lifting Device |  | LD | lifting_device_support |  | Lifting Devices , cranes/ Portable crane/hoists, come alongs, slings, wire rope, chains
74206 | 35922 | THR-FPW-LSHH-0001 | Switch, Level-High High, Clearwell, Filter Water Building | THR-FPW | Switch,Level-High-High | Switch |  | LSHH | http://www.toronto.ca/TWONTO#level_switch |  | Filtered Plant Water
106734 | 35487 | TAB-ACC-HE-1462 | Heat Exchanger, Electric Reheat Coil | TAB-ACC-HTR-1462 | Heat Exchanger | HVAC |  | HE | http://www.toronto.ca/TWONTO#heat_exchanger |  | Heater unit, Z Bldg
3160 | 70024 | COL-PBR-RPU-0001 | Remote Processing Unit, All control and Instrumentation Equipment - RPU | COL-PBR |  | Remote Processor Unit |  | RPU | http://www.toronto.ca/TWONTO#RPU_panel |  | Berry Road Sewage Pumping Station
6905 | 28890 | COL-PRD-LSHH-0106 | Switch, Level High-High | COL-PRD | Switch,Level |  |  | LSHH |  |  | Redland Pumping Station
127807 | 41746 | THC-PRM-V-1011A | Valve, Solenoid, Collect, Valve 1011 | THC-PRM-V-1011 |  |  |  | V |  |  | Valve, Hydraulic Cylinder, Bottom Scraper, Primary Clarifier 1000, SW Plant
31433 | 78012 | COL-RBB-LIT-0202B | Transmitter, Level | COL-RBB-MISC | Transmitter,Level |  |  | LIT |  |  | Miscellaneous Equipment
91149 | 28489 | FHO-DEW-LS-1801 | Switch, Level, Foundation Drain Sump Pumps P-1801 & P-1902 Control, Ozone Building, S2, Outside, N Wall | FHO-DEW-P-1801 |  | Switch |  | LS | http://www.toronto.ca/TWONTO#level_switch |  | Pump, Centrifugal, Submersible, Foundation Drain Well, Ozone Building, S2, Outside, North Wall
90881 | 52515 | FHO-CLB-PSL-0302 | Switch, Pressure Low, Post East, Train 3, Outlet from Evaporator,Main Floor, Chemical Supply Room | FHO-CLB-CHL-0301 | Switch,Pressure-Low | Switch |  | PSL | http://www.toronto.ca/TWONTO#pressure_switch |  | Chlorinator, Post Chlorination East Train 3, Chemical Building, L1, Evaporator Room
32982 | 29275 | KR2233A | Unit Heater, Silo #3, 3rd Floor, Silo Building | TAB-ACC-HTR-SLO | H.V.A.C.,Heater | HVAC |  |  | http://www.toronto.ca/TWONTO#heater |  | Unit Heaters- Silo Bldg
120861 | 69212 | THC-ACC-HTR-0233 | Heater, Perimeter. Admin Building, Ground Floor, Vestibule 140 | THC-ACC-AHU-0061 |  | HVAC |  | HTR | http://www.toronto.ca/TWONTO#heater |  | Air handling Unit, Ground Floor North Zone(Process Control), Admin Building Roof
128200 | 52023 | THC-PWA-STR-1010 | Filter, Plant Water, Plant Water System | THC-PWA-V-1000 | Filter | Tank |  | STR | http://www.toronto.ca/TWONTO#strainer |  | Valve, Ball, Manual, Isolation, Plant Water, Header, Headworks, Tunnel T12
26304 | 67092 | FHO-GRK-DR-2066S | Door, (FD-S2-66), Fire Rated, Admin Building, S2, EICT Shop, East | FHO-GRK-FEQ-0001 | Fire Prevention,Door | Door |  | DR | http://www.toronto.ca/TWONTO#fire_rated_door
120873 | 37843 | THC-ACC-HTR-0259 | Heater, Perimeter. Admin Building | THC-ACC-BLDG K |  | HVAC |  | HTR | http://www.toronto.ca/TWONTO#heater |  | Administration Building, HVAC
140969 | 57522 | VP2031 | Detector, Gas | TAB-ELS-AM | Sensor,Gas | Safety Equipment |  |  | http://www.toronto.ca/TWONTO#portable_gas_detector |  | WA8 Safety Equipment Gas Detectors, Plant Wide
96308 | 67925 | FIS-CLB-INJ-0201 | Eductor, Post-Chlorine, Filter Complex, Basement Floor, Filter Gallery | FIS-CLB-CHL-0201 |  | Chemical Feeder |  | INJ | http://www.toronto.ca/TWONTO#ejector |  | Chlorinator, Post Chlorination Train 2, Gaseous Chemical Building, Machine Room
86754 | 29575 | WTR-PLW-FAR-0005 | Winch, Fall Arrest, S/N 089293 | WTR-WEST-SES | PPE | Safety Equipment | 38536 | FAR | winch |  | Safety & Lifting Devices
11808 | 26347 | FCL-DCL-PSL-0302 | Switch, Pressure-Low, Outlet, Filter 0301, Sulpher Dioxide System | FCL-DCL-SO-0301 | Switch,Pressure-Low | Switch |  | PSL | http://www.toronto.ca/TWONTO#pressure_switch |  | Sulphonator, Sulphur Dioxide System, Machine Room,Gaseous Chemical Building
34634 | 60946 | MAIN-293 | Main 293 | WTR-MT1 | [6 empty] | Work Area 1 EAST Mains and Chambers
132969 | 26721 | THR-DIG-T-5251 | Tank, Condensate and Sediment Accumulator, C-5260, Digester Mixing System | THR-DIG-C-5260 | Tank | Tank |  | T | sediment_trap |  | Compressor, Gas, Mixing System, Digester Tank#1/2
80097 | 43184 | THR-WA4-LD-0034 | Sling, Nylon, Work Area 4 (2" X 10') | THR-LD-NYLN-WA4 | Lifting Device,Sling | Lifting Device |  | LD | synthetic_web_sling |  | Slings, Nylon, Work Area 4
8895 | 91075 | COL-YKP-DA-0002S | Davit Arm Assembly with Upper Arm-16072 | COL-W-OBSOLETE | Safety | Safety Equipment | 45968 | DA | http://www.toronto.ca/TWONTO#fall_arrest_Davit_arm |  | Col West Obsolete Entities
40892 | 60106 | TAB-ACC-LSL-3652 | Switch, Level, Low | TAB-ACC-T-3652 | Switch,Level-Low | Switch |  | LSL | http://www.toronto.ca/TWONTO#level_switch |  | Tank, Make up, Glycol line
53614 | 83816 | TAB-SES-LTX-2289A | Lighting, 2 LED heads, PRS Bldg | TAB-STR-SQ | Lighting | Safety Equipment |  | LTX | http://www.toronto.ca/TWONTO#lighting_unit |  | WA2 Safety Equipment,lifting devices, ladders, Eye Wash station, First Aid Kits, Lock out stations
63418 | 53931 | FCL-MCS-LD-0901 | Winch - CAP :350 lbs - 60 FT cable | FCL-MCS | Lifting Device,Hoist,Manual | Lifting Device |  | LD | winch |  | Mechanical Services
129495 | 72520 | THC-TPA-PA-6015 | Speaker, Headworks, Stair "B", Ground Floor | THC-TPA-PA-6010A | Public Address System | Communications Equipment |  | PA | http://www.toronto.ca/TWONTO#public_annoucement_speaker |  | Paging Panel, Headworks, Electrical Room, Ground Floor
106249 | 52447 | TAB-ACC-DM-6514 | Damper, Motorized, Supply Air, AHU-6510, Truck loading Area, Screen Bldg., P Bldg. | TAB-ACC-AHU-6510 | Damper/Louver | HVAC |  | DM | http://www.toronto.ca/TWONTO#air_damper |  | Air Handling Unit, Mechanical Room no.1, Screen Bldg., P Bldg.
132827 | 91892 | THR-DIG-PSH-5660 | Switch, Pressure-High, Discharge, C-5660, Mixing System, Tank 7 & 8 | THR-DIG-C-5660 | Switch,Pressure-High | Switch |  | PSH | http://www.toronto.ca/TWONTO#pressure_switch |  | Compressor, Gas, Mixing System, Digester Tank#7/8
118871 | 78720 | TAB-STR-SUMP | Blower Building - Sump Pumps | TAB-AER-BL | [6 empty] | Blower Building
121077 | 7246 | THC-ACC-P-6005 | Pump, Glycol System Makeup, Lower Level 2 Blower Room, Headworks | THC-ACC-P-6003 | Pump | HVAC |  | P | http://www.toronto.ca/TWONTO#pump_set_-_with_drive |  | Pump, Heating Glycol System, Lower Level 2 Blower Room, Headworks
9600 | 17678 | DOS-MCS-LD-BC300FD | Lifting Device, Puller/Lever Hoist, STEEL BODY, 1.5TON | FAC-YCM-SES | Lifting Device,Sling | Safety Equipment |  |  | http://www.toronto.ca/TWONTO#lifting_equipment_hoist |  | SAFETY & ENVIRONMENTAL SERVICES
56161 | 22134 | TAB-STR-RPU-0711 | RPU-GE0511 | TAB-STR-RPU | RPU | Remote Processor Unit |  | RPU | http://www.toronto.ca/TWONTO#RPU_panel |  | Aeration Gallery - RPUs
85771 | 56326 | WTR-PHL-T-2901 | Tank , Hot Water | WTR-PHL-AUX | Tank,Domestic Hot Water | Tank |  | T | http://www.toronto.ca/TWONTO#tanked_hot_water_heater |  | Auxiliary Equipment (Building Facilities)
60337 | 9307 | THC-ACC-V-6117 | Valve, Ball, AHU-6100, 2nd Floor Mech Room #2, Headworks | THC-ACC-AHU-6100 | Valve,Ball | HVAC |  | V | http://www.toronto.ca/TWONTO#valve |  | Air Handling Unit, Truck Loading Bay, Mech Room #2, Headworks
30863 | 96083 | FIS-TRW-FSL-0003 | Switch, Flow, Low, Orthophosphate Analyzer AIT-0006 Inlet, Chemical Sampling Building, Upper level | FIS-TRW-AIT-0006 | Switch,Flow-Low | Switch |  | FSL | http://www.toronto.ca/TWONTO#flow_switch |  | Analyzer, Orthophosphate, Phosphoric Acid Sampling, Chemical Sampling Building, Upper Level
6301 | 27003 | COL-PMP-HTR-0001 | Heater, Drywell | COL-PMP | Heater |  |  | HTR |  |  | Mount Pleasant Sewage Pumping Station
146778 | 36315 | WTR-RDF-SW-0002 | Switch, Power to Transformer 0001 | WTR-RDF-ELS | Switch | Switch |  | SW | http://www.toronto.ca/TWONTO#disconnect_switch |  | Electrical System
97925 | 1102 | FIS-SES-FAK-4501 | First Aid Kit, Workshop Building, Mechanical Shop, South Wall, Between Doorways of Office | FIS-SES-FAK | Safety,First Aid Kit | Safety Equipment |  | FAK | http://www.toronto.ca/TWONTO#first_aid_kit |  | First Aid Kits
32262 | 67304 | COL-SMC-ALR-0201 | Control Panel, Operator | COL-SMC | Control Panel |  |  | ALR |  |  | Maclean Detention Tank-storm
18431 | 58143 | FHA-SES-LDR-0108 | FHA-SES-LD-0044 - 12' Ladder Aluminuum ( T.R.W Switchgear room. ) | FHA-SES | Safety | Safety Equipment |  | LDR | http://www.toronto.ca/TWONTO#ladder |  | Safety & Environmental Services
48217 | 69664 | TAB-ELS-SQ-6111 | Electrical - Rubber Insulating Gloves | TAB-ELS-SQ-GLOVE | PPE,Insulated Glove | Safety Equipment |  | SQ | http://www.toronto.ca/TWONTO#rubber_insulating_gloves |  | High Voltage Gloves
40060 | 80874 | TAB-ACC-HTR-6591 | Heater, Electric Forced Air Heater ,AHU-6590, Workshop Roof, Screen Bldg., P Bldg. | TAB-ACC-AHU-6590 | H.V.A.C.,Heater | HVAC |  | HTR | http://www.toronto.ca/TWONTO#heater |  | Air Handling Unit, Workshop Roof, P Bldg.
94150 | 69883 | FHO-SA-T-0101 | Tank, Receiver, Compressed Air, Service Air System, TRW Building, S3, Compressor Room | FHO-SA-C-0101 | Vessel,Pressure | Tank |  | T | http://www.toronto.ca/TWONTO#pressure_vessel |  | Compressor, Service Air System, TRW Building, S3, Compressor Room
40407 | 56905 | TAB-ACC-FSL-4540 | Switch,Flow,Low,Water From Pump | TAB-ACC-P-4540 | Switch,Flow | Switch |  | FSL | http://www.toronto.ca/TWONTO#flow_switch |  | Pump, Hot Water Circulating, Digester 1~4 ,PXX-1
84866 | 63923 | WTR-PEL-AUX | Auxilliary Equipment (Building Facilities) | WTR-PEL | [6 empty] | Ellesmere Pumping Station
32991 | 17690 | KR2253A | Unit Heater, Silo #3, 5th Floor, Silo Building | TAB-ACC-HTR-SLO | H.V.A.C.,Heater | HVAC |  |  | http://www.toronto.ca/TWONTO#heater |  | Unit Heaters- Silo Bldg
89863 | 29822 | YCM-TL-CMS-01 | Yard tools - Compound Mitre Saw | FAC-YCM-TOOLS |  | Tool |  | CMS | http://www.toronto.ca/TWONTO#collection_of_assets |  | Yard tools
44073 | 84988 | TAB-DEW-T-3150 | Tank, # 5 Polymer Solution Storage | TAB-DEW POLYMER PREP | Tank | Tank |  | T | http://www.toronto.ca/TWONTO#chemical_storage_tank |  | Polymer Solution Preparation & Storage Systems
43711 | 43000 | TAB-DEW-RPU-1147 | RPU | TAB-DEW-SLUDGE SILO | RPU | Remote Processor Unit |  | RPU | http://www.toronto.ca/TWONTO#RPU_panel |  | Sludge Holding Tank System, Conveyors
98312 | 30340 | FIS-SPC | Process Control Systems - Services Area | FIS | [6 empty] | Island Water Treatment Plant
16434 | 69569 | FHA-FLT-MX-2901 | FHA-FLT-SW-2901 - Sweeps, Surface Wash, Filter #29 | FHA-FLT-F-2901 | Filter | Filter |  | MX | filter_sweeping_arm |  | Filter #29, Filter Building, East Filter Gallery South
81355 | 57627 | TNT-GRK-SCBA | SCBA Breathing Apparatus | TAB-SUSPENDED ENTITY |  | Safety Equipment |  |  | http://www.toronto.ca/TWONTO#self-contained_breathing_apparatus |  | Suspended entities
55609 | 85681 | TAB-WA2-SQ-9280 | Davit Arm | TAB-WA2-SQ-0001 | PPE,Harness | Safety Equipment |  | SQ | http://www.toronto.ca/TWONTO#fall_arrest_Davit_arm |  | Fall Arrest System , Tripod and SRL
78707 | 95051 | FHA-MCS | Mechanical | FHA WORK AREA 2 | [6 empty] | Services
199 | 8618 | 043233SUS | Truck, GMC Chevy Sierra, 1GTEK14Cx9Z231751, WA-6 | TAB-GRK-VEH1 | Vehicle,Licensed | Vehicle | 46831 |  | http://www.toronto.ca/TWONTO#pickup_truck
76448 | 69941 | THR-OCS-FSL-2215 | Switch, Flow, Low, Discharge, Fan 2210, North Biofilter | THR-OCS-FN-2210 | Switch,Flow-Low | Switch |  | FSL | http://www.toronto.ca/TWONTO#flow_switch |  | Fan, Centrifugal, Odourous Air, North Biofilter
28135 | 96977 | FIS-BW-TSH-0105 | Switch, Temperature, High, Pump Casing Temperature, Backwash Pump P-0101, Filter Building, Pump Room | FIS-BW-P-0101 |  | Switch |  | TSH | http://www.toronto.ca/TWONTO#temperature_switch |  | Circuit Breaker,4.16 kV,Filter Building,Mezzanine,West,Solid State Starter,FIS-BW-P-0101
78990 | 75503 | THR-SPC1 | Process Control Systems - Administrative | THR | [6 empty] | Humber Treatment Plant
97384 | 40504 | FIS-PCL | PACL System | FIS-PLT | [6 empty] | Preliminary Treatment
129499 | 96049 | THC-TPA-PA-6023 | Speaker, Headworks, Ground Floor, Screen Room S Middle | THC-TPA-PA-6010A | Public Address System | Communications Equipment |  | PA | http://www.toronto.ca/TWONTO#public_annoucement_speaker |  | Paging Panel, Headworks, Electrical Room, Ground Floor
15843 | 93343 | COL-PKG-FQ-0001 | Meter, Flow | COL-PKG-MISC | Meter,Flow |  |  | FQ |  |  | Miscellaneous Equipment
26226 | 87270 | COL-YKP-VEH-0006 | Vehicle, Truck #112522 (FORD TRANSIT 250) | COL-YKP | Vehicle,Licensed | Vehicle |  | VEH | http://www.toronto.ca/TWONTO#pickup_truck
38993 | 10077 | SWM-PWD-CP-0005 | Control Panel, Operator | SWM-PWD-MISC | Control Panel |  |  | CP |  |  | Miscellaneous Equipment
14507 | 81084 | FCL-SES-FEQ-0114-SUS | Fire Extinguisher #114, RMF Clarification Building, HVAC Room No.1 | FCL-SUSPENDED |  |  | 46431 | FEQ |  |  | Suspended entity
93203 | 75828 | FHO-GRK-DR-1030L | Door, (FD-1-30), Fire Rated, Admin Building, L1, Control Room, South | FHO-GRK-FEQ-0001 | Fire Prevention,Door | Door |  | DR | http://www.toronto.ca/TWONTO#fire_rated_door
59576 | 65159 | THC-DIG-PSLL-5065 | Switch,Pressure-Low-Low,Manual Reset,Digested Gas Header,Gas Low Pressure System,Building U | THC-DIG-BURNERS | Switch,Pressure-Low | Switch |  | PSLL | http://www.toronto.ca/TWONTO#pressure_switch |  | Waste Gas Burners
89131 | 10349 | FHO-SPC-RPU-1925 | RPU Panel, Ozone Generation System, Ozone Building, L1, Ozone Equipment Room, West Wall | FHO-DOZ-GEN | Controller,PLC | Remote Processor Unit |  | RPU | http://www.toronto.ca/TWONTO#RPU_panel |  | FHO OZONE GENERATION SYSTEM
76235 | 22633 | THR-MCS-MT-0683 | Welding Machine, MIG Welding- Lincoln | THR-MCS-MT2-WA2 |  | Tool |  | MT | welder |  | Machine Tool-2
78682 | 94813 | THR-SES-LD-1681 | Davit Arm 48" Reach | THR-SES-LD | Safety | Safety Equipment |  | LD | http://www.toronto.ca/TWONTO#fall_arrest_Davit_arm |  | Lifting Device, Safety Equipment
55507 | 47213 | TAB-WA1-SQ-9118 | First Aid Kit-WA1 Work Area Supervisor Room | TAB-WA1-SQ | Safety,First Aid Kit | Safety Equipment |  | SQ | http://www.toronto.ca/TWONTO#first_aid_kit |  | Safety Equipment & Supplies Common to WA1
137302 | 16163 | THR-PLT-FSL-1924 | Switch, Flow, Low, Seal Water, Grit Pump P-1920, Headhouse | THR-PLT-P-1920 | Switch,Flow-Low | Switch |  | FSL | http://www.toronto.ca/TWONTO#flow_switch |  | Pump, Centrifugal (Dry), Grit Vortex Prime Tank T-1900, Headhouse
140265 | 61764 | TNT-DIG-T-2601 | Tank, Reservoir,DS Truck Loading Line | TNT-DIG-DS | Tank,Reservoir | Tank |  | T | http://www.toronto.ca/TWONTO#chemical_storage_tank |  | Digested Sludge Headers, Digester, Transfer & Recirc. Pumps
4135 | 39270 | COL-PCU-SS-5300 | Security System | COL-PCU | Security System |  | 35001 | SS |  |  | Cumber Pumping Station
21752 | 94752 | COL-PMY-DR-0001 | Switch, Door | COL-PMY-MISC | Switch |  |  | DR |  |  | Miscellaneous Equipment
120240 | 30222 | THC-ACC-AC-6620 | Air-conditioning Unit, Indoor, Electrical Room, Ground floor, Headworks | THC-PLT-BLDG-0001 | H.V.A.C.,Air Conditioner | HVAC |  | AC | http://www.toronto.ca/TWONTO#air_condition |  | New Head House, preliminary process
6418 | 92723 | COL-PMY-LSLL-0101 | Switch, Level-Low Low | COL-PMY | Switch |  |  | LSLL |  |  | Maryport Sewage Pumping Station
137350 | 83461 | THR-PLT-HS-1157 | Switch, Hand, Classifier 1157, Preliminary Treatment, Grit Removal - Vortex - South Plant (Head house) | THR-PLT-CL-1157 | Switch,Hand | Switch |  | HS | hand_switch |  | Classifier, Cyclone, 1147, Preliminary Treatment, Grit Removal - Vortex
121850 | 11431 | THC-AER | AerationTreatment Process | THC-STR | [6 empty] | Secondary Treatment
20516 | 96030 | COL-PMM-OIT-0001 | Operator Interface Terminal | COL-PMM | Computer Equipment,Monitor |  |  | OIT |  |  | Mimico Pumping Station
51482 | 65077 | TAB-PRS-ELQ | Electrical Equipment | TAB-PRS2 | [6 empty] | Phosphorus Removal System
145603 | 92749 | WTR-PMI-ZS-0026 | Switch, Position,Door Security | WTR-PMI-AUX | Switch,Position | Switch |  | ZS | http://www.toronto.ca/TWONTO#position_switch |  | Auxiliary Equipment (Building Facilities)
58674 | 51124 | THC-ACC-F-0440 | Filter,AHU-0440 Outside Air Inlet,Building UU | THC-ACC-AHU-0440 | Filter | HVAC |  | F | http://www.toronto.ca/TWONTO#replaceable_air_filter |  | Air Handling Unit,Drip Trap Room,Building UU
69299 | 53373 | THR-AER-LSL-1215 | Switch, Level-Low, Pump 1215, Secondary Treatment, Aeration - Blower System - South | THR-AER-T-1214 | Switch,Level-Low | Switch |  | LSL | http://www.toronto.ca/TWONTO#level_switch |  | Tank, Reservoir, Auxiliary Oil for Blower 1211, Secondary Treatment, Aeration - Blower System - South
91322 | 34537 | WTR-RDF-DR-0009 | Door, Hatch, West divider between West basins | WTR-RDF-AUX | Door | Door |  | DR | http://www.toronto.ca/TWONTO#door
29619 | 11403 | COL-PWR-CP-0001S | Control Panel, Operator | COL-PWR-SUSPENDED | Control Panel |  | 35034 | CP |  |  | West Rouge P.S.suspended entities
137720 | 58273 | THR-PRM-DRV-2241 | Drive, Variable Frequency P-2241, South Primary Station 2, T-12 basement | THR-PRM-P-2241 | Switch,Pressure-Low | Switch |  | DRV | http://www.toronto.ca/TWONTO#VFD |  | Pump, Centrifugal, Sludge, South Primary Station 2
3540 | 83348 | COL-PBR-LSHH-0104 | Switch, Level-High | COL-PBR-MISC | Switch,Level |  |  | LSHH |  |  | Miscellaneous Equipment
26339 | 69721 | FHO-SES-SQ-6046 | High Voltage Safety Equipment, Insulated Gloves, Class 0, Serial Number 233, Balwinder Kanota | FHO-SES-SQ-1000 | PPE,Insulated Glove | Safety Equipment |  | SQ | http://www.toronto.ca/TWONTO#rubber_insulating_gloves |  | High Voltage Insulated Gloves
88645 | 94107 | WTR-PWT-TSH-0002 | Switch, Temperature-High, Building | WTR-PWT-AUX | Switch,Temperature-High | Switch |  | TSH | http://www.toronto.ca/TWONTO#temperature_switch |  | Auxiliary Equipment (Building Facilities)
34812 | 55817 | COL-YKP-FAK-0019 | First Aid Kit, Truck #112521 (FORD TRANSIT 250) | COL-YKP | Safety,First Aid Kit | Safety Equipment |  | FAK | http://www.toronto.ca/TWONTO#first_aid_kit |  | Kipling Yard
113508 | 81700 | TAB-ELS-SUB | Electrical Substations | TAB POWER DISTRIB | [6 empty] | TAB Power Distribution and Process Control
106230 | 36580 | TAB-ACC-DM-6454 | Damper, Motorized, Supply Air, AHU-6450, Ground, East Operating Gallery | TAB-ACC-AHU-6450 | Damper/Louver | HVAC |  | DM | http://www.toronto.ca/TWONTO#air_damper |  | Air Handling Unit, Primary Tank Operating Gallery, Ground, East Side
101591 | 87432 | MAIN-180 | Main 180 | WTR-MT3 | [6 empty] | Work Area 3 WEST Mains and Chambers
37581 | 19948 | NX4019 | AHU, WA7 Storage Facilities | TAB-ACC-AHU | Air Handling Unit | HVAC |  |  | http://www.toronto.ca/TWONTO#air_handler_unit |  | Air Handling Unit & Supply Fan
105169 | 79791 | PA50273 | Paging/Intercom System, T Bldg | TAB-RSP-ELQ | Public Address System | Communications Equipment |  |  | http://www.toronto.ca/TWONTO#public_annoucement_speaker |  | T Building - Electrical Equipment
21762 | 55699 | COL-PMY-FA-0002S | Fire Alarm System, Electrical Room | COL-W-OBSOLETE | Building Service,Fire Alarm |  | 42920 | FA |  |  | Col West Obsolete Entities
9610 | 19208 | DOS-SES-SCBA-2897 | SCBA 60 minutes escape pack | DOS-SES-SCBA | Safety | Safety Equipment |  | SCBA | http://www.toronto.ca/TWONTO#self-contained_breathing_apparatus |  | Self Contained Breathing Apparatus (SCBA)
120988 | 68759 | THC-ACC-HTR-6020 | Heater, Unit, Glycol, Heating System, Lower Level 2, Vortex Pipe Gallery, Headworks | THC-ACC-P-6003 | H.V.A.C.,Heater,Unit | HVAC |  | HTR | http://www.toronto.ca/TWONTO#heater |  | Pump, Heating Glycol System, Lower Level 2 Blower Room, Headworks
38770 | 5848 | TAB-ACC-AHU-2003 | AHU- New West Control Bldg | TAB-ACC-AHU | Air Handling Unit | HVAC |  | AHU | http://www.toronto.ca/TWONTO#air_handler_unit |  | Air Handling Unit & Supply Fan
65920 | 51646 | THC-FEQ-DM-0025 | Fire Damper, Admin Building, Basement, Supervisor's Locker Room, South West | THC-FEQ-BLDG K |  | HVAC | 43288 | DM | http://www.toronto.ca/TWONTO#air_damper |  | Fire fighting protection equipment, Admin Building
34632 | 96025 | MAIN-292 | Main 292 | WTR-MT3 | [6 empty] | Work Area 3 WEST Mains and Chambers
120594 | 44306 | THC-ACC-F-6301 | Filter, Screen Room/Conveyor Areas, AHU-6300, 2nd Floor Mech Room #1, Headworks | THC-ACC-AHU-6300 | Filter | HVAC |  | F | http://www.toronto.ca/TWONTO#replaceable_air_filter |  | Air Handling Unit, Screen Room/Conveyor Areas, 2nd Floor Mech Room #1, Headworks
128970 | 8373 | THC-STR-T-0042 | Tank, Sodium Hypochlorite, Disinfection | THC-DIS | Tank,Non-Pressurized | Tank | 32256 | T | http://www.toronto.ca/TWONTO#chemical_storage_tank |  | Disinfection (Chlorination) Process
132177 | 10012 | THR-DCL-T-0002 | Tank, Containment, SBS, NaHSO3 Pump 0600 & 0700 | THR-DCL | Tank | Tank |  | T | http://www.toronto.ca/TWONTO#chemical_storage_tank |  | Dechlorination
14745 | 79857 | FCL-SES-SCBA-0005 | Self Contained Breathing Apparatus, Gaseous Building, Second Floor, Cl2 Storage Room, S/E Vestibule | FCL-SES-2 | PPE,SCBA | Safety Equipment |  | SCBA | http://www.toronto.ca/TWONTO#self-contained_breathing_apparatus |  | SCBA's
78809 | 23238 | FHO-ELS-WR-0502 | Welding Receptacle, Filter 1-8 Building, S2, Filter Pipe Gallery | FHO-ELS-LTG |  | Power Distribution Panel |  | WR | http://www.toronto.ca/TWONTO#welding_receptacle |  | Facility Electrical System
97676 | 76000 | FIS-RW-PSL-0401-SUS | Switch, Pressure-Low, Seal Water, Pump 0401, Raw Water Pumping Station | FIS-RW-P-0401 | Switch,Pressure-High | Switch | 38351 | PSL | http://www.toronto.ca/TWONTO#pressure_switch |  | Circuit Breaker,4.16 kV,Raw Water Pump Station,Upper Level,East,Solid State Starter,FIS-RW-P-0401
40359 | 78047 | TAB-ACC-P-6412 | Pump, fire Pump, Pump Room, Grit Bldg., P Bldg. | TAB-PLT-SQ | Pump | HVAC |  | P | http://www.toronto.ca/TWONTO#pump_set_-_with_drive |  | P Building - Safety Equipment
40067 | 63554 | DOS-MCS-LD-1212863 | Lifting Device, Trolley, PUSH PULL- NOT MOUNTED, 3 TON | FAC-YCM-SES | Lifting Device,Sling | Safety Equipment |  | LD | lifting_device_support |  | SAFETY & ENVIRONMENTAL SERVICES
48732 | 1788 | TAB-NGS-PSL-0801 | Switch,Pressure,Low | TAB-NGS-BLR20 | Switch,Pressure-Low | Switch |  | PSL | http://www.toronto.ca/TWONTO#pressure_switch |  | #20 Volcano Boiler - Natural Gas Train,
55842 | 46044 | FCL-ELS-LP-0200L | Lighting Panel, 208/120V, 3PH, (LP-A) Admin Building Second Floor N | FCL-ELS-6 |  |  |  | LP |  |  | Interior Lighting
145863 | 49949 | WTR-PRH-LSH-1200 | Switch, Level High, Fuel Day Tank | WTR-PRH-AUX | Switch,Level-High | Switch |  | LSH | http://www.toronto.ca/TWONTO#level_switch |  | Auxiliary Equipment (Building Facilities)
52827 | 26778 | TAB-RSP-FSL-2206 | Flow Switch, Low,Seal Water, Raw Sewage Pump P-2206 | TAB-RSP-P-2206 | Switch,Flow | Switch |  | FSL | http://www.toronto.ca/TWONTO#flow_switch |  | Pump, Raw Sewage #6
120850 | 1010 | THC-ACC-HTR-0210 | Heater, Perimeter.. Admin Building, Ground Floor, Office 104, North/West | THC-ACC-AHU-0071 |  | HVAC |  | HTR | http://www.toronto.ca/TWONTO#heater |  | Air handling Unit, Ground Floor West Zone(Administration), Admin Building Roof
125119 | 73225 | THC-ELS-PDP-1101A | Distribution Panel, Building H | THC-ELS-PS-0001-H | Control Panel,Electrical |  |  | PDP |  |  | Primary Power Equipment, Building H
4805 | 48788 | COL-PHP-FN-0002 | Fan, Centrifugal | COL-PHP-MISC | Fan |  |  | FN |  |  | Miscellaneous Equipment
34807 | 58830 | COL-YKP-FAK-0015S | First Aid Kit, Truck #080047 (F550) | COL-YKP | Safety,First Aid Kit | Safety Equipment | 42980 | FAK | http://www.toronto.ca/TWONTO#first_aid_kit |  | Kipling Yard
15126 | 59495 | COL-PIR-CP-0001 | Control Panel, Operator | COL-PIR-MISC | Control Panel |  |  | CP |  |  | Miscellaneous Equipment
87691 | 4486 | WM2005A | Filter, Pre Finish, 826C | TAB-SLD-F | Filter | Filter |  |  | http://www.toronto.ca/TWONTO#replaceable_air_filter |  | Pelletizer Bldg. - Filters, Fans & Pellet Cooler Bags
34378 | 58078 | COL-YKP-DA-1724679 | Davit Base Leg-1724679 | COL-YKP-DA | Safety | Safety Equipment |  | DA | davit_base |  | Davit Arm Assembly
138751 | 18693 | THR-SES-SQ-2158 | Harness, Full Body, PPE Jiri Gallus | THR-SES-SQ-6312 | Safety | Safety Equipment |  | SQ | http://www.toronto.ca/TWONTO#fall_arrest_harness |  | Lanyard for Harness, PPE Anthony Aquino
8926 | 31095 | COL-YKP-DA-0015(S) | Davit Arm-1671130 | COL-W-OBSOLETE | Safety | Safety Equipment | 39120 | DA | http://www.toronto.ca/TWONTO#fall_arrest_Davit_arm |  | Col West Obsolete Entities
55339 | 57838 | FCL-ELS-LP-003GC | Lighting Panel, 600/120/208V, 3PH, Gaseous Chemical Building East Stairway | FCL-ELS-6 |  |  |  | LP |  |  | Interior Lighting
132964 | 93093 | THR-DIG-T-5211 | Tank, Gas Scrubber, Digester Tank 0200 | THR-DIG-SB-1 | Scrubber | Tank |  | T | http://www.toronto.ca/TWONTO#air_scrubber |  | Scrubber Building 1, Digester 1 & 2
39131 | 16649 | TAB-ACC-DM-6478 | Damper, Motorized, Exhaust Air, FN- 6464, Roof, Existing Grit Bldg. | TAB-ACC-FN-6464 | Damper/Louver | HVAC |  | DM | http://www.toronto.ca/TWONTO#air_damper |  | Fan, Centrifugal, Exhaust Air, Roof, Old Screen Bldg., P Bldg.
89043 | 92712 | FHO-SPC-RPU-1227 | RPU, SBS System PLC, Chemical Building, S4, Chemical Gallery | FHO-PLT | Controller,PLC | Remote Processor Unit |  | RPU | http://www.toronto.ca/TWONTO#RPU_panel |  | Preliminary Treatment
18537 | 13787 | FHA-SES-LTX-0702 | Lighting, Emergency Exit, Filter Building, Blower Room | FHA-ELS-LTX EXIT | Lighting,Exit | Safety Equipment | 44016 | LTX | http://www.toronto.ca/TWONTO#lighting_unit |  | Exit Lights
113485 | 50726 | TAB-ELS-SQ-6150 | Electrical - Rubber Insulating Gloves Class 1 | TAB-ELS-SQ-GLOVE | PPE,Insulated Glove | Safety Equipment |  | SQ | http://www.toronto.ca/TWONTO#rubber_insulating_gloves |  | High Voltage Gloves
58661 | 84898 | THC-ACC-F-0003 | Filter, Glycol, N-E side of B2,Incineration Building M | THC-ACC-FN-0321 | Filter | Filter |  | F | http://www.toronto.ca/TWONTO#discrete_unit_of_treatment_filter |  | Fan,Return,Lower Basement,B2,Bldg M
55820 | 44199 | TAB-WA6-SQ-5130 | Harness | TAB-WA6-SQ | PPE | Safety Equipment |  | SQ | http://www.toronto.ca/TWONTO#fall_arrest_harness |  | WA6 Safety Equipment
7990 | 22738 | COL-PVM-MON-0002 | Monitor | COL-PVM-MISC |  |  |  | MON |  |  | Miscellaneous Equipment
3864 | 24843 | COL-PCP-LSL-0102 | Switch, Level-Low | COL-PCP | Switch |  |  | LSL |  |  | Copeland Pumping Station
34577 | 53882 | MAIN-239 | Main 239 | WTR-MT3 | [6 empty] | Work Area 3 WEST Mains and Chambers
64782 | 69893 | FCL-SES-FA-0007 | NORTH | FCL-SES |  | Safety Equipment |  | FA | http://www.toronto.ca/TWONTO#first_aid_station_equipment |  | Safety and Environmental Services
58099 | 33430 | THC-AER-VSH-6306 | Switch,Vibration,Blower 6300,Old Plant Blower Building | THC-AER-BL-6300 | Switch,Vibration | Switch |  | VSH | http://www.toronto.ca/TWONTO#vibration_sensor_element |  | Blower, Aeration
113044 | 42502 | TAB-EL2-MCC-6323A | Motor Control Center- Incinerator | TAB-EL2-PDP-6013 | Control Panel,MCC | Motor Control Centre |  | MCC | http://www.toronto.ca/TWONTO#LV_electrical_panel |  | Power distribution Panel, 600V
93317 | 17936 | FHO-GRK-DR-2096S | Door, (FD-S2-96), Fire Rated, Standby Power Building, S2, Janitor Room | FHO-GRK-FEQ-0001 | Fire Prevention,Door | Door |  | DR | http://www.toronto.ca/TWONTO#fire_rated_door
62518 | 33685 | THC-MCS-DRN-0200 | Drainage System, Workshop, WA2 Workshop | THC-GRK-STRC-0200 |  | Tank |  | DRN | http://www.toronto.ca/TWONTO#drain |  | Workshop, WA2, Building X
76042 | 76427 | THR-JHSC-WA2 | Joint Health & Safety Committee WA2 | THR WORK AREA 2 |  | Safety Equipment |  |  | http://www.toronto.ca/TWONTO#collection_of_assets |  | Liquid Handling
89799 | 40462 | WZ2013A | Hopper, Dosing, 701B | TAB-SLD-SL | Tank | Tank |  |  | http://www.toronto.ca/TWONTO#storage_tank |  | Pelletizer Bldg. - Sludge System, Coater, Dryer & Hopper
63406 | 98040 | FCL-MCS-LD-0006 | Engine Lift 2 Ton | FCL-MCS-LD | Lifting Device | Lifting Device |  | LD | http://www.toronto.ca/TWONTO#lifting_equipment_hoist |  | Lifting Devices
101719 | 11228 | MAIN-338 | Main 338 | WTR-MT3 | [6 empty] | Work Area 3 WEST Mains and Chambers
101528 | 64230 | MAIN-099 | Main 099 | WTR-LWA | [6 empty] | Work Area 2 Central Mains and Chambers
132820 | 94396 | THR-DIG-PSH-4855 | Switch, Pressure-High, Discharge, Pump 4855, Solids Treatment, Heating System - Digesters - Tank 0900 Tank 1000 | THR-DIG-P-4855 | Switch,Pressure-High | Switch |  | PSH | http://www.toronto.ca/TWONTO#pressure_switch |  | Pump, Centrifugal, Hot Water Recirculation, Tank 1000
66420 | 2091 | THC-SPC-SCADA-0001 | SCADA & Computer | THC-GRK-MAINT | SCADA | System Process Control |  | SCADA | termination_panel |  | Building Maintenance
138690 | 9386 | THR-SES-SQ-0001S | Eye Wash Station. Disinfection Building, North Workshop | THR-DIS | Safety,Emergency Kit | Safety Equipment | 40258 | SQ | http://www.toronto.ca/TWONTO#emergency_eyewash |  | Disinfection
46759 | 18251 | FCL-ACC-HTR-0788 | Heater, Snow Melting, Gaseous Chemical Building, North Entrance | FCL-ACC-CL |  |  |  | HTR |  |  | Gaseous Chemical Building HVAC Equipment
127061 | 70858 | THC-PLT-RPU-3001 | RPU Panel, Headworks | THC-PLT-BIOFILTER | RPU | Remote Processor Unit |  | RPU | http://www.toronto.ca/TWONTO#RPU_panel |  | Biofilter system
31439 | 72874 | COL-RBB-LSH-0200 | Switch, Level-High | COL-RBB-MISC | Switch,Level |  |  | LSH |  |  | Miscellaneous Equipment
111118 | 21939 | TAB-DIG-T-0260 | Tank, moisture /Sediment Trap- in Gas delivery line | TAB-DIG-GAS-DOME1-4 | Tank | Tank |  | T | sediment_trap |  | Digester Tanks 1-4, Flame Arresters, Pressure Relief & Vacuum Breaker Valves
116219 | 32822 | TAB-PRS-T-0202 | Tank, Ferrous Chloride #2 | TAB-PRS-T-FECL2 | Tank | Tank |  | T | http://www.toronto.ca/TWONTO#chemical_storage_tank |  | Ferrous Chloride Tanks & Valves
67299 | 62877 | THC-TPA-PA-6048 | Speaker, Headworks, Lower Level 2, Blower Room Middle | THC-TPA-PA-6010A | Public Address System | Communications Equipment |  | PA | http://www.toronto.ca/TWONTO#public_annoucement_speaker |  | Paging Panel, Headworks, Electrical Room, Ground Floor
143162 | 67306 | WTR-PDS-LSH-0001 | Switch,Level High,Flood Alarm | WTR-PDS-AUX | Switch,Level-High | Switch |  | LSH | http://www.toronto.ca/TWONTO#level_switch |  | Auxiliary Equipment (Building Facilities)
96041 | 95687 | FIS-AM-T-0101 | Tank, Ammonia Bulk Storage, Ammonia & Fluoride Building,, Storage Room | FIS-AM | Tank,Reservoir | Tank |  | T | http://www.toronto.ca/TWONTO#chemical_storage_tank |  | Ammoniation
65226 | 66000 | THC-ELS-MCC-0801 | MCC, Aeration Building, Phase I Secondary, Building H | THC-ELS-PDP-1101A | Control Panel,MCC | Motor Control Centre |  | MCC | http://www.toronto.ca/TWONTO#LV_electrical_panel |  | Distribution Panel, Building H
61170 | 25618 | THC-ELS-SQ-6180346 | Spares, Electrical Safety gloves, High Voltage, Class 0, # 6180346 | THC-SES-SQ | PPE,Insulated Glove | Safety Equipment |  | SQ | http://www.toronto.ca/TWONTO#rubber_insulating_gloves |  | Safety Equipment
4271 | 40520 | COL-PEV-WEL-0600 | Dry Well | COL-PEV-MISC |  |  |  | WEL |  |  | Miscellaneous Equipment
26363 | 5313 | FHO-SES-SQ-6209 | Safety Harness, Serial Number 53739, Kevin Boudreau | FHO-SES-SQ-0005 | PPE,Harness | Safety Equipment |  | SQ | http://www.toronto.ca/TWONTO#fall_arrest_harness |  | Fall Arrest Systems
18544 | 83591 | FHA-SES-SCBA-0006 | Self Contained Breathing Apparatus BKAH091753 | FHA-SES-SQ-2 | PPE,SCBA | Safety Equipment |  | SCBA | http://www.toronto.ca/TWONTO#self-contained_breathing_apparatus |  | Emergency Breathing Apparatus SCBA
113347 | 68794 | TAB-EL3-TS-6014 | Automatic Transfer Switch, Aux. Bldg | TAB-EL3-GEN-6240 |  |  |  | TS |  |  | Generator, Standby Power, 600V 500kw - Dig 19-22/Gas Cntl Bldg
64208 | 62974 | FCL-RW-LSH-0701 | Switch,Level High, Offshore Zebra Mussel Sampling Line 1A Prime, Low Lift PS Basement | FCL-RW-SAMP | Switch,Level-High |  |  | LSH |  |  | Raw Water Sampling
125182 | 40791 | THC-EPG-LPG-2871A | Lighting Panel,Disinfection Building,Compressor Room,Ground Floor | THC-EPG-TR-2871A |  | Power Distribution Panel |  | LPG | http://www.toronto.ca/TWONTO#LV_electrical_panel |  | Transformer,Disinfection Building,Compressor Room,Ground Floor
39626 | 75067 | TAB-ACC-HE-1486 | Heat Exchanger, Hot Water Reheat Coil | TAB-ACC-VAV-1486 | Heat Exchanger | HVAC |  | HE | http://www.toronto.ca/TWONTO#heat_exchanger |  | Heater, Hot Water Reheat Coil, Variable air
113428 | 38095 | TAB-ELS-SQ-1012 | PPE Cabinet with PPE- Digester 1-4 | TAB-ELS-ESQ | PPE | Safety Equipment |  | SQ | ppe_cabinet |  | Electrical Safety Equipment
58481 | 61994 | THC-ACC-DM-0131 | Damper,Motorized,Outdoor Air ,Boiler Building,South Zone 2 | THC-ACC-FN-0133 | Damper/Louver | HVAC |  | DM | http://www.toronto.ca/TWONTO#air_damper |  | Fan,Centrifugal,Boiler Building,South Zone 2
120312 | 31965 | THC-ACC-BLDG U | New Digesters Building HVAC | THC-MCS-HVAC |  | HVAC |  |  | http://www.toronto.ca/TWONTO#collection_of_assets |  | Mechanical Services, HVAC
109624 | 45872 | TAB-DEW-MX-2500 | Tank, Hopper Agitator, #9 Schwing Pump | TAB-DEW-T-2500 | Mixer | Tank |  | MX | http://www.toronto.ca/TWONTO#mixer_or_agitator |  | Tank, Hopper,DWS from Centrifuge #9 & 10
120388 | 6885 | THC-ACC-CU-0906 | Condensing Unit,RPU Room,2nd Floor, Solids Treatment,Outdoor,Biosolids Building East | THC-ACC-BLDG M |  | HVAC |  | CU | http://www.toronto.ca/TWONTO#AC_condenser_unit |  | Incineration Building, HVAC
105390 | 17073 | SWM-PBL-MCC-0001 | Motor Control Centre | SWM-PBL-MISC | Control Panel,MCC | Motor Control Center |  | MCC | http://www.toronto.ca/TWONTO#LV_electrical_panel |  | Miscellaneous Equipment
98658 | 47038 | FIS-WWW-LSHH-0502 | Switch,Level-High-High, Pump Well, Settling Basin 0501 | FIS-WWW-T-0501 | Switch,Level-High-High | Switch |  | LSHH | http://www.toronto.ca/TWONTO#level_switch |  | Tank, RMF Settling Basin 5, Filter Backwash Waste, Settling Basin Area
120061 | 60734 | TAB-WA6-SQ-0041 | Lanyard 11' - Peter Wen | TAB-WA6-SQ-0001 | PPE | Safety Equipment |  | SQ | lifeline |  | Fall Arrest System
65393 | 12880 | THC-PRM-ZSL-0913 | Switch, Position Low, Mech Return, Valve 0913 | THC-PRM-V-0913 |  | Switch |  | ZSL | http://www.toronto.ca/TWONTO#position_switch |  | Valve, Hydraulic Cylinder, Bottom Scraper, Primary Clarifier 0900, SW Plant
21939 | 26030 | FHO-ELS-WR-0702 | Welding Receptacle, Chemical Building, S4, Chemical Gallery | FHO-ELS-LTG |  | Power Distribution Panel |  | WR | http://www.toronto.ca/TWONTO#welding_receptacle |  | Facility Electrical System
13124 | 64355 | COL-PEV-SS-0001 | Station Security System | COL-PEV |  | Security System |  | SS | http://www.toronto.ca/TWONTO#security_system |  | Ellis Sewage Pumping Station
80355 | 3233 | FHA-SED-ZSH-0502D | Switch, Limit, Access Hatch Zone 2, Settling Basin T-0501 | FHA-SED-ZSH-0502 |  | Security System |  | ZSH | http://www.toronto.ca/TWONTO#position_switch |  | Switch, Limit, Access Hatch Zone 5
4624 | 78143 | COL-PHA-V-0101 | Valve | COL-PHA-P-0100 |  |  |  | V |  |  | Pump
139547 | 13277 | THR-WA4-LD-0008 | Sling, Nylon, Work Area 4 (1" X 4') | THR-LD-NYLN-WA4 | Lifting Device,Sling | Lifting Device |  | LD | synthetic_web_sling |  | Slings, Nylon, Work Area 4
110672 | 54457 | TAB-DIG-FSH-9703 | Switch,Flow,High, Eye Wash Station, Gas Control Bldg.Mail Flr | TAB-DIG-SQ-9703 | Switch,Flow-High | Switch |  | FSH | http://www.toronto.ca/TWONTO#flow_switch |  | Eye Wash & Shower Station, Gas Control Bldg. Bsmt
101742 | 93982 | MAIN-363 | Main 363 | WTR-LWA | [6 empty] | Work Area 2 Central Mains and Chambers
70052 | 12603 | THR-CG-T-0250 | Tank, Coolant Expansion, Chiller 0250, Gas Coolant System, Gas Compressor Building | THR-BG-CU-0203 |  | Tank |  | T | expansion_tank |  | Condensor, Fuel Gas, High Press Gas Conditioning System Train 2, Gas Comp Bldg
76040 | 10150 | THR-JHSC-OCSS | Odour Control Bldg.,Sorrounding Areas & MCC Rooms | THR-JHSC-WA1 |  | Safety Equipment | 41061 |  | http://www.toronto.ca/TWONTO#collection_of_assets |  | Joint Health & Safety Committee WA1
106266 | 14222 | TAB-ACC-DM-6543 | Damper, Motorized, Exhaust Air, FN- 6542, Mechanical RM No. 3, Screen Bldg., P Bldg. | TAB-ACC-FN-6542 | Damper/Louver | HVAC |  | DM | http://www.toronto.ca/TWONTO#air_damper |  | Fan, Centrifugal, exhaust air, Mechanical Room No. 3, Screen Bldg., P Bldg.
58124 | 56395 | THC-AI-T-8032 | Tank,Air,Building U | THC-MCS-AI/SA | Tank | Tank |  | T | http://www.toronto.ca/TWONTO#pressure_vessel |  | Instrument/service Air Plant Wide
12471 | 61043 | COL-PCU-LSL-0202 | Sensor, Switch, Low, Wet Well #2 | COL-PCU-AUX-INST | Switch,Level-Low | Switch |  | LSL | http://www.toronto.ca/TWONTO#level_switch |  | Instrumentation Equipment
70766 | 80900 | THR-DCL-PSH-0701 | Switch, Pressure, High, NaSO3 Dosing P-0700 | THR-DCL-P-0700 | Switch,Pressure-High | Switch |  | PSH | http://www.toronto.ca/TWONTO#pressure_switch |  | Pump, SBS Dosing to Outfall
67070 | 77083 | THC-THK-T-5040 | Tank,Buffer,Centrate Sampling,Thickening Centrifuge CF-0200 | THC-THK-AIT-5090 | Sampler | Tank |  | T | http://www.toronto.ca/TWONTO#storage_tank |  | Analyzer,Suspended Solids,Centrate Sampling,Thickening Build.
57925 | 24720 | THC-AER-PSL-7151 | Switch, Pressure-Low, Outlet, Oil Pumps 7150 & 7160, Blow 7100, Phase I & IV Blower Building | THC-AER-BL-7100-I-IV | Switch,Pressure | Switch |  | PSL | http://www.toronto.ca/TWONTO#pressure_switch |  | Blower, Aeration System
26463 | 47206 | FHO-SPC-COM-1903 | Termination Panel, Ozone Building, L1, Ozone Equipment Room, West Wall | FHO-SPC |  | Communications Equipment |  | COM | termination_panel |  | Process Control Systems - Services Area
111051 | 21052 | TAB-DIG-PSH-9201 | Switch, Pressure,High, PSH300-2, Digester Gas Train, Boiler #2, Z Building | TAB-ACC-DIG-0020 | Switch,Pressure | Switch |  | PSH | http://www.toronto.ca/TWONTO#pressure_switch |  | Digester Gas Train, Boiler #2, Z Building
41124 | 71148 | TAB-ACC-PSH-0704 | Switch, Pressure, High,Pump Discharge | TAB-ACC-P-0700 | Switch,Pressure-High | Switch |  | PSH | http://www.toronto.ca/TWONTO#pressure_switch |  | Pump, Boiler Feed No.1
110361 | 45982 | TAB-DEW-V-C04 | Centrifuge 4 Centrate Line | TAB-WORK-AREA-SOL | [6 empty] | TAB Work Area Sol
133926 | 45532 | THR-DIS-CP-0010 | Panel, Control Panel, V-0071&V-0081, North RAS Chlorination Injection Port #2,Final Tank Gallery T22 | THR-DIS | Control Panel,Power Distribution Panel | Power Distribution Panel |  | CP | http://www.toronto.ca/TWONTO#process_control_panel |  | Disinfection
56650 | 54703 | THC-ACC-FN-4007 | Fan, Exhaust, from Sump Pit in Tunnel T12 & T15 , containing PRM-P-0122/0123 | THC-ACC-TUNNEL |  |  |  | FN |  |  | Plant Tunnels, HVAC
12590 | 18255 | COL-PDA-LSHH-0104 | Switch, Level High-High | COL-PDA | Switch,Level |  |  | LSHH |  |  | Dacotah Sewage Pumping Station (Algonquin Island PS #2)
26355 | 33115 | COL-YKP-VEH-080108 | Vehicle, Truck #080108 (2022 FORD F550) | COL-YKP | Vehicle,Licensed | Vehicle |  | VEH | http://www.toronto.ca/TWONTO#pickup_truck
119991 | 3753 | TAB-WA5-ELS | WA5 Electric Equipments | TAB-WORK-AREA-SOL | [6 empty] | TAB Work Area Sol
135974 | 46200 | THR-FT-RPU-0004S | Remote Processor Unit, Final Tank 0600, Tank 0800 (172.22.37.182) | THR-ELS-FST | RPU | Remote Processor Unit | 39567 | RPU | http://www.toronto.ca/TWONTO#RPU_panel |  | Electrical System, Final Sedimentation Tanks & Galleries
11848 | 2191 | FCL-ELS-MCC-0611-SUS | Control Panel, MCC, Treated Water Pumping Station, Electrical Switchgear Room | FCL-SUSPENDED | Control Panel,MCC | Motor Control Center | 36540 | MCC | http://www.toronto.ca/TWONTO#LV_electrical_panel |  | Suspended entity
131168 | 22964 | THR-AER-RPU-0010S | Remote Processor Unit, South Aeration, Tank 0100 (172.22.37.163) | THR-ELS-AER | RPU | Remote Processor Unit | 39381 | RPU | http://www.toronto.ca/TWONTO#RPU_panel |  | Electrical System, Aeration and Galleries
34698 | 7530 | MAIN-365 | Main 365 | WTR-MT3 | [6 empty] | Work Area 3 WEST Mains and Chambers
133921 | 14864 | THR-DIS-CP-0004 | Panel,ControlPanel,Pump Skids, Disinfection Building Main Floor | THR-DIS-P-0410 | Control Panel,Power Distribution Panel | Power Distribution Panel |  | CP | http://www.toronto.ca/TWONTO#process_control_panel |  | Pump, Diaphragm, Chemical Metering, Skid#4 Disinfection Building Main Floor
76965 | 87868 | THR-PLT-LD-2152B | Lifting Device, Sparger Arm, Tank 300, Grit Bldg. | THR-PLT-LD-0300 | Lifting Device | Hydraulic System | 35263 | LD | http://www.toronto.ca/TWONTO#hydraulic_system |  | Lifting Devices, Sparger Arms, Tank 300, Grit Bldg.
112787 | 50001 | TAB-EL1-PDP-6123A | Power Distribution Panel, Aeration, | TAB-AER-OZ-ELQ | Control Panel,Power Distribution Panel | Power Distribution Panel |  | PDP | http://www.toronto.ca/TWONTO#LV_electrical_panel |  | Electrical Equipment Location, Aeration West Quad House
112723 | 95821 | TAB-EL1-MCC-6626A | Motor Control Centre 600V - OPS | TAB-EL1-PDP-6012 | Control Panel,Electrical | Motor Control Centre | 34604 | MCC | http://www.toronto.ca/TWONTO#LV_electrical_panel |  | Power Distribution Panel, 600V, PT 1-9 Outdoor Sub.
142548 | 14769 | WTR-307-LSH-1601 | Switch, Level High, Flood Alarm | WTR-307-CP-1601 | Transmitter,Pressure | Switch |  | LSH | http://www.toronto.ca/TWONTO#level_switch |  | Control Panel, Electrical
26396 | 64957 | COL-PNT-FN-0002 | Fan, Exhaust | COL-PNT | Fan | HVAC |  | FN | http://www.toronto.ca/TWONTO#blower_or_fan_with_drive |  | New Toronto Pumping Station
53630 | 98248 | TAB-SES-RING-3000 | Lifebuoy Ring | TAB-WA1-SQ | PPE | Safety Equipment |  | RING | http://www.toronto.ca/TWONTO#life_ring |  | Safety Equipment & Supplies Common to WA1
78931 | 38376 | THR-SES-SQ-8689 | Harness, Full Body PPE Bhavin Shah | THR-SES-SQ-3200 | Safety | Safety Equipment |  | SQ | http://www.toronto.ca/TWONTO#fall_arrest_harness |  | Lanyard for Harness 6 ft, PPE Bhavin Shah
67088 | 56148 | THC-THK-TWAS | Waste Activated Sludge Thickening | THCLIQMNT | [6 empty] | THC Liquids Maintenance
8501 | 79682 | COL-RBB-CP-0001 | Control Panel, Operator | COL-RBB | Control Panel |  |  | CP |  |  | Western Beaches Tunnel (Battery Park)-Storm
46597 | 80120 | TAB-DIS-ALP-0100 | Air Padding System for Chlorine Tank Cars | TAB-SUSPENDED ENTITY | Safety | Safety Equipment |  | ALP | ? |  | Suspended entities
89555 | 96302 | WTR-RRH-ZS-0004 | Sensor, Door, Security, North Door, Rosehill Reservoir, Access House | WTR-RRH-CP-0002 | Sensor,Position | Switch |  | ZS | http://www.toronto.ca/TWONTO#position_switch |  | Control Panel, Security Alarms, Rosehill Reservoir, Access House
12243 | 3104 | COL-PCP-HTR-0001 | Heater, Panel | COL-PCP | Heater |  |  | HTR |  |  | Copeland Pumping Station
77770 | 24453 | THR-PRM-T | Primary Sedimentation Tanks | THR-PRM-SOUTH | [6 empty] | Primary Treatment, South Primary
122019 | 19798 | THC-AER-T-2300 | Tank, Aeration | THC-AER-OLD PLANT | Tank,Non-Pressurized | Tank |  | T | http://www.toronto.ca/TWONTO#aeration_tank |  | AerationTreatment
109811 | 37803 | TAB-DEW-T-4300 | Tank, Sludge Holding #3 | TAB-DEW-SLUDGE SILO | Tank | Tank |  | T | http://www.toronto.ca/TWONTO#storage_tank |  | Sludge Holding Tank System, Conveyors
8950 | 22364 | COL-YKP-DA-0029S | Davit Arm Assembly with CENTRE BASE-17106 | COL-YKP-DA | Safety | Safety Equipment | 45992 | DA | http://www.toronto.ca/TWONTO#fall_arrest_Davit_arm |  | Davit Arm Assembly
105851 | 41673 | TAB-ACC-AC-1304 | Conditioner, Air, Heater,North SubStation | TAB-ACC-AHU-TRL | H.V.A.C.,Air Conditioner | HVAC |  | AC | http://www.toronto.ca/TWONTO#air_condition |  | AHUs/Supply Fans - Consultant Trailer
87296 | 33066 | WTR-PMI-ZS-0018 | Switch, Position,Door Security | WTR-PMI-AUX | Switch,Position | Switch |  | ZS | http://www.toronto.ca/TWONTO#position_switch |  | Auxiliary Equipment (Building Facilities)
15821 | 84702 | COL-PIR-WEL-0100 | Wet well | COL-PIR-MISC | Well |  |  | WEL |  |  | Miscellaneous Equipment
113039 | 46602 | TAB-EL2-MCC-6242E | Motor Control Center- Biosolids Silo Bldg | TAB-EL2-MCC-6226 |  | Motor Control Centre |  | MCC | http://www.toronto.ca/TWONTO#LV_electrical_panel |  | Motor Control Center- Biosolids Silo Bldg
97360 | 35048 | FIS-MCS-LD-0014 | Manual hoist -Chain fall 2 Ton | FIS-MCS | Lifting Device | Lifting Device |  | LD | http://www.toronto.ca/TWONTO#lifting_equipment_hoist |  | Mechanical Services
69730 | 1542 | THR-BG-LSH-0601 | Switch, Level-High, Water in Condensate Separator 0402, Compressor Building, Gas Compressor (And Dryer) | THR-BG-F-0402 | Switch,Level-High | Switch |  | LSH | http://www.toronto.ca/TWONTO#level_switch |  | Condensate Separator, Fuel Gas, Compressor Building, Gas Compressor (And Dryer)
30744 | 2402 | FIS-SM-LSH-0001 | Switch, Level-High, Caustic Soda System | FIS-SM-SB | Switch,Level-High | Switch | 32799 | LSH | http://www.toronto.ca/TWONTO#level_switch |  | Scrubber
9608 | 64386 | DOS-SES-SCBA-2362 | SCBA 60 minutes escape pack | FAC-YCM-SES | Safety | Safety Equipment |  | SCBA | http://www.toronto.ca/TWONTO#self-contained_breathing_apparatus |  | SAFETY & ENVIRONMENTAL SERVICES
115561 | 4174 | TAB-PRM-RPU-0312A | PLC 53-2 | TAB-PRM-INQ-P | RPU | Remote Processor Unit |  | RPU | http://www.toronto.ca/TWONTO#RPU_panel |  | P Building - Instrument Equipment
107788 | 20474 | TAB-ACC-TSL-0100 | Switch, Temperature, Low, AHU-0100, Exist. Grit Bldg. Rooftop | TAB-ACC-AHU-0100 | Switch,Temperature-Low | Switch |  | TSL | http://www.toronto.ca/TWONTO#temperature_switch |  | Air Handling Unit, Old D Bldg. Rooftop
9188 | 82200 | COL-YKP-FAK-0027 | First Aid Kit, Truck #067060 (F250 4x4) | COL-YKP | Safety,First Aid Kit | Safety Equipment |  | FAK | http://www.toronto.ca/TWONTO#first_aid_kit |  | Kipling Yard
21011 | 2573 | FHO-CLA-PSH-0101 | Sensor, Liquid Pressure, Evaporator Suction Pre Chlorination Train 1, Chemical Bldg, L1,Machine Room | FHO-CLA-CHL-0101-KQ | Switch,Pressure-High | Switch |  | PSH | http://www.toronto.ca/TWONTO#pressure_switch |  | Pre Chlorination Train 1
41082 | 80626 | TAB-ACC-PDSH-6103 | Switch,Pressure Differential, High, Filter | TAB-ACC-AHU-6103 | Switch,Pressure-High | Switch |  | PDSH | http://www.toronto.ca/TWONTO#pressure_switch |  | AHU, Digester 5-8 Sludge Heat. Room
63413 | 24605 | FCL-MCS-LD-0401 | Winch - CAP: 310 lbs - 50 FT cable | FCL-MCS | Lifting Device,Hoist,Manual | Lifting Device |  | LD | winch |  | Mechanical Services
87732 | 50107 | WTR-PRH-ZS-0006 | Switch, Position,Door Security | WTR-PRH-AUX | Switch,Position | Switch |  | ZS | http://www.toronto.ca/TWONTO#position_switch |  | Auxiliary Equipment (Building Facilities)
109405 | 81494 | TAB-DEW-EQUALIZATION | Equalization Tank System | TAB-WORK-AREA-SOL | [6 empty] | TAB Work Area Sol
94786 | 49607 | FHO-SES-SCBA-0033 | Cylinder, SCBA, Air Pack, 2216 PSI, Ser #OJ-380692 | FHO-SES-SQ-0003 | PPE,SCBA | Safety Equipment |  | SCBA | http://www.toronto.ca/TWONTO#compressed_gas_cylinder |  | Breathing Air Tanks
18437 | 59546 | FHA-SES-LDR-0117 | FHA-SES-LD-0073 - 6' Ladder Fiberglass ( Screens ) | FHA-SES-LD-1 | Safety | Safety Equipment |  | LDR | http://www.toronto.ca/TWONTO#ladder |  | Ladders
11114 | 8798 | COL-PBR-HTR-0001 | Heater, Electrical Panel | COL-PBR | Heater |  |  | HTR |  |  | Berry Road Sewage Pumping Station
136973 | 34362 | THR-OCS-PSH-3951 | Switch, Pressure-High, Foul Air Plenum to Atmosphere, Plant Services, Odour Control System | THR-OCS-SB-0554 | Switch,Pressure-High | Switch |  | PSH | http://www.toronto.ca/TWONTO#pressure_switch |  | Scrubber, Plant Services, Odour Control System
136652 | 73543 | THR-ITS-COM-4000 | Network Access Closet, SP RAS PS Electrical Building - South | THR-ELS-COMM | Network,Local Area Networks | Network |  | COM | http://www.toronto.ca/TWONTO#network_panel |  | Plant External & Internal Phone System
25913 | 64591 | COL-PSP-MON-0002 | Monitor | COL-PSP |  |  |  | MON |  |  | Southport Sewage Pumping Station
56166 | 98615 | TAB-STR-RPU-0726 | RPU-GE0726 | TAB-STR-RPU | RPU | Remote Processor Unit |  | RPU | http://www.toronto.ca/TWONTO#RPU_panel |  | Aeration Gallery - RPUs
50965 | 38616 | TAB-PRM-SQ-OPS | Emerg. Eyewash and Shower Stations, Old PS | TAB-PRM-STRC--OPS | PPE,Eyewash Station | Safety Equipment | 46086 |  | http://www.toronto.ca/TWONTO#emergency_eyewash_and_shower |  | Old PS Building - Drains, Plumbing, Walls
44459 | 83864 | TAB-DIG-BU-7500 | Waste Gas Burner, Waste Gas Burner Station | TAB-DIG-BU | Burner | Burner |  | BU | http://www.toronto.ca/TWONTO#waste_gas_burner |  | Waste Gas Burner
52239 | 93237 | TAB-PWA-SC | Plant Water - Travelling Screens | TAB-PWA | [6 empty] | Plant Water
40427 | 91675 | TAB-ACC-FSL-6135 | Switch, Flow, Low, Glycol Pump Discharge | TAB-ACC-P-6134A | Switch,Flow-Low | Switch |  | FSL | http://www.toronto.ca/TWONTO#flow_switch |  | Pump,Glycol recir.
91078 | 56126 | WTR-PWT-DR-0001 | Door, Overhead, Pump Room | WTR-PWT-AUX | Door,Overhead | Door |  | DR | http://www.toronto.ca/TWONTO#roll_up_door
2713 | 93484 | COL-BDC-FA-0001S | Fire Alarm system, Drywell | COL-W-OBSOLETE | Fire Prevention,Alarm |  | 40166 | FA |  |  | Col West Obsolete Entities
39654 | 22191 | TAB-ACC-HE-6411 | Heat Exchanger, AHU-6410, Roof, Grit Bldg., P Bldg. | TAB-ACC-AHU-6410 | Heat Exchanger | HVAC |  | HE | http://www.toronto.ca/TWONTO#heat_exchanger |  | Air Handling Unit, Roof, Grit Bldg., P Bldg.
66962 | 5919 | THC-THK-OIT-1606 | Operator Interface Terminal,Polymer Make Up RPU-1605,WAS Thickening Building | THC-THK-RPU-1605 | Control Panel,Operator | Communications Equipment |  | OIT | http://www.toronto.ca/TWONTO#operator_interface_terminal |  | RPU,Polymer Make-up,WAS Thickening Building (1)
147349 | 10706 | WTR-RST-T-0001 | Tank , Hot Water | WTR-RST-AUX | Tank,Domestic Hot Water | Tank |  | T | http://www.toronto.ca/TWONTO#tanked_hot_water_heater |  | Auxiliary Equipment (Building Facilities)
68431 | 79176 | THR-ACC-PSH-1501 | Switch,Pressure-High, NG Valve Train, Boiler 1501, Plant Central Hot Water System, Hot Water Boilers | THR-ACC-BO-1501 | Switch,Pressure-High | Switch |  | PSH | http://www.toronto.ca/TWONTO#pressure_switch |  | Boiler, Low Pressure, Hot Water, Plant Central Hot Water System, Hot Water Boilers (CRN-H9308.5,TSSA UID-65022705, SNo.-5.1103725)
21135 | 99844 | FHO-CLB-PSH-0402 | Switch,Pressure High,Post Chl. East Train 4,Vent from Evaporator to Emerg.Vent Header,Chem.Supp.Rm. | FHO-CLB-CHL-0401 | Switch,Pressure-High | Switch |  | PSH | http://www.toronto.ca/TWONTO#pressure_switch |  | Chlorinator, Post Chlorination East Train 4,Chemical Building, L1, Evaporator Room
117177 | 32049 | TAB-RSP-G-1220B | Gate, Sluice, Actuated, Raw Sewage Pump #2 Outlet to Upper Ring | TAB-RSP-P-1220 | Valve,Sluice Gate | Gate |  | G | http://www.toronto.ca/TWONTO#channel_gate
11149 | 72010 | COL-PBY-GDR-0001 | Grinder, Comminutor | COL-PCU | Screen |  |  | GDR |  |  | Cumber Pumping Station
122789 | 62462 | THC-DEW-RPU-2101E | Remote Processing Unit | THC-DEW | Controller,PLC | Remote Processor Unit |  | RPU | http://www.toronto.ca/TWONTO#RPU_panel |  | Dewatering Process
18568 | 14514 | FHA-SES-SHOW-0008 | Emergency Shower | FHA-SES-SQ-0008 | PPE,Eyewash Station | Safety Equipment | 33413 | SHOW | http://www.toronto.ca/TWONTO#emergency_eyewash_and_shower |  | Eyewash Stations & Showers
83860 | 16711 | FHA-TRW-P-0002A-KQ | Pump Location,Treated Water Sample #2A | FHA-SUSPENDED |  |  | 33322 | P |  |  | Suspended Obsolete entity for storage purpose
6418 | 82190 | COL-PSP-MCC-0001 | Motor Control Center | COL-PSP-MISC |  | Motor Control Centre |  | MCC | http://www.toronto.ca/TWONTO#LV_electrical_panel |  | Miscellaneous Equipment
6856 | 16907 | COL-PRC-LSLL-0102 | Switch, Level Low-Low | COL-PRC | Switch,Level |  |  | LSLL |  |  | Rectory Café Sewage Pumping Station (Wards Island PS #5)
78902 | 62938 | THR-SES-SQ-6789S | Harness, Full Body | THR-SES-FAS | Safety | Safety Equipment |  | SQ | http://www.toronto.ca/TWONTO#fall_arrest_harness |  | Fall Arrest Sytem (Harness and Lanyard), Safety Equipment
88818 | 38403 | FHO-ACC-FS-0102 | Switch, Flow, Loss of Airflow AHU-0101 Outlet, S1 Admin Building AHU Room | FHO-ACC-AHU-0101 |  | Switch |  | FS | http://www.toronto.ca/TWONTO#flow_switch |  | Air Handling Unit, Administration Ofices HVAC, S1 Admin Building AHU Room
3579 | 9554 | COL-PBY-LSH-0103 | Switch, Level-High | COL-PBY-MISC | Switch,Level |  |  | LSH |  |  | Miscellaneous Equipment
15943 | 87749 | FHA-ELS-PDP-0401A | Power Distribution Panel, Filter Pipe Gallery, Electrical Storage Room | FHA-ELS | Control Panel,Power Distribution Panel | Power Distribution Panel |  | PDP | http://www.toronto.ca/TWONTO#LV_electrical_panel |  | Electrical
54541 | 4523 | TAB-STR-T-4001R | Tank , Reservoir Aux Oil, Blower 4001 | TAB-STR-BL-4001 | Tank,Reservoir | Tank |  | T | http://www.toronto.ca/TWONTO#chemical_storage_tank |  | Blower #4001
80007 | 95649 | THR-WA3-LD-0020S | Sling, Nylon, Work Area 3 | THR-LD-NYLN-WA3 | Lifting Device,Sling | Lifting Device | 40267 | LD | synthetic_web_sling |  | Slings, Nylon, Work Area 3
49110 | 2305 | TAB-OCS-IPS | Odour control System - IPS | TAB-RSP | [6 empty] | Raw Sewage Pumping
30681 | 69902 | FIS-SES-SQ-1016 | Safety,Plant,Safety Gloves - Pair 16 | FIS-SES-SQ-GLOVE2 | Safety | Safety Equipment |  | SQ | http://www.toronto.ca/TWONTO#rubber_insulating_gloves |  | Asset Group, PPE, Electrical Personal Protection, Group 2
9177 | 40311 | COL-YKP-FAK-0017S | First Aid Kit, Truck #067037 (F250) | COL-YKP-VEH-0017S | Safety,First Aid Kit | Safety Equipment | 47512 | FAK | http://www.toronto.ca/TWONTO#first_aid_kit |  | Vehicle, Truck #067037 (F250)
86344 | 1692 | WTR-PJS-T-6200 | Tank,Level 73 Heat Exchanger Room South-West Wall,East Tank,DLCW Chemical Storage Tank | WTR-PJS-P-6000 | Tank | Tank |  | T | http://www.toronto.ca/TWONTO#chemical_storage_tank |  | Pump,Metering,Level 73 Heat Exchanger Room West Wall,DLCW Chemical Feed Pump
131446 | 78864 | THR-BG-F-1101 | Filter, Gas, Engine 1101 Gas Valve Train, Engine Fuel System-Unit No 1, Engine-Generator & Heat Recovery System | THR-CG-ENG-1101 | Filter | Filter |  | F | http://www.toronto.ca/TWONTO#replaceable_oil_or_fuel_filter |  | Engine, Generator 1101, Engine Room, Engine-Generator & Heat Recovery System
110677 | 66707 | TAB-DIG-FSL-1534 | Switch ,Flow, Low,Seal water to Pump-1533 | TAB-DIG-P-1534 | Switch,Flow | Switch |  | FSL | http://www.toronto.ca/TWONTO#flow_switch |  | Pump, Sludge Recirculation (DX2616), Digester Tank 15
136963 | 97996 | THR-OCS-DM-2227 | Damper, Butterfly, Suction, Fan 2220, North Biofilter | THR-OCS-FN-2220 | Damper/Louver | HVAC |  | DM | http://www.toronto.ca/TWONTO#air_damper |  | Fan, Centrifugal, Odourous Air, North Biofilter
119297 | 95651 | TAB-THK-MEQ-0101 | Flocculator | TAB-THK-T-0100 | Flocculator | Tank |  | MEQ | http://www.toronto.ca/TWONTO#mixer_or_agitator |  | Floatation Tank #1, Subnatant Recycling
8073 | 89549 | COL-PWE-LSL-0102 | Switch, Level-Low | COL-PWE-MISC | Switch,Level |  |  | LSL |  |  | Miscellaneous Equipment
94491 | 45688 | FHO-SES-INQ-6003 | High Voltage Detector, CT010B, Admin Building, S2, Electrical Shop | FHO-SES-SQ-0001 | PPE | Safety Equipment |  | INQ | http://www.toronto.ca/TWONTO#voltage_tester |  | Safety Equipment
55655 | 89972 | TAB-WA3-SQ-0232 | Spill Response Kit, Oil | TAB-DEW-SAFETY | Spill Kit | Safety Equipment |  | SQ | http://www.toronto.ca/TWONTO#spill_kit |  | Safety Equipment
70456 | 7220 | THR-CW-SQ-9000 | Eyewash and Shower Station, Temporary Ferrous Building | THR-EWSS-WA4 | Safety,Eye wash | Safety Equipment |  | SQ | http://www.toronto.ca/TWONTO#emergency_eyewash_and_shower |  | Eyewash and Shower Station, Work Area 4
63667 | 32330 | THC-PLT-LSH-0101 | Switch,Level-High, Sump Pump 0100, Headhouse | THC-PLT-P-0100 | Switch,Level | Switch |  | LSH | http://www.toronto.ca/TWONTO#level_switch |  | Pump, Sump, Headhouse
130989 | 62768 | THR-AER-LSL-1814 | Switch, Level-Low, Auxiliary Oil Tank, Blower 1811, Secondary Treatment, Aeration Blower System - North | THR-AER-BL-1811 | Switch,Level-Low | Switch |  | LSL | http://www.toronto.ca/TWONTO#level_switch |  | Blower, Centrifugal, Secondary Treatment, Aeration Blower System - HPBB
72678 | 48042 | THR-ACC-EMB | Air Conditioning, AHU, HVAC, East Maintenance Building | THR-ACC-WA4 | H.V.A.C.,Air Conditioner | HVAC |  |  | http://www.toronto.ca/TWONTO#collection_of_assets |  | Air Conditioning, AHU, HVAC,Work Area4
61965 | 3117 | THC-GRK-PRTY-0100 | Grounds - CMS | THC-GRK-PRTY |  | Grounds |  | PRTY | space |  | Groundskeeping (CMS)
55635 | 96275 | TAB-WA3-LD-5518 | Sling, Nylon, 8 FT | TAB-DEW-SAFETY | PPE | Lifting Device |  | LD | synthetic_web_sling |  | Safety Equipment
11863 | 13009 | FCL-ELS-MCC-1101A-SUS | Control Panel, MCC, Dry Chemical Building HVAC, Electrical Switchgear Room | FCL-ELS-PS-0001 | Control Panel,MCC | Motor Control Center | 36555 | MCC | http://www.toronto.ca/TWONTO#LV_electrical_panel |  | Uninterruptible Power Supply,High Lift Bldg - Switchgear Room,LP-0001
136608 | 80795 | THR-JHSC-OCSS | Odour Control Bldg.,Sorrounding Areas & MCC Rooms | THR-JHSC-WA3 |  | Safety Equipment | 41061 |  | http://www.toronto.ca/TWONTO#collection_of_assets |  | Joint Health & Safety Committee WA3
146777 | 83612 | WTR-RDF-DR-0006 | Door, Hatch, West divider between East basins | WTR-RDF-AUX | Door | Door |  | DR | http://www.toronto.ca/TWONTO#door
10271 | 38123 | FCL-ACC-FN-704,5 | Chlor.&Sulph. Dio.Mah. Rm.Stor.Vent.Sys.FN-0704(FN-4) & FN-0705(FN-5) | FCL-ACC-CL |  |  |  | FN |  |  | Gaseous Chemical Building HVAC Equipment
3298 | 15387 | COL-PBF-COM-0001 | Control Panel, Operator | COL-PBF | Control Panel |  |  | COM |  |  | Bluffers Park Sewage Pumping Station
121223 | 49834 | THC-ACC-T-6841 | Tank, Electric, Hot Water, Tunnel T12 | THC-PRS-BLDG |  | Tank |  | T | http://www.toronto.ca/TWONTO#tanked_hot_water_heater |  | Phosphorous removal system, Building and Storage
136654 | 89958 | THR-MCS-LD-0336 | Chain Hoist, Manual,1/2tT, Work Area 1, | THR-LD-WA1 | Lifting Device | Lifting Device |  | LD | http://www.toronto.ca/TWONTO#lifting_equipment_hoist |  | Lifting Devices, Chain Hoist, Come Along & Slings
74528 | 91449 | THR-FT-FSL-3320 | Switch, Flow-Low, Seal Water, Pump 3320, Secondary Treatment, Secondary Scum Pumping - North Plant | THR-FT-P-3320 | Switch,Flow-Low | Switch |  | FSL | http://www.toronto.ca/TWONTO#flow_switch |  | Pump, Rotary Vane, Scum Tank 3300, System 4, Scum Pumping
42115 | 58595 | TAB-ACC-V-6551 | Valve, 3-Way Modulating, PreHeater Coil,AHU-6550, Mechanical RM No. 3, Screen Bldg., P Bldg. | TAB-ACC-AHU-6550 | Valve | HVAC |  | V | http://www.toronto.ca/TWONTO#valve |  | Air Handling Unit, Mechanical Room no.3, Screen Bldg., P Bldg.
76611 | 48098 | THR-DR-WA2 | Overhead Doors, Work Area2 | THR-MCS-WA2 | Door,Overhead | Door |  |  | http://www.toronto.ca/TWONTO#roll_up_door
59243 | 55453 | THC-DIG-C-BOOST-3300 | Eliminated Role: Compressors Unit, Gas Booster, Digester 0400-0700 | THC-SUS |  |  | 40430 | BOOST |  |  | THC records of assets and roles that are no longer in service or exists
84681 | 82397 | WTR-PEG-AUX | Auxiliary Equipment (Building Facilities) | WTR-PEG | [6 empty] | Eglinton Pumping Station
24880 | 87672 | COL-PSD-LSHH-0104 | Switch, Level High-High | COL-PSD-MISC | Switch,Level |  |  | LSHH |  |  | Miscellaneous Equipment
24379 | 68424 | FHO-MCS-PS-0201 | Switch, Pressure, Vaccum Priming Tank T-0201, S 3, Compressor Room | FHO-TRW-VP |  | Switch |  | PS | http://www.toronto.ca/TWONTO#pressure_switch |  | Vacuum Priming
8281 | 84487 | COL-PWR-LSH-5405 | Switch, Level-High | COL-PWR | Switch,Level |  | 35094 | LSH |  |  | West Rouge Pumping Station
59073 | 23672 | THC-ACC-HTR-0366 | Air Heater, Convector, Building M | THC-ACC-HEATERS | H.V.A.C.,Heater,Unit | HVAC |  | HTR | http://www.toronto.ca/TWONTO#heater |  | Air Heaters, Building M
83555 | 51081 | FHA-SES-SQ-1107 | FHA-SES-SQ-0107 - Davit arm Base North FP6660 davit base Ser 4986 | FHA-SES-SQ-6 |  | Safety Equipment |  | SQ | davit_base |  | Safety Fall Protection Equipment
26081 | 49532 | FIS-ACC-DM-4009 | Damper, Variable Air Volume Box, Training Room | FIS-MARINE-M/ERM |  | HVAC |  | DM | http://www.toronto.ca/TWONTO#air_damper |  | Mechanical/ Electrical Room, Marine Yard Building
38429 | 27924 | REMOVED FROM SERVICE | Sling, Nylon, Work Area 2 SIZE; 1" X 8', | THR-LD-WIRE-WA2 | Lifting Device,Sling | Lifting Device |  |  | synthetic_web_sling |  | Slings, Wire Rope, Work Area 2
76068 | 13494 | THR-MCS-LD-0093 | Chain Hoist, Electric,5T | THR-LD-WA3 | Lifting Device,Hoist,Manual | Lifting Device |  | LD | http://www.toronto.ca/TWONTO#lifting_equipment_hoist |  | Lifting Devices, Chain Hoist, Come Along & Slings
12452 | 71252 | COL-PCU-LSH-0102 | Switch, Level-High | COL-PCU-SUSPENDED | Switch,Level |  | 34968 | LSH |  |  | Cumber P.S.suspended entities
102752 | 28913 | MTMH133 | WILKET CREEK STS | TRK-DON | [6 empty] | DON DRAINAGE AREA
76137 | 38414 | THR-MCS-LD-0534 | Gantry, Fixed, Primary Tank, Work Area (REMOVED FROM SERVICE) | THR-S-E | Lifting Device | Lifting Device | 34751 | LD | lifting_device_support |  | SUSPENDED ENTITY
94807 | 96280 | FHO-SES-SCBA-0051 | Cylinder, SCBA, Air Pack, 3000 PSI, Ser #1695DV | FHO-SES-SQ-0001 | PPE,SCBA | Safety Equipment |  | SCBA | http://www.toronto.ca/TWONTO#compressed_gas_cylinder |  | Safety Equipment
146884 | 86853 | WTR-RKL-AUX | Auxiliary Equipment (Building Facilities) | WTR-RKL | [6 empty] | Keele Reservoir
15929 | 31958 | FHA-ELS-MCC-0200B | MCC, 2000A, 600V, 3PH, RMF, Ground Level, Electrical Room #1 | FHA-ELS-PRIMARY | Switchgear | Motor Control Centre |  | MCC | http://www.toronto.ca/TWONTO#LV_electrical_panel |  | Primary Electrical System
9065 | 79441 | COL-YKP-DA-1671143 | Davit Mast -1671143 | COL-YKP-DA-0021S | Safety | Safety Equipment |  | DA | davit_base |  | Davit Arm Assembly with Upper Arm-1671155
124857 | 12915 | THC-ELS-MCC-0202 | Motor Control Center | THC-GRK-ELS-TUNNEL | Control Panel,MCC | Motor Control Centre |  | MCC | http://www.toronto.ca/TWONTO#LV_electrical_panel |  | Tunnels
30782 | 66902 | FIS-SPC-CPU-1110 | Computer, Client SCADA Server, Chemical Sampling Building | FIS-ADM BLDG |  | Communications Equipment |  | CPU | http://www.toronto.ca/TWONTO#operator_interface_terminal |  | Building Location
25644 | 82547 | COL-PSM-UPS-0001 | UPS | COL-PSM-MISC | Uninterruptible Power Supply |  |  | UPS |  |  | Miscellaneous Equipment
84620 | 61442 | WTR-PDS-LSH-0001 | Switch,Level High,Flood Alarm | WTR-PDS-P-0001 | Switch,Level-High | Switch |  | LSH | http://www.toronto.ca/TWONTO#level_switch |  | Pump, Submersible, Sump, Dorset PS
123703 | 84636 | THC-DIG-TSH-3122 | Switch,Temperature,High,C­3100,Gas High Pressure System,Building U | THC-DIG-C-3100 | Switch,Temperature-High | Switch |  | TSH | http://www.toronto.ca/TWONTO#temperature_switch |  | Compressor,Sliding Vane,Building U Gas Booster,Gas High Pressure System,Building U
107116 | 3727 | TAB-ACC-HTR-6541 | Heater, Unit, Hot Water, stair at basement, Screen Bldg., P Bldg. | TAB-ACC-HTR-PBLDG | H.V.A.C.,Heater | HVAC |  | HTR | http://www.toronto.ca/TWONTO#heater |  | Unit Heaters- P Bldg
126354 | 54790 | THC-ITS-PA-1210 | IDF Panel , Public Address System, Tunnel 12 | THC-ITS-MDF-1000 | Network,Telecommunication | Communications Equipment |  | PA | http://www.toronto.ca/TWONTO#public_annoucement_speaker |  | Public Address System, Master Distribution , Control System, Admin Bldg,
147472 | 53257 | WWT | Wastewater Treatment | TW | [6 empty] | Toronto Water
39186 | 6161 | TAB OIT | TAB OIT | TAB-SPC1 | [6 empty] | Process Control Systems - Administrative
58249 | 7875 | THC-CW-SQ-0110-SP | Emergency Shower & Eyewash, Building G, Air Treatment Building Chem Storage | THC-SES-SQ-EYE | PPE,Eyewash Station | Safety Equipment | 33151 | SQ | http://www.toronto.ca/TWONTO#emergency_eyewash_and_shower |  | Eyewash Stations THC (Virtual entity #)
47306 | 23103 | TAB-EL1-MCC-6125 | Motor Control Centre, 600V | TAB-AER-ELQ | Switchgear,Indoor | Motor Control Centre |  | MCC | http://www.toronto.ca/TWONTO#LV_electrical_panel |  | Aeration - Electrical Equipment
130675 | 30199 | THR-ACC-UPS-0003B | UPS for RPU (THR-ACC-RPU-0003B), SCADA,Old RAS Building Gallery (172.22.39.173) | THR-ACC-RPU-0003B | RPU | Remote Processor Unit |  | UPS | http://www.toronto.ca/TWONTO#UPS |  | Remote Processor Unit, SCADA,Old RAS Building Gallery (172.22.39.173)
101499 | 24221 | MAIN-008 | Main 008 | WTR-LWA | [6 empty] | Work Area 2 Central Mains and Chambers
96395 | 18757 | YTF-ACC-AC-5901 | H.V.A.C., Air Conditioner, YTF-ACC-AHU-5901, HVAC Exhaust Fans and AHU's | YTF-ACC | H.V.A.C.,Air Conditioner | HVAC |  | AC | http://www.toronto.ca/TWONTO#air_condition |  | HVAC Equipment
142907 | 74002 | WTR-365-FIT-0006A | Transmitter, Flow Indicating, Revenue, Forward Flow, Venturi | WTR-365-CH-0006 | Transmitter,Flow |  |  | FIT |  |  | Chamber,Revenue Meter,Dufferin-Steeles (Magmeter)
96083 | 84038 | FIS-AUX-DR-0100 | Island Plant, North Gate | FIS-GRK-0001 | Gate | Door |  | DR | http://www.toronto.ca/TWONTO#door
10281 | 26331 | FCL-ACC-FS-0706 | Switch, Loss of Air Flow, Fan FN-0702 Air to Caustic/Fluoride Room, Gaseous Chemical Bldg. Basement | FCL-ACC-CL | Switch,Flow | Switch |  | FS | http://www.toronto.ca/TWONTO#flow_switch |  | Gaseous Chemical Building HVAC Equipment
18114 | 75434 | FHA-SED-ZSH-0302A | Switch, Limit, Access Hatch Zone 2, Settling Basin T-0301 | FHA-SED-ZSH-0302 |  | Security System |  | ZSH | http://www.toronto.ca/TWONTO#position_switch |  | Switch, Limit, Access Hatch Zone 3
15136 | 83196 | COL-PIR-LSHH-0104 | Switch, Level High-High | COL-PIR | Switch,Level |  |  | LSHH |  |  | Island Road Sewage Pumping Station
8574 | 98029 | COL-RBB-SW-0001 | Switch, Inside Alarm Panel | COL-RBB-MISC | Switch |  |  | SW |  |  | Miscellaneous Equipment
6264 | 58325 | COL-PMM-PSL-0122 | Switch, Pressure-Low | COL-PMM | Switch,Pressure-Low | Switch |  | PSL | http://www.toronto.ca/TWONTO#pressure_switch |  | Mimico Pumping Station
93312 | 60761 | FHO-GRK-DR-2090S | Door, (FD-S2-90), Fire Rated, Chemical Building, S2, Vestibule West to Employee Parking | FHO-GRK-FEQ-0001 | Fire Prevention,Door | Door |  | DR | http://www.toronto.ca/TWONTO#fire_rated_door
138639 | 24326 | THR-SES-LD-6601 | Tripod, Rescue, Confine Space Room, Stores | THR-SES-LD | Lifting Device | Lifting Device |  | LD | http://www.toronto.ca/TWONTO#fall_arrest_Davit_arm |  | Lifting Device, Safety Equipment
11923 | 92201 | FCL-DECOM | Building Location | FCL-EUS | [6 empty] | Production & End User Support
62632 | 91249 | FHA-FLT-MX-3001 | FHA-FLT-SW-3001 - Sweeps, Surface Wash, Filter #30 | FHA-FLT-F-3001 | Filter | Filter |  | MX | filter_sweeping_arm |  | Filter #30, Filter Building, East Filter Gallery North
119737 | 59957 | TAB-WA1-SQ-1983 | Lanyard 6 Ft- Mohamedali, Shamun | TAB-WA1-SQ-0001 | PPE,Harness | Safety Equipment |  | SQ | lifeline |  | WA1 Fall Arrest System
7199 | 87032 | COL-PSE-LSLL-0102 | Switch, Level Low-Low | COL-PSE | Switch,Level |  |  | LSLL |  |  | Second Street Sewage Pumping Station (Wards Island PS#10)
59066 | 77720 | THC-ACC-HTR-0356 | Air Heater, Building M | THC-ACC-HEATERS | H.V.A.C.,Heater,Unit | HVAC |  | HTR | http://www.toronto.ca/TWONTO#heater |  | Air Heaters, Building M
44117 | 24891 | FCL-ACC-HTR-0303 | Heater, Baseboard, 208V, 1.25kW, High Lift/Admin Building, First Floor, Women's Washroom | FCL-ACC-ADMIN |  |  |  | HTR |  |  | Administration Building HVAC Equipment
39980 | 30717 | TAB-ACC-HTR-6478 | Heater, Unit, Hot Water, Ground Floor, North Side, Grit Bldg., P Bldg. | TAB-ACC-HTR-PBLDG | H.V.A.C.,Heater | HVAC |  | HTR | http://www.toronto.ca/TWONTO#heater |  | Unit Heaters- P Bldg
76939 | 87928 | THR-PLT-HS-0213 | Switch, Hand, Conveyor 0213, Path A,B, Head house, Preliminary Treatment, Screening | THR-PLT-CV-0213 | Switch,Hand | Switch |  | HS | hand_switch |  | Conveyor, Screw, Bar Screen 0132, Path A,B, Head house, Preliminary Treatment - S
34546 | 61068 | MAIN-212 | Main 212 | WTR-LWA | [6 empty] | Work Area 2 Central Mains and Chambers
40870 | 78082 | TAB-ACC-HTR-CHL | Unit Heaters- Chlorination Bldg | TAB-ACC-HTR | [6 empty] | Heaters- Convection,
81471 | 80882 | FHA-SES-LD-0088 | 12' Ladder Fiberglass Step ladder Yellow -Filter #10 | FHA-SES-LD-1 | Safety | Safety Equipment |  | LD | http://www.toronto.ca/TWONTO#portable_ladder |  | Ladders
114676 | 67930 | TAB-PLT-LSH-0241 | Switch,Level, High,Inlet Channel, Screen 0241 | TAB-PLT-SC-0241 | Switch,Level | Switch |  | LSH | http://www.toronto.ca/TWONTO#level_switch |  | Bar Screen #2
71768 | 96094 | THR-DIG-SSL-5187A | Digester Gas Mixing, Tank 0200, Solids Treatment, Digester Tanks 1-6 | THR-DIG-MX-0200 | Switch,Speed-Low | Switch |  | SSL | http://www.toronto.ca/TWONTO#speed_switch |  | Digester Gas Mixing, Digester Tank 0200
106079 | 37387 | TAB-ACC-CU-6581 | Condensing unit, Outdoor, Workshop Roof, Screen Bldg., P Bldg. | TAB-ACC-CI | H.V.A.C.,Air Conditioner | HVAC |  | CU | http://www.toronto.ca/TWONTO#AC_condenser_unit |  | Chiller and Air Coolers
92631 | 54620 | FHO-FL | Fluoridation | FHO-DIS | [6 empty] | Disinfection
120135 | 82308 | TAB-WA8-SQ-0280 | Spill Response Kit, Universal | TAB-SUSPENDED ENTITY | Spill Kit | Safety Equipment | 34529 | SQ | http://www.toronto.ca/TWONTO#spill_kit |  | Suspended entities
124783 | 90016 | THC-ELS-LP-4024C | Lighting Panel, Mechanical Room #1, Headworks | THC-ELS-TR-4024C | Control Panel,Lighting | Power Distribution Panel |  | LP | http://www.toronto.ca/TWONTO#LV_electrical_panel |  | Transformer, Lighting Panel, Mechanical Room 1, Headworks
55351 | 38680 | TAB-WA1-LD-1249 | Winch | TAB-WA1-SQ-1000 | Lifting Device | Lifting Device |  | LD | winch |  | WA1 Lifting Devices and Slings
70951 | 31815 | FHA-AUX-ANL-0017 | Druck Pressure calibrator SER # 6102256101 | FHA-ELS-ELS | Analyzer,Chlorine | Test Equipment |  | ANL | pressure_calibrator |  | Electrical/Instrumentation Test Equipment
55568 | 44900 | TAB-WA2-SQ-1233 | EE2 - 903 Nylon Sling | TAB-SES-LD | Lifting Device,Sling | Lifting Device |  | SQ | synthetic_web_sling |  | WA2 Lifting devices
108618 | 37665 | TAB-ACC-V-6423 | Valve, Motorized, Mech. Room No.5, Old Screen Bldg., P Bldg. | TAB-ACC-HE-6402 | Valve | HVAC |  | V | http://www.toronto.ca/TWONTO#valve |  | Heat Exchanger, Mechanical Room No.5, Old Screen Bldg., P Bldg.
75806 | 29347 | THR-GRK-DIG | Digester Grounds, Basement & Galleries, WTP Groundskeeping | THR-GRK-PRTY-0104 |  | Grounds |  |  | space |  | Groundskeeping, General Labour
8965 | 73206 | COL-YKP-DA-112011 | Davit Base Leg-112011 | COL-YKP-DA-0006S | Safety | Safety Equipment |  | DA | davit_base |  | Davit Arm Assembly with Upper Arm-111966
72539 | 4784 | THR-ACC-CU-4000 | Condensing Unit, Ductless Split System outdoor Unit, AT Electrical Bldg Elec Rm | THR-ACC-AC-4000 | H.V.A.C.,Air Conditioner | HVAC |  | CU | http://www.toronto.ca/TWONTO#AC_condenser_unit |  | Fan Coil Unit, Ductless Split System Indoor Unit, AT Electrical Bldg MCC Rm
27863 | 93801 | FIS-ELS-WR-0602 | Welding Receptacle, 600V, Chemical Mixer Building | FIS-ELS-MCC-0600 |  | Power Distribution Panel |  | WR | http://www.toronto.ca/TWONTO#welding_receptacle |  | MCC,600 V,Filter Building,Mezzanine,West
129294 | 93387 | THC-THK-RPU-1615 | Controller Panel,Centrifuge CF-0500,Thickening Building | THC-THK-CF-0500 | Control Panel,Instrumentation | Remote Processor Unit |  | RPU | http://www.toronto.ca/TWONTO#RPU_panel |  | Centrifuge,WAS Thickening
45435 | 50105 | TAB-DIG-PSL-4190G | Switch,Pressure,Low, Digester Gas,Inlet, Compressor-C4190 | TAB-DIG-C-4190 | Switch,Pressure | Switch |  | PSL | http://www.toronto.ca/TWONTO#pressure_switch |  | Compressor #1,Gas (DX5001A) Digester Tank 19 & 21
79906 | 10583 | THR-WA2-LD-0027S | Sling, Wire Rope, Work Area 2 (SUSPENDED) | THR-S-E | Lifting Device,Sling | Lifting Device |  | LD | wire-rope_sling |  | SUSPENDED ENTITY
32151 | 73946 | COL-RBC-G-0001 | Sluice Gate, | COL-RBC | Valve |  |  | G |  |  | Cowan Shaft (WBT)-storm
58106 | 75654 | THC-ACC-AHU-0262 | Air Conditioner Unit, Building R | THC-SUSPENDED | H.V.A.C.,Air Conditioner | HVAC | 35751 | AHU | http://www.toronto.ca/TWONTO#air_condition |  | Suspended entity
33231 | 40351 | COL-SMC-FEQ-0001S | Fire Prevention, Extinguisher | COL-W-OBSOLETE | Fire Prevention,Extinguisher |  | 46864 | FEQ |  |  | Col West Obsolete Entities
92658 | 86568 | FIS-ACC-FN-4002 | Fan, Celing mounted, Marine Yard Building, Mechanical/Electrical Room | FIS-ACC-MARINEYARD |  | HVAC |  | FN | http://www.toronto.ca/TWONTO#blower_or_fan_with_drive |  | HVAC Marine Yard Building
76873 | 48215 | THR-PLT-FSL-2901 | Switch, Flow, Low, Seal Water, Grit Pump P-2900, North Grit Building | THR-PLT-P-2900 | Switch,Flow-Low | Switch |  | FSL | http://www.toronto.ca/TWONTO#flow_switch |  | Pump, Centrifugal (Dry), Grit Tank T-0300, North Grit Building
70298 | 31388 | FHA-ALM-T-0310A | Tank, Spill Containment Tank A, Service Building, South Of Machine Shop, Underground | FHA-ALM | Tank | Tank |  | T | http://www.toronto.ca/TWONTO#chemical_storage_tank |  | Alum
67064 | 33500 | THC-THK-T-1130 | Tank,Mixing,Polymer Make-up System-1100,Thickening Building | THC-THK-TWAS | Chemical Feeder | Tank |  | T | http://www.toronto.ca/TWONTO#chemical_storage_tank |  | Waste Activated Sludge Thickening
21294 | 6639 | FHO-CSS | Central Security System | FHO-SES | Security System,Central SCADA | Security System |  |  | http://www.toronto.ca/TWONTO#security_system |  | Safety & Environmental Services
15606 | 42584 | FHA OIT | FHA OIT | FHA-SPC1 | [6 empty] | Process Control Systems - Administrative
119705 | 19907 | TAB-WA1-SQ-1166 | Sling | TAB-WA1-SQ-1000 | Lifting Device,Sling | Lifting Device |  | SQ | http://www.toronto.ca/TWONTO#fall_protection_sling |  | WA1 Lifting Devices and Slings
29746 | 63105 | COL-PWR-FN-0003 | Fan, Supply | COL-PWR-MISC | Fan |  | 35037 | FN |  |  | Miscellaneous Equipment
41079 | 27946 | TAB-ACC-PDSH-1491 | Switch, Filter Differential Pressure High,AHU,Boiler Room and Basement | TAB-ACC-F-1491 | Switch,Pressure-High | Switch |  | PDSH | http://www.toronto.ca/TWONTO#pressure_switch |  | Filter, AHU-1490, Air filter
5938 | 39275 | COL-PLV-FEQ-0001S | Fire Prevention, Extinguisher | COL-PLV-MISC | Fire Prevention,Extinguisher |  | 42696 | FEQ |  |  | Miscellaneous Equipment
11229 | 73280 | FCL-AM-FS-0001 | Switch, Flow, Process Water, Scrubber, Aqua Ammonia Scrubber System | FCL-AM-SCRUBBER | Switch,Flow | Switch |  | FS | http://www.toronto.ca/TWONTO#flow_switch |  | Ammonia Scrubber System
31144 | 16310 | FIS_SS | Asset Group, Physical Security | FIS_FSA | [6 empty] | Asset Group, Facility Support
124754 | 99008 | THC-ELS-LP-1207 | Lighting Panel, Supply From LP-1201, Admin. Building Ground Floor, Electrical Room | THC-ELS-LP-1201 |  | Power Distribution Panel |  | LP | http://www.toronto.ca/TWONTO#LV_electrical_panel |  | Lighting Panel, 120/208V, 3PH, 400A, Supply From TR-1201, Admin. Building Ground Floor, UPS Room
128792 | 64796 | THC-SLMT-SPARE | THC Solids Maintenance - Spare equipment | THCSLDMNT | [6 empty] | THC Solids Maintenance
6826 | 82112 | COL-PQW-T-0001 | Tank, Domestic Hot Water | COL-PQW-MISC | Tank | Tank |  | T | http://www.toronto.ca/TWONTO#tanked_hot_water_heater |  | Miscellaneous Equipment
118831 | 32103 | TAB-STR-PSLL-4004 | Switch,Pressure,Low, Low,Oil, Blower BL4004 lubrication | TAB-STR-P-4004 | Switch,Pressure | Safety Equipment |  | PSLL | http://www.toronto.ca/TWONTO#pressure_switch |  | Pump, Main Oil ,Blower BL4004
66327 | 1900 | THC-SES-MEQ-1001 | Anchor,Fall Arrest,HPU0010 Building,Roof | THC-PRM-BLDG-HPU1000 | PPE | Safety Equipment |  | MEQ | fall_arrest_anchor |  | Phase IV, Tank 10, HPU Building
62507 | 35765 | THC-MCS-AI/SA | Instrument/service Air Plant Wide | THC-GRK-MCS | [6 empty] | Mechanical Services
13845 | 71725 | COL-PGA-RPU-0001 | Remote Processing Unit | COL-PGA | RPU |  |  | RPU |  |  | Greyabbey Sewage Pumping Station
83021 | 74442 | FHA-SES-SQ-0079 | Davit arm Base North FP6660/00 davit base Ser 2646 | FHA-SES-SQ-6 |  | Safety Equipment |  | SQ | http://www.toronto.ca/TWONTO#fall_arrest_Davit_arm |  | Safety Fall Protection Equipment
132812 | 9982 | THR-DIG-PSH-3072 | Switch, Pressure-High, Discharge Pump 3072, Digester Tank 0600, Digester Tank 1-6 | THR-DIG-P-3072 | Switch,Pressure-High | Switch |  | PSH | http://www.toronto.ca/TWONTO#pressure_switch |  | Centrifugal Pump, Sludge Transfer to MTI Line 1 & 2, Tank 0600
105929 | 24199 | TAB-ACC-AHU-1905 | AHU, Server Room, Blower Bldg | TAB-ACC-AHU-BL | Air Handling Unit | HVAC |  | AHU | http://www.toronto.ca/TWONTO#air_handler_unit |  | AHUs/Supply Fans Blower Bldg.
110568 | 47122 | TAB-DIG-FD-6480 | Filter & Feeder, Chemical | TAB-DIG-P-9724 | Chemical Feeder,Liquid | Chemical Feeder |  | FD | http://www.toronto.ca/TWONTO#ejector |  | Pump, CWP-3, Chill Water ReCirc.
25428 | 92683 | COL-PSM-ALR-0001 | Control Panel, Hazardous Gas Alarm | COL-PSM | Control Panel |  |  | ALR |  |  | Simcoe St Sewage Pumping Station
135989 | 50810 | THR-FT-RPU-0023 | Remote Processor Unit, SCADA,Final Clarifier (172.22.37.192) | THR-SPC | RPU | Remote Processor Unit |  | RPU | http://www.toronto.ca/TWONTO#RPU_panel |  | Process Control Systems - Services Area
7388 | 97572 | COL-PSM-JIT-0001 | Meter, Hydro Revenue | COL-PSM-MISC | Meter |  |  | JIT |  |  | Miscellaneous Equipment
69242 | 7694 | FCL-WWW-V-5611 | Valve, Slide Gate, Motorised, CV-5601 to Cake Disposal Bin Container B,Centrifuge Bldg,Centrifuge Rm | FCL-WWW-CF-5601 |  |  |  | V |  |  | Centrifuge Dewatering, East
57109 | 55603 | THC-ACC-T-0117 | Tower,Cooling,Roof, Old Blower (Bldg A) | THC-ACC-BLDG A | H.V.A.C.,Chiller | Tank |  | T | http://www.toronto.ca/TWONTO#cooling_tower |  | Old Plant Blower Building HVAC
113335 | 31022 | TAB-EL3-TR-5214 | Power Distribution Transformer, 4.16 KV / 0.6 KV, (TR-1) Aux Building B Side | TAB-EL3-BUS-5012 |  |  |  | TR |  |  | Busbar, Power input, 4.16 KV
29851 | 47375 | FIS-WWW-CH-0100 | Slow Sand Fiter | FIS-SUSPENDED | Filter | Filter |  | CH | http://www.toronto.ca/TWONTO#filtration_tank |  | Obsolete Entities/Processes
113418 | 71938 | TAB-ELS-ROUTES | Top-level hierarchy for generic entities that represent muliti-equipment inspection routes | TAB-ELS-NON-PHYC | [6 empty] | Top-level hierarchy for generic entities that represent muliti-equipment inspection routes and shutdowns
51670 | 49833 | TAB-PRS-PSL-3310 | Switch, Pressure-Low, Chemical Dosing Pump, Secondary Dosing | TAB-PRS-P-3310 | Switch,Pressure-Low | Switch |  | PSL | http://www.toronto.ca/TWONTO#pressure_switch |  | Pump, Chemical Dosing, Secondary Dosing
34335 | 95952 | LD50906 | Come Along, Kito, 3/4 t, Tag # n/a, WA2 | TAB-SES-LD | Lifting Device | Safety Equipment |  |  | winch |  | WA2 Lifting devices
9118 | 26839 | COL-YKP-DA-1734512 | Davit Base Leg-1734512 | COL-YKP-DA-0010S | Safety | Safety Equipment |  | DA | davit_base |  | Davit Arm Assembly with Upper Arm-11553
48187 | 11323 | TAB-ELS-SQ-1007 | PPE Cabinet with PPE- Z Bldg Control Room | TAB-ELS-ESQ | PPE | Safety Equipment |  | SQ | ppe_cabinet |  | Electrical Safety Equipment
86475 | 95343 | WTR-PJS-ZS-0008 | Sensor | WTR-PJS-AUX | Transmitter,Flow | Security System |  | ZS | http://www.toronto.ca/TWONTO#security_motion_sensor |  | Auxiliary Equipment (Building Facilities)
15973 | 99609 | FHA-AUX-ANL-0011 | Colorimeter, Pocket CL2 |  |  |  |  | ANL
72711 | 93683 | THR-DIS-CHL-1251 | Chlorinator, Chlorination Building, Disinfection, Chlorination System | THR-DIS-CHL | Chemical Feeder,Gas | Chemical Feeder | 34317 | CHL | http://www.toronto.ca/TWONTO#chlorinator_system |  | Disinfection, Chlorination System
93216 | 10419 | FHO-GRK-DR-1061L | Door, (FD-1-61), Fire Rated, Ozone Building, L1, Janitor Room | FHO-GRK-FEQ-0001 | Fire Prevention,Door | Door |  | DR | http://www.toronto.ca/TWONTO#fire_rated_door
127867 | 23108 | THC-PRM-V-1213 | Valve, Hydraulic Cylinder, Bottom Scraper, Primary Clarifier 1200, NW Plant | THC-PRM-T-1200 | Actuator,Hydraulic,Cylinder | Hydraulic System |  | V | http://www.toronto.ca/TWONTO#hydraulic_power_pack |  | Tank, Primary Clarifier
15495 | 44471 | FCL-WWW-V-0003 | Valve, Plug, Discharge, Sanitary Sump Pump P-0001, RMF Clarification Facility, Pump Room | FCL-WWW-P-0001 |  |  |  | V |  |  | Pump Sanitary Clarification Building, South
42959 | 92653 | TAB-CAP-PRJ-0001 | D-Building Upgrades | TAB-PLT-PLQ-D |  |  |  | PRJ |  |  | Plumbing, General, D Bldg Prelim Treatment
4535 | 36344 | COL-PGA-MCC-0001 | Motor Control Centre | COL-PGA | Control Panel,MCC |  |  | MCC |  |  | Greyabbey Sewage Pumping Station
10411 | 26075 | COL-MTI-T-1400C | Hyduraulic Power Unit Reservoir,Rosedale Valley Control Chamber No.14C, MTI | COL-MTI-CH-1400C |  | Hydraulic System |  | T | http://www.toronto.ca/TWONTO#hydraulic_power_pack |  | Chamber,Rosedale Valley Control Chamber No.14C, MTI
119570 | 34448 | TAB-WA1-LD-1218 | Hoist | TAB-WA1-SQ-1000 | Lifting Device,Hoist | Lifting Device |  | LD | http://www.toronto.ca/TWONTO#lifting_equipment_hoist |  | WA1 Lifting Devices and Slings
147588 | 52116 | YMH-DECOM | Building Location | YMH-EUS | [6 empty] | Production & End User Support
29544 | 50995 | FIS-ITS-COM-0100 | Core Switch, Primary, Admin Building, Server Room | FIS COMMUNICATIONS |  | System Process Control |  | COM | http://www.toronto.ca/TWONTO#network_switch |  | FIS Communications
120234 | 71840 | THC-ACC-AC-0903 | Air Conditioning Unit,ATS Room,Solids Treatment,Biosolids Building East | THC-ACC-BLDG M |  | HVAC |  | AC | http://www.toronto.ca/TWONTO#air_condition |  | Incineration Building, HVAC
76193 | 81595 | THR-MCS-LD-6652 | Come Along, Work Area 2 | THR-S-E | Lifting Device,Chain | Lifting Device | 34738 | LD | winch |  | SUSPENDED ENTITY
103234 | 39422 | MTMH221 | MORNINGSIDE STS | TRK-HCK | [6 empty] | HIGHLAND CREEK DRAINAGE AREA
143153 | 70635 | WTR-PDS-ELS | Electrical System | WTR-PDSS | [6 empty] | Dorset Pumping station (Chamber Replaced with Pod)
69862 | 96004 | THC-PRM-RPU-1811 | Remote Processing Unit, Tunnel 19 west | THC-PRM-RPU |  | Remote Processor Unit |  | RPU | http://www.toronto.ca/TWONTO#RPU_panel |  | Primary Clarification RPUs
76588 | 91324 | THR-DR-BH-0501 | Overhead Door, High Pressure Blower Building | THR-DR-WA4 | Door,Overhead | Door |  | BH | http://www.toronto.ca/TWONTO#roll_up_door
69962 | 52237 | THR-BG-VSH-0212 | Switch, Vibration, High, Compressor 0201 Stage 2, Gas Compressor Bldg | THR-BG-C-0201 |  | Switch |  | VSH | http://www.toronto.ca/TWONTO#vibration_sensor_element |  | Compressor, Centrifugal, Fuel Gas, Compressor Building, Gas Compressor (And Dryer), for COGEN
112162 | 75780 | TAB-DIS-CHL-1113 | Chlorinator #3 | TAB-SUSPENDED ENTITY |  | Chemical Feeder |  | CHL | http://www.toronto.ca/TWONTO#chlorinator_system |  | Suspended entities
21891 | 6692 | COL-PMY-PSL-0001 | Switch, Level-Pressure | COL-PMY-MISC | Switch |  |  | PSL |  |  | Miscellaneous Equipment
105913 | 61455 | TAB-ACC-AHU-1836 | AHU, Blower Bldg | TAB-ACC-AHU-BL | Air Handling Unit | HVAC |  | AHU | http://www.toronto.ca/TWONTO#air_handler_unit |  | AHUs/Supply Fans Blower Bldg.
121111 | 14432 | THC-ACC-PDIT-6501 | Transmitter, Pressure Differential, Serving Filter, 2nd Floor Mech Room #1, Headworks | THC-ACC-AHU-6500 | Transmitter,Pressure,Differential | HVAC |  | PDIT | http://www.toronto.ca/TWONTO#pressure_transmitter |  | Air Handling Unit, Pipe Gallery, 2nd Floor Mech Room #1, Headworks
146734 | 21113 | WTR-RDF-LSH-0001 | Switch, Level-High, (Building Flood Alarm) | WTR-RDF-AUX | Switch,Level-High | Switch |  | LSH | http://www.toronto.ca/TWONTO#level_switch |  | Auxiliary Equipment (Building Facilities)
51655 | 67019 | TAB-PRS-PSH-3040 | Switch, Pressure-High, Chemical Dosing Pump, Secondary Dosing | TAB-PRS-P-3040 | Switch,Pressure-High | Switch |  | PSH | http://www.toronto.ca/TWONTO#pressure_switch |  | Pump, Chemical Dosing, Secondary Dosing
78903 | 94856 | THR-SES-SQ-6789S | Harness, Full Body | THR-SES-SQ | Safety | Safety Equipment |  | SQ | http://www.toronto.ca/TWONTO#fall_arrest_harness |  | Safety Equipment
9801 | 39556 | DRN18403 | Drains, Floor, Truck Loading Facility | TAB-SLO-STRC-TLF |  | Plumbing |  |  | http://www.toronto.ca/TWONTO#drain |  | Truck Loading Facility - Drains, Electrical Service(110/220V), Lighting, Plumbing
26249 | 85637 | FHO-SES-SCBA-0006 | Cylinder, SCBA, Air Pack, 2216 PSI, Ser #OJ-380849 | FHO-SES-SQ-0002 | PPE,SCBA | Safety Equipment |  | SCBA | http://www.toronto.ca/TWONTO#compressed_gas_cylinder |  | Emergency Breathing Apparatus
274 | 84678 | 378122SUS | John Deere, Gator 4X2, WA-7 | TAB-SUSPENDED ENTITY | Vehicle,Unlicensed | Vehicle | 35271 |  | http://www.toronto.ca/TWONTO#golf_cart
107382 | 57618 | TAB-ACC-PSH-0724 | Switch, Pressure, High,Pump Discharge | TAB-ACC-P-0720 | Switch,Pressure-High | Switch |  | PSH | http://www.toronto.ca/TWONTO#pressure_switch |  | Pump, Boiler Feed No.2
90753 | 33076 | FHO-CLA-PSH-0201 | Switch, Liquid Pressure, Evaporator Suction, Pre Chlorination Train 2,Chemical Bldg, L1,Machine Room | FHO-CLA-CHL-0201-KQ | Switch,Pressure-High | Switch |  | PSH | http://www.toronto.ca/TWONTO#pressure_switch |  | Pre Chlorination Train 2
109719 | 32491 | TAB-DEW-PS-0231 | Power Pack, Hydraulic, DWS Pump#0231 | TAB-DEW-P-0231 | Power Pack,Hydraulic | Hydraulic System |  | PS | http://www.toronto.ca/TWONTO#hydraulic_power_pack |  | Pump, Sludge Cake Transfer, Baby Schwing #2, Dewater. Bldg, 2/F SW
30688 | 67509 | FIS-SES-SQ-3501 | Eyewash Station,(EYE-1002),Gaseous Chemical Bldg, N/W Side Chlorine Vestibule,S. Wall Entrance Door | FIS-SES-EYE | PPE,Eyewash Station | Safety Equipment |  | SQ | http://www.toronto.ca/TWONTO#emergency_eyewash |  | Eyewash Stations
89550 | 88864 | WTR-RRH-ZS-0001 | Sensor, Door, Security, East Door, Rosehill Reservoir, Valve House, Electrical Room | WTR-RRH-AUX | Sensor,Position | Switch |  | ZS | http://www.toronto.ca/TWONTO#position_switch |  | Auxiliary Equipment (Building Facilities)
107600 | 6276 | TAB-ACC-TE-1488A | Temperature Element, Supply Air Temperature | TAB-ACC-VAV-1488 | Sensor,Temperature | HVAC |  | TE | http://www.toronto.ca/TWONTO#temperature_sensor_element |  | Heater, Hot Water Reheat Coil, Variable air
9811 | 3397 | DU2017A | Tank, Gas Condensate | TAB-DIG-FX-9-12 | Tank | Tank |  |  | http://www.toronto.ca/TWONTO#condensate_trap |  | Digester Tanks 9-12, Flame Arresters, Condensate Tanks & Moisture Separators,
130153 | 89910 | THR-ACC-NR-676 | HVAC Unit & Fan, Women's Wash Room | THR-ACC-ADM | H.V.A.C.,Heater,Unit | HVAC |  | NR | http://www.toronto.ca/TWONTO#heater |  | Air Conditioning, HVAC, Admin Building
107389 | 65244 | TAB-ACC-PSH-6451 | Switch, Pressure, High, Filter, FN- 6451 & 6452, AHU-6450, Ground, East Operating Gallery | TAB-ACC-AHU-6450 | Switch,Pressure-High | HVAC |  | PSH | http://www.toronto.ca/TWONTO#pressure_switch |  | Air Handling Unit, Primary Tank Operating Gallery, Ground, East Side
96556 | 75158 | FIS-ELS-CAB-5002 | ELS Cabinet,4.16 kV,Filter Building,Mezzinine Cabinet | {FIS-ELS-CAB} |  |  |  | CAB |  |  | Asset Group,Electrical Distribution Bus Cabinets
119333 | 29652 | TAB-THK-RPU-0607 | RPU-GE0607 | TAB-THK-RPU | RPU | Remote Processor Unit |  | RPU | http://www.toronto.ca/TWONTO#RPU_panel |  | RPU Location
71785 | 64541 | THR-DIG-T-5415 | Tank, Gas Scrubber, Digester Tank 0500 | THR-DIG-SB-3 | Scrubber | Tank |  | T | http://www.toronto.ca/TWONTO#air_scrubber |  | Scrubber Building 3, Digester 5 & 6
138811 | 13463 | THR-SES-SQ-PGM | Personal Gas Meter | THR-SES-WA3 | Safety | Safety Equipment |  |  | http://www.toronto.ca/TWONTO#portable_gas_detector |  | Safety & Environmental Services
47258 | 94844 | TAB-EL1-LP-6226A | Power Distribution Panel, 3 phase, Lighting, Electrical Room, D Bldg. | TAB-EL1-MCC-6226 | Circuit Breaker | Power Distribution Panel |  | LP | http://www.toronto.ca/TWONTO#LV_electrical_panel |  | Motor Control Centre 600V - D Bldg
34644 | 71062 | MAIN-301 | Main 301 | WTR-MT3 | [6 empty] | Work Area 3 WEST Mains and Chambers
18500 | 13267 | FHA-SES-LENS-0001 | Lens cleasning station | FHA-SES-SQ-0008 | PPE,Eyewash Station | Safety Equipment |  | LENS | http://www.toronto.ca/TWONTO#emergency_eyewash |  | Eyewash Stations & Showers
140612 | 96552 | TNT-MCS-LD-0033 | Chain Hoist | TNT-MCS-LD | Lifting Device,Chain | Lifting Device |  | LD | http://www.toronto.ca/TWONTO#lifting_equipment_hoist |  | Lifting Devices , cranes/ Portable crane/hoists, come alongs, slings, wire rope, chains
95225 | 41904 | FHO-TRW-P-1100-KQ | TRW Pump Unit 11 | FHO TRW PUMPING |  |  |  | P |  |  | Treated Water Pumping
24598 | 28592 | COL-PRR-CP-0002 | Control Panel, Security | COL-PRR-MISC | Control Panel |  |  | CP |  |  | Miscellaneous Equipment
33549 | 99892 | COL-YKP-DA-0011(S) | Davit Arm-163195 | COL-YKP-DA |  | Safety Equipment | 39116 | DA | http://www.toronto.ca/TWONTO#fall_arrest_Davit_arm |  | Davit Arm Assembly
53566 | 968 | TAB-SES-HTR-2201 | Emergency Eyewash/Shower Heater, Rail Car Unloading | TAB-SES-SQ-2201 |  | Safety Equipment |  | HTR | http://www.toronto.ca/TWONTO#emergency_eyewash_and_shower |  | Emergency Eyewash/Shower, Rail Car Unloading
120120 | 55563 | TAB-WA7-LDR-0002 | Ladder, 3' Aluminium Ladder | TAB-SES-SQ | PPE | Safety Equipment |  | LDR | http://www.toronto.ca/TWONTO#ladder |  | WA7 Safety Equipment
9147 | 12241 | COL-YKP-DA-6453 | Davit Upper Arm-6453 | COL-YKP-DA | Safety | Safety Equipment |  | DA | http://www.toronto.ca/TWONTO#fall_arrest_Davit_arm |  | Davit Arm Assembly
75990 | 11732 | THR-JHSC-DISMCC | Chlorine Bldg. MCC Room | THR-JHSC-WA3 |  | Safety Equipment |  |  | http://www.toronto.ca/TWONTO#space |  | Joint Health & Safety Committee WA3
33534 | 38899 | COL-YKP-DA-0004S | Davit Arm Assembly with Upper Arm-1734509 | COL-YKP-DA | Safety | Safety Equipment | 45970 | DA | http://www.toronto.ca/TWONTO#fall_arrest_Davit_arm |  | Davit Arm Assembly
106666 | 63111 | TAB-ACC-FSL-4451 | Switch,Flow,Low,Glycol from Pump | TAB-ACC-P-4451 | Switch,Flow | Switch |  | FSL | http://www.toronto.ca/TWONTO#flow_switch |  | Pump , Circulating , Glycol water System
145369 | 40271 | WTR-PMI-LSL-1200 | Switch, Level-Low, Pump 1200 | WTR-PMI-P-1200 | Switch,Level-Low | Switch |  | LSL | http://www.toronto.ca/TWONTO#level_switch |  | Pump, Centrifugal, Water Transmission (VFD), West Pump Room
52708 | 16131 | TAB-RSP | Raw Sewage Pumping | TAB-WORK-AREA-LIQ | [6 empty] | TAB Work Area Liq
65897 | 3488 | THC-ELS-PS-0001-G | Primary Power Equipment, Building G | THC-ELS-PS-0001 |  | Control Panel,MCC |  | PS | http://www.toronto.ca/TWONTO#collection_of_assets |  | Primary Power Equipment
135681 | 95694 | THR-FT-LSL-4820 | Switch, Level-Low, Sump, Gallery T-20S, Flood Monitoring System | THR-FT-P-4830 | Switch,Level-High-High | Switch |  | LSL | http://www.toronto.ca/TWONTO#level_switch |  | Pump, Sump, Final Tanks, Sump Pit No.34,T-13,Plant Services, Flood Monitoring System
91775 | 56144 | FHO-ELS-GEN-0101-KQ | Generator 1 | FHO-OBSOLETE |  |  |  | GEN |  |  | Removed From Service
85494 | 41807 | WTR-PHL-FAK-0008 | First Aid Kit Station, High Level Pumping Station, Inside First Aid Room | WTR-CENTRAL-SES | Safety,First Aid Kit | Safety Equipment |  | FAK | http://www.toronto.ca/TWONTO#first_aid_station_equipment |  | Safety & Lifting Devices
8293 | 89721 | COL-PWR-LSL-0202 | Switch,Level, Low, Wet Well #2 | COL-PWR-AUX-INST | Switch,Level-Low | Switch |  | LSL | http://www.toronto.ca/TWONTO#level_switch |  | Instrumentation Equipment
132971 | 3435 | THR-DIG-T-5271 | Tank, Condensate and Sediment Accumulator, C-5280, Digester Mixing System | THR-DIG-C-5280 | Tank | Tank |  | T | sediment_trap |  | Compressor, Gas, Mixing System, Digester Tank#2
86053 | 44976 | FHA-WWW-T-3011-KQ | Tank Location, Thickener 1 | FHA-WWW-THICK |  |  | 33342 | T |  |  | Sludge Thickening
3036 | 32620 | COL-MTI-PSH-2000C | Oil Reservoir pressure switches. Hydraulic Filter | COL-MTI-CH-2000C | Switch | Switch |  | PSH | http://www.toronto.ca/TWONTO#pressure_switch |  | Chamber,Scott Control Chamber No.20C, MTI
88633 | 49948 | WTR-PWT-PSL-0002 | Switch, Pressure-Low, Main 98 to District 3 | WTR-PWT-TRW | Switch,Pressure-Low | Switch |  | PSL | http://www.toronto.ca/TWONTO#pressure_switch |  | Treated Water (Transmission)
114047 | 92769 | TAB-OCS-HTR-6651 | Heater, Heat Tracing, Odour Control Booster Fan FN-6650 Drain, P Bldg. | TAB-OCS-FN-6650 | Heater | Gas Collection |  | HTR | heat_trace |  | Fan, Booster, Odourous Air from Primary Tanks, Grit Tank Bldg. Roof, P Bldg.
7324 | 49559 | COL-PSL-LIT-0100 | Transmitter, Level | COL-PSL-MISC | Transmitter,Level |  |  | LIT |  |  | Miscellaneous Equipment
105545 | 14479 | SWM-PDU-CP-0001 | Control Panel, Pumps | SWM-PDU-MISC | Control Panel |  |  | CP |  |  | Miscellaneous Equipment
145050 | 11099 | WTR-PLW-CLB-0003 | Calibrator, Druck, Venturi, S/N 6100425806 | WTR-WEST-ANL | Analyzer | Test Equipment |  | CLB | venturi_calibrator |  | Analyzers, Air Monitors & Calibration Equipment - WWA
109113 | 60373 | TAB-CW-SQ-0011 | Eye Wash Station , Truck Loading bldg. Mezzanine Level | TAB-SLO-SES | Safety,Eye wash | Safety Equipment |  | SQ | http://www.toronto.ca/TWONTO#emergency_eyewash |  | TABWA4 Health and Safety Equipment
132635 | 24816 | THR-DIG-PD-0400 | Tank, Primary Digester-4, Solids Treatment | THR-DIG-T | Tank | Tank |  | PD | http://www.toronto.ca/TWONTO#digester_tank |  | Digester, Tanks
11167 | 35135 | COL-PCF-AD-0001 | Auto Dialer, Dial Out on Alarm, AD-0001 | COL-PCF-MISC | Transmitter | Communications Equipment | 36265 | AD | telephone_system |  | Miscellaneous Equipment
59397 | 28558 | THC-DIG-LSH-5240 | Eliminated Role: Switch,Level-High,Sump,Burner Sump Pump 5240,Building U | THC-DIG-P-5240 | Switch,Level | Switch | 40489 | LSH | http://www.toronto.ca/TWONTO#level_switch |  | Eliminated Role: Pump,Centrifugal,Sump,Lower Basement,Building U
52973 | 21816 | TAB-RSP-PSL-2201 | Switch, Pressure,Low, Seal Water to Pump-2201 | TAB-RSP-P-2201 | Switch,Pressure | Switch |  | PSL | http://www.toronto.ca/TWONTO#pressure_switch |  | Pump, Raw Sewage #1
132815 | 9517 | THR-DIG-PSH-4011 | Switch, Pressure-High, Discharge Pump 4011/4012, Digester Tank 0200, Solid Treatment, Mezzanine Floor | THR-DIG-P-4011 | Switch,Pressure-High | Switch |  | PSH | http://www.toronto.ca/TWONTO#pressure_switch |  | Pump, Centrifugal, Hot Water Recirculation, Tank 0200
90112 | 34462 | YTF-ELS-SW-0204 | Switch, Isoaltion, YTF-ELS-DP-0204, Transfer Switch and Generator | YTF-ELS | Switch | Switch |  | SW | http://www.toronto.ca/TWONTO#disconnect_switch |  | Electrical Equipment
58326 | 97904 | THC-CWP-DEU-0001 | THC Capital Works Project Disinfection and Electrical Upgrades 21ECS-MI-01HC | THC-CAP-WA2 |  |  |  | DEU |  |  | THC WA2 Capital Projects
8752 | 52888 | COL-SKW-HTR-0001 | Heater, Baseboard | COL-SKW | Heater |  |  | HTR |  |  | Kew Beach Detention Tank (Kenilworth)-storm
58776 | 13883 | THC-ACC-FN-0188 | Fan,Centrifugal,Boiler Building,North Zone 1 | THC-ACC-BLDG E | Fan | HVAC |  | FN | http://www.toronto.ca/TWONTO#blower_or_fan_with_drive |  | Boiler House, HVAC
130138 | 66262 | THR-ACC-NR-649 | HVAC Unit & Fan, Maintenance Planner Office | THR-ACC-ADM | H.V.A.C.,Heater,Unit | HVAC |  | NR | http://www.toronto.ca/TWONTO#heater |  | Air Conditioning, HVAC, Admin Building
25282 | 6936 | FHO-SPC-RPU-2024 | RPU Panel, Filter 11-12, Ozone Building, L1, Electrical Room, West Wall | FHO-WWW | Controller,PLC | Remote Processor Unit |  | RPU | http://www.toronto.ca/TWONTO#RPU_panel |  | Residue Management / Waste Water System
18122 | 53717 | FHA-SED-ZSH-0304 | Switch, Limit, Access Hatch Zone 3 | FHA-SED |  | Security System |  | ZSH | http://www.toronto.ca/TWONTO#position_switch |  | Sedimentation
8220 | 10995 | COL-PWR-FIT-5403 | Transmitter, Flow | COL-PWR-SUSPENDED | Transmitter |  | 35035 | FIT |  |  | West Rouge P.S.suspended entities
35001 | 5372 | COL-YKP-FAK-0034 | First Aid Kit, Truck #041121 (Escape Hybrid) | COL-YKP | Safety,First Aid Kit | Safety Equipment |  | FAK | http://www.toronto.ca/TWONTO#first_aid_kit |  | Kipling Yard
4772 | 68083 | COL-PHF-FEQ-0001S | Fire Prevention, Extinguisher | COL-PHF-MISC | Fire Prevention,Extinguisher |  | 42685 | FEQ |  |  | Miscellaneous Equipment
58904 | 36280 | THC-ACC-FN-0711B | Fan,Centrifugal,Supply Air,AHU-0710,Thickening Centrifuge Area | THC-ACC-BLDG J | Fan,Centrifugal | HVAC |  | FN | http://www.toronto.ca/TWONTO#blower_or_fan_with_drive |  | TWAS Building, HVAC
59439 | 9983 | THC - A01 - S149 | Door, Final # F6 Access House | THC-GRK-DR-TUNNEL |  | Door |  |  | http://www.toronto.ca/TWONTO#door
58800 | 89008 | THC-DEW-STR-6412 | Strainer, Hydraulic Power Unit, Sliding Frame | THC-DEW-HPU-6410 | Tank,Non-Pressurized | Tank |  | STR | http://www.toronto.ca/TWONTO#strainer |  | Hydraulic Power Pack,Sliding Frame,BTU Hopper 6400,Solids Treatment
107575 | 27961 | TAB-ACC-TE-1438A | Temperature Element, Supply Air Temperature | TAB-ACC-HTR-1438 | Sensor,Temperature | HVAC |  | TE | http://www.toronto.ca/TWONTO#temperature_sensor_element |  | Heater, Hot Water Reheat Coil
37933 | 55115 | NRTH SUBSTN_ELE_CNTRL_RM | MSA Substation,Electrical Control Room | TAB_EL1_NS | [6 empty] | Electrical Distribution,North Substation
120745 | 26934 | THC-ACC-FN-0801 | Fan,Exhaust,Sampling Sink,Sludge Storage Building | THC-ACC-BLDG D | Fan,Centrifugal | HVAC |  | FN | http://www.toronto.ca/TWONTO#blower_or_fan_with_drive |  | Sludge Holding Tanks Building HVAC
94845 | 98553 | FHO-SES-SQ-6032 | High Voltage Safety Equipment, Insulated Gloves, Class 4 | FHO-SES-SQ-0001 | PPE,Insulated Glove | Safety Equipment |  | SQ | http://www.toronto.ca/TWONTO#rubber_insulating_gloves |  | Safety Equipment
66658 | 48214 | THC-STR-PSL-0645 | Switch, Inlet, Pressure-Low, Pump 0640, Secondary Clarifiers 0500&0600 - Old Section | THC-STR-P-0640 | Switch,Pressure-Low | Switch |  | PSL | http://www.toronto.ca/TWONTO#pressure_switch |  | Pump, Tank 0500-0600, Secondary Clarifier, RAS/WAS
17699 | 56481 | FHA-RW-P-1501A-KQ | Pump Location,Raw Water Sample | FHA-SUSPENDED |  |  | 33363 | P |  |  | Suspended Obsolete entity for storage purpose
18452 | 11176 | FHA-SES-LDR-0406 | FHA-SES-LD-0015 - 6' Ladder Aluminum ( RMF - Centrifuge Control Room ) | FHA-SES-LD-1 | Safety | Safety Equipment |  | LDR | http://www.toronto.ca/TWONTO#ladder |  | Ladders
90454 | 22910 | FHO-AM-P-0201-KQ | Ammonia Train 2 | FHO-OBSOLETE |  |  | 32565 | P |  |  | Removed From Service
44143 | 6655 | FCL-ACC-HTR-0361 | Heater, Baseboard, 208V, 2kW, Admin Building, Second Floor, Boardroom 202, North Wall | FCL-ACC-ADMIN |  |  |  | HTR |  |  | Administration Building HVAC Equipment
135284 | 18903 | THR-FPW-PSL-1033 | Switch, Pressure-Low, Crossfeed Pumps Seal Water | THR-FPW-FW | Switch,Flow-Low | Switch |  | PSL | http://www.toronto.ca/TWONTO#pressure_switch |  | Filtered Plant Water, Flushing Water
45292 | 76172 | FCL-RW-DR-0402 | Door, Overhead, Low Lift PS, Mezzanine, Electrical Service Room | FCL-GRK-DR | Door,Overhead | Door |  | DR | http://www.toronto.ca/TWONTO#roll_up_door
4819 | 23687 | COL-PHP-LSLL-0201 | Switch, Level Low-Low | COL-PHP-MISC | Switch,Level |  |  | LSLL |  |  | Miscellaneous Equipment
87504 | 69990 | WTR-PEL-DR-1002 | Door, Access, Generator Building, Generator Room | WTR-PEL-AUX | Door,Access | Door |  | DR | http://www.toronto.ca/TWONTO#door
45094 | 31529 | TAB-DIG-FX-T19-22 | Flame Arresters, MS Traps, Pressure Relief & Gas Valves, Digester Tank 19-22 | TAB-DIG-T-19-22 | [6 empty] | Digester Tanks 19-22
136657 | 76406 | THR-MCS-DR-0102 | OVERHEAD DOOR, NORTH FACING,NEW MAINTENANCE BUILDING | THR-DR-WA4 | Door,Overhead | Door |  | DR | http://www.toronto.ca/TWONTO#roll_up_door
123517 | 26701 | THC-DIG-RPU-1401A | Remote Processing Unit, , Digester Building, Basement | THC-GRK-ELS-U |  | Remote Processor Unit |  | RPU | http://www.toronto.ca/TWONTO#RPU_panel |  | Building U, Anaerobic Digesters Bldg.
73793 | 42160 | THR-ELS-LSH-0012 | Switch,Level-High,Basement South-West Wall,Basement Flood Alarm | THR-ELS-MAINSUB |  | Switch |  | LSH | http://www.toronto.ca/TWONTO#level_switch |  | Electrical Equipment at the Main Substation
6001 | 91690 | COL-PMD-GRF-0001 | Indicator, Ground Fault | COL-PMD-MISC | Indicator,Ground Fault |  |  | GRF |  |  | Miscellaneous Equipment
240 | 24275 | 378177SUS | John Deere, Gator 4X2, WA9 | TAB-GRK-VEH | Vehicle,Unlicensed | Vehicle | 47411 |  | http://www.toronto.ca/TWONTO#golf_cart
113753 | 4496 | TAB-MCS-CRN-AUX BLDG | Cranes - Auxiliary Building | TAB-MCS-CRN | [6 empty] | TAB Cranes and Lifting Devices
286 | 3252 | 378176SUS | John Deere, Gator 4X2, WA-7 | TAB-SUSPENDED ENTITY | Vehicle,Unlicensed | Vehicle | 47410 |  | http://www.toronto.ca/TWONTO#golf_cart
106070 | 54551 | TAB-ACC-CT-1483 | Control Panel, Zone Controller | TAB-ACC-VAV-1483 | Control Panel,HVAC | HVAC |  | CT | http://www.toronto.ca/TWONTO#thermostat_or_zone_controller_unit |  | Heater, Hot Water Reheat Coil, Variable air
13164 | 97657 | FCL-FLT-CP-1001 | Control Panel, Operator, Filter 1001 Flow/Rate, Filter 1001 | FCL-FLT-F-1001 |  |  |  | CP |  |  | Filter, Carbon Activated, Filter Building, Filter Gallery East
130596 | 32479 | THR-ACC-TS-0754S | Switch, Temperature, Air Handling Unit 0754, RAS Pump, Centrifugaling Station, T-20, Plant Services, Gallery Ventilation, Zone 3B | THR-ACC-AHU-0754S | Switch,Temperature | Switch | 39358 | TS | http://www.toronto.ca/TWONTO#temperature_switch |  | Air Handling Unit, Blow Thru, RSPS Roof, Gallery Ventilation, Zone 3B
109400 | 94604 | TAB-DEW-DRV-0058 | Drive, VFD, New Wet Well Pump # 2 | TAB-DEW-P-3502 |  |  |  | DRV |  |  | Pump, Decant #2 New Wet Well
6620 | 70079 | COL-PNT-LSH-0105 | Switch, Level-High | COL-PNT-WEL-0100 | Switch,Level-High | Switch |  | LSH | http://www.toronto.ca/TWONTO#level_switch |  | Wet Well
105849 | 8635 | SWM-PWI-LSLL-0101 | Switch, Level Low-Low | SWM-PWI | Switch,Level | Switch |  | LSLL | http://www.toronto.ca/TWONTO#level_switch |  | Wilson Storm Pumping Station
145608 | 10216 | WTR-PMI-ZS-0031 | Switch, Position,Door Security | WTR-PMI-AUX | Switch,Position | Switch |  | ZS | http://www.toronto.ca/TWONTO#position_switch |  | Auxiliary Equipment (Building Facilities)
114788 | 67224 | TAB-PLT-PSH-0222 | Switch, Pressure High, Grit Pump P-0222 Discharge, Grit Bldg., P Bldg. | TAB-PLT-P-0222 | Switch,Pressure-High | Switch |  | PSH | http://www.toronto.ca/TWONTO#pressure_switch |  | Pump, Centrifugal, Submersible, Grit Tank, T-0200, Grit Bldg., P Bldg.
39979 | 95539 | TAB-ACC-HTR-6477 | Heater, Unit, Hot Water, Old Screen Bldg, Eeast Side, P Bldg. | TAB-ACC-HTR-PBLDG | H.V.A.C.,Heater | HVAC |  | HTR | http://www.toronto.ca/TWONTO#heater |  | Unit Heaters- P Bldg
132965 | 87820 | THR-DIG-T-5215 | Tank, Gas Scrubber, Digester Tank 0100 | THR-DIG-SB | Scrubber | Tank |  | T | http://www.toronto.ca/TWONTO#air_scrubber |  | Scrubbers, Digester Tanks 1-10
79950 | 97891 | THR-WA2-LD-832-2 | Sling, Nylon, Work Area 2 (Sr 1657832-2) SIZE; 2" X 3', | THR-LD-NYLN-WA2 | Lifting Device,Sling | Lifting Device |  | LD | synthetic_web_sling |  | Slings, Nylon, Work Area 2
24669 | 53095 | COL-PRX-HTR-0001 | Heater, Drywell | COL-PRX | Heater |  |  | HTR |  |  | Roxborough Sewage Pumping Station
120833 | 53798 | THC-ACC-HTR-0105 | Heater,Electric,Vestibule,Phase 4 Access Building No.3, bldg.O | THC-ACC-BLDG O | Air Handling Unit | HVAC |  | HTR | http://www.toronto.ca/TWONTO#heater |  | Phase IV , Building O HVAC
43478 | 44514 | FCL-ACC-F-0902A | Filter, Intake Air, RMF Clarification Building, Dehumidification System D-0602, RMF Building Hallway | FCL-ACC-D-0602 |  |  |  | F |  |  | Dehumidifier, Residue Management Facility Clarification Facility/North side ,east tunnel wall
83025 | 45101 | FHA-SES-SQ-0082 | Horizontal tie off anchor point DBI SALA 8517362 anchor point | FHA-SES-SQ-6 |  | Safety Equipment |  | SQ | fall_arrest_anchor |  | Safety Fall Protection Equipment
89132 | 19481 | WTR-RLL-LSH-0001 | Switch, Level-High, Flood Level | WTR-RLL-AUX | Switch,Level-High | Switch |  | LSH | http://www.toronto.ca/TWONTO#level_switch |  | Auxiliary Equipment (Building Facilities)
118828 | 64107 | TAB-STR-PSL-4004 | Switch,Pressure,Low, Oil, Blower BL4004 lubrication | TAB-STR-P-4004 | Switch,Pressure | Safety Equipment |  | PSL | http://www.toronto.ca/TWONTO#pressure_switch |  | Pump, Main Oil ,Blower BL4004
15531 | 73397 | FCL-WWW-V-5203 | Valve,Plug,Isolating, Centrifuge Feed Pump P-5201 to Centrifuge2,RMF Clarification Facility,Pump Rm | FCL-WWW-P-5201 |  |  |  | V |  |  | Pump Centrifuge Feed, Standby
30051 | 45159 | COL-PWR-LSH-0302 | Switch, Level-High | COL-PWR | Switch,Level |  | 35091 | LSH |  |  | West Rouge Pumping Station
120196 | 84056 | THC - C01 - S153 | Door, Building C | THC-GRK-DR-C |  | Door |  |  | http://www.toronto.ca/TWONTO#door
66848 | 7575 | THC-GRK-VEH-003335 | Vehicle, 2022 Chevrolet Bolt EUV (WA2), Licence Plate GVEX 501 | THC-GRK-VEHICLES | Vehicle,Unlicensed | Vehicle |  | VEH | http://www.toronto.ca/TWONTO#pickup_truck
113773 | 26268 | TAB-MCS-LD-5804 | Lifting Device, Trolley, Gear type, 2 Ton, Truck Loading, 2nd Floor | TAB-MCS-CRN | Lifting Device,Hoist,Electrical | Lifting Device |  | LD | lifting_device_support |  | TAB Cranes and Lifting Devices
47376 | 34223 | FCL-ACC-TT-0231 | Transmitter, Temperature,D-0202, Flocculation/Sedimentation Dehumidification System | FCL-ACC-P-LL |  |  |  | TT |  |  | Low Lift Pumping Station HVAC Equipment
130397 | 88789 | THR-ACC-PSH-0230 | Switch, Pressure, High, Filter Gauge Status, Air Handling Unit MUA-556, North Grit South Fan Room | THR-ACC-FN-0230 | Switch,Pressure-High | Switch |  | PSH | http://www.toronto.ca/TWONTO#pressure_switch |  | Fan, Plenum, Supply, Existing Air Handling Unit MAU-556, North Grit Fan Room
124896 | 87306 | THC-ELS-MCC-2602 | Control Panel,MCC,Phase 4 Primary Area | THC-ELS-PS-0001 | Control Panel,MCC | Motor Control Centre |  | MCC | http://www.toronto.ca/TWONTO#LV_electrical_panel |  | Primary Power Equipment
7430 | 7320 | COL-PSP-CP-0002 | Control Panel, Fans | COL-PSP-MISC | Control Panel |  |  | CP |  |  | Miscellaneous Equipment
70062 | 71651 | THR-CG-T-1110 | Tank, New Engine Oil, Engine Lubrication Oil System-Unit No 1, Engine-Generator & Heat Recovery System | THR-CG-ENG-1101 | Tank | Tank |  | T | http://www.toronto.ca/TWONTO#chemical_storage_tank |  | Engine, Generator 1101, Engine Room, Engine-Generator & Heat Recovery System
30708 | 36735 | FIS-SES-SQ-6118 | Electrical Safety Gloves, High Voltage, Class 4, Group 2, # | FIS-SES | PPE,Insulated Glove | Safety Equipment |  | SQ | http://www.toronto.ca/TWONTO#rubber_insulating_gloves |  | Safety, Instrumentation & Environmental Services
140568 | 58086 | TNT-FT-T-0400 | Final Tank # 4 | TNT-FT | Tank,Reservoir | Tank |  | T | http://www.toronto.ca/TWONTO#clarifier |  | Final Tanks 1-5
61852 | 32251 | THC-GRK-COM-0001 | Intercom, Main Gate | THC-GRK-DR-0001 | Security System,Intercom | Communications Equipment |  | COM | radio_system |  | Overhead Door Motor,Plant Stores,East Door
71340 | 20151 | THR-DIG-LSHH-3971 | Switch, Level-High-High,Pump 3171/3172,Sump, Tank 0700 & Tank 0800 | THR-DIG-P-3171 | Pump,Centrifugal | Switch |  | LSHH | http://www.toronto.ca/TWONTO#level_switch |  | Pump, Sump, Centrifugal, Tank 0700 & Tank 0800
93236 | 63029 | FHO-GRK-DR-2001S | Door, (FD-S2-01), Fire Rated, Clarifier Building, S2, West | FHO-GRK-FEQ-0001 | Fire Prevention,Door | Door |  | DR | http://www.toronto.ca/TWONTO#fire_rated_door
112931 | 33879 | TAB-EL1-TS-6320 | Power Distribution, Automatic Transfer Switch, Generator, Standby Power, 600V | TAB-EL1-GEN-6320 |  |  |  | TS |  |  | Generator, Standby Power, 600V 500kw - Blower Bldg
27232 | 7351 | COL-PSU-MON-0002 | Monitor | COL-PSS-P-0200 |  |  |  | MON |  |  | Pump 2
117331 | 90064 | TAB-RSP-PS-2203D | Power Supply, Hydraulic, Valve | TAB-RSP-P-2203 |  | Hydraulic System |  | PS | http://www.toronto.ca/TWONTO#hydraulic_power_pack |  | Pump, Raw Sewage #3
26149 | 95565 | FHO-GRK-DR-1041L | Door, (FD-1-41), Fire Rated, Admin Building, L1, Control Room, North Office | FHO-GRK-FEQ-0001 | Fire Prevention,Door | Door |  | DR | http://www.toronto.ca/TWONTO#fire_rated_door
112676 | 52153 | TAB-EL1-LSH-8060 | Switch,Level-High,Sump Pump,North Substation,Outdoor Chamber | TAB-EL1-P-8060 | Switch,Level-High | Switch |  | LSH | http://www.toronto.ca/TWONTO#level_switch |  | Pump,Submersible,North Substation,Outdoor Chamber
64890 | 97762 | FCL-SES-LTG-0006F-SUS | Emergency Light, Ceiling Mounted Remote Heads, Admin Building, Second Floor, Stairs No. 2 | FCL-ELS-LTG |  |  | 46463 | LTG |  |  | Emergency Lighting
125170 | 84784 | THC-ELS-RPU | RPU- Electrical Services, Maintenance- virtual entity | THC-GRK | [6 empty] | Buildings & Grounds
8072 | 10763 | COL-PWE-LSHH-0104 | Switch, Level High-High | COL-PWE-MISC | Switch,Level |  |  | LSHH |  |  | Miscellaneous Equipment
78879 | 29054 | THR-SES-SQ-2572 | Lanyard for Harness, PPE Igor Chamsoutdinov | THR-SES-SQ | Safety | Safety Equipment |  | SQ | lifeline |  | Safety Equipment
21799 | 29636 | FHO-ELS-MCC-0820 | Motor Control Centre, Admin Building, S4, Main Electrical Room | FHO-ELS-INQ | Control Panel,MCC | Motor Control Centre |  | MCC | http://www.toronto.ca/TWONTO#LV_electrical_panel |  | Power Management
38961 | 31897 | TAB-ACC-CT-1448 | Control Panel, Zone Controller | TAB-ACC-HTR-1448 | Control Panel,HVAC | HVAC |  | CT | http://www.toronto.ca/TWONTO#thermostat_or_zone_controller_unit |  | Heater, Hot Water Reheat Coil
131901 | 7550 | THR-CW-SQ-0104S | Eyewash and Shower Station, North West Odour Control | THR-EWSS-WA4 | Safety,Eye wash | Safety Equipment | 39396 | SQ | http://www.toronto.ca/TWONTO#emergency_eyewash_and_shower |  | Eyewash and Shower Station, Work Area 4
34995 | 42562 | COL-YKP-FAK-0030 | First Aid Kit, Truck #065124 (F250) | COL-YKP-VEH-0030 | Safety,First Aid Kit | Safety Equipment |  | FAK | http://www.toronto.ca/TWONTO#first_aid_kit |  | Vehicle, Truck #065124 (F250)
87991 | 21470 | WTR-PHL-DR-0004 | Door | WTR-PHL-AUX | Fire Prevention | Door |  | DR | http://www.toronto.ca/TWONTO#fire_rated_door
27737 | 25732 | FIS-ELS-PDP-0607-SUS | Power Distribution Panel, 600V, Ammonia Building, Chemical Skid Panel | FIS-ELS-MCC-0600 |  | Power Distribution Panel | 38550 | PDP | http://www.toronto.ca/TWONTO#LV_electrical_panel |  | MCC,600 V,Filter Building,Mezzanine,West
125248 | 95906 | THC-ELS-SQ-830445 | Spares, Electrical Safety gloves, High Voltage, Class 0, # 830445 | THC-SES-SQ |  | Safety Equipment | 35493 | SQ | http://www.toronto.ca/TWONTO#rubber_insulating_gloves |  | Safety Equipment
15993 | 19100 | FHA-ELS-WR-0204 | Welding Receptacle, 30A, 600V, RMF, Lower Service Level 1 | FHA-ELS | Welding Equipment | Power Distribution Panel |  | WR | http://www.toronto.ca/TWONTO#welding_receptacle |  | Electrical
137296 | 27423 | THR-PLT-FSL-0113 | Switch, Flow, Low, Spray Water, Bar Screen SC-0112,Headhouse | THR-PLT-SC-0112 | Switch,Flow-Low | Switch |  | FSL | http://www.toronto.ca/TWONTO#flow_switch |  | Bar Screen, Preliminary Treatment
6616 | 94194 | COL-PNT-LSH-0001 | Switch, Level-High | COL-PNT-MISC | Switch,Level | Switch | 36017 | LSH | http://www.toronto.ca/TWONTO#level_switch |  | Miscellaneous Equipment
18665 | 4691 | FHA-SES-SQ-0058 | Safety Harnesses | FHA-SES |  | Safety Equipment |  | SQ | http://www.toronto.ca/TWONTO#fall_arrest_harness |  | Safety & Environmental Services
34405 | 8515 | COL-YKP-DA-193138 | Davit Mast - 193138 | COL-YKP-DA | Safety | Safety Equipment |  | DA | davit_base |  | Davit Arm Assembly
83065 | 26136 | FHA-SES-SQ-1015 | FHA-SES-SQ-066718 - Sala DBI Self Retracting Lifeline | FHA-SES-SQ-6 |  | Safety Equipment |  | SQ | self_retracting_line |  | Safety Fall Protection Equipment
80602 | 66306 | TNT-AER-RX-0210 | Reactor, Mabr Cassette, Aeration Tank 2 - Mabr Cassette 10, Aeration | TNT-AER-T-0200 |  |  |  | RX |  |  | Tank,Aeration, # 2
96922 | 3350 | FIS-FEQ-DR-0003 | Door, Fire, Admin. Building | FIS-GRK-STRC-0001 |  | Door |  | DR | http://www.toronto.ca/TWONTO#door
33535 | 8345 | COL-YKP-DA-0005S | Davit Arm Assembly with Upper Arm-150959 | YKP-BLD | Safety | Safety Equipment | 45971 | DA | http://www.toronto.ca/TWONTO#fall_arrest_Davit_arm |  | Collections - 435 Kipling Ave. Building envelope
28930 | 94501 | FIS-ELS-T-2202 | Tank, 450 L, Generator GEN-2200 Fuel Oil Day Tank, Workshop Building, Generator Room | FIS-ELS-GEN-2200 |  | Tank |  | T | http://www.toronto.ca/TWONTO#fuel_oil_tank |  | Generator, Diesel, Emergency, 4160V, 750KW, Workshop Building, Generator Room
118018 | 69408 | TAB-SES-RING-3017 | Lifebuoy Ring | TAB-SES-RING-3000 | PPE | Safety Equipment |  | RING | http://www.toronto.ca/TWONTO#life_ring |  | Lifebuoy Ring
4066 | 4545 | COL-PCU-LIT-0101 | Transmitter, Level | COL-PCU | Transmitter,Level |  | 34941 | LIT |  |  | Cumber Pumping Station
139626 | 25433 | TNT-ACC-AC | HVAC- Air conditioner and cooling units | TNT-ACC | H.V.A.C. | [5 empty] | HVAC, Boilers
128151 | 33064 | THC-PWA-CP-1001 | Panel, Control, Pneumatic Valves, Headworks, Pipe Gallery | THC-PWA-STR-1010 | Control Panel,Operator | Pneumatic System |  | CP | http://www.toronto.ca/TWONTO#pneumatic_control_system |  | Filter, Plant Water, Plant Water System
90155 | 10658 | YTF-VSTORE | Computer Storage Location | YTF EUS | [6 empty] | Production & End User Support
136971 | 31561 | THR-OCS-PSH-2949 | Switch, Pressure-High, Pump 2949, Plant Services, Odour Control System | THR-OCS-P-2949 | Switch,Pressure-High | Switch |  | PSH | http://www.toronto.ca/TWONTO#pressure_switch |  | Pump,Centrifugal,Hypochlorite to Scrubber 0554 & Scrubber 0555,Plant Services, Odour Control System
41240 | 13966 | TAB-ACC-T-0790 | Tank, Chemical Mixing- Boiler No.19 (0400) | TAB-HRS-P | Tank | Tank |  | T | http://www.toronto.ca/TWONTO#chemical_storage_tank |  | Steam Chemical Mixing & Pumping
96386 | 96625 | FIS-CLC-CHL-0101 | Chemical Feeder, Gas, Chlorine, Trim Chlorination, Chlorination System | FIS-CLC | Chemical Feeder,Gas | Chemical Feeder |  | CHL | http://www.toronto.ca/TWONTO#chlorinator_system |  | Trim Chlorination System
26135 | 88493 | FHO-GRK-DR-1010S | Door, (FD-S1-10), Fire Rated, Standby Power Building, S1, Vestibule 4 South | FHO-GRK-FEQ-0001 | Fire Prevention,Door | Door |  | DR | http://www.toronto.ca/TWONTO#fire_rated_door
8934 | 20644 | COL-YKP-DA-0017S | Davit Arm Assembly with Upper Arm-153465 | COL-W-OBSOLETE | Safety | Safety Equipment | 45981 | DA | http://www.toronto.ca/TWONTO#fall_arrest_Davit_arm |  | Col West Obsolete Entities
107559 | 33975 | TAB-ACC-TE-1400A | Temperature Element, Supply Air Temperature | TAB-ACC-VAV-1400 | Sensor,Temperature | HVAC |  | TE | http://www.toronto.ca/TWONTO#temperature_sensor_element |  | Heater, Hot Water Reheat Coil, Variable air
117328 | 36352 | TAB-RSP-UPS-0231 | UPS for RPU, | TAB-RSP-RPU-0231 | UPS | Remote Processor Unit |  | UPS | http://www.toronto.ca/TWONTO#UPS |  | RPU,
146880 | 18611 | WTR-REVIEW | Control Standards and Critical Equipment Review | WTR ADMIN |  | System Process Control |  |  | activity |  | Administration
39035 | 58973 | SWM-PWD-SW-0001 | Switch, Main Electrical Disconnect | SWM-PWD | Switch |  |  | SW |  |  | Warden Storm
126478 | 34464 | THC-MCS-LD-H | Lifting Devices & Elevators, Building H | THC-MCS-LD | Lifting Device | [5 empty] | Mechanical Services, Lifting Device
105860 | 33754 | TAB-ACC-AC-1601SUS | Conditioner, Air,MCC Room North of Primary Tank #9 | TAB-ACC-CI | H.V.A.C.,Air Conditioner | HVAC | 40945 | AC | http://www.toronto.ca/TWONTO#air_condition |  | Chiller and Air Coolers
83983 | 69229 | WTR-333-LSH-0013 | Switch, Level, High, Flood Alarm, Chamber 333-13, Lessard Park | CH 333 13 | Switch,Level-High | Switch |  | LSH | http://www.toronto.ca/TWONTO#level_switch |  | Chamber (LessardPark)
130012 | 79187 | THR-ACC-HMSH-3610 | Switch, Time Of Day Override,HVAC,East Workshop | THR-ACC-EMB | Switch,Temperature-Low | Switch |  | HMSH | http://www.toronto.ca/TWONTO#thermostat_or_zone_controller_unit |  | Air Conditioning, AHU, HVAC, East Maintenance Building
111053 | 56459 | TAB-DIG-PSH-9701 | Switch, Pressure,High, Digester Gas Train, | TAB-DIG-BLR19 | Switch,Pressure | Switch |  | PSH | http://www.toronto.ca/TWONTO#pressure_switch |  | Digester Gas Train,#19 Volcano Steam Boiler
82865 | 89718 | FHA-SES-SQ-0065 | 3M 6’ shock absorber lanyard Ser 15375 | FHA-SES-SQ-6 |  | Safety Equipment |  | SQ | lifeline |  | Safety Fall Protection Equipment
62684 | 52882 | THC-MCS-T-BLDG K | Domestic Hot Water Tank, Building K | THC-PWA-HWT | [6 empty] | Domestic Hot Water Tanks
138886 | 60084 | THR-SQ-LP-0032 | Life Preserver, Ring Type, Primary Tank 2 | THR-SQ-LP-PRM | Safety | Safety Equipment |  | LP | http://www.toronto.ca/TWONTO#life_ring |  | Life Preserver, Ring Type Floating Device, Primary Tanks
57883 | 23296 | THC-AER-LSL-7141 | Switch,Level-Low,Oil Tank 7140, Blower 7100,Phase I & IV Blower Building | THC-AER-T-7140 | Switch,Level-Low | Switch |  | LSL | http://www.toronto.ca/TWONTO#level_switch |  | Tank, Oil, Blower, Aeration
55707 | 64777 | TAB-WA4-SQ-1229 | Sling, Nylon,Sling tech EE2-901-T3, 3 Ft. (S/N 151412-17) | TAB-WA4-SQ-0010 |  | Lifting Device |  | SQ | synthetic_web_sling |  | WA4 Fall arrest systems
55621 | 8974 | TAB-WA3-LD-2368 | Sling, Nylon, 10 FT | TAB-DEW-SAFETY | PPE | Lifting Device |  | LD | synthetic_web_sling |  | Safety Equipment
52234 | 80040 | TAB-PWA-PSL-0840 | Switch, Pressure, Low, Plant Water Pump | TAB-PWA-P-0840 | Switch,Pressure-Low | Switch |  | PSL | http://www.toronto.ca/TWONTO#pressure_switch |  | Pump, Centifugal, Plant Water
61143 | 31216 | THC-ELS-SQ-1244573 | Electrical Safety gloves, High Voltage, Class 4, # 1244573 | THC-SUSPENDED |  | Safety Equipment | 35711 | SQ | http://www.toronto.ca/TWONTO#rubber_insulating_gloves |  | Suspended entity
121006 | 41703 | THC-ACC-MAN-0041 | Manifold, Snow Melting System, Zone #4, Admin Building | THC-ACC-BLDG K |  | HVAC |  | MAN | http://www.toronto.ca/TWONTO#pipe_manifold |  | Administration Building, HVAC
7973 | 11875 | COL-PVM-LP-0001 | Control Panel, Lighting | COL-PVM | Control Panel |  |  | LP |  |  | Valleymede Sewage Pumping Station
90311 | 44259 | WTR-PDS-AC-0001 | Air Conditioner, Dorset PS | WTR-PDS-ACC |  | HVAC |  | AC | http://www.toronto.ca/TWONTO#air_condition |  | Air Conditioning, Heating and Ventilation
107562 | 93018 | TAB-ACC-TE-1405B | Temperature Element, Space Temperature | TAB-ACC-VAV-1405 | Sensor,Temperature | HVAC |  | TE | http://www.toronto.ca/TWONTO#temperature_sensor_element |  | Heater, Hot Water Reheat Coil, Variable air
23421 | 10648 | FHO-FLO-MX-0201-KQ | Raw Water Module 2 | FHO-FLO |  |  |  | MX |  |  | Flocculation System
113447 | 7066 | TAB-ELS-SQ-5015 | Body Harness (Gomez) | TAB-ELS-SQ-FALL ARST | PPE,Harness | Safety Equipment |  | SQ | http://www.toronto.ca/TWONTO#fall_arrest_harness |  | Fall Arrest -Safety Harness & Lanyard
43826 | 83800 | FCL-ACC-FS-0104 | Switch, Loss of Air Flow, Low Lift Pump Room Recirculation System West | FCL-ACC-FN-0106 | Switch,Flow | Switch |  | FS | http://www.toronto.ca/TWONTO#flow_switch |  | Fan, Heater HTR-0104 Supply, Low Lift Pump Room Recirculation System West
89888 | 65907 | YFI-GRD | Grounds | YFI |  | Grounds |  |  | space |  | Finch Yard
128266 | 29929 | THC-ROUTINE WA1 | THC-Routine Inspection Work Area 1 | THC | [6 empty] | Highland Creek Treatment Plant
136687 | 24634 | THR-MCS-LD-1037 | Come Along, Work Area 1 (SUSPENDED-FAILED TEST AND SCRAPPED) | THR-LD-WA1 | Lifting Device | Lifting Device | 35369 | LD | winch |  | Lifting Devices, Chain Hoist, Come Along & Slings
16004 | 27546 | FHA-AUX-T-0104-KQ | Compressed Air Tank 4 | FHA-SUSPENDED |  |  | 33330 | T |  |  | Suspended Obsolete entity for storage purpose
77713 | 62612 | THR-DIS-P-0810 | Pump, Centrifugal, Disinfection Building Main Floor North side | THR-DIS | Control Panel,Power Distribution Panel | Power Distribution Panel |  | P | http://www.toronto.ca/TWONTO#pump |  | Disinfection
50971 | 94483 | TAB-PRM-T-0220 | Tank, Polymer Mix/Hold, Tank, Polymer Room, Old Screen Bldg., P Bldg. | TAB-PRM-POL | Tank,Reservoir | Tank |  | T | http://www.toronto.ca/TWONTO#chemical_storage_tank |  | P Building - Polymer system
130263 | 64218 | THR-ACC-NX-650 | A/C Unit, Nurse Office, Admin Bldg. Roof | THR-ACC-ADM | H.V.A.C.,Air Conditioner | HVAC |  | NX | http://www.toronto.ca/TWONTO#air_condition |  | Air Conditioning, HVAC, Admin Building
67295 | 97443 | THC-TPA-PA-6037 | Speaker, Headworks, lower Level 1, Truck Load Bay, N/W | THC-TPA-PA-6010A | Public Address System | Communications Equipment |  | PA | http://www.toronto.ca/TWONTO#public_annoucement_speaker |  | Paging Panel, Headworks, Electrical Room, Ground Floor
64176 | 90070 | FCL-RW-FSL-1001 | Switch, Flow Low, Sampling Pump 1001, Sampling Pumps, Low Lift PS Basement | FCL-RW-SAMP | Switch,Flow-Low | Switch |  | FSL | http://www.toronto.ca/TWONTO#flow_switch |  | Raw Water Sampling
128767 | 64753 | THC-SPC-COM-2902 | Access Closet,Sludge Storage Building | THC-SPC-COM-1002 | Control Panel | Network |  | COM | http://www.toronto.ca/TWONTO#network_panel |  | SCADA & Computer
62261 | 40449 | THC-INC-T-1062 | Tank, Ash, Incinerator 1000 | THC-INC-GDR-2062 | Tank | Tank |  | T | http://www.toronto.ca/TWONTO#storage_tank |  | Grinder, Ash Tank 2062, Incinerator 2000
47994 | 98923 | TAB-EL3-MCC-6227 | Motor Control Centre, Digester 13-16 bldg | TAB-EL3-PDP-6016 | Control Panel,MCC | Motor Control Centre |  | MCC | http://www.toronto.ca/TWONTO#LV_electrical_panel |  | Power distribution Panel, 600V
78732 | 85667 | FHA-MCS-LD-2301 | Puller - CAP: .25 TON | FHA-MCS-LD | Lifting Device,Hoist,Manual | Lifting Device | 34054 | LD | winch |  | Lifting Devices
43189 | 8163 | TAB-CW-FSH-0078 | Switch, Flow, High Eye Wash & Shower Station,D Bldg 2nd Flr, Compactor & conveyor Room | TAB-CW-SQ-0078 | Switch,Flow-High | Safety Equipment |  | FSH | http://www.toronto.ca/TWONTO#flow_switch |  | Eye Wash & Shower Station,D Bldg 2nd Flr, Compactor & conveyor Room
50824 | 59565 | TAB-PRM-FSL-6502 | Switch ,Flow, Low,Seal Water injection to Scum Pump 2200 | TAB-PRM-T-2200 | Switch,Flow | Switch |  | FSL | http://www.toronto.ca/TWONTO#flow_switch |  | Hopper Scum - Primary Tank 3-4
59404 | 13377 | THC-ACC-PIT-0020 | Transmitter,Pressure, Hot Water Supply, Discharge, ACC-P-0011/12, Admin Building | THC-ACC-P-0011 |  | HVAC |  | PIT | http://www.toronto.ca/TWONTO#pressure_transmitter |  | Pump, Centrifugal, Hydronic Heating, Hot Water, Admin. Building Basement Mechanical Room B104
146248 | 74629 | WTR-PSA-ZS-0004 | Position Switch, open/close | WTR-PSA-AUX | Switch,Position | Switch |  | ZS | http://www.toronto.ca/TWONTO#position_switch |  | Auxiliary Equipment (Building Facilities)
55668 | 80736 | TAB-WA3-SQ-BF93 | Body Harness - Hemang Dave | TAB-DEW-SQ-0010 | PPE,Harness | Safety Equipment |  |  | http://www.toronto.ca/TWONTO#fall_arrest_harness |  | WA3 Fall arrest systems portable cranes/hoists, come alongs, slings, wire rope, chains, electrical equipment etc.,
131074 | 13362 | THR-AER-PSL-1215 | Switch, Pressure-Low, Pump 1215, Secondary Treatment, Aeration - Blower System - South | THR-AER-P-1115 | Switch,Pressure-Low | Switch |  | PSL | http://www.toronto.ca/TWONTO#pressure_switch |  | Pump, Centrifugal, Auxiliary Oil Supply to Blower 1111, Secondary Treatment, Aeration - Blower System - South
120314 | 89278 | THC-ACC-BLDG X | New Workshop WA2 Building HVAC | THC-MCS-HVAC |  | HVAC |  |  | http://www.toronto.ca/TWONTO#collection_of_assets |  | Mechanical Services, HVAC
6718 | 16503 | COL-POM-SW-0002 | Switch, Transformer | COL-POM | Switch | Switch |  | SW | http://www.toronto.ca/TWONTO#disconnect_switch |  | Old Mill Sewage Pumping Station
44127 | 74882 | FCL-ACC-HTR-0320 | Heater, Baseboard, 208V, 1.5kW, Admin Building, First Floor, Library 118, North Wall | FCL-ACC-ADMIN |  |  |  | HTR |  |  | Administration Building HVAC Equipment
34793 | 90483 | COL-YKP-FAK-0005S | First Aid Kit, Truck #067019 (RAM 2500) | COL-YKP | Safety,First Aid Kit | Safety Equipment | 41049 | FAK | http://www.toronto.ca/TWONTO#first_aid_kit |  | Kipling Yard
74160 | 5760 | THR-EWSS-WA2 | Eyewash and Shower Station, Work Area 2 | THR-JHSC-WA2 | Safety,Eye wash | Safety Equipment |  |  | http://www.toronto.ca/TWONTO#collection_of_assets |  | Joint Health & Safety Committee WA2
9097 | 85835 | COL-YKP-DA-1723241 | Davit Upper Arm-1723241 | COL-W-OBSOLETE | Safety | Safety Equipment |  | DA | http://www.toronto.ca/TWONTO#fall_arrest_Davit_arm |  | Col West Obsolete Entities
125179 | 59340 | THC-ELS-SQ-1232258 | Electrical Safety gloves, High Voltage, Class 4, # 1232258 | THC-SUSPENDED |  | Safety Equipment | 35710 | SQ | http://www.toronto.ca/TWONTO#rubber_insulating_gloves |  | Suspended entity
14767 | 33509 | FCL-SES-SQ-1001 | Electrical Safety Gloves, High Voltage, Class 0, Group A, #250 | FCL-SES-SQ-0101 | PPE,Insulated Glove | Safety Equipment |  | SQ | http://www.toronto.ca/TWONTO#rubber_insulating_gloves |  | Eyewash Station/Shower, Dry Chemical Building, Alum Containment Area
45490 | 33149 | TAB-DIG-T-0800 | Digestion Tank 08 | TAB-DIG-T-05-08 | Tank,Reservoir | Tank |  | T | http://www.toronto.ca/TWONTO#digester_tank |  | Digester Tanks 5-8
8714 | 72648 | COL-RBG-G-0001 | Sluice Gate, | COL-RBG | Transmitter |  |  | G |  |  | Glendale Shaft (WBT)-storm
64770 | 19166 | FCL-SES-EYE-0001 | Eyewash Station, Plumbed Raw Water Pump Room Basement beside Alum Skids | FCL-SES-5 | PPE,Eyewash Station | Safety Equipment |  | EYE | http://www.toronto.ca/TWONTO#emergency_eyewash |  | Eye Wash Stations Chemical Building
81891 | 15049 | FHA-SES-LDR-0507 | FHA-SES-LD-0054 - 32' Ext Ladder Fiberglass ( Filter Gallery West #3 ) | FHA-SES | Safety | Safety Equipment |  | LDR | http://www.toronto.ca/TWONTO#ladder |  | Safety & Environmental Services
79493 | 89693 | THR-THK-T-6001 | Tank, Centrate from Centrifuges | THR-THK-P-CENT | Tank | Tank |  | T | http://www.toronto.ca/TWONTO#storage_tank |  | Centrate Transfer Pumps & Tanks
41255 | 86724 | TAB-ACC-T-3605 | TANK, GLYCOL SYSTEM AIR SEPARATOR, GLYCOL SYSTEM CONTROL, BASEMENT ADMIN BUILDING | TAB-ADM-STRC | Tank | Tank |  | T | air_seperator |  | Old Admin Building - General
93966 | 25092 | FHO-PWA-T-0212 | Tank, Water Heater, Storage, Electric, 600V, Chemical Building, S4, Chemical Alley | FHO-MCS-PWA | Tank,Domestic Hot Water | Tank |  | T | http://www.toronto.ca/TWONTO#tanked_hot_water_heater |  | Service Water & Backflow Prevention
137700 | 70431 | THR-PRM-COM-0901 | Transmitter, Radio,Bridge 0902 Kiosk | THR-ELS-COMM | Public Address System | Communications Equipment |  | COM | radio_system |  | Plant External & Internal Phone System
43193 | 47490 | TAB-CW-FSH-0402 | Switch, Flow High, Machine Shop, South Wall | TAB-CW-SQ-0402 |  | Safety Equipment |  | FSH | http://www.toronto.ca/TWONTO#flow_switch |  | Eye Wash Station, Zbldg Machine Shop South Wall
38787 | 88715 | TAB-ACC-AHU-4901 | Air Handling Unit, Waste Gas Buner Station | TAB-ACC-AHU | Air Handling Unit | HVAC |  | AHU | http://www.toronto.ca/TWONTO#air_handler_unit |  | Air Handling Unit & Supply Fan
50201 | 56100 | TAB-PLT-T-1521 | Grit Hopper # 15 | TAB-PLT-T-D | Tank | Tank |  | T | http://www.toronto.ca/TWONTO#storage_tank |  | D Building - Grit Tanks & Hoppers 13 - 16
45578 | 80086 | TAB-DIG-TSH-4195 | Switch,Temperature, High, Discharge, Digester Gas, Compressor C-4195 | TAB-DIG-C-4195 | Switch,Temperature | Switch |  | TSH | http://www.toronto.ca/TWONTO#temperature_switch |  | Compressor #2,Gas (DX5002A) Digester Tank 19 & 21
69354 | 58895 | THR-AER-PSH-1315 | Switch, Pressure-High, Pump 1315, Secondary Treatment, Aeration - Blower System - South | THR-AER-P-1315 | Switch,Pressure-High | Switch |  | PSH | http://www.toronto.ca/TWONTO#pressure_switch |  | Pump, Centrifugal, Auxiliary Oil Supply to Blower 1311, Secondary Treatment, Aeration - Blower System - South
105834 | 25754 | TAB-ACC-5500 | Space Heating, | TAB-ACC | Pump,Centrifugal | HVAC |  | ACC | http://www.toronto.ca/TWONTO#collection_of_assets |  | Plant HVAC Equipment
11647 | 57778 | FCL-CLB-FSL-0002 | Switch, Flow, Low, After Post Analysers AIT-0001A & 0001B, Lab, Admin. Building | FCL-CLB-SAMP | Switch | Switch |  | FSL | http://www.toronto.ca/TWONTO#flow_switch |  | After Post CL2 Sampling
78477 | 79292 | FHA-GRK-PRTY-0001 | Buildings Maintenance | FHA-GRK |  |  |  | PRTY |  |  | Building & Grounds
105208 | 28167 | PLQ18487 | Plumbing, General, Digestion Tanks 5-8 | TAB-DIG-STRC-T5-8 |  | Plumbing |  |  | plumbing |  | Digester Tanks 5-8 - Drains, Electrical Service(110/220V), Lighting, Plumbing
55775 | 85267 | TAB-WA5-SQ-7BBA | Lanyard 6' - Pavel Krasny | TAB-WA5-SQ |  | Safety Equipment |  | SQ | lifeline |  | WA5 Safety Equipment
57122 | 33876 | THC-ACC-T-5930 | Tank,Glycol Make-up,Hydronic Heating System,Disinfection Bldg | THC-ACC-BLDG G |  | Tank |  | T | http://www.toronto.ca/TWONTO#chemical_storage_tank |  | Air Treatment Building HVAC
65923 | 51210 | THC-FEQ-DM-0052 | Fire Damper, Admin Building, Ground Floor, Near IT Office | THC-FEQ-BLDG K |  | HVAC | 43285 | DM | http://www.toronto.ca/TWONTO#air_damper |  | Fire fighting protection equipment, Admin Building
43756 | 63306 | TAB-DEW-MX-0830 | Tank, Hopper Agitator, #8 Schwing Pump | TAB-DEW-T-0830 | Tank | Tank |  | MX | http://www.toronto.ca/TWONTO#mixer_or_agitator |  | Tank, DWS from Centrifuge #8
55606 | 88551 | TAB-WA2-SQ-8201 | Lock out Tag out and Log book Station | TAB-STR-SQ | PPE | Safety Equipment |  | SQ | emergency_kit |  | WA2 Safety Equipment,lifting devices, ladders, Eye Wash station, First Aid Kits, Lock out stations
53831 | 49172 | TAB-SLO-PSL-0412 | Switch, Pressure, Low, Water to Biofilter Cell | TAB-SUSPENDED ENTITY | Switch,Pressure | Switch |  | PSL | http://www.toronto.ca/TWONTO#pressure_switch |  | Suspended entities
43704 | 64804 | TAB-DEW-RPU-1132 | RPU for Equalization Tank Control | TAB-DEW-EQUALIZATION | RPU | Remote Processor Unit |  | RPU | http://www.toronto.ca/TWONTO#RPU_panel |  | Equalization Tank System
22909 | 57161 | FHO-EPG-TS-0831 | Transfer Switch, ATS, MCC-0830, Standby Building, S2, Electrical Room | FHO-ELS-MCC-0830 |  | Switch |  | TS | http://www.toronto.ca/TWONTO#transfer_switch |  | Motor Control Centre, Emergency Load, Standby Power Building
126484 | 91914 | THC-MCS-LD-LC-001EB | ELECTRIC HOIST (insp Liftsafe) | THC-MCS-LD | Lifting Device | Lifting Device |  |  | http://www.toronto.ca/TWONTO#lifting_equipment_hoist |  | Mechanical Services, Lifting Device
78776 | 70031 | THR-SES-SPL-0001 | Spill Kit, Glycol, For Glycol Skid T-0001 | THR-SES-SPL | Safety | Safety Equipment |  | SPL | http://www.toronto.ca/TWONTO#spill_kit |  | Spill Containment Kits, Humber Treatment Plant
39190 | 54606 | TAB-ACC-F-4901 | Filter, Glycol, Seawall Tunnel, East | TAB-ACC-P-4903 | Filter | Filter |  | F | http://www.toronto.ca/TWONTO#discrete_unit_of_treatment_filter |  | Pump, Tertiary, Glycol, Seawall Tunnel, East
105307 | 6027 | QQ7002A | Gate, Turnstiles, East Side, Entrance of Tunnel | QQ7002 | Door | Door |  |  | http://www.toronto.ca/TWONTO#door
58247 | 48879 | FHA-ACC-AC-0353 | FHA-ACC-AC-0003 - Air Conditioner | FHA-MCS-ACC | H.V.A.C.,Air Conditioner | HVAC |  | AC | http://www.toronto.ca/TWONTO#air_condition |  | HVAC
116534 | 40652 | TAB-PRS-V-FECL2 | Ferrous Chloride Filters & Valves - Chemical Unloading Station | TAB-PRS2 | [6 empty] | Phosphorus Removal System
53667 | 6894 | TAB-SES-SQ-0094 | Safety Equipment, Emergency Eye Wash Station, Existing Primary Tank Operating Gallery, Eeast Side | TAB-PLT-SQ | Safety | Plumbing |  | SQ | http://www.toronto.ca/TWONTO#emergency_eyewash |  | P Building - Safety Equipment
18143 | 32336 | FHA-SED-ZSH-0403G | Switch, Limit, Access Hatch Zone 3, Settling Basin T-0401 | FHA-SED-ZSH-0403 |  | Security System |  | ZSH | http://www.toronto.ca/TWONTO#position_switch |  | Switch, Limit, Access Hatch Zone 4
101597 | 89596 | MAIN-185 | Main 185 | WTR-MT3 | [6 empty] | Work Area 3 WEST Mains and Chambers
46613 | 51892 | TAB-DIS-CHL-8 | Chlorination Train #8 | TAB-DIS-CHL |  |  |  | CHL |  |  | Chlorination Process
71150 | 86264 | FHA-BW-TSH-0504 | Switch, Temperature High, Backwash Pump P-0501 Bearing, Low Lift PS | FHA-BW-P-0501 | Switch,Temperature-High | Switch |  | TSH | http://www.toronto.ca/TWONTO#temperature_switch |  | Pump Centrifugal, Wash Water to Filter Bldg.
23637 | 95896 | FHO-FLT-F-0501 | Filter Bed # 5 | FHO-FLT | Tank,Reservoir | Tank |  | F | http://www.toronto.ca/TWONTO#filtration_tank |  | Filtration
119272 | 14342 | TAB-THK-FSL-2402 | Switch,Flow Indication, Seal Water to Pump P-2402 | TAB-THK-P-2402 | Switch,Flow | Switch |  | FSL | http://www.toronto.ca/TWONTO#flow_switch |  | Pump, TWAS Transfer
62612 | 87570 | THC-MCS-LD-61215972 | ELECTRIC HOIST (insp Liftsafe) | THC-MCS-LD | Lifting Device | Lifting Device |  | LD | http://www.toronto.ca/TWONTO#lifting_equipment_hoist |  | Mechanical Services, Lifting Device
135567 | 9151 | THR-FT-FSL-3520 | Switch, Flow-Low, Seal Water, Pump 3520, Secondary Treatment, Scum Pumping | THR-FT-P-3520 | Switch,Flow-Low | Switch |  | FSL | http://www.toronto.ca/TWONTO#flow_switch |  | Pump, Rotary Vane, Scum Tank 3500, System 7, Scum Pumping
18485 | 61260 | FHA-SES-LDR-0512 | 6' Ladder Fiberglass ( Outside Lab ) | FHA-SES | Safety | Safety Equipment |  | LDR | http://www.toronto.ca/TWONTO#ladder |  | Safety & Environmental Services
135116 | 54061 | THR-ELS-TS-9563B | Transfer Switch, Digester 7-10 Electrical Bldg, Main Floor | THR-ELS-LP-9583 | Switch | Switch |  | TS | http://www.toronto.ca/TWONTO#transfer_switch |  | Lighting Panel, Control Panel Bldg, East Wall
113403 | 98035 | TAB-ELS-LTX-1020 | Exit Light,North Substation,1st Floor,West Wall,South | NORTH SUBSTN_1ST FLR | Lighting,Exit | Safety Equipment |  | LTX | http://www.toronto.ca/TWONTO#lighting_unit |  | MSA Substation,1st Floor
21419 | 86897 | FHO-DEW | Dewatering & Drainage | FHO-GRK | [6 empty] | Buildings & Grounds
80305 | 12081 | TNT-ACC-OIL | Boilers, Burners, Oil & gas Systems | TNT-ACC | [6 empty] | HVAC, Boilers
59586 | 54074 | THC-ACC-TIT-6105 | Transmitter, Temperature, O/A from Solar Wall Air, 2nd Floor Mech Room #2, Headworks | THC-ACC-AHU-6100 | Transmitter,Temperature | HVAC |  | TIT | http://www.toronto.ca/TWONTO#temperature_transmitter |  | Air Handling Unit, Truck Loading Bay, Mech Room #2, Headworks
130487 | 74605 | THR-ACC-RPU-0400 | Remote Processor Unit, Controller,PLC,Tunnel T5 Ventilation,BAS Panel 0400 | THR-ELS-DIG |  | Remote Processor Unit |  | RPU | http://www.toronto.ca/TWONTO#RPU_panel |  | Electrical System, Digester Tanks
7485 | 46698 | COL-PSP-WEL-0600 | Dry Well | COL-PHP-MISC |  |  |  | WEL |  |  | Miscellaneous Equipment
123469 | 57152 | THC-DIG-LSHH-5240 | Eliminated Role: Switch,Level-High High, Sump,Burner Sump Pump 5240, Primary Digesters | THC-DIG-P-5240 | Switch,Level | Switch | 40487 | LSHH | http://www.toronto.ca/TWONTO#level_switch |  | Eliminated Role: Pump,Centrifugal,Sump,Lower Basement,Building U
55380 | 8000 | TAB-WA1-SQ-1000 | WA1 Lifting Devices and Slings | TAB-WA1-SQ | Lifting Device | Lifting Device |  | SQ | http://www.toronto.ca/TWONTO#collection_of_assets |  | Safety Equipment & Supplies Common to WA1
120409 | 83820 | THC-ACC-DM-0084 | VAV Box, Admin Building, Ground Floor, Office Room 121 | THC-ACC-AHU-0081 |  | HVAC |  | DM | http://www.toronto.ca/TWONTO#air_damper |  | Air handling Unit, Ground Floor South Zone(Project Management), Admin Building Roof
20666 | 14156 | FHO-AM-LSH-0001 | Switch, Level, Left Sensor, Ammonia Spill Containment, S4, Ammonia Storage Room, Pit, N/E | FHO-AM | Switch,Level-High | Switch |  | LSH | http://www.toronto.ca/TWONTO#level_switch |  | Ammoniation
97630 | 50508 | FIS-RW-FSL-0003 | Switch, Flow, Low, PH Analyser AIT-0003 Inlet, Intake Valve Chamber Upper Level | FIS-RW | Switch,Flow-Low | Switch |  | FSL | http://www.toronto.ca/TWONTO#flow_switch |  | Raw Water Production
62658 | 99773 | THC-MCS-MT-0021 | Shop Saw, Building A | THC-SUSPENDED | Machine Tool,Saw | Tool | 35555 | MT | http://www.toronto.ca/TWONTO#table_saw |  | Suspended entity
145062 | 2473 | WTR-PLW-FAR-0003 | Winch, Fall Arrest, S/N 09563 | WTR-WEST-SES | Lifting Device,Sling | Safety Equipment |  | FAR | winch |  | Safety & Lifting Devices
131070 | 75576 | THR-AER-PSL-0056 | Switch, Pressure-Low, Pump 0555, Secondary Treatment, Aeration - North | THR-AER-P-0056 | Switch,Pressure-Low | Switch |  | PSL | http://www.toronto.ca/TWONTO#pressure_switch |  | Pump, Centrifugal, Drain, Aeration Tanks, Secondary Treatment, Aeration - North
62620 | 3548 | THC-MCS-LD-CK4449XG | WIRE ROPE CRANE - SGTR (insp Liftsafe) | THC-MCS-LD | Lifting Device | Lifting Device |  |  | http://www.toronto.ca/TWONTO#crane |  | Mechanical Services, Lifting Device
43656 | 52433 | TAB-DEW-FSL-0811 | Switch, Flow, Low,Seal water, Sludge Feed Pump 0811 | TAB-DEW-P-0811 | Switch,Flow | Switch |  | FSL | http://www.toronto.ca/TWONTO#flow_switch |  | Pump, Sludge Feed 0811
38978 | 22640 | TAB-ACC-CU-3600 | CONDENSING UNIT, AIR, WEST FACE ADMIN BUILDING | TAB-ADM-STRC | H.V.A.C.,Air Conditioner | HVAC |  | CU | http://www.toronto.ca/TWONTO#AC_condenser_unit |  | Old Admin Building - General
49116 | 86522 | TAB-OCS-P-6730 | Pump, Recirculation, Humidification Unit, Biofilter Area, P Bldg. | TAB-OCS-HU-6710 | Pump | Gas Collection |  | P | http://www.toronto.ca/TWONTO#pump |  | Humidifier, Humidification Chamber, Biofilter Area, P Bldg.
27016 | 71075 | FIS-CLB-F-0101-SUS | Filter, Gaseous Discharge Header from Post Chlorination Evaporator Train 1 | FIS-CLC-CHL-0101 | Filter | Filter | 38172 | F | http://www.toronto.ca/TWONTO#replaceable_air_filter |  | Chemical Feeder, Gas, Chlorine, Trim Chlorination, Chlorination System
39791 | 76577 | TAB-ACC-FD-4452 | Feeder, Chemical,Glycol Chemical feeder Line | TAB-ACC-P-4450 | Analyzer | Chemical Feeder |  | FD | http://www.toronto.ca/TWONTO#ejector |  | Pump , Circulating , Glycol water System
24536 | 27408 | COL-PRD-LIT-0101 | Transmitter, Level | COL-PRD | Transmitter,Level |  |  | LIT |  |  | Redland Pumping Station
107532 | 93020 | TAB-ACC-T-6150 | Tank, Expansion, Glycol | TAB-ACC-HE-6135 | Tank | Tank |  | T | expansion_tank |  | Heat Exchanger,Digester 5-8 Bldg Space Heating,
4141 | 9104 | COL-PCU-T-0001 | tank, diesel, Generator Room | COL-PCU | Tank | Tank | 35000 | T | http://www.toronto.ca/TWONTO#fuel_oil_tank |  | Cumber Pumping Station
277 | 97602 | 378162SUS | Kubota- WA2 | TAB-SUSPENDED ENTITY | Vehicle,Unlicensed | Vehicle | 47465 |  | http://www.toronto.ca/TWONTO#golf_cart
18237 | 29939 | FHA-SPC-RPU-1623 | RPI, Filters F-3301-3601, East Filter Pipe Gallery | FHA-ELS |  | Remote Processor Unit |  | RPU | http://www.toronto.ca/TWONTO#RPU_panel |  | Electrical
104138 | 87689 | MTMH331 | CHAPMAN STS | TRK-HMR | [6 empty] | HUMBER DRAINAGE AREA
37251 | 57568 | NX2080A | Fan, Air Intake Unit, Dewatering Bldg. | TAB-ACC-AHU | Fan | HVAC |  |  | http://www.toronto.ca/TWONTO#blower_or_fan_with_drive |  | Air Handling Unit & Supply Fan
126880 | 59742 | THC-PLT-F-6113 | Filter, Return, Hydraulic Pack 1 | THC-PLT-T-6100 | Filter | Filter |  | F | http://www.toronto.ca/TWONTO#replaceable_oil_or_fuel_filter |  | Reservoir, Oil, Hydraulic Pack 1, Bar Screens
135559 | 45352 | THR-FT-FSL-3306 | Switch, Flow-Low, WAW, Tank 1300, Secondary Treatment, Scum Pumping - North | THR-FT-T-1300 | Switch,Flow-Low | Switch |  | FSL | http://www.toronto.ca/TWONTO#flow_switch |  | Tank, Final Settling, Mixed Liquor, Secondary Treatment, Secondary Clarification - North (Tank#13)
4253 | 88525 | COL-PEV-SW-0002 | Switch, Unit Heater | COL-PEV-MISC | Switch |  |  | SW |  |  | Miscellaneous Equipment
136598 | 67605 | THR-JHSC-ADMSG | Admin Bldg., Switch Gear Room | THR-JHSC-WA3 |  | Safety Equipment |  |  | http://www.toronto.ca/TWONTO#space |  | Joint Health & Safety Committee WA3
58054 | 75759 | THC-ACC-AC-0903 | Air Conditioning Unit,ATS Room,Solids Treatment,Biosolids Building East | THCSLDMNT |  | HVAC |  | AC | http://www.toronto.ca/TWONTO#air_condition |  | THC Solids Maintenance
114502 | 50682 | TAB-PLT-G-0503 | Gate, Slide, Unwatering Drain, Screen Channel No. 5 Effluent | TAB-PLT-SC-0500 | Gate,Sluice,Act. | Gate |  | G | http://www.toronto.ca/TWONTO#channel_gate
138300 | 27815 | THR-SES-CS-0003 | Front Entry Chemical Protective Suit | THR-SES-CS | Safety | Safety Equipment | 34336 | CS | http://www.toronto.ca/TWONTO#chemical_suit |  | Chlorine Chemical Suit
64734 | 69596 | FCL-SES-6 | Confined Space Entry and Industrial Hygene | FCL-SES |  |  |  | SES |  |  | Safety and Environmental Services
117196 | 36050 | TAB-RSP-FSL-1211D | Flow Switch, Low, Cooling Water Supply to Heat Exchanger | TAB-RSP-P-1210 | Switch,Flow | Switch |  | FSL | http://www.toronto.ca/TWONTO#flow_switch |  | Pump,Raw Sewage Transfer #1
120397 | 82444 | THC-ACC-DM-0060 | Damper, Motorized, Exhaust FN-0060, Admin Building, Ground Floor, Electrical Room 139 | THC-ACC-BLDG K |  | HVAC |  | DM | http://www.toronto.ca/TWONTO#air_damper |  | Administration Building, HVAC
29348 | 35771 | COL-PSM-RPU-0001 | Remote Processing Unit, All control and Instrumentation Equipment - RPU | COL-PSM |  | Remote Processor Unit |  | RPU | http://www.toronto.ca/TWONTO#RPU_panel |  | Simcoe St Sewage Pumping Station
97304 | 98866 | FIS-GRK-0002 | Grounds Maintenance | FIS-GRK |  |  |  | GRK |  |  | FIS Buildings & Grounds
49697 | 28158 | FCL-CLB-SAMP | After Post CL2 Sampling | FCL-SAMP | [6 empty] | Sampling Systems
50539 | 65094 | FCL-DCL-FSL-0001 | Switch, Flow, Low, Thermal, Sample to Before SO2 Analysers, Lab, Admin. Building | FCL-DCL | Switch | Switch |  | FSL | http://www.toronto.ca/TWONTO#flow_switch |  | Sulphur Dioxide System
24353 | 87984 | FHO-MCS-MT-1101 | Personal Tool Kit (MW) | FHO-MCS-MEQ | Machine Tool | Tool |  | MT | tool_kit |  | Machine Shop & Equipment
94797 | 36380 | FHO-SES-SCBA-0038SUSP | SCABA Oxygen Cylinder | FHO-SES-SQ-0002 | PPE,SCBA | Safety Equipment | 34654 | SCBA | http://www.toronto.ca/TWONTO#compressed_gas_cylinder |  | Emergency Breathing Apparatus
10266 | 21725 | FCL-ACC-FN-0902 | Fan, Exhaust, (FN-0002), 1.5kW. RMF, Clarification Facility, HVAC Room 1 | FCL-ACC-RMF |  |  |  | FN |  |  | Residue Management HVAC Equipment
25049 | 29580 | COL-PSK-GC-0001 | Grit Chamber | COL-PSP-MISC |  |  |  | GC |  |  | Miscellaneous Equipment
37187 | 38748 | NR3104E | Duct Heater, Electirc-P.W.P.S.H-1 | TAB-ACC-HTR | H.V.A.C.,Heater | HVAC |  |  | http://www.toronto.ca/TWONTO#heater |  | Heaters- Convection,
138192 | 18270 | THR-PRS-PSH-0420S | Switch, Pressure-High, Ferrous Chloride to North Aeration Tank 0700 Feed Pump Discharge, Chemical Building, Secondary Treatment, Phosphorous Removal | THR-PRS-P-0420S | Switch,Pressure-High | Switch | 39829 | PSH | http://www.toronto.ca/TWONTO#pressure_switch |  | Pump, Diaphragm, Ferrous Chloride to North Aeration Tank 0700, Chemical Building, Secondary Treatment, Phosphorous Removal
24735 | 88787 | COL-PRX-SW-0003 | Switch, Unit Heater | COL-PRX-MISC | Switch |  |  | SW |  |  | Miscellaneous Equipment
98009 | 19760 | FIS-SES-LDR-0307 | Ladder, 36' Fiberglass, Extension, Storage Building | FIS-SES | Safety | Tool |  | LDR | http://www.toronto.ca/TWONTO#ladder |  | Safety, Instrumentation & Environmental Services
84453 | 41739 | WTR-EAST-RES | Work Area 1 EAST Reservoirs | WTR-EAST | [6 empty] | Water Supply Work Area 1 EAST
50201 | 64217 | TAB-PLT-RPU-0301 | RPU, Remote Processor Unit | TAB-PLT-INQ | RPU | Remote Processor Unit |  | RPU | http://www.toronto.ca/TWONTO#RPU_panel |  | P Building - Instrumentation Equipment
140657 | 4020 | TNT-PLT-T-1100 | Tank, Wet Well,Drainage | TNT-PLT-DRAIN | Tank,Reservoir | Tank |  | T | http://www.toronto.ca/TWONTO#storage_tank |  | Drainage Pumping System
12620 | 57468 | COL-PEV-CP-0003 | Control Panel, Operator | COL-PEV-MISC | Control Panel |  |  | CP |  |  | Miscellaneous Equipment
7895 | 80340 | COL-PTD-UPS-0001 | UPS | COL-PTD-MISC | Uninterruptible Power Supply |  |  | UPS |  |  | Miscellaneous Equipment
18417 | 15964 | FHA-SES-LD-0095 | 10' Single Ladder Fiberglass ( Filters ) | FHA-SES-LD-1 | Safety | Safety Equipment |  | LD | http://www.toronto.ca/TWONTO#fixed_ladder |  | Ladders
96919 | 60726 | FIS-FEQ-DM-4001 | Damper, Fire, AHU Supply Air Duct, Marine Yard Building, Under Stairs | FIS-ACC-AHU-4001 |  | Safety Equipment |  | DM | http://www.toronto.ca/TWONTO#air_damper |  | Air Handling Unit, Marine Yard Ventilation, Mechanical/Electrical Room
14197 | 92222 | COL-PGR-JIT-0002 | Meter, Power Indicating Transmitter, Main Power | COL-PGR-MISC | Meter |  |  | JIT |  |  | Miscellaneous Equipment
147771 | 44664 | YTF-ELS-SW-0202 | Switch, Isolation, Utility Bypass, Utility Power, Transfer Switch and Generator | YTF-ELS | Switch | Switch |  | SW | http://www.toronto.ca/TWONTO#disconnect_switch |  | Electrical Equipment
120571 | 76750 | THC-ACC-F-0182 | Filter,Outdoor Air,Boiler Building,North Zone 2 | THC-ACC-BLDG E |  | Filter |  | F | http://www.toronto.ca/TWONTO#replaceable_air_filter |  | Boiler House, HVAC
31364 | 13294 | IU2027A | Receiver, Air, Aux., 1st Flr | IU2026 | Vessel,Pressure | Tank |  |  | http://www.toronto.ca/TWONTO#pressure_vessel |  | Auxilliary Building Air Equipment
31087 | 45104 | FIS-WWW- | Waste Water Output Sampling | FIS-SAMP | [6 empty] | Sampling Systems
14313 | 17509 | COL-PHF-MISC | Miscellaneous Equipment | COL-PHF | [6 empty] | Highfield Sewage Pumping Station
126345 | 88382 | THC-INCINERATOR BLDG | Building Location | THC-SPC | [6 empty] | Process Control Systems - Services Area
30375 | 61980 | FIS-SES-EYE-1005AS | Eyewash bottle Station, Metering | FIS-SES-EYE | Safety,Eye wash | Safety Equipment | 34280 | EYE | eye_wash_bottle |  | Eyewash Stations
96591 | 97794 | FIS-ELS-CBL-0200 | Cable,HV,13.8 kV,41T THES Incoming Line HT2,FIS-ELS-LB-0200 | {FIS-ELS-CBL} |  |  |  | CBL |  |  | Asset Group,ELS Lines,13.8 kV / 4.16 kV
6314 | 4316 | COL-PMT-LSHH-0105 | Switch, Level High-High | COL-PMT-MISC | Switch,Level |  |  | LSHH |  |  | Miscellaneous Equipment
9141 | 2597 | COL-YKP-DA-211170 | Davit Base Leg-211170 | COL-YKP-DA | Safety | Safety Equipment |  | DA | davit_base |  | Davit Arm Assembly
34549 | 7564 | MAIN-213 | Main 213 | WTR-MT1 | [6 empty] | Work Area 1 EAST Mains and Chambers
28570 | 18670 | FIS-DEW-LSH-0002 | Switch, Level, Filter Pipe Gallery Drain Sump Tank T-0001, Filter Building, Pump Room East Side | FIS-DEW | Sensor,Level | Switch |  | LSH | http://www.toronto.ca/TWONTO#level_switch |  | Dewatering & Drainage
47241 | 10788 | TAB-EL1-LSHH-8062 | Switch, Level High-High, Old North Substation, Basement | TAB-EL1-P-8062 |  | Switch |  | LSHH | http://www.toronto.ca/TWONTO#level_switch |  | Pump, Sump
107595 | 10822 | TAB-ACC-TE-1464B | Temperature Element, Space Temperature | TAB-ACC-HTR-1462 | Sensor,Temperature | HVAC |  | TE | http://www.toronto.ca/TWONTO#temperature_sensor_element |  | Heater unit, Z Bldg
66333 | 59856 | THC-SES-MEQ-1105 | Anchor,Fall Arrest,HPU1100 Building,Roof | THC-PRM-BLDG-HPU1100 | PPE | Safety Equipment |  | MEQ | fall_arrest_anchor |  | HPU Building 11
81871 | 7369 | THR-OCS-F-0500C | Filter, Coalescing, Air Handling Units 0500A/B, Ozonator Room, Plant Services, Odour Control System | THR-OCS-D-0500A | Filter | Filter |  | F | http://www.toronto.ca/TWONTO#replaceable_air_filter |  | Dryer, Dessicant, Ozone Generator 3956, Ozonator Room, Plant Services, Odour Control System
84280 | 88957 | WTR-365-PIT-0601 | Transmitter,Pressure Indicating | WTR-365-CH-0006 | Transmitter,Pressure |  |  | PIT |  |  | Chamber,Revenue Meter,Dufferin-Steeles (Magmeter)
39621 | 84243 | TAB-ACC-HE-1450 | Heat Exchanger, Hot Water Reheat Coil | TAB-ACC-VAV-1450 | Heat Exchanger | HVAC |  | HE | http://www.toronto.ca/TWONTO#heat_exchanger |  | Heater, Hot Water Reheat Coil, Variable air
19298 | 42877 | FHA-WWW-T-3031 | Tank, Sludge Thickener, RMF, Thickener Gallery | FHA-WWW-THICK | Tank | Tank |  | T | http://www.toronto.ca/TWONTO#storage_tank |  | Sludge Thickening
119668 | 6609 | TAB-WA1-SQ-1091 | Sling | TAB-WA1-SQ-1000 | Lifting Device,Sling | Lifting Device |  | SQ | http://www.toronto.ca/TWONTO#fall_protection_sling |  | WA1 Lifting Devices and Slings
113532 | 12623 | TAB-FEQ-HC-BLWR | Fire Standpipe/Hose, Aeration/Blower Building | TAB-FEQ-HOSE | Fire Prevention,Hose | [5 empty] | Fire Standpipe/Hose Cabinets
65321 | 86867 | THC-ELS-MCC-4022 | Motor Control Centre, Electrical Room, Headworks | THC-ELS-PDP-4002 | Control Panel,MCC | Motor Control Centre |  | MCC | http://www.toronto.ca/TWONTO#LV_electrical_panel |  | Power Distribution Panel, Electrical Room, Headworks
136616 | 25116 | THR-JHSC-WA3 | Joint Health & Safety Committee WA3 | THR WORK AREA 3 |  | Safety Equipment |  |  | http://www.toronto.ca/TWONTO#collection_of_assets |  | Plant Services
80927 | 42491 | TNT-DIG-GAS-MON | Digester Gas Monitoring System | TNT-DIG | [6 empty] | Digestion
55807 | 96951 | TAB-WA6-SQ | WA6 Safety Equipment | TAB-WORK-AREA-6 | [6 empty] | Work Area 6
64154 | 17468 | FCL-RW-CP-0500 | Control Panel, Sampling System Inlet Valves to Operators Lab, Admin Building Lab | FCL-RW-SAMP |  |  |  | CP |  |  | Raw Water Sampling
134348 | 73905 | THR-DR-QH-0505 | Overhead Door, East Maintenance Shop | THR-DR-WA3 | Door,Overhead | Door |  | QH | http://www.toronto.ca/TWONTO#roll_up_door
16512 | 50293 | COL-PKP-LSL-0102 | Switch, Level-Low | COL-PKP-MISC | Switch | Switch |  | LSL | http://www.toronto.ca/TWONTO#level_switch |  | Miscellaneous Equipment
9129 | 53133 | COL-YKP-DA-193136 | Davit Base Leg-193136 | COL-YKP-DA | Safety | Safety Equipment |  | DA | davit_base |  | Davit Arm Assembly
45397 | 58310 | TAB-DIG-RPU-1002 | Remote Processing Unit (RPU-27593) | TAB-DIG-ELQ-T13-16 | SCADA | Remote Processor Unit |  | RPU | http://www.toronto.ca/TWONTO#RPU_panel |  | Digester Tanks 13-16, Electrical Equipment
27628 | 99244 | COL-PTD-SW-0001 | Switch, Main Electrical Disconnect | COL-PTD | Switch |  |  | SW |  |  | Todmorden Sewage Pumping Station
138965 | 52860 | THR-SS-DR | Door, Security System, Admin Bldg. | THR-SS-WA2 | Door,Overhead | Door |  |  | http://www.toronto.ca/TWONTO#roll_up_door
107312 | 4029 | TAB-ACC-PDS-1840A | Switch,Pressure ,Filter, AHU11840 | TAB-ACC-AHU-1840 | Switch,Pressure | Switch |  | PDS | http://www.toronto.ca/TWONTO#pressure_switch |  | AHU, Blower Bldg
110849 | 92659 | TAB-DIG-MEQ | Digester Gas Control Building - Mechanical Equipment | TAB-DIG-GAS | [6 empty] | Digester Gas Control
28450 | 30292 | COL-PWC-MISC | Miscellaneous Equipment | COL-PWC | [6 empty] | Wirral Court Sewage Pumping Station
9074 | 17611 | COL-YKP-VEH-067150 | Vehicle, Truck #067150 (Dodge Ram 2500) | COL-YKP | Vehicle,Licensed | Vehicle |  | VEH | http://www.toronto.ca/TWONTO#pickup_truck
120352 | 31561 | THC-ACC-CT-0018 | Controller, HTR-0018, Admin Building, Basement, Mens W.C & Locker Room B120 | THC-ACC-HTR-0018 |  | HVAC |  | CT | http://www.toronto.ca/TWONTO#thermostat_or_zone_controller_unit |  | Heater, Hot Water Heating Coil, Men's Locker Room B117, Admin. Building Basement
13722 | 64469 | FCL-PAC-PSH-0201 | Switch, Pressure-High, Pump P-0201, Dry Chemical Building Basement | FCL-PAC-P-0201 | Switch,Pressure-High | Switch |  | PSH | http://www.toronto.ca/TWONTO#pressure_switch |  | Pump, Peristaltic, PAC Flow Control, Dry Chemical Building Basement
39129 | 5436 | SWM-PWI-LSHH-0104 | Switch, Level High-High | SWM-PWI | Switch,Level | Switch |  | LSHH | http://www.toronto.ca/TWONTO#level_switch |  | Wilson Storm Pumping Station
86940 | 66632 | TNT-ELS-MCC-1603 | MCC,Filter Bldg | TNT-ELS | Control Panel,MCC | Motor Control Centre |  | MCC | http://www.toronto.ca/TWONTO#LV_electrical_panel |  | Instrument / Electrical
38966 | 8480 | SWM-PNQ-TS-0001 | Switch, Transfer | SWM-PNQ-MISC | Switch | Switch |  | TS | http://www.toronto.ca/TWONTO#transfer_switch |  | Miscellaneous Equipment
58881 | 52182 | FCL-ELS-TR-004GA | Transformer, Lighting, 600/120/208V, 3PH, Surge Building | FCL-ELS-6 |  |  |  | TR |  |  | Interior Lighting
130392 | 19144 | THR-ACC-PSH-0110 | Switch, Pressure, High, Filter Gauge Status, Air Handling Unit AHU-0110, Headhouse Roof | THR-ACC-AHU-0110 | Switch,Pressure-High | Switch |  | PSH | http://www.toronto.ca/TWONTO#pressure_switch |  | Air Handling Unit, Headhouse Grit Area Air Supply, Headhouse Roof
88925 | 18819 | FHO-ACC-FS-0302 | Switch, Flow, Air, Scrubber Fan CL-FN-0001 Outlet, L2 Chemical Building, South Penthouse | FHO-CL-FN-0001 |  | Switch |  | FS | http://www.toronto.ca/TWONTO#flow_switch |  | Fan, Exhaust, Cl2/SO2 Scrubber to Exhaust Stack, Chemical Building, Cl2/SO4 Scrubber Room
53383 | 42007 | TAB-SES-BYPS-0001 | Bypass Event | TAB-ADMIN |  | System Process Control |  | BYPS | activity |  | Tab Admin
17684 | 26656 | FHA-RW-P-0801-KQ | Raw Water Pumping Unit #8 | FHA-RW-P |  |  | 33355 | P |  |  | Raw Water Pumping
4108 | 61457 | COL-PHP-RPU-0001 | Remote Processing Unit, All control and Instrumentation Equipment - RPU | COL-PHP |  | Remote Processor Unit |  | RPU | http://www.toronto.ca/TWONTO#RPU_panel |  | High Park Sewage Pumping Station
122929 | 36441 | THC-DEW-T-7120 | Tank, Storage, Liquid Polymer, Dewatering | THC-DEW-POL-FEED | Tank,Non-Pressurized | Tank |  | T | http://www.toronto.ca/TWONTO#chemical_storage_tank |  | Polymer Feed System Dewatering
55729 | 40569 | TAB-WA4-SQ-3425 | Harness, Safety - 10072479 | TAB-WA4-SQ-0010 |  | Safety Equipment |  | SQ | http://www.toronto.ca/TWONTO#fall_arrest_harness |  | WA4 Fall arrest systems
63701 | 58708 | THC-PLT-MSL-0830 | Switch, Motion , Low, Conveyor, Screen Room, Screenings Conveyance | THC-PLT-CV-0830 |  | Switch |  | MSL | http://www.toronto.ca/TWONTO#motion_sensor_element |  | Conveyor, Screw, Screen Room, Screenings Conveyance
26658 | 79684 | FHO-TRW-FSL-0105 | Switch,Flow,Low,Orthophosphate Analyzer AIT-0009 Inlet,TRW Building, S5,Basement,Valve Chamber Hall | FHO TRW OUTPUT |  | Switch |  | FSL | http://www.toronto.ca/TWONTO#flow_switch |  | Treated Water Output Sampling
25889 | 26435 | FHO-SES-INQ-6006 | High Voltage Detector, Group 1, Admin Building, S2, Electrical Shop | FHO-SES-SQ-0001 | PPE | Safety Equipment |  | INQ | http://www.toronto.ca/TWONTO#voltage_tester |  | Safety Equipment
37564 | 29544 | NX3055 | Air Handling Unit Dewater. Bldg.LowerRoof, North Side (S2) | TAB-ACC-AHU-DEW | Air Handling Unit | HVAC |  |  | http://www.toronto.ca/TWONTO#air_handler_unit |  | AHUs/Supply Fans Dewater. Bldg.
2845 | 4401 | COL-MTI-RPU-2300D | Remote Processing Unit, Simcoe Control Chamber No.2300D, MTI | COL-MTI-CH-2300D | RPU | Remote Processor Unit |  | RPU | http://www.toronto.ca/TWONTO#RPU_panel |  | Chamber,Simcoe Control Chamber No.2300D, MTI
117256 | 81247 | TAB-RSP-INQ-M | M Building - Instrumentation Equipment | TAB-RSP-M | [6 empty] | M Building
71354 | 42748 | THC-SPC-COM-1607 | Termination Panel,Sub-basement,WAS Thickening Building | THC-SPC-WA2 | Control Panel | Network |  | COM | http://www.toronto.ca/TWONTO#network_panel |  | System Process Control
29127 | 55 | COL-PWN-TSH-0001 | Switch, Temperature-High | COL-PWN | Switch | Switch |  | TSH | http://www.toronto.ca/TWONTO#temperature_switch |  | Warren Park Pumping Station
50091 | 33206 | TAB-PLT-PSH-0321 | Switch, Pressure High, Grit Pump P-0321 Discharge, Grit Bldg., P Bldg. | TAB-PLT-P-0321 | Switch,Pressure-High | Switch |  | PSH | http://www.toronto.ca/TWONTO#pressure_switch |  | Pump, Centrifugal, Submersible, Grit Tank, T-0300, Grit Bldg., P Bldg.
30673 | 24521 | FIS-SES-SQ-1004 | Safety,Plant,Safety Gloves - Pair 4 | FIS-SES-SQ-GLOVE2 | Safety | Safety Equipment |  | SQ | http://www.toronto.ca/TWONTO#rubber_insulating_gloves |  | Asset Group, PPE, Electrical Personal Protection, Group 2
75237 | 21982 | THR-FT-T-0600S | Tank, Final Settling, Mixed Liquor, Secondary Treatment, Secondary Clarification - South | THR-FT-T | Tank | Tank | 38971 | T | http://www.toronto.ca/TWONTO#sedimentation_tank |  | Final Sedimentation Tank & Dedicated WAS Pumping
141119 | 7488 | WTR EUS SERVER ROOM | Communication Switch | WTR-WORK AREA 1 | [6 empty] | Building Location
106631 | 75940 | TAB-ACC-FSL-1231 | Switch,Flow,Low,Glycol from Pump | TAB-ACC-P-1231 | Switch,Flow | Switch |  | FSL | http://www.toronto.ca/TWONTO#flow_switch |  | Pump, Glycol Circulating, Floatation Bldg, PG 25-2
98264 | 51637 | FIS-SES-SQ-GLOVE1 | Asset Group, PPE, Electrical Personal Protection, Group 1 | FIS-SES |  | Safety Equipment |  |  | http://www.toronto.ca/TWONTO#rubber_insulating_gloves |  | Safety, Instrumentation & Environmental Services
27127 | 95067 | FHO-TRW-VP | Vacuum Priming | FHO-MCS | [6 empty] | Mechanical Services
58389 | 13361 | THC-DCL-LSLL-0401 | Level Switch Low-Low, SBSS Feed Tank, Dechlorination | THC-DCL-T-0400 |  | Switch | 34140 | LSLL | http://www.toronto.ca/TWONTO#level_switch |  | Tank, Feed 2% SBSS, Dechlorination
211 | 13833 | 094007SUS | Van, Administration, WA-7 | TAB-GRK-VEH1 | Vehicle,Licensed | Vehicle | 47474 |  | http://www.toronto.ca/TWONTO#passenger_vehicle
34400 | 16734 | COL-YKP-DA-1734519 | Davit Mast-1734519 | COL-YKP-DA-0017S | Safety | Safety Equipment |  | DA | davit_base |  | Davit Arm Assembly with Upper Arm-153465
55784 | 95706 | TAB-WA5-SQ-FBE1 | Lanyard 6' - Vasileios Prekas | TAB-WA5-SQ |  | Safety Equipment |  |  | lifeline |  | WA5 Safety Equipment
121336 | 61548 | THC-ACC-TSL-6301 | Switch, Temperature, Low, S/A Duct, Scrn Room/Conv. Areas, 2nd Fl. Mech Room #1, Headworks | THC-ACC-AHU-6300 | Switch,Temperature-Low | HVAC |  | TSL | http://www.toronto.ca/TWONTO#temperature_switch |  | Air Handling Unit, Screen Room/Conveyor Areas, 2nd Floor Mech Room #1, Headworks
139451 | 7460 | THR-WA2-LD-18-54 | Sling, Nylon, Work Area 2 (Sr 2258160-18-54) SIZE; 1" X 4', | THR-LD-NYLN-WA2 | Lifting Device,Sling | Lifting Device |  | LD | synthetic_web_sling |  | Slings, Nylon, Work Area 2
32238 | 48861 | COL-PSW-HIC-0100 | Humidistat | COL-PSW-MISC |  | HVAC |  | HIC | http://www.toronto.ca/TWONTO#thermostat_or_zone_controller_unit |  | Miscellaneous Equipment
67283 | 36249 | THC-TPA-PA-6013 | Speaker, Headworks, 2nd Floor, Mech Room #2 N/E | THC-TPA-PA-6010A | Public Address System | Communications Equipment |  | PA | http://www.toronto.ca/TWONTO#public_annoucement_speaker |  | Paging Panel, Headworks, Electrical Room, Ground Floor
94841 | 3556 | FHO-SES-SQ-6008-SU | Harness-937270 | FHO-SES-SQ-0006 | PPE,Harness | Safety Equipment |  | SQ | http://www.toronto.ca/TWONTO#fall_arrest_harness |  | Fall Arrest Systems
145366 | 99997 | WTR-PMI-LSL-0600 | Switch, Level-Low, Pump 0600 | WTR-PMI-P-0600 | Switch,Level-Low | Switch |  | LSL | http://www.toronto.ca/TWONTO#level_switch |  | Pump, Centrifugal, Water Transmission, West Pump Room
140908 | 92858 | TNT-SPC-AC-1001 | AC Unit, SPC Room | TNT-ACC-AHU | Fan | HVAC |  | AC | http://www.toronto.ca/TWONTO#air_condition |  | HVAC- AHUs and Fans
101401 | 30486 | KU2042A | Receiver, Air, Old Dew Bldg Mechanical Rm | TAB-AI | Tank | Tank |  |  | http://www.toronto.ca/TWONTO#pressure_vessel |  | Local Compressed Air Equipment
15109 | 22278 | COL-PHP-P-0002 | Pump, Centrifugal | COL-PHP | Pump |  | 34122 | P |  |  | High Park Sewage Pumping Station
94022 | 87070 | FHO-RW-P-2201-KQ | RW Pump Unit 22 | FHO-RAW |  |  |  | P |  |  | Raw Water Production
7886 | 79806 | COL-PTD-LSL-0102 | Switch, Level-Low | COL-PTD-MISC | Switch,Level |  |  | LSL |  |  | Miscellaneous Equipment
98194 | 91986 | FIS-SPC-RPU-1720 | Remote Processing Unit,, Raw Water Pumps, Raw Water PS Building, Pump Room | FIS-RW |  | Remote Processor Unit |  | RPU | http://www.toronto.ca/TWONTO#RPU_panel |  | Raw Water Production
13272 | 36742 | FCL-FLT-LSL-0007-SUS | Switch, Level-Low, Filter 0701, Filter No.0701 | FCL-SUSPENDED | Switch,Level-Low | Switch | 36615 | LSL | http://www.toronto.ca/TWONTO#level_switch |  | Suspended entity
81785 | 63759 | TUNNEL SUBSTN_FNCE COMP | Miscellaneous,Tunnel Substation,Fenced Compound | TUNNEL SUBSTATION | [6 empty] | RUU Substation
72745 | 13800 | FHA-CLB-PSH-0102 | Switch, Pressure, High, Discharge, CLB-EV-0101, Filter Building, Cl2/SO2 Storage Room | FHA-CLB-CHL-0101 | Switch,Pressure | Switch |  | PSH | http://www.toronto.ca/TWONTO#pressure_switch |  | Chlorinator, Solution Feed Gas Dispenser, Vacuum Operated, Filtration Building, Cl2/SO2 Feeder Room
135555 | 64058 | THR-FT-FSL-3206S | Switch, Flow-Low, WAW, Tank 1100, Secondary Treatment, Scum Pumping | THR-FT-T-1100S | Switch,Flow-Low | Switch | 39489 | FSL | http://www.toronto.ca/TWONTO#flow_switch |  | Tank, Final Settling, Mixed Liquor, Secondary Treatment, Secondary Clarification - South
31216 | 50667 | COL-RBB-AIT-0205 | Analysis Indicating Transmitter | COL-RBB | Transmitter |  |  | AIT |  |  | Western Beaches Tunnel (Battery Park)-Storm
119848 | 39711 | TAB-WA2-SQ-8682 | Body Harness- Scott | TAB-WA2-SQ-0001 | PPE,Harness | Safety Equipment |  | SQ | http://www.toronto.ca/TWONTO#fall_arrest_harness |  | Fall Arrest System , Tripod and SRL
21449 | 28301 | FHO-DEW-T-0002 | Tank, Sump Well, Sanitary Drain, TRW Building, S5, Cable Tray Room, S/W | FHO-DEW |  | Tank |  | T | http://www.toronto.ca/TWONTO#storage_tank |  | Dewatering & Drainage
2642 | 39908 | COL | Complex Systems | OS | [6 empty] | Operational Support
45485 | 36074 | TAB-DIG-T-0252 | Tank, moisture /Sediment Trap- in Gas delivery line | TAB-DIG-GAS-DOME1-4 | Tank | Tank |  | T | sediment_trap |  | Digester Tanks 1-4, Flame Arresters, Pressure Relief & Vacuum Breaker Valves
138691 | 64511 | THR-SES-SQ-0001S | Eye Wash Station. Disinfection Building, North Workshop | THR-EWSS-WA4 | Safety,Emergency Kit | Safety Equipment | 40258 | SQ | http://www.toronto.ca/TWONTO#emergency_eyewash |  | Eyewash and Shower Station, Work Area 4
114043 | 64055 | TAB-OCS-FSL-6761 | Switch, Flow Low, Separated Water, Biofilter F-6740 Inlet, Biofilter Area, P Bldg. | TAB-OCS-F-6760 | Switch,Flow-Low | Switch |  | FSL | http://www.toronto.ca/TWONTO#flow_switch |  | Biofilter, Odour Control, Biofilter Area, P Bldg,.
64076 | 76064 | THC-PLT-ZSH-0147 | Switch, Torque, Rake, Bar screen 0140, Head House | THC-PLT-SC-0140 | Switch,Torque | Switch |  | ZSH | http://www.toronto.ca/TWONTO#position_switch |  | Bar Screen 0140
69243 | 38104 | FCL-WWW-V-5612 | Valve, Slide Gate, Motorised, CV-5601 to Cake Disposal Bin Container C,Centrifuge Bldg,Centrifuge Rm | FCL-WWW-CF-5601 |  |  |  | V |  |  | Centrifuge Dewatering, East
4131 | 17924 | COL-PCU-PSL-5183 | Switch, Pressure-Low, Drain Pump 5170, Cumber PS | COL-PCU-SUSPENDED | Switch |  | 34999 | PSL |  |  | Cumber P.S.suspended entities
49107 | 69419 | TAB-OCS-HTR-6781 | Controller, Temp, Heat Tracing, Separated Potable Water to Biofilter, Biofilter Area, P Bldg. | TAB-OCS-PBLDG | Heater | Gas Collection |  | HTR | heat_trace |  | P Building - Odour control System, Fans
42084 | 21764 | TAB-ACC-V-6409 | Valve, Actuated, Fire Protection System, Pump Room, Grit Bldg., P Bldg. | TAB-ACC-P-6412 | Valve | HVAC |  | V | http://www.toronto.ca/TWONTO#valve |  | Pump, fire Pump, Pump Room, Grit Bldg., P Bldg.
114483 | 37486 | TAB-PLT-G-0104 | Gate, Slide, Motorized, Isolation, Screen Channel No. 1 Effluent | TAB-PLT-SC-0100 | Gate,Sluice,Act. | Gate |  | G | http://www.toronto.ca/TWONTO#channel_gate
83049 | 56272 | FHA-SES-SQ-0451 | FHA-SQ-LP-0001 - Life Preserver | FHA-SES-LP |  | Safety Equipment |  | SQ | http://www.toronto.ca/TWONTO#personal_floatation_device |  | Life Preservers
29999 | 10786 | FIS-RW-PSL-0003 | Switch, Pressure, Low, Potable Water Flushing Line to Screen SC-0301, Raw Water Pump Room | FIS-RW-SC-0301 | Switch,Pressure-Low | Switch |  | PSL | http://www.toronto.ca/TWONTO#pressure_switch |  | Screen, Bar, Travelling, Raw Water PS
67289 | 26750 | THC-TPA-PA-6026 | Speaker, Headworks, Ground Floor, Screen Room E | THC-TPA-PA-6010A | Public Address System | Communications Equipment |  | PA | http://www.toronto.ca/TWONTO#public_annoucement_speaker |  | Paging Panel, Headworks, Electrical Room, Ground Floor
96958 | 67443 | FIS-FEQ-DR-0066(S) | Door, Fire, Flourode & Ammonia Building | FIS-GRK-STRC-0001 |  | Door |  | DR | http://www.toronto.ca/TWONTO#door
38084 | 10143 | SWM-PBL-RPU-0001 | Remote Processing Unit | SWM-PBL-MISC | RPU | Remote Processor Unit |  | RPU | http://www.toronto.ca/TWONTO#RPU_panel |  | Miscellaneous Equipment
95270 | 80488 | FHO-TRW-T-0002-KQ | Surge Tank 2 | FHO-TRW- SURGE |  |  |  | T |  |  | Surge Protection System
121019 | 98893 | THC-ACC-P-0014 | Pump, Centrifugal, Snow-Melting, Glycol, Admin. Building Basement Mechanical Room B104 | THC-ACC-BLDG K |  | HVAC |  | P | http://www.toronto.ca/TWONTO#pump_set_-_with_drive |  | Administration Building, HVAC
132843 | 76608 | THR-DIG-PSL-2503 | Switch, Pressure-Low, Inlet Pump 2503, Digester Tank 0100 | THR-DIG-P-2503 | Switch,Pressure-Low | Switch |  | PSL | http://www.toronto.ca/TWONTO#pressure_switch |  | Pump, Centrifugal, Sludge Transfer, Tank 0100
107136 | 16297 | TAB-ACC-HTR-WGB | Unit Heaters- Waste Gas Burner Station | TAB-ACC-HTR | [6 empty] | Heaters- Convection,
86753 | 19897 | WTR-PLW-FAR-0005 | Winch, Fall Arrest, S/N 089293 | WTR-CENTRAL-SES | PPE | Safety Equipment | 38536 | FAR | winch |  | Safety & Lifting Devices
19827 | 99304 | COL-PLV-DM-0001 | Damper/Louver | COL-PLV | Damper/Louver |  |  | DM |  |  | Livingston Road Pumping Station
113255 | 82892 | TAB-EL3-LP-6013A | Control Panel, Power Distribution, Auxiliary Systems Building, 2nd Floor | TAB-EL3-MCC-6013 | Control Panel,Power Distribution Panel | Power Distribution Panel |  | LP | http://www.toronto.ca/TWONTO#LV_electrical_panel |  | MCC, Auxilary Systems Building, 2nd Floor
40084 | 2212 | DOS-SES-SCBA-0668 | SCBA 10 minutes escape pack | FAC-YCM-SES | Safety | Safety Equipment |  | SCBA | http://www.toronto.ca/TWONTO#self-contained_breathing_apparatus |  | SAFETY & ENVIRONMENTAL SERVICES
138915 | 71635 | THR-SPC-COM-5200 | Network Access Closet, Instrument Air Facility | THR-ELS-ACB |  | Network |  | COM | http://www.toronto.ca/TWONTO#network_panel |  | Electrical System, Air Compressor Building
115550 | 89080 | TAB-PRM-POL-D | D Building -polymer makedown System | TAB-PRM-D | [6 empty] | D Bldg - Primary Treatment
56326 | 62965 | FCL-TRW-F-0002 | Filter, Secondary Outlet, Air Compressor 0001, Surge Tank Building | FCL-TRW-C-0001 | Filter | Filter |  | F | http://www.toronto.ca/TWONTO#replaceable_air_filter |  | Compressor, Stationary, Surge Tank Building
88420 | 47986 | WTR-PTH-FAK-0001 | First Aid Kit Station, Thornhill Pumping Station, Main Entrance | WTR-SUSPENDED |  | Safety Equipment | 42087 | FAK | http://www.toronto.ca/TWONTO#first_aid_station_equipment |  | Suspended Obsolete entity for storage purpose
135684 | 48278 | THR-FT-LSL-4860 | Switch, Level-Low, Sump, Gallery T-17E, Flood Monitoring System | THR-FT-P-4860 | Switch,Level-High-High | Switch |  | LSL | http://www.toronto.ca/TWONTO#level_switch |  | Pump, Centrifugal, Sump,Sump pit#30, SP RAS PS,
38602 | 23485 | TAB-ACC-AC-1210 | Conditioner, Air,WA5 Meeting Room, Floatation Bldg | TAB-ACC-CI | H.V.A.C.,Air Conditioner | HVAC |  | AC | http://www.toronto.ca/TWONTO#air_condition |  | Chiller and Air Coolers
127034 | 29460 | THC-PLT-G-0912 | Gate, Isolation, Motorized, Vortex CYC-0910 Effluent Channel, Grit Removal | THC-PLT-CYC-0910 | Gate | Gate |  | G | http://www.toronto.ca/TWONTO#channel_gate
65399 | 16392 | THC-PRM-ZSL-1111 | Switch, Position Low, Mech Return, Valve 1111 | THC-PRM-V-1111 | Switch,Level-Low-Low | Switch |  | ZSL | http://www.toronto.ca/TWONTO#position_switch |  | Valve, Hydraulic Cylinder, Bottom Scraper, Primary Clarifier 1100, NW Plant
78762 | 21227 | THR-SES-SCBA-0503 | SCBA 30 Minutes Pack | THR-SES-SCBA | Safety | Safety Equipment |  | SCBA | http://www.toronto.ca/TWONTO#self-contained_breathing_apparatus |  | Self Contained Breathing Apparatus
68966 | 3589 | FCL-WWW-LSM-5530 | Switch, Level, Medium, Process Drain Pumps P-5531&5532 Sump, RMF Centrifuge Building | FCL-WWW-P-5531 |  |  |  | LSM |  |  | Pump Submersible Centrifuge Process Drain
8545 | 68632 | DOS-YCM-FAK-VEH270017 | First Aid kit in Trailer vehicle # 270017 | DOS-YCM-TRL-VEH270017 | Safety,First Aid Kit | First Aid |  |  | http://www.toronto.ca/TWONTO#first_aid_kit |  | 2019 Haulmark trailer - Vehicle Unit# 270017
19147 | 82321 | FHA-WWW-HS-2410 | Switch, Emergency Rope Switch, CV-2410, RMF, Centrifuge Room | FHA-WWW-CV-2410 | Switch | Switch |  | HS | hand_switch |  | Conveyor, Centrifuge CF-2401, RMF, Centrifuge Service Platform
32224 | 74787 | COL-SKW-F-0001 | Filter, Air | COL-SKW | Filter |  |  | F |  |  | Kew Beach Detention Tank (Kenilworth)-storm
136673 | 89332 | THR-MCS-LD-0550 | Gantry, Portable, Digester 9-10, Work Area 1 | THR-LD-WA1 | Lifting Device,Hoist,Electrical | Lifting Device |  | LD | lifting_device_support |  | Lifting Devices, Chain Hoist, Come Along & Slings
26308 | 17759 | FHO-GRK-DR-2072S | Door, (FD-S2-72), Fire Rated, Admin Building, S2, WMS & Liberary, North | FHO-GRK-FEQ-0001 | Fire Prevention,Door | Door |  | DR | http://www.toronto.ca/TWONTO#fire_rated_door
125254 | 95000 | THC-ELS-SQ-887122 | Electrical Safety gloves, High Voltage, Class 0, # 887122 | THC-SES-SQ |  | Safety Equipment | 40035 | SQ | http://www.toronto.ca/TWONTO#rubber_insulating_gloves |  | Safety Equipment
129267 | 25289 | THC-THK-T-1220 | Tank,Mixing,Polymer Make-up System-1200,Thickening Building | THC-THK-TWAS | Chemical Feeder | Tank |  | T | http://www.toronto.ca/TWONTO#chemical_storage_tank |  | Waste Activated Sludge Thickening
113269 | 99138 | TAB-EL3-MCC-6126E? | Motor Control Centre, Plant Water Bldg | TAB-EL3-MCC-6126S | Control Panel,MCC | Motor Control Centre | 47653 | MCC | http://www.toronto.ca/TWONTO#LV_electrical_panel |  | Motor Control Centre, Plant Water Bldg
49764 | 56057 | FCL-ELS-MCC-011D | Control Panel,MCC,Low Lift Bldg - Flocculation Area,600V | FCL_ELS_600V_ELECABS | Control Panel,MCC | Motor Control Centre |  | MCC | http://www.toronto.ca/TWONTO#LV_electrical_panel |  | Electrical Cabinets,600V
131076 | 69960 | THR-AER-PSL-1615 | Switch, Pressure-Low, Main Oil Pump, Blower 1611, Secondary Treatment, Aeration Blower System - North | THR-AER-T-1614 | Switch,Pressure-Low | Switch |  | PSL | http://www.toronto.ca/TWONTO#pressure_switch |  | Tank, Non-Pressurized, Auxiliary Oil, Blower 1611, Secondary Treatment, Aeration Blower System - North
77727 | 40155 | THR-PRM-PSH-2241 | Switch, Pressure-High, Discharge, Pump 2241, Sludge Pumping - South | THR-PRM-P-2241 | Switch,Pressure-Low | Switch |  | PSH | http://www.toronto.ca/TWONTO#pressure_switch |  | Pump, Centrifugal, Sludge, South Primary Station 2
66431 | 54569 | THC-STORE | Building Location | THC-EUS | [6 empty] | Production & End User Support
58381 | 95774 | THC-DCL-LSH-0101 | Level Switch High, Tank T-0100 38% Sodium Bisulphite, Dechlorination | THC-DCL-T-0100 |  | Switch |  | LSH | http://www.toronto.ca/TWONTO#level_switch |  | Tank, Storage 38% Sodium Bisulphite, Dechlorination
89009 | 33095 | WTR-REL-AUX | Auxiliary Equipment (Building Facilities) | WTR-REL | [6 empty] | Ellesmere Reservoir
85213 | 81862 | WTR-PEL-T-1600 | Tank, Non-Pressurized, New Oil, Generator Building, Product Handling Room | WTR-PEL-AUX | Tank,Non-Pressurized | Tank |  | T | http://www.toronto.ca/TWONTO#chemical_storage_tank |  | Auxilliary Equipment (Building Facilities)
105747 | 36671 | SWM-PNQ-LSLL-0101 | Switch, Level-Low Low | SWM-PNQ-MISC | Switch | Switch |  | LSLL | http://www.toronto.ca/TWONTO#level_switch |  | Miscellaneous Equipment
136765 | 464 | THR-MCS-MT-0552 | Drill Press | THR-MT-WA3 |  | Tool |  | MT | http://www.toronto.ca/TWONTO#drill_press |  | Machine Tools
8547 | 9664 | DOS-YCM-FAK-VEH76089 | First Aid kit in vehicle # 76089 | DOS-YCM-VEH-076089 | Safety,First Aid Kit | First Aid |  |  | http://www.toronto.ca/TWONTO#first_aid_kit |  | 2021 Chevrolet Silverado 3500 - Vehicle Unit# 076089
121113 | 34072 | THC-ACC-PDIT-6591 | Transmitter, Pressure Differential, Filter F-6591, 2nd Floor, Mech Room #1, Headworks | THC-ACC-F-6591 | Transmitter,Pressure | HVAC |  | PDIT | http://www.toronto.ca/TWONTO#pressure_transmitter |  | Filter, Outdoor Air Plenum, 2nd Floor, Mech Room #1, Headworks
24286 | 31646 | FHO-LAB-TPD-0001 | Electronic trap pirmer- Operators' Lab | FHO-LABCHEM |  | Drain |  | TPD | http://www.toronto.ca/TWONTO#trap_priming_device |  | Lab Chemical Inventory
62900 | 14608 | FCL-FLT-V-0117 | Valve, Gate, Loss of Head Transmitter PDIT-0101 Drain, Filter 0102 | FCL-FLT-PDIT-0101 |  |  |  | V |  |  | Transmitter, Pressure (Differential), Loss of Head for Filter 0101, Filter No.0101
136960 | 20433 | THR-OCS-DM-0062 | Damper, Butterfly, Discharge, Fan 0060, Carbon System - Omitted | THR-OCS-FN-0060 | Damper/Louver | HVAC |  | DM | http://www.toronto.ca/TWONTO#air_damper |  | Fan, Centrifugal, Odourous Air, Carbon System
118693 | 92325 | TAB-STR-INQ | WA1 Instrumentation & Safety Equipment (Gas Monitors) | TAB-WORK-AREA-1 | [6 empty] | Work Area 1
113274 | 9880 | TAB-EL3-MCC-6222A | Motor Control Centre | TAB-AUX-ELQ | Control Panel,MCC | Motor Control Centre |  | MCC | http://www.toronto.ca/TWONTO#LV_electrical_panel |  | Auxiliary Building - Electrical Equipment
74863 | 69012 | THR-FT-LSHH-3977 | Switch, Level-High-High,Pump 3981,Sump,T20 | THR-FT-P-3977A | Switch,Level-High-High | Switch |  | LSHH | http://www.toronto.ca/TWONTO#level_switch |  | Pump, Sump, Flood Monitoring, Finals, Tunnel 20
75875 | 56973 | THR-DIG-FDT-7780 | Flame detector, BU-7780, WGB Bldg Roof | THR-DIG-BU-7750 | Control Panel,Operator | Burner |  | FDT | http://www.toronto.ca/TWONTO#flame_or_combustion_sensing_instrument |  | Waste Gas Burner, Burner 7750, WGB Bldg Roof
106741 | 24762 | TAB-ACC-HE-1491 | Heat Exchanger , Electric Reheat Coil | TAB-ACC-HTR-1491 | Heat Exchanger | HVAC |  | HE | http://www.toronto.ca/TWONTO#heat_exchanger |  | Heater, Electric Reheat Coil
7546 | 69745 | COL-PSS-WEL-0600 | Dry Well | COL-PSS |  |  |  | WEL |  |  | Scott Sewage Pumping Station
44067 | 47825 | TAB-DEW-T-2200 | Tank, Hopper, SC from Centrifuges | TAB-DEW-P-2201 | Tank | Tank |  | T | http://www.toronto.ca/TWONTO#storage_tank |  | Pump, Sludge Cake Transfer, Schwing #6,
138902 | 57210 | THR-SPC-COM-2013 | Network,Protocol,Main Equipment Room West Wall,Multinet Converter for JRT-0203, JRT-0002, JRT-0021A, JRT-0021B, JRT-0021C | THR-SPC-COM-2010 |  | Network |  | COM | http://www.toronto.ca/TWONTO#network_panel |  | Network,Protocol,Main Equipment Room West Wall,
50825 | 27382 | TAB-PRM-FSL-6503 | Switch ,Flow, Low,Water injection to Scum Pump 2300 | TAB-PRM-P-2301 | Switch,Flow | Switch |  | FSL | http://www.toronto.ca/TWONTO#flow_switch |  | Pump, Hot Water Recirculating
76212 | 81195 | THR-MCS-LD-9858 | Engine Hoist.,2T,Head House, Work Area 2 | THR-LD-WA2 | Lifting Device,Hoist,Manual | Lifting Device |  | LD | http://www.toronto.ca/TWONTO#lifting_equipment_hoist |  | Lifting Devices, Chain Hoist, Come Along & Slings
20804 | 67103 | FHO-DOZ-INJ-3341 | Injector, ORP Analyzer AIT-3341 Sampling, Ozone Building, S2, Access/Sampling Area 4 | FHO-DOZ-AIT-3341 |  | Injector |  | INJ | http://www.toronto.ca/TWONTO#ejector |  | Analyzer, Ozone, Dissolved Ozone in Water, Contact Tank T-2300, Ozone Building, S2, Access/Sampling Area 4
140796 | 32485 | TNT-SES-SQ-0002 | First Aid Kit-Lunch Room, TNT | TNT-GRK-FSTAID | Safety,First Aid Kit | Safety Equipment |  | SQ | http://www.toronto.ca/TWONTO#first_aid_kit |  | First aid Kits
121732 | 2261 | THC-ACC-V-6051 | Valve, Butterfly, Manual, Hot Water, HE-6002, Lower Level 2 Blower Room, Headworks | THC-ACC-HE-6002 | Valve | HVAC |  | V | http://www.toronto.ca/TWONTO#valve |  | Heat Exchanger, Heating Glycol System, Lower Level 2 Blower Room, Headworks
51617 | 5719 | TAB-GRK-VEH-043275 | Truck, Dodge Ram 1500, Model RTR, 2018, | TAB-GRK-VEH1 | Vehicle,Licensed | Vehicle |  | VEH | http://www.toronto.ca/TWONTO#pickup_truck
76170 | 96592 | THR-MCS-LD-2129 | Come Along, Work Area 2 (SN. 40202129, 1000LBS) | THR-SES-LD | Lifting Device,Chain | Lifting Device |  | LD | winch |  | Lifting Device, Safety Equipment
118720 | 3980 | TAB-STR-LSHH-8037 | Switch, Level High-High Blower Bldg, Basement, North-West Corner | TAB-STR-P-8037 |  | Switch |  | LSHH | http://www.toronto.ca/TWONTO#level_switch |  | Pump, Sump
94854 | 57184 | FHO-SES-SQ-6050 | High Voltage Safety Equipment, Insulated Gloves, Class 0, Serial Number 399, Muranganwa Chirumme | FHO-SES-SQ-1000 | PPE,Insulated Glove | Safety Equipment |  | SQ | http://www.toronto.ca/TWONTO#rubber_insulating_gloves |  | High Voltage Insulated Gloves
90920 | 91952 | WTR-PEL-MCC-0203 | Motor Control Center, MCC-203, Generator Building, Electrical Room | WTR-PEL-BUS-0203 | Control Panel,MCC | Motor Control Centre |  | MCC | http://www.toronto.ca/TWONTO#LV_electrical_panel |  | BUS 2, Electrical Power Line, Electrical Bus, MCC 0203, 600V, Generator Building, Electrical Room
18428 | 29724 | FHA-SES-LDR-0106 | FHA-SES-LD-0035 - 10' Ladder Fiberglass ( TRW Switchgear Room ) | FHA-SES-LD-1 | Safety | Safety Equipment |  | LDR | http://www.toronto.ca/TWONTO#ladder |  | Ladders
47436 | 13501 | TAB-EL1-SQ-6260 | Spill kit,DAWG® 20 Gallon Overpack | TAB-ELS-ESQ | Spill Kit | Safety Equipment |  | SQ | http://www.toronto.ca/TWONTO#spill_kit |  | Electrical Safety Equipment
127996 | 33646 | THC-PRM-ZSH-1013 | Switch, Position High, Mech Collect, Valve 1013 | THC-PRM-V-1013 |  |  |  | ZSH |  |  | Valve, Hydraulic Cylinder, Bottom Scraper, Primary Clarifier 1000, SW Plant
8814 | 29181 | COL-SMC-FN-0001 | Fan, Axial | COL-SMC | Fan |  |  | FN |  |  | Maclean Detention Tank-storm
3054 | 21902 | COL-MTI-T-2300D | Tank/Resevoir, Hydraulic Power Unit, Simcoe Control Chamber No.2300D, MTI | COL-MTI-CH-2300 | Tank | Tank |  | T | http://www.toronto.ca/TWONTO#chemical_storage_tank |  | Chamber,Simcoe Control Chamber No.23,MTI
62781 | 11378 | FCL-FLT-LSL-0009-SUS | Switch, Level-Low, Filter 1101, Filter No.1101 | FCL-FLT-F-0901 | Switch,Level-Low | Switch | 36617 | LSL | http://www.toronto.ca/TWONTO#level_switch |  | Filter, Carbon Activated, Filter Building, Filter Gallery West
8801 | 50438 | COL-SMC-CP-0003 | Control Panel, Operator | COL-SMC | Control Panel |  |  | CP |  |  | Maclean Detention Tank-storm
10825 | 79058 | FCL-ALM-CP-0014 | Control Panel, Operator, Alum Storage Tank 0101 Outlet Valve, Alum System | FCL-ALM-T-0101 |  |  |  | CP |  |  | Tank, Non-Pressurized, Alum Storage Tank 0101, Liquid Alum System
105915 | 84130 | TAB-ACC-AHU-1845 | AHU, Blower Bldg | TAB-ACC-AHU-BL | Air Handling Unit | HVAC |  | AHU | http://www.toronto.ca/TWONTO#air_handler_unit |  | AHUs/Supply Fans Blower Bldg.
58192 | 99978 | THC-ACC-BLDG O | Phase IV , Building O HVAC | THC-MCS-HVAC |  | HVAC |  |  | http://www.toronto.ca/TWONTO#collection_of_assets |  | Mechanical Services, HVAC
12969 | 18677 | FCL-FL-CP-0201 | Control Panel, Electrical, Pump 0201, Hydrofluosilicic Acid System | FCL-FL-P-0201 |  |  |  | CP |  |  | Pump, Gear, Hydrofluosilicic Acid System
66924 | 55442 | THC-INC-BU-1038 | Burner, Hearth 5, Incinerator 1000 | THC-INC-FU-1000 | Burner | Burner |  | BU | http://www.toronto.ca/TWONTO#burner_component_of_asset |  | Furnace, Incinerator 1000
45086 | 46286 | TAB-DIG-FX-DOME13-16 | Flame Arrester, Pressure Relief, Vacuum Breaker, Moisture/Sediment Traps & Gas Valves, Digester Tank 13-16 | TAB-DIG-T-13-16 | [6 empty] | Digester Tanks 13-16
136644 | 25697 | THR-MCS-LD-0095 | Chain Hoist, Power Fist | THR-LD-WA3 | Lifting Device,Hoist,Manual | Lifting Device |  | LD | http://www.toronto.ca/TWONTO#lifting_equipment_hoist |  | Lifting Devices, Chain Hoist, Come Along & Slings
69694 | 54687 | THR-BG-C | Blended Gas, Gas Compressors | THR-CG | [6 empty] | Co-Generation
28092 | 34291 | FIS-FLT-F-0600 | Filter, Settled Water, Filter Building, Filter Gallery | FIS-FLT | Filter | Filter |  | F | http://www.toronto.ca/TWONTO#filtration_tank |  | Filtration
110783 | 51550 | TAB-DIG-LSH-0523 | Switch,Level, High, Digester # 5 | TAB-DIG-T-0500 | Switch,Level-High | Switch |  | LSH | http://www.toronto.ca/TWONTO#level_switch |  | Digestion Tank 05
40109 | 96705 | DA0151A | AC Unit, RC 2-Dew.Bldg. | TAB-SUSPENDED ENTITY | H.V.A.C.,Air Conditioner | HVAC | 34445 |  | http://www.toronto.ca/TWONTO#air_condition |  | Suspended entities
117194 | 6587 | TAB-RSP-FSL-1210 | Flow Switch, Low,Coolingl Water, Motor Brg.,Raw Sewage Pump #1 | TAB-RSP-P-1210 | Switch,Flow | Switch |  | FSL | http://www.toronto.ca/TWONTO#flow_switch |  | Pump,Raw Sewage Transfer #1
59437 | 81496 | THC - A01 - S008 | Door, Building A | THC-GRK-DR-A |  | Door |  |  | http://www.toronto.ca/TWONTO#door
120529 | 36510 | THC-ACC-DM-6212 | Damper, Bubble, Return Air, Blower Room, 2nd Floor Mech Room #2, Headworks | THC-ACC-AHU-6200 | Damper/Louver | HVAC |  | DM | http://www.toronto.ca/TWONTO#air_damper |  | Air Handling Unit, Blower Room, 2nd Floor Mech Room #2, Headworks
147176 | 62576 | WTR-RRH-F-0402 | Filter, Discharge Header, Pump 0401, Rosehill Reservoir, Valve House | WTR-RRH-P-0401 | Filter | Filter |  | F | media_based_filter |  | Pump, Submersible, Rosehill Reservoir, Interconnection Chamber
111129 | 30212 | TAB-DIG-T-0900 | Tank, Digester tank, Digester 9 | TAB-DIG-T-09-12 | Tank | Tank |  | T | http://www.toronto.ca/TWONTO#digester_tank |  | Digester Tanks 9-12
11832 | 27207 | FCL-ELS-MCC-002F | Control Panel,MCC,High Lift Bldg - Electrical Room,600V | FCL_ELS_600V_ELECABS | Control Panel,MCC | Motor Control Centre |  | MCC | http://www.toronto.ca/TWONTO#LV_electrical_panel |  | Electrical Cabinets,600V
62399 | 12338 | FCL-FLT-F-1002 | Filter, Inlet Side of PDIT-1001, Filter F-1001, Filtration Pipe Gallery | FCL-FLT-PDIT-1001 |  |  |  | F |  |  | Transmitter, Pressure (Differential), Loss of Head for Filter 1001, , Filter No.1001
125386 | 15860 | THC-ELS-WR-0001-M | Receptacle 600 V, Building M | THC-ELS-PS-0001-M |  |  |  | WR |  |  | Primary Power Equipment, Building M
40800 | 17487 | TAB-ACC-TE-1434B | Temperature Element, Space Temperature | TAB-ACC-HTR-1434 | Sensor,Temperature | HVAC |  | TE | http://www.toronto.ca/TWONTO#temperature_sensor_element |  | Heater, Hot Water Reheat Coil
74872 | 91122 | THR-FT-LSHH-5711 | Switch, Level-High-High,Pump 5711, Sump, Aeration Gallery, Tunnel 14, South | THR-FT-P-5711 | Switch,Level-High-High | Switch |  | LSHH | http://www.toronto.ca/TWONTO#level_switch |  | Pump, Sump, Aeration Gallery, Tunnel 14 South
78892 | 97181 | THR-SES-SQ-5012 | Lanyard for Harness, PPE Wayne Johnston (Suspended) | THR-S-E | Safety | Safety Equipment | 35575 | SQ | lifeline |  | SUSPENDED ENTITY
55462 | 16872 | TAB-WA1-SQ-1162 | Sling | TAB-WA1-SQ-1000 | Lifting Device,Sling | Lifting Device |  | SQ | http://www.toronto.ca/TWONTO#fall_protection_sling |  | WA1 Lifting Devices and Slings
15430 | 38164 | FCL-WWW-FSL-7014 | Switch, Flow, Low, Discharge, After SO2 Chlorine and Turbidity RMF Sampling Pumps, Effluent Chamber,P-7014A | FCL-WWW-P-7014A | Switch,Flow-Low | Switch |  | FSL | http://www.toronto.ca/TWONTO#flow_switch |  | Pump Sample After SO2 Chlorine and Turbidity, RMF dechlorination
15016 | 12184 | FCL-TRW-3 | Treated Water Discharge Headers | FCL-TRW |  |  |  | TRW |  |  | Treated Water
12840 | 87201 | FCL-ELS-TS-0300 | Switch,High Lift Bldg - Switchgear Room,MCC-0300 Transfer Switch | FCL-ELS-MCC-0300 | Switch | Switch |  | TS | http://www.toronto.ca/TWONTO#transfer_switch |  | Control Panel,MCC,High Lift Bldg - Switchgear Room,600V
30136 | 45896 | COL-PWR-LSL-0403 | Switch, Level-Low | COL-PWR | Switch,Level |  | 35098 | LSL |  |  | West Rouge Pumping Station
92551 | 69179 | FIS-ACC-AHU-0501 | Air Handling Unit, Filter Complex, Basement | FIS-HVAC | Air Handling Unit | HVAC |  | AHU | http://www.toronto.ca/TWONTO#air_handler_unit |  | Climate Control
59029 | 23205 | THC-ACC-HTR-0256 | Heater, Perimeter. Admin Building | THC-ACC-BLDG K |  | HVAC |  | HTR | http://www.toronto.ca/TWONTO#heater |  | Administration Building, HVAC
105648 | 20194 | SWM-PIT-SW-0004 | Switch, Transformer | SWM-PIT | Switch | Switch |  | SW | http://www.toronto.ca/TWONTO#disconnect_switch |  | Islington Storm Pumping Station
112935 | 42794 | TAB-EL1-TS-6530 | Power Distribution, Automatic Transfer Switch, Generator, Standby Power, 600V | TAB-EL1-PDP-6008 |  |  |  | TS |  |  | Power Distribution Panel, 600V, Z Building Outdoor Substation
24333 | 9211 | FHO-MCS-LD-0301 | Lifting Device, Scissor Lift, Hefty Herman Model 2034 HT- Sr # 8100491 | FHO-MCS-LD | Lifting Device,Scissor Lift | Lifting Device |  | LD | http://www.toronto.ca/TWONTO#man_lift |  | Lifting Devices & Elevators
147762 | 39715 | YTF-ELS-PDP-0901 | Control Panel, Power Dist., Warehouse Mechanical, Main Electrical Service | YTF-ELS | Control Panel,Power Distribution Panel | Power Distribution Panel |  | PDP | http://www.toronto.ca/TWONTO#LV_electrical_panel |  | Electrical Equipment
55504 | 97858 | TAB-WA1-SQ-8033 | Davit Arm | TAB-WA1-SQ-0001 | Safety,Emergency Kit | Safety Equipment |  | SQ | http://www.toronto.ca/TWONTO#fall_arrest_Davit_arm |  | WA1 Fall Arrest System
16650 | 7564 | FHA-ELS-LTG EMERG | Emergency Lights | FHA-SES | [6 empty] | Safety & Environmental Services
132435 | 66570 | THR-DIG-FSL-2369 | Flow Switch, Pump Seal Water | THR-DIG-P-2369 | Transmitter,Pressure | Switch |  | FSL | http://www.toronto.ca/TWONTO#flow_switch |  | Pump, Centrifugal, Sludge Recirculation, Tank 1000
98017 | 57243 | FIS-SES-LDR-4503 | Ladder, 6' Fiberglass, Workshop Building, Empty Room in TRW Pump Area | FIS-SES | Safety | Tool |  | LDR | http://www.toronto.ca/TWONTO#ladder |  | Safety, Instrumentation & Environmental Services
115491 | 20079 | TAB-PRM-LSHH-8070 | Switch, Level High-High, Primary Tanks, P.S #2, Basement, Scum Pump Room | TAB-PRM-P-8070 |  | Switch |  | LSHH | http://www.toronto.ca/TWONTO#level_switch |  | Pump, Sump
21087 | 68040 | FHO-CLB-CHL-0101-KQ | Post ChlorinationTrain 1 | FHO-OBSOLETE |  |  |  | CHL |  |  | Removed From Service
59447 | 30410 | THC - A01 - S193 | Door, Building A | THC-GRK-DR-A |  | Door |  |  | http://www.toronto.ca/TWONTO#door
5877 | 45831 | COL-PLB-SW-0001 | Switch, Main Electrical Disconnect | COL-PLB-MCC-0195A | Switch | Switch |  | SW | http://www.toronto.ca/TWONTO#disconnect_switch |  | Motor Control Centre
73941 | 88895 | THR-ELS-SQ-0328 | Megger Tester, Electrical Safety Equipment | THR-ELS-SQ | Safety | Test Equipment |  | SQ | megger_tester |  | Electrical Safety Equipment, Gloves, Hot Stick, HVT & Megger
61158 | 49736 | THC-ELS-SQ-2734339 | Electrical Safety gloves, High Voltage, Class 0, # 2734339 | THC-SES-SQ | PPE,Insulated Glove | Safety Equipment |  | SQ | http://www.toronto.ca/TWONTO#rubber_insulating_gloves |  | Safety Equipment
79179 | 78481 | THR-ELS-PDP-0701 | Control Panel, Power Distribution Panel, Line 0104, Return Activated Sludge 600V Switchgear | THR-ELS-TR-0700S | Control Panel,Power Distribution Panel | Power Distribution Panel |  | PDP | http://www.toronto.ca/TWONTO#LV_electrical_panel |  | Transformer, Power, Dry, Line 0700, Return Activated Sludge 600V Switchgear, Indoor
29601 | 71342 | COL-PWR-AUX-MECH | Mechanical Equipment | COL-PWR-AUX | [6 empty] | Auxiliary Equipment
38244 | 78358 | NYCC-OFFICE | Computer Location | NYCC-ADMIN-BLDG | [6 empty] | Building Location
71880 | 20845 | THC-THK-RPU-1607 | RPU,Polymer Feed,WAS Thickening Building (1) | THC-GRK-DR-J | Control Panel,Instrumentation | Remote Processor Unit |  | RPU | http://www.toronto.ca/TWONTO#RPU_panel |  | Doors, Building J
101554 | 698 | MAIN-128 | Main 128 | WTR-LWA | [6 empty] | Work Area 2 Central Mains and Chambers
7943 | 99589 | COL-PVM-ALR-0001 | Control Panel, Operator | COL-PVM | Control Panel |  |  | ALR |  |  | Valleymede Sewage Pumping Station
23690 | 30247 | COL-PPU-P-0300 | Pump, Centrifugal | COL-PPU | Pump |  |  | P |  |  | Port Union Road Sewage Pumping Station
72752 | 15753 | FHA-CLB-T-0101 | Tank, Expansion, Chlorine Gas to Post-Chlorine EV-0101, Filter Building, Cl2/SO2 Storage Room | FHA-CLB-CHL-0101 | Tank | Tank |  | T | expansion_tank |  | Chlorinator, Solution Feed Gas Dispenser, Vacuum Operated, Filtration Building, Cl2/SO2 Feeder Room
134840 | 24770 | THR-ELS-LSM-0100 | Switch, Level, Medium, Sump Pump 0100A/0101, Old Main Sub Station | THR-ELS-CP-0100 | Switch,Level-High-High | Switch |  | LSM | http://www.toronto.ca/TWONTO#level_switch |  | Control Panel,Sump Pump 0100A/0101,Old Main Sub Station
124869 | 13114 | THC-ELS-MCC-1202 | Control Panel,MCC,Admin | THC-ELS-PS-0001-K | Control Panel,MCC | Motor Control Centre |  | MCC | http://www.toronto.ca/TWONTO#LV_electrical_panel |  | Primary Power Equipment, Building K
121734 | 82449 | THC-ACC-V-6055 | Valve, Butterfly, Manual, Glycol, HE-6002, Lower Level 2 Blower Room, Headworks | THC-ACC-HE-6002 | Valve | HVAC |  | V | http://www.toronto.ca/TWONTO#valve |  | Heat Exchanger, Heating Glycol System, Lower Level 2 Blower Room, Headworks
72543 | 17265 | THR-ACC-CU-4505 | Condensing Unit, Ductless Split System outdoor Unit, Switchgear Bldg North | THR-ACC-AC-4504 | H.V.A.C.,Air Conditioner | HVAC |  | CU | http://www.toronto.ca/TWONTO#AC_condenser_unit |  | Fan Coil Unit, Ductless Split System Indoor Unit, Switchgear Bldg North
140970 | 44849 | VP2032 | Detector, Gas | TAB-ELS-AM | Sensor,Gas | Safety Equipment |  |  | http://www.toronto.ca/TWONTO#portable_gas_detector |  | WA8 Safety Equipment Gas Detectors, Plant Wide
58643 | 3989 | THC-ACC-DM-6312 | Damper, Bubble, S/A, AHU-6300 & 6400, To Scr. Room/Conv. Area, 2nd Fl. Mech Room #1, Headworks | THC-ACC-AHU-6300 | Damper/Louver | HVAC |  | DM | http://www.toronto.ca/TWONTO#air_damper |  | Air Handling Unit, Screen Room/Conveyor Areas, 2nd Floor Mech Room #1, Headworks
48081 | 72086 | TAB-EL3-WR-6103B | Welding Receptacle, Plant Water Substation | TAB-EL3-MCC-6103 | Welding Equipment | Power Supply Unit |  | WR | http://www.toronto.ca/TWONTO#welding_receptacle |  | Motor Control Unit, PWPS 600V
146629 | 79574 | WTR-PWT-SW-1100 | Switch, 2400V, Load Bank, Electrical Room | WTR-PWT-GEN-1100 | Switchgear,Indoor | Switch |  | SW | http://www.toronto.ca/TWONTO#disconnect_switch |  | Generator, Diesel, Standby Power, Outdoor, West Tor PS
106456 | 8373 | TAB-ACC-FN-1905 | Conditioner, Air, Blwr Bldg, Computer Rm-Blwr Bldg | TAB-ACC-CI | H.V.A.C.,Air Conditioner | HVAC |  | FN | http://www.toronto.ca/TWONTO#air_condition |  | Chiller and Air Coolers
43183 | 91403 | TAB-CW-FSH-0030 | Switch,Flow,High,Eye Wash station, Dewatering Basement West wall next to wash Room | TAB-CW-SQ-0030 | Switch,Flow-High | Safety Equipment |  | FSH | http://www.toronto.ca/TWONTO#flow_switch |  | Eye Wash station, Dewatering Basement West wall next to wash Room
72862 | 18212 | THR-DIS-P-NRAS | Pumps, Disinfection, North Return Activated Sludge | THR-DIS-P | [6 empty] | Disinfection - Pumping
96829 | 41429 | FIS-ELS-T-2103 | Tank, 190 L, Generator GEN-2100 Fuel Oil Vent Tank, Workshop Building, Generator Room | FIS-ELS-GEN-2100 |  | Tank |  | T | http://www.toronto.ca/TWONTO#fuel_oil_tank |  | Generator, Diesel, Emergency, 4160V, 750KW, Workshop Building, Generator Room
125821 | 1719 | THC-GRK-DR-S | Doors, Building S | THC-GRK-ELS-S |  | Door |  |  | http://www.toronto.ca/TWONTO#door
40094 | 83583 | DOS-SES-SCBA-3879 | SCBA 60 minutes escape pack | DOS-SES-SCBA | Safety | Safety Equipment |  | SCBA | http://www.toronto.ca/TWONTO#self-contained_breathing_apparatus |  | Self Contained Breathing Apparatus (SCBA)
76152 | 93397 | THR-MCS-LD-0811 | Chain Hoist, Manual, Work Area 4 | THR-LD-WA4 | Lifting Device,Hoist,Manual | Lifting Device |  | LD | http://www.toronto.ca/TWONTO#lifting_equipment_hoist |  | Lifting Devices, Chain Hoist, Come Along & Slings
105061 | 27679 | NX2623A | Fan, Air Supply ES-1, Seawall Sub-Station Roof | TAB-ACC-AHU-SEAWL | [6 empty] | AHUs/Supply Fans Sea Wall Substation
71649 | 7774 | THR-DIG-PSH-3166 | Switch, Pressure-High, Pump 3166, Solids Treatment, Transfer System - Digesters - Tank 0700 & Tank 0800 | THR-DIG-P-3166 | Switch,Pressure-High | Switch |  | PSH | http://www.toronto.ca/TWONTO#pressure_switch |  | Pump, Centrifugal, Sludge Transfer, Digester Tank 0800
59070 | 94244 | THC-ACC-HTR-0362 | Air Heater, Building M | THC-ACC-HEATERS | H.V.A.C.,Heater,Unit | HVAC |  | HTR | http://www.toronto.ca/TWONTO#heater |  | Air Heaters, Building M
139706 | 78750 | TNT-ACC-BU-5201 | Burner, Boiler #5200 | TNT-ACC-BO-5200 | Burner | Burner |  | BU | http://www.toronto.ca/TWONTO#burner_component_of_asset |  | Boiler, Hot Water
113500 | 28743 | TAB-ELS-SQ-E2AA | Cross Arm Strap 6' - Yevgen Valavsky | TAB-ELS-SQ-FALL ARST | PPE,Lanyard | Safety Equipment |  |  | lifeline |  | Fall Arrest -Safety Harness & Lanyard
77737 | 57692 | THR-PRM-PSL-2341 | Switch, Pressure-Low, Suction, Pump 2341, Sludge Pumping - South | THR-PRM-P-2341 | Switch,Pressure-Low | Switch |  | PSL | http://www.toronto.ca/TWONTO#pressure_switch |  | Pump, Centrifugal, Sludge, South Primary Station 3
34424 | 94585 | MAIN-028D | Main 028D | WTR-MT1 | [6 empty] | Work Area 1 EAST Mains and Chambers
46752 | 42704 | FCL-ACC-HTR-0778 | Heater, Snow Melting, Gaseous Chemical Building, Service Area First Floor | FCL-ACC-CL |  |  |  | HTR |  |  | Gaseous Chemical Building HVAC Equipment
146505 | 69802 | WTR-PTH-LSH-0501 | Switch, Level-High, Sump | WTR-PTH-AUX | Switch,Level-High | Switch |  | LSH | http://www.toronto.ca/TWONTO#level_switch |  | Auxiliary Equipment (Building Facilities)
58941 | 71399 | THC-ACC-FN-6290 | Fan, Exhaust, Mechanical Room #2, Roof, Headworks | THC-ACC-AHU-6100 | Fan | HVAC |  | FN | http://www.toronto.ca/TWONTO#blower_or_fan_with_drive |  | Air Handling Unit, Truck Loading Bay, Mech Room #2, Headworks
90879 | 4663 | FHO-CLB-PSL-0301 | Switch,Pressure Low,Outlet from Post East Chlorine Train 3 Tanks to Expansion Tank,Chem.Storage Rm. | FHO-CLB-CHL-0301 | Switch,Pressure-Low | Switch |  | PSL | http://www.toronto.ca/TWONTO#pressure_switch |  | Chlorinator, Post Chlorination East Train 3, Chemical Building, L1, Evaporator Room
3635 | 65469 | COL-PEV-MCC-0001 | Motor Control Center | COL-PEV |  | Motor Control Centre |  | MCC | http://www.toronto.ca/TWONTO#LV_electrical_panel |  | Ellis Sewage Pumping Station
25902 | 36180 | COL-PSP-LSH-0103 | Switch, Level-High | COL-PSP-MISC | Switch,Level |  |  | LSH |  |  | Miscellaneous Equipment
76490 | 42709 | THR-OCS-PSL-3952 | Switch, Pressure-Low, Foul Air Plenum to Atmosphere, Plant Services, Odour Control System | THR-OCS-SB-0554 | Switch,Pressure-Low | Switch |  | PSL | http://www.toronto.ca/TWONTO#pressure_switch |  | Scrubber, Plant Services, Odour Control System
42743 | 75782 | TAB-ACC-ZSH-0031 | Switch,Position,Damper,Flue Gas Out let, Boiler #3 | TAB-ACC-BO-0030 | Switch,Position | Switch |  | ZSH | http://www.toronto.ca/TWONTO#position_switch |  | Boiler # 3, Hot Water Heating, Volcano, B-3
38670 | 20723 | TAB-ACC-AC-6412 | Air Conditioner, Indoor, Electrical Room, Old Screen Bldg., P Bldg. | TAB-ACC-CI | H.V.A.C.,Air Conditioner | HVAC |  | AC | http://www.toronto.ca/TWONTO#air_condition |  | Chiller and Air Coolers
78305 | 48674 | THR-SES-EEK | Emergency Evacuation Kit | THR-SES-WA3 |  | Safety Equipment |  |  | emergency_kit |  | Safety & Environmental Services
86532 | 5753 | WTR-PKL-LSL-0100 | Switch,Level-Low,Priming Status Switch,Pump 0100 | WTR-PKL-P-0100 | Switch,Level-Low | Switch |  | LSL | http://www.toronto.ca/TWONTO#level_switch |  | Pump, Centrifugal, District 5
107605 | 77125 | TAB-ACC-TE-1491B | Temperature Element, Space Temperature | TAB-ACC-HTR-1491 | Sensor,Temperature | HVAC |  | TE | http://www.toronto.ca/TWONTO#temperature_sensor_element |  | Heater, Electric Reheat Coil
125187 | 84335 | THC-ELS-SQ-1342256 | Electrical Safety gloves, High Voltage, Class 0, # 1342256 | THC-SUSPENDED |  | Safety Equipment | 35393 | SQ | http://www.toronto.ca/TWONTO#rubber_insulating_gloves |  | Suspended entity
145162 | 61598 | WTR-PLW-T-0005-SUS | SCBA 3000 psi Bottle, ARAP | WTR-SUSPENDED | Tank | Safety Equipment | 47447 | T | http://www.toronto.ca/TWONTO#compressed_gas_cylinder |  | Suspended Obsolete entity for storage purpose
43185 | 53535 | TAB-CW-FSH-0036 | Switch,Flow,High,Eye Wash Station- Aux. Bldg. Sub Bsmt Next to Elevator | TAB-CW-SQ-0036 | Switch,Flow-High | Safety Equipment |  | FSH | http://www.toronto.ca/TWONTO#flow_switch |  | Eye Wash Station- Aux. Bldg. Sub Bsmt Next to Elevator
69375 | 22350 | THR-AER-PSLL-1211 | Switch, Pressure-Low-Low, Oil Pressure Blower 1211, Secondary Treatment, Aeration - Blower System - South | THR-AER-T-1214 | Switch,Pressure-Low | Switch |  | PSLL | http://www.toronto.ca/TWONTO#pressure_switch |  | Tank, Reservoir, Auxiliary Oil for Blower 1211, Secondary Treatment, Aeration - Blower System - South
87704 | 88935 | WTR-PRH-TSH-0002 | Switch, Temperature-High, Building | WTR-PRH-AUX | Switch,Temperature-High | Switch |  | TSH | http://www.toronto.ca/TWONTO#temperature_switch |  | Auxiliary Equipment (Building Facilities)
55077 | 27859 | TAB-THK-T-4220 | Polymer Solution Day Tank 2 | TAB-THK-T-PYS | Tank,Non-Pressurized | Tank |  | T | http://www.toronto.ca/TWONTO#chemical_storage_tank |  | Mixed Polymer Solution Day Tanks
18088 | 88659 | FHA-SED-ZSH-0104B | Switch, Limit, Access Hatch Zone 4, Settling Basin T-0101 | FHA-SED-ZSH-0104 |  | Security System |  | ZSH | http://www.toronto.ca/TWONTO#position_switch |  | Switch, Limit, Access Hatch Zone 1,
18409 | 59172 | FHA-SES-LD-0087 | 9 Step rolling ladder Blue in Treated water basement | FHA-SES-LD-1 | Safety | Safety Equipment |  | LD | http://www.toronto.ca/TWONTO#portable_ladder |  | Ladders
26399 | 62829 | FHO-SES-SQ-9014 | Lanyard-136475 | FHO-SES-SQ-0009 | PPE,Lanyard | Safety Equipment | 34724 | SQ | lifeline |  | Fall Lanyards
129631 | 36393 | THR-ACC-AHU-0230 | Air Handling Unit, Air Supply, North Grit Fan Room | THR-ACC-GRIT | Air Handling Unit | HVAC |  | AHU | http://www.toronto.ca/TWONTO#air_handler_unit |  | Heating, Ventilation and Air Conditioning, Grit Building
42800 | 77510 | TAB-AER-T-0800 | Aeration Tank 08 | TAB-AER-TANKS |  | Tank |  | T | http://www.toronto.ca/TWONTO#aeration_tank |  | Aeration Tanks
38951 | 75299 | TAB-ACC-CT-1404 | Control Panel, Zone Controller | TAB-ACC-VAV-1404 | Control Panel,HVAC | HVAC |  | CT | http://www.toronto.ca/TWONTO#thermostat_or_zone_controller_unit |  | Heater, Hot Water Reheat Coil, Variable air
2697 | 7864 | COL-BCV-TSH-0001 | Switch, Temperature-High | COL-BCV-MISC | Switch | Switch |  | TSH | http://www.toronto.ca/TWONTO#temperature_switch |  | Miscellaneous Equipment
136469 | 76186 | THR-GRK-ER | Engine Room and Basement,North Boiler Room | THR-GRK-PRTY-0204 |  | Grounds |  |  | space |  | Groundskeeping, General Labour
48157 | 96961 | FCL-ALM-LSH-0001 | Switch, Level-High, Concrete Spill Containment, Liquid Alum System | FCL-ALM | Switch,Level-High | Switch |  | LSH | http://www.toronto.ca/TWONTO#level_switch |  | Coagulation
20601 | 8709 | COL-PMT-LSLL-0101 | Switch, Level Low-Low | COL-PMT | Switch,Level |  |  | LSLL |  |  | Military Trail Sewage Pumping Station
132549 | 12769 | THR-DIG-LSHH-0107 | Switch, Level-High-High,Overflow Chamber,Tank 0100, Solids Treatment, Digester - Tanks 1-6 | THR-DIG-PD-0100 | Switch,Level-High-High | Switch |  | LSHH | http://www.toronto.ca/TWONTO#level_switch |  | Tank, Primary Digester-1, Solids Treatment
122018 | 45965 | THC-AER-T-2100 | Tank, Aeration | THC-AER-T |  | Tank |  | T | http://www.toronto.ca/TWONTO#aeration_tank |  | Tank, Aeration
21768 | 29618 | COL-PMY-FA-0005S | Fire Alarm System, Shaft 8B | COL-W-OBSOLETE | Building Service,Fire Alarm |  | 42923 | FA |  |  | Col West Obsolete Entities
112946 | 64980 | TAB-EL1-TSH-1504A | Switch,Winding Temperature,High,EL1-TR-1504,North Substation | TAB-EL1-TR-1504 | Switch,Temperature-High | Switch |  | TSH | http://www.toronto.ca/TWONTO#temperature_switch |  | Transformer,EL1-TR-1504,13.8-4.16KV,3 PH
4776 | 70135 | COL-PHF-JIT-0001 | Meter, Power Indicating Transmitter, Main Power | COL-PHF | Meter |  |  | JIT |  |  | Highfield Sewage Pumping Station
8900 | 80754 | COL-YKP-DA-0004S | Davit Arm Assembly with Upper Arm-1734509 | COL-W-OBSOLETE | Safety | Safety Equipment | 45970 | DA | http://www.toronto.ca/TWONTO#fall_arrest_Davit_arm |  | Col West Obsolete Entities
73939 | 74675 | THR-ELS-SQ-0326 | Megger Tester, Electrical Safety Equipment | THR-ELS-SQ | Safety | Test Equipment |  | SQ | megger_tester |  | Electrical Safety Equipment, Gloves, Hot Stick, HVT & Megger
113553 | 64800 | TAB-GRK-VEH-PE1042 | Forklift, Electric, Walk Behind, Crown 30WBTL, WA-3 | TAB-MCS-CRN | Forklift,Electric | Vehicle |  |  | http://www.toronto.ca/TWONTO#forklift
69760 | 72012 | THR-BG-PSH-0901 | Switch,Pressure High,Plant Water Supply Inlet Strainer,Compressor Building, Digester and Natural Gas Supply System | THR-BG-P-0901 | Switch,Pressure-High | Switch |  | PSH | http://www.toronto.ca/TWONTO#pressure_switch |  | Pump, Centrifugal, West Dewatering System, Compressor Building, Digester and Natural Gas Supply System
6263 | 15699 | COL-PMM-PSL-0120 | Switch, Pressure-Low | COL-PMM-P-0120 | Switch,Pressure-Low | Switch |  | PSL | http://www.toronto.ca/TWONTO#pressure_switch |  | Pump, Centrifugal, Mimico Pump #1
125892 | 17876 | THC-GRK-VEH-378262 | Vehicle, 2016 Polaris Ranger (WA1) | THC-GRK-VEHICLES | Vehicle,Unlicensed | Vehicle |  | VEH | http://www.toronto.ca/TWONTO#golf_cart
136518 | 92815 | THR-GRK-GQ-076011A | Salt Spreader, for Ford F-350 Crewcab, Licensed 701 4XT | THR-GRK-VEH-076011 | Vehicle,Licensed | Vehicle |  | GQ | http://www.toronto.ca/TWONTO#pickup_truck
91188 | 49682 | WTR-PEL-VENT-1300 | Vent, T-1300, Generator Building, Product Handling Room | WTR-PEL-T-1300 |  | Vent |  | VENT | http://www.toronto.ca/TWONTO#vent |  | Tank, Non-Pressurized, Diesel Fuel Day, Generator Building, Product Handling Room
39204 | 26795 | TAB-ACC-F-6542 | Filter, AHU-6540, Mechanical Room No. 3, Screen Bldg., P Bldg. | TAB-ACC-AHU-6540 | Filter | HVAC |  | F | http://www.toronto.ca/TWONTO#replaceable_air_filter |  | Air Handling Unit, Mechanical Room no.3, Screen Bldg., P Bldg.
106148 | 31685 | TAB-ACC-DM-1459 | Damper, Actuated, Exhaust | TAB-ACC-VAV-1459 | Damper/Louver | HVAC |  | DM | http://www.toronto.ca/TWONTO#air_damper |  | Heater, Hot Water Reheat Coil, Variable air
136995 | 92760 | THR-OCS-T-0535 | Tank, Reservoir, Hypochlorite Day Tanks, Plant Services, Odour Control System | THR-OCS-T | Tank,Reservoir | Tank |  | T | http://www.toronto.ca/TWONTO#chemical_storage_tank |  | Odour Control System, Tanks
47389 | 83436 | FCL-ACC-TT-0325 | Transmitter, Temperature, Admin Building, First Floor, Training Room 105 | FCL-ACC-ADMIN |  |  |  | TT |  |  | Administration Building HVAC Equipment
101508 | 85436 | MAIN-028 | Main 028 | WTR-LWA | [6 empty] | Work Area 2 Central Mains and Chambers
74672 | 42812 | FHA-DCL-T-0101 | Tank, Expansion, Evaporator EV-0101, Filter Building, Cl2/SO2 Feeder Room | FHA-DCL-SO-0101-KQ | Tank | Tank | 39215 | T | expansion_tank |  | Sulphonator Location
71660 | 89385 | THR-DIG-PSH-5240 | Switch, Pressure-High, Outlet Gas compressor 5240 | THR-DIG-C-5240 | Switch,Pressure-High | Switch |  | PSH | http://www.toronto.ca/TWONTO#pressure_switch |  | Compressor, Gas, Mixing System, Digester Tank#1
47386 | 73340 | FCL-ACC-TT-0319 | Transmitter, Temperature, Admin Building, First Floor, Meeting Room 104 | FCL-ACC-ADMIN |  |  |  | TT |  |  | Administration Building HVAC Equipment
34571 | 52694 | MAIN-234 | Main 234 | WTR-MT1 | [6 empty] | Work Area 1 EAST Mains and Chambers
34488 | 6220 | MAIN-141 | Main 141 | WTR-MT1 | [6 empty] | Work Area 1 EAST Mains and Chambers
26299 | 6138 | FHO-GRK-DR-2056S | Door, (FD-S2-56), Fire Rated, Ozone Building, S2, Raw Water Process Room, North | FHO-GRK-FEQ-0001 | Fire Prevention,Door | Door |  | DR | http://www.toronto.ca/TWONTO#fire_rated_door
131345 | 4806 | THR-AI-TSH-0300 | Switch,Temperature-High, Air Compressor C-0300, Instrument Air | THR-AI-C-0200 | Switch,Temperature-High | Switch |  | TSH | http://www.toronto.ca/TWONTO#temperature_switch |  | Air Compressor,Instrument Air Building
136606 | 4378 | THR-JHSC-HWT | Hot Water Tanks | THR-JHSC-WA3 |  | Safety Equipment |  |  | http://www.toronto.ca/TWONTO#collection_of_assets |  | Joint Health & Safety Committee WA3
59323 | 77420 | FCL-ELS-TS-0613-SUS | Switch, Transfer, Generator 0100, Electrical Switchgear Room | FCL-ELS-PS-0002 | Switch | Switch | 36601 | TS | http://www.toronto.ca/TWONTO#transfer_switch |  | Uninterruptible Power Supply,Low Lift Bldg - Switchgear Room,LP-0002
23205 | 83801 | COL-PNT-LSH-0203 | Switch,Level, High, Wet Well #2 | COL-PNT-WEL-0200 | Switch,Level-High | Switch |  | LSH | http://www.toronto.ca/TWONTO#level_switch |  | Wet Well
39036 | 4816 | SWM-PWD-SW-0001 | Switch, Main Electrical Disconnect | SWM-PWD-MISC | Switch |  |  | SW |  |  | Miscellaneous Equipment
47278 | 32474 | TAB-EL1-LP-6962 | Lighting Panel,120/208V,Electrical Room,Second Floor,Workshop,P Building | TAB-EL1-MCC-6926 | Control Panel,Lighting | Power Distribution Panel |  | LP | http://www.toronto.ca/TWONTO#LV_electrical_panel |  | MCC,Electrical Rm,Second Floor,Workshop,P Building
40428 | 79246 | TAB-ACC-FSL-6212 | Switch,Flow,Low,Water From Pump | TAB-ACC-P-6212 | Switch,Flow | Switch |  | FSL | http://www.toronto.ca/TWONTO#flow_switch |  | Pump, Hot Water Circulating, Dig 5 - 12, Process & Space Heating, P1-2
12855 | 49871 | FCL-ELS-TSHB-0100 | Switch,Temperature-High,Outdoor Main Substation,Transformer TR-0100 Oil | FCL-ELS-TR-0100 | Switch,Temperature-High | Switch |  | TSHB | http://www.toronto.ca/TWONTO#temperature_switch |  | Transformer,Power,Oil Filled,Outdoor Main Substation,27.6-4.16kV,10/13.3MVA
48129 | 49481 | TAB-ELS-NOPARENT | Temporary Parent for Entities to be Assigned a Parent | TAB-ELS-NON-PHYC | [6 empty] | Top-level hierarchy for generic entities that represent muliti-equipment inspection routes and shutdowns
49019 | 96980 | TAB-OCS-DM-6622 | Damper, Booster Fan FN-6620, Discharge, Biofilter Area, P Bldg. | TAB-OCS-FN-6620 | Damper/Louver | Gas Collection |  | DM | http://www.toronto.ca/TWONTO#air_damper |  | Fan, Booster, Odourous Air from Truck Loading Bay, Biofilter Area, P Bldg.
34125 | 5147 | COL-YKP-DA-150860 | Davit Centre Base-150860 | COL-YKP-DA | Safety | Safety Equipment |  | DA | davit_base |  | Davit Arm Assembly
112271 | 13168 | TAB-DIS-SQ-0008 | SCBA Breathing Apparatus, TE318050, M Bldg., Grd.Flr. Near Lunch Room | TAB-SES-SCBA | PPE,SCBA | Safety Equipment | 34626 | SQ | http://www.toronto.ca/TWONTO#self-contained_breathing_apparatus |  | WA4 Safety Equipment, SCBA
21809 | 69910 | FHO-ELS-PDP-0600 | Power Distribution Panel, 600V Switchgear, Filter Building, S2, Electrical Room | FHO-ELS-MCC-0610 |  | Power Distribution Panel |  | PDP | http://www.toronto.ca/TWONTO#LV_electrical_panel |  | Motor Control Centre, Filter Building 1-8., S2, Electrical Room
24635 | 30295 | COL-PRR-SW-0002 | Switch, Transformer | COL-PRR-MISC | Switch |  |  | SW |  |  | Miscellaneous Equipment
94898 | 99841 | FHO-SES-SQ-8008 | Eye Wash Bottle, Station # 8, Filter Building, S2, Filter Pipe Gallery South End | FHO-SES-SQ-0004 | PPE,Eyewash Station | Safety Equipment |  | SQ | eye_wash_bottle |  | First Aid
130988 | 69428 | THR-AER-F-1110 | Filter, Bag, Air Suction, Aeration Blower 1111 | THR-AER-FN | Filter | Filter |  | F | http://www.toronto.ca/TWONTO#replaceable_air_filter |  | Fan, Room, Supply Air, Blower, Engine Room Basement
108809 | 66796 | TAB-AUX | Gas Services, Natural Gas, Digester Gas | TAB-WORK-AREA-5 | [6 empty] | Work Area 5
38666 | 90720 | TAB-ACC-AC-3901 | Conditioner, Air,Heat Recovery Bldg. Main Flr. WA3 Machine Shop(20Tons) | TAB-ACC-CI | H.V.A.C.,Air Conditioner | HVAC |  | AC | http://www.toronto.ca/TWONTO#air_condition |  | Chiller and Air Coolers
88844 | 13642 | WTR-RDF-T-0100 | Tank, Reservoir, (West Basin) | WTR-RDF-TRW | Tank,Reservoir | Tank |  | T | http://www.toronto.ca/TWONTO#reservoir_tank |  | Treated Water (Transmission)
113615 | 60970 | TAB-HRS-P | Steam Chemical Mixing & Pumping | TAB-HRS-STEAM | [6 empty] | Plant Steam
46647 | 69775 | TAB-DIS-LSHH-2630 | Switch, Level High-High, Chlorine Bldg, Scrubber Room, North Sump | TAB-DIS-P-2630 |  | Switch |  | LSHH | http://www.toronto.ca/TWONTO#level_switch |  | Pump, Sump
79117 | 68428 | THR-ELS-MCC-0102S | Control Panel, MCC 0102, RAS MCC-0101 & 0102 (MCC S1) | THR-ELS-CB-0112S | Control Panel,MCC | Motor Control Centre | 39088 | MCC | http://www.toronto.ca/TWONTO#LV_electrical_panel |  | Circuit Breaker, Feeder, MCC 102, Return Activated Sludge 600V Switchgear, Indoor
53588 | 44730 | TAB-SES-LTG-2281C | Lighting, 2 LED heads, PRS Bldg | TAB-STR-SQ | Lighting | Safety Equipment |  | LTG | http://www.toronto.ca/TWONTO#lighting_unit |  | WA2 Safety Equipment,lifting devices, ladders, Eye Wash station, First Aid Kits, Lock out stations
17631 | 10637 | FHA-REVIEW | Control Standards Review | FHA ADMIN |  | System Process Control |  |  | activity |  | Administration
119569 | 58567 | TAB-WA1-LD-1217 | Hoist | TAB-WA1-SQ-1000 | Lifting Device,Hoist | Lifting Device |  | LD | http://www.toronto.ca/TWONTO#lifting_equipment_hoist |  | WA1 Lifting Devices and Slings
105930 | 91989 | TAB-ACC-AHU-1917 | AHU, Blower Bldg, Electrician Room/Heating and A/C(3.5 Tons) | TAB-ACC-AHU-BL | Air Handling Unit | HVAC |  | AHU | http://www.toronto.ca/TWONTO#air_handler_unit |  | AHUs/Supply Fans Blower Bldg.
113772 | 50359 | TAB-MCS-LD-5802 | Lifting Device, Trolley, Gear type, 2 Ton, Truck Loading, 2nd Floor | TAB-MCS-CRN | Lifting Device,Hoist,Electrical | Lifting Device |  | LD | lifting_device_support |  | TAB Cranes and Lifting Devices
118445 | 59262 | TAB-STR-ANL-0100 | Portable Meters | TAB-AER |  |  |  | ANL |  |  | Aeration Gallery
12797 | 71487 | FCL-ELS-TR-003FF | Transformer,Lighting,(LT3F),600/120/208V, 30kVA, Panels LP-003FF&003FG,Filter Bldg. Transformer Room | FCL-ELS-6 |  |  |  | TR |  |  | Interior Lighting
8553 | 58968 | DOS-YCM-SQ-VEH270014 | Portable eye wash station in Trailer vehicle # 270014 | DOS-YCM-TRL-VEH270014 | Safety,Eye wash | First Aid |  |  | eye_wash_bottle |  | 2019 ALANTRA LEASING 22X10 - Vehicle Trailer Unit# 270014
79921 | 72110 | THR-WA2-LD-4080-1 | Sling, Wire Rope, Work Area 2 (Sr LS#514080) SIZE; 3/8" X 4', | THR-SES-LD | Lifting Device,Sling | Lifting Device |  | LD | wire-rope_sling |  | Lifting Device, Safety Equipment
82129 | 61974 | FHA-SES-LTX-0701 | Lighting, Emergency Exit, Filter Building, Blower Room. | FHA-ELS-LTX EXIT | Lighting,Exit | Safety Equipment | 44015 | LTX | http://www.toronto.ca/TWONTO#lighting_unit |  | Exit Lights
114044 | 87971 | TAB-OCS-HTR-6611 | Heater, Heat Tracing, Odour Control Booster Fan FN-6610 Drain, P Bldg. | TAB-OCS-FN-6610 | Heater | Gas Collection |  | HTR | heat_trace |  | Fan, Booster, Odourous Air from Screenings Area, Screen Effluent Channel Roof, P Bldg.
92794 | 12596 | FHO-FLO-T-0401-KQ | Flocculation Tank | FHO-FLO |  |  |  | T |  |  | Flocculation System
65752 | 61617 | THC-SDB-BLDG | Building Location | THC-EUS | [6 empty] | Production & End User Support
118020 | 30518 | TAB-SLO-BCF-0403 | Filter, Bio-Filter Cell 3, BFC403 | TAB-SLO-BIO | Filter | Filter | 46230 | BCF | http://www.toronto.ca/TWONTO#filtration_tank |  | Odour Control Facility-WA4
109097 | 54667 | TAB-CW-FSH-0660 | Switch, Flow High, Emerg. Eyewash & Shower Stns, Seawall Substation | TAB-CW-SQ-0660 | Safety,Eye wash | Safety Equipment |  | FSH | http://www.toronto.ca/TWONTO#flow_switch |  | Emerg. Eyewash & Shower Stns, Seawall Substation
8860 | 37362 | COL-SPC1 | Process Control Systems - Administrative | COL | [6 empty] | Complex Systems
11980 | 36974 | FCL-DEW-T-0101-SUS | Dewatering, Dry Pit RW | FCL-SUSPENDED | Tank,Non-Pressurized | Tank | 36467 | T | http://www.toronto.ca/TWONTO#storage_tank |  | Suspended entity
51707 | 46888 | TAB-GRK-VEH-378394 | John Deere, Gator 4X4, SIMM | TAB-GRK-VEH | Vehicle,Unlicensed | Vehicle |  | VEH | http://www.toronto.ca/TWONTO#golf_cart
29020 | 31228 | FIS-FEQ-CP-4002-SUS | Panel, Monitoring, Fire Alarm, IT/SCADA Room | FIS-MARINE-M/ERM |  | Safety Equipment | 46890 | CP | http://www.toronto.ca/TWONTO#annunciator_panel |  | Mechanical/ Electrical Room, Marine Yard Building
130480 | 49430 | THR-ACC-RPU | Gallery Ventilaiton RPUs | THR-SPC |  | Remote Processor Unit |  |  | http://www.toronto.ca/TWONTO#collection_of_assets |  | Process Control Systems - Services Area
17276 | 67975 | COL-PKP-TS-0002 | Transfer Switch | COL-PKP-MISC | Switch | Switch |  | TS | http://www.toronto.ca/TWONTO#transfer_switch |  | Miscellaneous Equipment
7921 | 15545 | COL-PTS-LSLL-0103 | Switch, Level Low-Low | COL-PTS(S) | Switch,Level |  |  | LSLL |  |  | Third Street Sewage Pumping Station (Wards Island PS#12)
34582 | 32611 | MAIN-246 | Main 246 | WTR-LWA | [6 empty] | Work Area 2 Central Mains and Chambers
66364 | 74077 | THC-SES-SQ-0012 | Eye Wash Station, Plant Services, Admin Building | THC-SES-SQ-EYE |  | Safety Equipment | 40824 | SQ | http://www.toronto.ca/TWONTO#emergency_eyewash |  | Eyewash Stations THC (Virtual entity #)
41266 | 44997 | TAB-ACC-T-5854 | Tank, Glycol Make Up | TAB-ACC-P-5854 | Tank,Reservoir | Tank |  | T | http://www.toronto.ca/TWONTO#chemical_storage_tank |  | Pump,Glycol Make Up
78879 | 12909 | FHO-ELS-WR-1103 | Welding Receptacle, Ozone Building, S2, Ozone Pipe Gallery 2 | FHO-ELS-LTG |  | Power Distribution Panel |  | WR | http://www.toronto.ca/TWONTO#welding_receptacle |  | Facility Electrical System
112934 | 18824 | TAB-EL1-TS-6530 | Power Distribution, Automatic Transfer Switch, Generator, Standby Power, 600V | TAB-EL1-GEN-6530 |  |  |  | TS |  |  | Generator, Standby Power, 600V 1000kw - Z Bldg
146220 | 17016 | WTR-PSA-TSL-0902 | Switch, Temperature-Low | WTR-PSA-AUX | Switch,Temperature-Low | Switch |  | TSL | http://www.toronto.ca/TWONTO#temperature_switch |  | Auxiliary Equipment (Building Facilities)
82144 | 67488 | FHA-SES-SCBA-0034 | Cylinder for Air Pack Ser # OJ 377795 | FHA-SES-SCBA-CYLINDER | PPE,SCBA | Safety Equipment |  | SCBA | http://www.toronto.ca/TWONTO#compressed_gas_cylinder |  | Breathing Air Tanks (SCBA cylinders)
89287 | 22823 | WTR-RMI-T-0100 | Tank, Reservoir (South-East Basin) | WTR-RMI-TRW | Tank,Reservoir | Tank |  | T | http://www.toronto.ca/TWONTO#reservoir_tank |  | Treated Water (Transmission)
10395 | 67779 | COL-MTI-PSH-3400 | Pressure switch High, Hydraulic Filter Plugged, Parkside St. Control Chamber No.34, MTI | COL-MTI-CH-3400 | Switch,Pressure | Switch |  | PSH | http://www.toronto.ca/TWONTO#pressure_switch |  | Chamber,Parkside St. Control Chamber No.34, MTI
74857 | 15127 | THR-FT-LSH-4820 | Switch, Level-High, Sump, Gallery T-20S, Flood Monitoring System | THR-FT-P-4820 | Switch,Level-High-High | Switch |  | LSH | http://www.toronto.ca/TWONTO#level_switch |  | Pump, Centrifugal, Sump, T20s
14463 | 60947 | FCL-SES-CYL-0004 | Air Cylinder Carbon Fiber | FCL-SES-SQ-0008 | PPE,SCBA | Tank |  | CYL | gas_cylinder |  | Eyewash Station/Shower, Low Lift PS Building, Alum Delivery Door,Raw Water Pump Room Basement beside Phosphoric acid Skids
95588 | 25635 | FHO-WWW-T-0102 | Tank, Clarifier 0102, Waste Water System, Clarifier Building, West | FHO-WWW-T-0102-KQ | Tank,Reservoir | Tank |  | T | http://www.toronto.ca/TWONTO#clarifier |  | Clarifier 1
134956 | 97475 | THR-ELS-MCC-0402S | Control Panel, MCC 0402, Ferrous Chloride Building, MCC-0401 & 0402 (MCC S4) | THR-ELS-PRS | Control Panel,MCC | Motor Control Centre | 39047 | MCC | http://www.toronto.ca/TWONTO#LV_electrical_panel |  | Electrical System, Phosphorous Removal System
50936 | 30769 | TAB-PRM-PSH-2502? | Switch Pressure,High, Pump-2502 Discharge | TAB-PRM-P-2502? | Switch,Pressure | Switch | 34234 | PSH | http://www.toronto.ca/TWONTO#pressure_switch |  | Pump, Scum
129955 | 64866 | THR-ACC-FN-4801 | Fan, Inline Centrifugal, Exhaust, SE Wall, Control Room, West Substation | THR-ACC-FN | Fan,Centrifugal | HVAC |  | FN | http://www.toronto.ca/TWONTO#blower_or_fan_with_drive |  | Air Conditoning, Fans, Gallery Ventilation, Supply and Exhaust
93273 | 74660 | FHO-GRK-DR-2036S | Door, (FD-S2-36), Fire Rated, Ozone Building, S2, DOZ 2 Stairway, North | FHO-GRK-FEQ-0001 | Fire Prevention,Door | Door |  | DR | http://www.toronto.ca/TWONTO#fire_rated_door
45499 | 80280 | TAB-DIG-T-6481 | Tank,Chill Water #2 | TAB-DIG-HE-6480 | Tank | Tank |  | T | http://www.toronto.ca/TWONTO#storage_tank |  | Heat Exchanger, Digester Gas Control Bldg
20773 | 5604 | FHO-DOZ-F-0506 | Filter, Particulate, Desiccant Dryer D-0504 Outlet, Ozone Building,S2,RW Process Room,Nitrogen Skid | FHO-NIT-SYS | Filter | Filter |  | F | http://www.toronto.ca/TWONTO#replaceable_air_filter |  | NITROGEN SYSTEM
34439 | 1808 | MAIN-083 | Main 083 | WTR-LWA | [6 empty] | Work Area 2 Central Mains and Chambers
284 | 96372 | B-WA4-SQ-64CDS | Lanyard 4 Ft - Randy Hembruff | TAB-WA4-SQ-0010 | PPE,Lanyard | Safety Equipment | 46671 | SQ | lifeline |  | WA4 Fall arrest systems
218 | 78577 | 329007SUS | Forklift, Propane, Hyster H65XM, WA-9 | TAB-SUSPENDED ENTITY | Forklift,Propane | Vehicle | 46838 |  | http://www.toronto.ca/TWONTO#forklift
124868 | 49085 | THC-ELS-MCC-1002 | MCC, Access Building T15, Phase I Primary | THC-GRK-ELS-TUNNEL | Control Panel,MCC | Motor Control Centre |  | MCC | http://www.toronto.ca/TWONTO#LV_electrical_panel |  | Tunnels
48193 | 12958 | TAB-ELS-SQ-2003 | PPE Cabinet with PPE- Dewatering Bldg 1st Flr | TAB-ELS-ESQ | PPE | Safety Equipment |  | SQ | ppe_cabinet |  | Electrical Safety Equipment
134833 | 72091 | THR-ELS-LSH-0007 | Switch,Level-High,Manhole 1 North-East,Manhole Sump Pump CP-0304 Start Lag Pump Float | THR-ELS-CP-0304 |  | Switch |  | LSH | http://www.toronto.ca/TWONTO#level_switch |  | Control Panel,Electrical,Outside North-East,Manhole 1 Sump Pump Control Panel
14798 | 69730 | FCL-SM-SQ-0002 | Kit "B" Chlorine Emergency | FCL-CLA1 |  |  |  | SQ |  |  | Pre-Chlorination
4343 | 89428 | COL-PLB-D-0100 | Dehumidifier, Motor Floor | COL-PLB | H.V.A.C.,Dehumidifier | HVAC |  | D | http://www.toronto.ca/TWONTO#dehumidifier |  | Long Branch Pumping Station
3414 | 58091 | COL-PBF-TR-0001 | Transformer, Power | COL-PBF | Transformer |  |  | TR |  |  | Bluffers Park Sewage Pumping Station
76246 | 59848 | THR-NAFT-LSHH | Switch,High High Level, Sump Pumps, North Aeration and Final Tank | THR-FT-DRN | Switch,Level-High-High | Switch |  |  | http://www.toronto.ca/TWONTO#level_switch |  | Final Tank, Drainage, Sump Pumps
65598 | 23073 | THC-PWA-LSH-0002 | Switch, Level, Capacitance, Station Flooding, S.E. Pumping Station | THC-PWA-EFFLUENT |  | Switch |  | LSH | http://www.toronto.ca/TWONTO#level_switch |  | Plant Water Effluent
138744 | 66529 | THR-SES-SQ-19P | Portable, (Bottled) Eyewash Station, Final Tank 13 Basement | THR-EWSS-WA4 | Safety,Eye wash | Safety Equipment |  | SQ | eye_wash_bottle |  | Eyewash and Shower Station, Work Area 4
21759 | 62160 | COL-PMY-FA-0001S | Fire Alarm System, above EL 171.50m | COL-PMY | Building Service,Fire Alarm |  | 42919 | FA |  |  | Maryport Sewage Pumping Station
33645 | 99237 | COL-YKP-DA-0021S | Davit Arm Assembly with Upper Arm-1671155 | COL-W-OBSOLETE | Safety | Safety Equipment | 45526 | DA | http://www.toronto.ca/TWONTO#fall_arrest_Davit_arm |  | Col West Obsolete Entities
79889 | 68489 | THR-WA1-LD-95-15 | Sling, Nylon, Work Area 1 (NYLON BELT SLING SIZE; 2" X 8' CAPACITY 6400Lbs SN 1538295-15) | THR-LD-WIRE-WA1 | Lifting Device,Sling | Lifting Device |  | LD | synthetic_web_sling |  | Slings, Wire Rope, Work Area 1
62498 | 65383 | THC-LAB | Laboratory Equipment | THCLIQMNT | [6 empty] | THC Liquids Maintenance
96957 | 7863 | FIS-FEQ-DR-0063(S) | Door, Fire, Flourode & Ammonia Building | FIS-GRK-STRC-0001 |  | Door |  | DR | http://www.toronto.ca/TWONTO#door
52175 | 6031 | TAB-PWA-LSL-5121 | Switch,Level Low,Washwater Sump, Plant Water Pumping | TAB-PWA-P-5120 | Switch,Level-Low | Switch |  | LSL | http://www.toronto.ca/TWONTO#level_switch |  | Pump,Submersible,Washwater Sump, Plant Water Pumping
11644 | 81101 | FCL-CLB-FSL-0001A | Switch, Flow Low, Discharge, Sampling Pump 0001A, Dewatering Pumps Area First Level | FCL-CLB | Switch,Flow-Low | Switch |  | FSL | http://www.toronto.ca/TWONTO#flow_switch |  | Post-Chlorination
147734 | 1684 | YTF-CW-T-0009 | Tank, Domestic Hot Water, RN168, City Water Heaters and Pumps | YTF-CW | Tank,Domestic Hot Water | Tank |  | T | http://www.toronto.ca/TWONTO#tanked_hot_water_heater |  | City Water
55417 | 87487 | TAB-WA1-SQ-1068 | Sling | TAB-WA1-SQ-1000 | Lifting Device,Sling | Lifting Device |  | SQ | http://www.toronto.ca/TWONTO#fall_protection_sling |  | WA1 Lifting Devices and Slings
26100 | 24084 | FIS-ACC-FN-3001 | Fan, Exhaust, Polymer Storage & Feeder Building, RMF Polymer Storage & Feeder Building, Polymer Storage Room, N/W Corner,S/E Corner | FIS-ACC-CHEMICAL BUILDING | Fan | HVAC |  | FN | http://www.toronto.ca/TWONTO#blower_or_fan_with_drive |  | HVAC Chemical Building
94891 | 7355 | FHO-SES-SQ-7012 | Eyewash & Shower, Station # 12, Chemical Building, S2, Outside, Near Chemical Delivery Area | FHO-SES-SQ-0004 | PPE,Eyewash Station | Safety Equipment |  | SQ | http://www.toronto.ca/TWONTO#emergency_eyewash_and_shower |  | First Aid
5880 | 58051 | COL-PLB-T-0002 | Tank, Fuel | COL-PLB | Tank | Tank | 34555 | T | http://www.toronto.ca/TWONTO#fuel_oil_tank |  | Long Branch Pumping Station
80028 | 25624 | THR-WA3-LD-0067 | Sling, Nylon, 3'L, W2"--6200 lbs-Work Area 3 ( 2" X 3') | THR-LD-NYLN-WA3 | Lifting Device,Sling | Lifting Device |  | LD | synthetic_web_sling |  | Slings, Nylon, Work Area 3
120832 | 11666 | THC-ACC-HTR-0084 | Heater, Perimeter, FN-0059, Admin Building Ground Floor, Lunch Room 141 | THC-ACC-FN-0059 |  | HVAC |  | HTR | http://www.toronto.ca/TWONTO#heater |  | Exhuast Fan, Admin. Building Ground Floor, Lunchroom 141
18135 | 88858 | FHA-SED-ZSH-0402D | Switch, Limit, Access Hatch Zone 2, Settling Basin T-0401 | FHA-SED-ZSH-0402 |  | Security System |  | ZSH | http://www.toronto.ca/TWONTO#position_switch |  | Switch, Limit, Access Hatch Zone 4
74511 | 18910 | THR-FT-FSL-2622 | Switch, Flow-Low, Pump 2622, Seal Water, RAS Pumping - North | THR-FT-P-2622 | Switch,Pressure-Low | Switch |  | FSL | http://www.toronto.ca/TWONTO#flow_switch |  | Pump, Centrifugal, Secondary Treatment,Tunnel 23 East, RAS Pumping - North
55464 | 65813 | TAB-WA1-SQ-1165 | Sling | TAB-WA1-SQ-1000 | Lifting Device,Sling | Lifting Device |  | SQ | http://www.toronto.ca/TWONTO#fall_protection_sling |  | WA1 Lifting Devices and Slings
58814 | 42703 | THC-DEW-T-7140 | Tank, Storage, Liquid Polymer, Dewatering | THC-DEW-POL-FEED | Tank,Reservoir | Tank |  | T | http://www.toronto.ca/TWONTO#chemical_storage_tank |  | Polymer Feed System Dewatering
21352 | 27315 | FHO-DCL-T-0001 | Tank, Expansion, Dechlorination Train 3, SO2 System, S2 Chemical Storage Room | FHO-DCL-SO-0301-KQ | Vessel,Pressure | Tank |  | T | expansion_tank |  | Dechlorination Train 3
106676 | 97345 | TAB-ACC-FSL-4611 | Switch,Flow,Low,Water From Pump | TAB-ACC-P-4611 | Switch,Flow | Switch |  | FSL | http://www.toronto.ca/TWONTO#flow_switch |  | Pump, Circulating, Hot Water, Dig 19-22 Space Heating,,P16-1,
8054 | 81715 | COL-PWC-SS-0001 | Station Security System | COL-PWC |  | Security System |  | SS | http://www.toronto.ca/TWONTO#security_system |  | Wirral Court Sewage Pumping Station
47388 | 89647 | FCL-ACC-TT-0323 | Transmitter, Temperature, Admin Building, First Floor, Storage Room 108 | FCL-ACC-ADMIN |  |  |  | TT |  |  | Administration Building HVAC Equipment
8802 | 69785 | COL-SMC-CP-0003 | Control Panel, Operator | COL-SMC-MISC | Control Panel |  |  | CP |  |  | Miscellaneous Equipment
112808 | 24906 | TAB-EL1-PSH-1504B | Switch,Sudden Pressure,EL1-TR-1504,North Substation | TAB-EL1-TR-1504 | Switch,Pressure-High | Switch |  | PSH | http://www.toronto.ca/TWONTO#pressure_switch |  | Transformer,EL1-TR-1504,13.8-4.16KV,3 PH
122754 | 88935 | THC-DEW-HPU-6510 | Hydraulic Power Pack,Sliding Frame,BTU Hopper 6500,Solids Treatment | THC-DEW-T-6500 |  | Hydraulic System |  | HPU | http://www.toronto.ca/TWONTO#hydraulic_power_pack |  | Tank,BTU 2000 Hopper,Solid Treatment
21161 | 70314 | FHO-CLB-T-0201 | Tank, Expansion, Post Chlorination Train 2, Chlorination System, S2 Chlorine Storage Room | FHO-CLB-CHL-0201-KQ | Vessel,Pressure | Tank |  | T | expansion_tank |  | Post Chlorination Train 2
55443 | 80736 | TAB-WA1-SQ-1129 | Sling | TAB-WA1-SQ-1000 | Lifting Device,Sling | Lifting Device |  | SQ | http://www.toronto.ca/TWONTO#fall_protection_sling |  | WA1 Lifting Devices and Slings
8898 | 65748 | COL-YKP-DA-0003S | Davit Arm Assembly with Upper Arm-1671137 | COL-W-OBSOLETE | Safety | Safety Equipment | 45969 | DA | http://www.toronto.ca/TWONTO#fall_arrest_Davit_arm |  | Col West Obsolete Entities
67284 | 57938 | THC-TPA-PA-6016 | Speaker, Headworks, Stair "A", Lower Level 2 | THC-TPA-PA-6010A | Public Address System | Communications Equipment |  | PA | http://www.toronto.ca/TWONTO#public_annoucement_speaker |  | Paging Panel, Headworks, Electrical Room, Ground Floor
48093 | 74832 | TAB-ELS-AM-4076 | MSA Portable Atmospere Gas Monitor (Yevgen) | TAB-ELS-SQ-4000 | Atmosphere Monitoring Device,Portable | Safety Equipment |  | AM | http://www.toronto.ca/TWONTO#portable_gas_detector |  | MSA Gas Monitor Bump Test Stand
55053 | 63870 | TAB-THK-PSH-4310 | Switch,Pressure,High,Pump 4310 | TAB-THK-P-4310 | Switch,Pressure | Switch |  | PSH | http://www.toronto.ca/TWONTO#pressure_switch |  | Pump, Mixed Polymer Feed
107185 | 72282 | TAB-ACC-MEQ-6507 | Mechanical Equipment, Electronic Trap Priming, Mechanical Room No. 2, Screen Bldg., P Bldg. | TAB-PLT-PLQ-P | Building Service,Floor Drain | Plumbing |  | MEQ | http://www.toronto.ca/TWONTO#trap_priming_device |  | Plumbing, General, P Bldg Prelim Treatment
73 | 69156 | 20128 | Door,Overhead, Pellet Silo, North | TAB-MCS-DR | Door,Overhead | Door |  |  | http://www.toronto.ca/TWONTO#roll_up_door
62625 | 14063 | FHA-FLT-MX-1001 | FHA-FLT-SW-1001 - Sweeps, Surface Wash, Filter #10 | FHA-FLT-F-1001 | Filter | Filter |  | MX | filter_sweeping_arm |  | Filter #10, Filter Building, West Filter Gallery North
67637 | 64039 | THR-ACC-EWS-0003S | Eye Wash Station,Disinfection Bldg | THR-EWSS-WA4 | Safety,Emergency Kit | Safety Equipment | 40260 | EWS | http://www.toronto.ca/TWONTO#emergency_eyewash |  | Eyewash and Shower Station, Work Area 4
8844 | 76340 | COL-SMC-T-0100 | Tank, Stormwater | COL-SMC-MISC | Tank |  |  | T |  |  | Miscellaneous Equipment
143601 | 5424 | WTR-PEL-LSL-0600 | Switch, Level-Low, Pump 0600 | WTR-PEL-P-0600 | Switch,Level-Low | Switch |  | LSL | http://www.toronto.ca/TWONTO#level_switch |  | Pump, Centrifugal, Water
45465 | 25968 | TAB-DIG-SQ-0012 | Emerg. Eyewash Stn, Dig Tanks 5-8 Bsmt. North East Pillar | TAB-DIG-SQ-T05-08 | PPE,Eyewash Station | Safety Equipment |  | SQ | http://www.toronto.ca/TWONTO#emergency_eyewash |  | Digester Tanks 05-08, Safety Equipments
127050 | 88094 | THC-PLT-CP-1121 | Panel, Control, Pneumatic Valves, Conveyor Discharge, Conveyor Area, Screenings and Grit Conveyance | THC-PLT-CV-1120 | Control Panel,Operator | Pneumatic System |  | CP | http://www.toronto.ca/TWONTO#pneumatic_control_system |  | Conveyor, Screw, Conveyor, Truck Loading, Screenings and Grit Conveyance
73951 | 1541 | THR-ELS-SQ-9239 | Electrical Rubber Gloves, PPE Issued to Prashant Chokshi 10kV | THR-ELS-SQ-ERG | Safety | Safety Equipment |  | SQ | http://www.toronto.ca/TWONTO#rubber_insulating_gloves |  | Electrical Rubber Gloves, Safety Equipment
119281 | 78577 | TAB-THK-FSL-4312 | Switch,Flow Indication, Polymer inlet to Pump-P-4312 | TAB-THK-P-4312 | Switch,Flow | Switch |  | FSL | http://www.toronto.ca/TWONTO#flow_switch |  | Pump, Mixed Polymer Feed (Standby)
113046 | 3675 | TAB-EL2-MCC-6324 | Motor Control Center- Incinerator | TAB-EL2-MCC | Control Panel,MCC | Motor Control Centre |  | MCC | http://www.toronto.ca/TWONTO#LV_electrical_panel |  | Motor Control Center- South Substation
28 | 39257 | 32029 | Lanyard for Harness, PPE Stan Chatzinikoloau | THR-SES-SQ-9134 | Safety | Safety Equipment |  |  | lifeline |  | Lanyard for Harness 6 ft., PPE Stan Chatzinikolau
114413 | 2305 | TAB-PLT-F-6400 | Biofilter, Odour Control, Biofilter Area | TAB-PLT-BIO | Filter | Filter |  | F | http://www.toronto.ca/TWONTO#filtration_tank |  | D Building - Odour control System, Bio Filter
60450 | 15312 | THC-DIS-T-0040 | Tank,Sodium Hypochlorite Storage,Disinfection Bldg | THC-DIS |  | Tank |  | T | http://www.toronto.ca/TWONTO#chemical_storage_tank |  | Disinfection (Chlorination) Process
87536 | 96413 | WTR-PRH-ELS | Electrical System | WTR-PRH | [6 empty] | Rosehill Pumping Station
9187 | 43032 | COL-YKP-FAK-0026 | First Aid Kit, Truck #065125 (F250) | COL-YKP-VEH-0026 | Safety,First Aid Kit | Safety Equipment |  | FAK | http://www.toronto.ca/TWONTO#first_aid_kit |  | Vehicle, Truck #065125 (F250)
114119 | 42463 | TAB-OLD ADMIN BLDG | Building Location New Project Management Building | TAB-SPC2 | [6 empty] | Process Control Systems - Equipment
147733 | 41617 | YTF-CW-T-0008 | Tank, Domestic Hot Water, RN168, City Water Heaters and Pumps | YTF-CW | Tank,Domestic Hot Water | Tank |  | T | http://www.toronto.ca/TWONTO#tanked_hot_water_heater |  | City Water
135298 | 97004 | THR-FPW-F-0300 | Filter, Cell 3, Plant Water Building, Plant Services, Plant Water Pump, Centrifugaling System (Filter Bed, Cell 3) | THR-FPW-F | Filter | Filter |  | F | http://www.toronto.ca/TWONTO#filtration_tank |  | Filtered Plant Water, Filter Beds
87995 | 18134 | WTR-PSA-ELS | Electrical System | WTR-PSA | [6 empty] | St. Albans Pumping Station
61134 | 45845 | THC-ELS-SQ-1039483 | Spares, Electrical Safety gloves, High Voltage, Class 0, # 1039483 | THC-SES-SQ |  | Safety Equipment | 40032 | SQ | http://www.toronto.ca/TWONTO#rubber_insulating_gloves |  | Safety Equipment
118521 | 53851 | TAB-STR-F-4010S | Filter,Air | TAB-STR-BL-4010 | Filter | Filter |  | F | http://www.toronto.ca/TWONTO#replaceable_air_filter |  | Blower #4010
13273 | 45297 | FCL-FLT-LSL-0008-SUS | Switch, Level-Low, Filter 0801, , Filter No.0801 | FCL-FLT-F-0801 | Switch,Level-Low | Switch | 36616 | LSL | http://www.toronto.ca/TWONTO#level_switch |  | Filter, Carbon Activated, Filter Building, Filter Gallery East
49739 | 16228 | TAB-PLT-FSL-0181 | Switch, Flow Low, Plant Water, Screen SC-0180, P Bldg. | TAB-PLT-SC-0180 | Switch,Flow-Low | Switch |  | FSL | http://www.toronto.ca/TWONTO#flow_switch |  | Screen, Perforated Plate, Screen Area, P Bldg.
65012 | 88780 | FCL-SES-LTG-0038-SUS | Emergency Light, Wall Mounted, c/w Emergency Battery, Surge Building | FCL-SUSPENDED |  |  | 46508 | LTG |  |  | Suspended entity
66398 | 88985 | THC-SPC-COM-1002 | SCADA & Computer | THC-SPC-WA2 | SCADA | System Process Control |  | COM | termination_panel |  | System Process Control
136694 | 74435 | THR-MCS-LD-1349 | Chain Hoist, Manual, Work Area 4 | THR-LD-WA4 | Lifting Device,Hoist,Manual | Lifting Device |  | LD | http://www.toronto.ca/TWONTO#lifting_equipment_hoist |  | Lifting Devices, Chain Hoist, Come Along & Slings
104967 | 4882 | NX3103A | Air Conditioner, D Bldg Roof | TAB-ACC-CI | H.V.A.C.,Air Conditioner | HVAC |  |  | http://www.toronto.ca/TWONTO#air_condition |  | Chiller and Air Coolers
85019 | 74612 | THR-THK-RPU-0011 | Remote Processor Unit, STB Control Room (172.22.39.151) | THR-THK-RPU | RPU | Remote Processor Unit |  | RPU | http://www.toronto.ca/TWONTO#RPU_panel |  | RPU & UPS, Sludge Thickening Building
104970 | 93592 | NX4013A | Air Conditioner, Control Room West, Aeration | TAB-ACC-CI | H.V.A.C.,Air Conditioner | HVAC |  |  | http://www.toronto.ca/TWONTO#air_condition |  | Chiller and Air Coolers
55637 | 75072 | TAB-WA3-LD-7410 | Sling, Nylon, 8 FT | TAB-DEW-SAFETY | PPE | Lifting Device |  | LD | synthetic_web_sling |  | Safety Equipment
71663 | 63078 | THR-DIG-PSH-5460 | Switch, Pressure-High, Outlet Gas compressor 5460 | THR-DIG-C-5460 | Switch,Pressure-High | Switch |  | PSH | http://www.toronto.ca/TWONTO#pressure_switch |  | Compressor, Gas, Mixing System, Digester Tank#3/5
61124 | 60641 | THC-ELS-PS-0002-K | Secondary Power Equipment, Building K | THC-ELS-PS-0002 |  |  |  | PS |  |  | Secondary Power Equipment
8625 | 92691 | COL-BDC-TSH-0001 | Switch, Temperature-High | COL-BDC-MISC | Switch | Switch |  | TSH | http://www.toronto.ca/TWONTO#temperature_switch |  | Miscellaneous Equipment
26460 | 68281 | FHO-SPC-COM-1704 | Termination Panel, Filter Building, L1, Filter Gallery | FHO-SPC |  | Communications Equipment |  | COM | termination_panel |  | Process Control Systems - Services Area
20180 | 10608 | COL-PMD-TS-0001 | Switch, Transfer | COL-PMD-MISC | Switch |  |  | TS |  |  | Miscellaneous Equipment
7469 | 64659 | COL-PSP-SW-0001 | Switch, Power Supply | COL-PSP | Switch |  |  | SW |  |  | Southport Sewage Pumping Station
26792 | 87656 | FHO-TRW-P-0400-KQ | TRW Pump Unit 4 | FHO-OBSOLETE |  |  |  | P |  |  | Removed From Service
106069 | 56315 | TAB-ACC-CT-1469 | Control Panel, Zone Controller | TAB-ACC-VAV-1469 | Control Panel,HVAC | HVAC |  | CT | http://www.toronto.ca/TWONTO#thermostat_or_zone_controller_unit |  | Heater, Hot Water Reheat Coil, Variable air
109109 | 43289 | TAB-CW-SQ-0002S | Eye Wash & Shower Station , Bio Soild Bldg., Next To Chemical Storage Tanks Scrubber Room | TAB-SLO-SES | Safety,Eye wash | Safety Equipment | 34579 | SQ | http://www.toronto.ca/TWONTO#emergency_eyewash_and_shower |  | TABWA4 Health and Safety Equipment
51446 | 88722 | FCL-DCL-V-0046 | Valve, Ball, Isolation, Pressure Gauge PI-0004, High Lift PS Basement | FCL-DCL-PI-0004 |  |  |  | V |  |  | Indicator, Pressure, SO2 Solution to Treated Water Conduit, High Lift PS Basement
55388 | 6711 | TAB-WA1-SQ-1008 | Sling | TAB-WA1-SQ-1000 | Lifting Device,Sling | Lifting Device |  | SQ | http://www.toronto.ca/TWONTO#fall_protection_sling |  | WA1 Lifting Devices and Slings
119816 | 2044 | TAB-WA2-SQ-1264 | EE1 - 802 D1/2" Steel Cable | TAB-SES-LD | Lifting Device,Sling | Lifting Device |  | SQ | lifting_device_cable |  | WA2 Lifting devices
137702 | 94022 | THR-PRM-COM-1101 | Transmitter, Radio,Bridge 1101 Kiosk | THR-ELS-COMM | Public Address System | Communications Equipment |  | COM | radio_system |  | Plant External & Internal Phone System
55759 | 24042 | TAB-WA5-SQ | WA5 Safety Equipment | TAB-WORK-AREA-5 | [6 empty] | Work Area 5
110729 | 43189 | TAB-DIG-FX-T5-8 | Digester Tanks 5-8, Flame Arrester, Condensate Tanks & Moisture Separators | TAB-DIG-FX-DOME5-8 | [6 empty] | Digester Tanks 5-8, Flame Arresters, Pressure Relief & Vacuum Breaker Valves
11073 | 24125 | COL-PBP-LS-0104 | Switch, Level-High | COL-PBP | Switch,Level | Switch |  | LS | http://www.toronto.ca/TWONTO#level_switch |  | Baby Point Sewage Pumping Station
48091 | 10817 | TAB-ELS-AM-0386 | MSA Portable Atmospere Gas Monitor | TAB-ELS-SQ-4000 | Atmosphere Monitoring Device,Portable | Safety Equipment |  | AM | http://www.toronto.ca/TWONTO#portable_gas_detector |  | MSA Gas Monitor Bump Test Stand
8994 | 33228 | COL-YKP-DA-153465 | Davit Upper Arm-153465 | COL-YKP-DA | Safety | Safety Equipment |  | DA | http://www.toronto.ca/TWONTO#fall_arrest_Davit_arm |  | Davit Arm Assembly
142466 | 61802 | WTR-298-TSL-0001 | Switch, Temperature, Low, Chamber 298-01, Bayview & John St East | CH 298 01 | Switch,Temperature-Low | Switch |  | TSL | http://www.toronto.ca/TWONTO#temperature_switch |  | Chamber
93257 | 60748 | FHO-GRK-DR-2021S | Door, (FD-S2-21), Fire Rated, Admin Building, S2, Janitor Room | FHO-GRK-FEQ-0001 | Fire Prevention,Door | Door |  | DR | http://www.toronto.ca/TWONTO#fire_rated_door
129173 | 31214 | THC-THK-LD-0001 | Vehicle, Lift Truck (WA2) | THC-GRK-VEHICLES | Forklift,Gas/Propane Dual Fuel | Vehicle |  | LD | http://www.toronto.ca/TWONTO#pickup_truck
11304 | 89897 | FCL-AUX-TPD-0901 | Trap Primer Device, Electrical, RMF Clarification Facility | FCL-ACC-RMF |  |  |  | TPD |  |  | Residue Management HVAC Equipment
106303 | 3757 | TAB-ACC-F-1420 | Filter, Exhaust Fan 1420, AHU-1400, Screen Bldg. Rooftop | TAB-ACC-AHU-1400 | Filter | Filter |  | F | http://www.toronto.ca/TWONTO#replaceable_air_filter |  | Air Handling Unit, D Bldg Roof
93200 | 14230 | FHO-GRK-DR-1027L | Door, (FD-1-27), Fire Rated, Admin Building, L1, Operators Lunch Room, North West | FHO-GRK-FEQ-0001 | Fire Prevention,Door | Door |  | DR | http://www.toronto.ca/TWONTO#fire_rated_door
104731 | 76017 | NX2104A | Fan, Air Exhaust Unit- Z Bldg | TAB-ACC-FN-THK | Fan | HVAC |  |  | http://www.toronto.ca/TWONTO#blower_or_fan_with_drive |  | Exhaust Fans , Floation Bldg
137922 | 38829 | THR-PRM-RPU-0001 | RPU, Primary Treatment, South Tanks 0100 and 0200 (172.22.37.120) | THR-ELS-PRMS | RPU | Remote Processor Unit |  | RPU | http://www.toronto.ca/TWONTO#RPU_panel |  | Electrical System, Primary Station South
38461 | 85258 | SCC-OFFICE | Computer Location | SCC-ADMIN-BLDG | [6 empty] | Building Location
62673 | 80487 | THC-MCS-T-0018 | Domestic Hot Water Tank, Building J | THC-MCS-T-BLDG K | Tank,Domestic Hot Water | Tank |  | T | http://www.toronto.ca/TWONTO#tanked_hot_water_heater |  | Domestic Hot Water Tank, Building K
59585 | 97246 | THC-ACC-TIT-6104 | Transmitter, Temperature, O/A from Solar Wall Air, 2nd Floor Mech Room #2, Headworks | THC-ACC-AHU-6100 | Transmitter,Temperature | HVAC |  | TIT | http://www.toronto.ca/TWONTO#temperature_transmitter |  | Air Handling Unit, Truck Loading Bay, Mech Room #2, Headworks
122211 | 68687 | THC-AI-T-1083 | Tank,Air Receiver,Compressed Air System, Bldg. M | THC-ACC-BLDG M | Tank,Reservoir | Tank |  | T | http://www.toronto.ca/TWONTO#pressure_vessel |  | Incineration Building, HVAC
120062 | 14990 | TAB-WA6-SQ-0192 | Type1 | TAB-WA6-SQ | PPE | Safety Equipment |  | SQ | self_retracting_line |  | WA6 Safety Equipment
13873 | 88722 | FCL-POL-FSL-4110 | Flow Switch Low, Polymer Feed to Skid No.1, RMF Centrifuge Building, Polymer Room | FCL-POL-P-4110 |  |  |  | FSL |  |  | Pump, Duty, Polymer Skid No.1, Polymer Feed to Thickener #1, Centrifuge Building Polymer Room
57105 | 52485 | THC-ACC-T-0051 | Tank,Expansion,Hot Water for DEW Centrate Sampling System,Third Floor,Solid Treatment | THC-ACC-T-0050 |  | Tank |  | T | expansion_tank |  | Tank,Hot Water for DEW Centrate Sampling System,Third Floor,Solid Treatment
93472 | 50409 | FHO-MCS-LD-0227 | Loading Dolly # 227 | FHO-MCS-LD | Lifting Device,Hoist,Manual | Rigging Equipment |  | LD | manual_handling_device |  | Lifting Devices & Elevators
103366 | 31667 | MTMH223 | EAST HIGHLAND CREEK STS | TRK-HCK | [6 empty] | HIGHLAND CREEK DRAINAGE AREA
126509 | 20846 | THC-MCS-SM-0120 | Machine Tool,Lathe, Building A | THC-MCS-MEQ | Machine Tool,Milling Machine | Tool |  | SM | http://www.toronto.ca/TWONTO#lathe |  | Machine Shop and Equipment
12426 | 13406 | COL-PCU-GEN-5200 | Generator, Electricity | COL-PCU | Generator |  | 34940 | GEN |  |  | Cumber Pumping Station
122262 | 67902 | THC-CAP-RAP-9117-13-7066 | THC Capital Works, RAS Pumping, Aeration and Phosphorous Systems Upgrades (RAP), RFP # 9117-13-7066 | THC-CAP-WA2 |  |  | 37924 | RAP |  |  | THC WA2 Capital Projects
60301 | 78022 | THC-ACC-V-6007 | Valve, Butterfly, Manual, Hot Water Supply, Lower Level 2 Blower Room, Headworks | THC-ACC-HE-6001 | Valve,Butterfly | HVAC |  | V | http://www.toronto.ca/TWONTO#valve |  | Heat Exchanger, Heating Glycol System, Lower Level 2 Blower Room, Headworks
105952 | 20639 | TAB-ACC-AHU-4476 | AHU, Aux Bldg | TAB-ACC-AHU | Air Handling Unit | HVAC |  | AHU | http://www.toronto.ca/TWONTO#air_handler_unit |  | Air Handling Unit & Supply Fan
132998 | 79758 | THR-DIG-T-AO | Tank, Reservoir, Auxiliary Oil, Gas Compressors Digester Mixing System | THR-DIG-C | Tank,Reservoir | Tank |  |  | http://www.toronto.ca/TWONTO#chemical_storage_tank |  | Digester, Gas Compressors
124894 | 1758 | THC-ELS-MCC-2503E | Control Panel,MCC,Phase 4 Aeration Area | THC-ELS-PS-0001 | Control Panel,MCC | Motor Control Centre |  | MCC | http://www.toronto.ca/TWONTO#LV_electrical_panel |  | Primary Power Equipment
136978 | 82197 | THR-OCS-PSL-3957B | Switch, Pressure-Low, Outlet, Ozone Generator 3957 to Ozone Contact Chamber, Ozonator Room, Plant Services, Odour Control System | THR-OCS-OZ-3957S | Switch,Pressure-Low | Switch |  | PSL | http://www.toronto.ca/TWONTO#pressure_switch |  | Ozone Generator, Odour Control System
30675 | 78153 | FIS-SES-SQ-1007 | Safety,Plant,Safety Gloves - Pair 7 | FIS-SES-SQ-GLOVE1 | Safety | Safety Equipment |  | SQ | http://www.toronto.ca/TWONTO#rubber_insulating_gloves |  | Asset Group, PPE, Electrical Personal Protection, Group 1
139135 | 35612 | THR-THK-PSL-3070 | Switch, Pressure Low, Centrifuge Feed Pump-3070 | THR-THK-P-3070 | Switch,Pressure-Low | Switch |  | PSL | http://www.toronto.ca/TWONTO#pressure_switch |  | Centrifuge Feed Pump
6215 | 93646 | COL-PSK-MCC-0001 | Motor Control Center | COL-PSK-MISC |  | Motor Control Centre |  | MCC | http://www.toronto.ca/TWONTO#LV_electrical_panel |  | Miscellaneous Equipment
118041 | 46039 | TAB-SES-SQ-0660 | Emergency Eyewash Station,Seawall Substation,Electrical Room | TAB-SES-EESS | PPE,Eyewash Station | Safety Equipment |  | SQ | http://www.toronto.ca/TWONTO#emergency_eyewash |  | WA8 Safety Equipment, Emergency Eyewash & Shower Station
4903 | 1986 | COL-PKG-HTR-0003 | Heater, Dry Well | COL-PKG | Heater |  |  | HTR |  |  | Kingston Rd Pumping Station
133037 | 19631 | THR-DIG-TSH-5460 | Switch, Tempreature-High, Outlet Gas compressor 5460 | THR-DIG-C-5460 | Switch,Temperature-High | Switch |  | TSH | http://www.toronto.ca/TWONTO#temperature_switch |  | Compressor, Gas, Mixing System, Digester Tank#3/5
12402 | 62506 | FCL-ELS-LP-0100I | Lighting Panel, Heating Panel, (HP4), High Lift Switchgear Room East Wall | FCL-ELS-TR-0100I |  |  |  | LP |  |  | Transformer,(LT9H),Lighting Panel LP-0100I, 600/120/208V,45 kVA, High Lift Switchgear Room
117372 | 9724 | TAB-RSP-T-2300 | Tank, Surge, RSP Influent Distribution | TAB-RSP-PM | Tank | Tank |  | T | http://www.toronto.ca/TWONTO#pumping_surge_suppression_tank |  | M Building - Raw Sewage Pumping
64419 | 77624 | THC-PRM-LSHH-0124 | Level Switch High,Sump,Primary Tank 0900 | THC-PRM-P-0124 | Switch,Level | Switch |  | LSHH | http://www.toronto.ca/TWONTO#level_switch |  | Pump, Sump, Primary Treatment
96924 | 34031 | FIS-FEQ-DR-0006 | Door, Fire, Lab, Admin. Building | FIS-GRK-STRC-0001 |  | Door |  | DR | http://www.toronto.ca/TWONTO#door
76301 | 29374 | FHO-ELS-DP-0712 | Distribution Panel, 600V, 200A, 3PH, Panel Board, Admin Building, S4, Main Electrical Room, MCC-0710 | FHO-ELS-MCC-0710 |  | Power Distribution Panel |  | DP | http://www.toronto.ca/TWONTO#LV_electrical_panel |  | Motor Control Centre, Admin Building, S4, Main Electrical Room
145934 | 77258 | WTR-PRH-T-1010 | Tank, Bulk Fuel Storage, Generator Room | WTR-PRH-LB-0202 |  | Tank |  | T | http://www.toronto.ca/TWONTO#fuel_oil_tank |  | Load Breaker, 4160V, Secondary, Switchgear Electrical Room
4095 | 86144 | COL-PCU-LSL-0203 | Switch, Level-Low | COL-PCU | Switch |  | 34975 | LSL |  |  | Cumber Pumping Station
41138 | 48454 | TAB-ACC-PSL-3872 | Switch,Pressure,Low,Glycol Make Up Line | TAB-ACC-P-3872 | Switch,Level | Switch |  | PSL | http://www.toronto.ca/TWONTO#pressure_switch |  | Pump, Glycol Circulating,Make Up Line
122785 | 85472 | THC-DEW-RPU-2101B | Remote Processing Unit | THC-DEW-RPU | Controller,PLC | Remote Processor Unit |  | RPU | http://www.toronto.ca/TWONTO#RPU_panel |  | Incineration RPUs
15816 | 78888 | COL-PIR-TS-0001 | Switch, Transfer | COL-PIR-MISC | Switch |  |  | TS |  |  | Miscellaneous Equipment
86941 | 43245 | TNT-ELS-MCC-2001 | MCC,Boiler Bldg | TNT-ELS | Control Panel,MCC | Motor Control Centre |  | MCC | http://www.toronto.ca/TWONTO#LV_electrical_panel |  | Instrument / Electrical
55562 | 99440 | TAB-WA2-SQ-1222 | EE2 - 902 T3 Nylon Sling | TAB-SES-LD | Lifting Device,Sling | Lifting Device |  | SQ | synthetic_web_sling |  | WA2 Lifting devices
61951 | 59311 | THC-DEW-RPU-2306 | Remote Processing Unit,Dewatering,Cake Pump-6810 RPU,3rd Floor,Biosolids Building West | THC-DEW-P-6810 |  | Remote Processor Unit |  | RPU | http://www.toronto.ca/TWONTO#RPU_panel |  | Pump,Dewatered Biosolids,Solid Treatment
87783 | 49515 | FHO CHLORINE FEEDER | Computer Location | FHO-SPC | [6 empty] | Process Control Systems - Services Area
30041 | 73829 | COL-PWR-LSH-0004 | Switch,Level, High, Wet Well | COL-PWR | Switch,Level-High | Switch |  | LSH | http://www.toronto.ca/TWONTO#level_switch |  | West Rouge Pumping Station
131876 | 61763 | THR-CW-CH-0001 | City Water & Fire Water Chambers, Meter Chamber #1 | THR-CW |  |  |  | CH |  |  | City Water
65829 | 26819 | FCL-SPC-COM-1825 | Communication, Ethernet to RS485 Gateway, Low Lift Switchgear Room, RPU-1825 Panel | FCL-RAW WATER BLDG |  |  |  | COM |  |  | Building Location
139556 | 85149 | THR-WA4-LD-0018 | Sling, Nylon, Work Area 4 (2" X 3') | THR-LD-NYLN-WA4 | Lifting Device,Sling | Lifting Device |  | LD | synthetic_web_sling |  | Slings, Nylon, Work Area 4
24774 | 2170 | COL-PSD-CP-0002 | Control Panel, Operator | COL-PSD | Control Panel |  |  | CP |  |  | Spadina Sewage Pumping Station
117986 | 10742 | TAB-SES-LTX-2283 | Exit Sign, Battery Unit, 2 LED heads, PRS Bldg | TAB-SUSPENDED ENTITY | Lighting,Exit | Safety Equipment | 41286 | LTX | http://www.toronto.ca/TWONTO#lighting_unit |  | Suspended entities
18077 | 46540 | FHA-SED-ZSH-0101B | Switch, Limit, Access Hatch Zone 1, Settling Basin T-0101 | FHA-SED-ZSH-0101 |  | Security System |  | ZSH | http://www.toronto.ca/TWONTO#position_switch |  | Switch, Limit, Access Hatch Zone 1,
39881 | 38202 | DEE-INORG-P | Pipettes - Inorganic | BOM-LAB-DEE-INORG | [6 empty] | Laboratory - Inorganic
90261 | 97972 | WTR-PAH-MCC-0201 | Motor Control Center | WTR-PAH-TR-0401 | Control Panel,MCC | Motor Control Center |  | MCC | http://www.toronto.ca/TWONTO#LV_electrical_panel |  | Transformer, Power Dry, BUS 0201, Secondary
43692 | 14712 | TAB-DEW-HPU-6007 | Power Pack, Hydraulic, Sliding Frame for Silo DEW-T-6003, DEW Level Bsmt | TAB-DEW-T-6003 | Tank | Hydraulic System |  | HPU | http://www.toronto.ca/TWONTO#hydraulic_power_pack |  | Tank, Dewatered Solids Silo DEW-T-6003 East, DEW Bsmt
92646 | 31980 | FHO-FL-FSL-0301 | Switch, Flow, Reservoir Sampling Pump Main Discharge Header, S2, Sluice Gate Hall East | FHO RESERVOIR | Switch,Flow-Low | Switch |  | FSL | http://www.toronto.ca/TWONTO#flow_switch |  | Sampling
81887 | 63222 | FHA-SES-LDR-0502 | FHA-SES-LD-0076 - 17' Single Ladder ( Dehumidifer Pipe Gallery ) | FHA-SES-LD-1 | Safety | Safety Equipment |  | LDR | http://www.toronto.ca/TWONTO#ladder |  | Ladders
21412 | 79363 | FHO-ELS-LP-0821 | Lighting Panel, 120/208V, Admin Building, S4, Electrical Room | FHO-ELS-LTG-2000 |  | Power Distribution Panel |  | LP | http://www.toronto.ca/TWONTO#LV_electrical_panel |  | Lighting, Facility Interior : Plant wide, interior lighting
113407 | 51681 | TAB-ELS-LTX-1080 | Exit Light,North Substation,Basement,West Entrance | NORTH SUBSTATION_BASEMENT | Lighting,Exit | Safety Equipment |  | LTX | http://www.toronto.ca/TWONTO#lighting_unit |  | MSA Substation,Basement
120469 | 54651 | THC-ACC-DM-0442 | Damper/Louver,FN-0442 Suction,AHU-0440,Building UU | THC-ACC-AHU-0440 | Damper/Louver | HVAC |  | DM | http://www.toronto.ca/TWONTO#air_damper |  | Air Handling Unit,Drip Trap Room,Building UU
26373 | 79121 | FHO-SES-SQ-6261 | Lanyard, Serial Number 587066, Terry Turner | FHO-SES-SQ-0009 | PPE,Lanyard | Safety Equipment |  | SQ | lifeline |  | Fall Lanyards
64206 | 74657 | FCL-RW-LSH-0001 | Switch, Level, High, Raw Water Distribution Channel | FCL-RW-SCREENS | Switch,Level-High | Switch |  | LSH | http://www.toronto.ca/TWONTO#level_switch |  | Raw Water Sreening
129555 | 1130 | THR SCADA SUPPORT | THR SCADA Support | THR-SPC1 | [6 empty] | Process Control Systems - Administrative
95078 | 79538 | FHO-TRW- SURGE | Surge Protection System | FHO-TRW | [6 empty] | Treated Water System
11202 | 91154 | FCL-AM | Ammoniation | FCL-DIS | [6 empty] | Disinfection and Conditioning
81447 | 8409 | TNT-MCS-SQ-1012 | Sling | TNT-MCS-LD | Lifting Device,Sling | Lifting Device |  | SQ | http://www.toronto.ca/TWONTO#fall_protection_sling |  | Lifting Devices , cranes/ Portable crane/hoists, come alongs, slings, wire rope, chains
28671 | 74767 | FIS-ELS-CBL-0100 | Cable,HV,13.8 kV,44T THES Incoming Line HT1,FIS-ELS-LB-0100 | {FIS-ELS-CBL} |  |  |  | CBL |  |  | Asset Group,ELS Lines,13.8 kV / 4.16 kV
87209 | 57325 | WTR-PMI-TSL-0001 | Switch, Temperature-Low, Building Temp., | WTR-PMI-AUX | Switch,Temperature-Low | Switch |  | TSL | http://www.toronto.ca/TWONTO#temperature_switch |  | Auxiliary Equipment (Building Facilities)
88506 | 19719 | WTR-PWT-CW | City Water System | WTR-PWT | [6 empty] | West Toronto Pumping Station
143248 | 78932 | WTR-PEG-CW | City Water System | WTR-PEG | [6 empty] | Eglinton Pumping Station
34581 | 49758 | MAIN-242 | Main 242 | WTR-MT1 | [6 empty] | Work Area 1 EAST Mains and Chambers
30183 | 58136 | COL-PWR-T-0003 | Tank, Domestic Hot Water, Mid Floor VFD Room, West Rouge PS | COL-PWR | Tank,Domestic Hot Water | Tank |  | T | http://www.toronto.ca/TWONTO#tanked_hot_water_heater |  | West Rouge Pumping Station
38662 | 38848 | TAB-ACC-AC-2801 | Conditioner,Air , WA3 Meeting Room(2 Tons) | TAB-ACC-CI | H.V.A.C.,Air Conditioner | HVAC |  | AC | http://www.toronto.ca/TWONTO#air_condition |  | Chiller and Air Coolers
49751 | 82709 | TAB-PLT-FSL-2501 | Switch, Flow, Low, Seal Water, Grit Pump 2500, Great Slury Pump Area, City water | TAB-PLT-P-2500 | Switch,Flow-Low | Switch |  | FSL | http://www.toronto.ca/TWONTO#flow_switch |  | Pump, Centrifugal,Grit Slury, West Grit Gallery
89912 | 88602 | YTF SPC SERVER ROOM | Communication Switch | YTF-A BLDG | [6 empty] | Building Location
73159 | 62682 | THR-ACC-NR-711 | HVAC Unit & Fan, Instrument Shop | THR-ACC-ADM | H.V.A.C.,Heater,Unit | HVAC |  | NR | http://www.toronto.ca/TWONTO#heater |  | Air Conditioning, HVAC, Admin Building
39007 | 5848 | SWM-PWD-FEQ-0001S | Fire Prevention, Extinguisher | SWM-PWD-MISC | Fire Prevention,Extinguisher |  | 42914 | FEQ |  |  | Miscellaneous Equipment
55770 | 28608 | TAB-WA5-SQ-2045 | Spill Response Kit, Non-Aggressive Fluid | TAB-THK-SQ | Spill Kit | Safety Equipment |  | SQ | http://www.toronto.ca/TWONTO#spill_kit |  | WA5 Safety Equipment
123317 | 11929 | THC-DIG-HTR-4030 | Eliminated Role: H.V.A.C.,Heater,Heating,Roof,Digesters | THC-ACC-FN-0411 | H.V.A.C.,Heater | HVAC | 40451 | HTR | http://www.toronto.ca/TWONTO#heater |  | Fan,Supply,AHU-0411,Basement/Sub-Basement,AHU-0411,Building U
55231 | 54239 | TAB-SLO-STR-2408 | Strainer, Lub Pump suction | TAB-SLO-P-2408 | Strainer | Filter |  | STR | http://www.toronto.ca/TWONTO#strainer |  | Pump, Sludge Transfer Lube #8
121300 | 27494 | THC-ACC-TIT-6401 | Transmitter, Temperature, Mixed O/A & O/A From Solar Wall, 2nd Floor Mech Room #1, Headworks | THC-ACC-AHU-6400 | Transmitter,Temperature | HVAC |  | TIT | http://www.toronto.ca/TWONTO#temperature_transmitter |  | Air Handling Unit, Screen Room/Conveyor Areas, 2nd Floor Mech Room #1, Headworks
89253 | 92613 | WTR-RMI-DS-0201 | Switch, Fused Disconnect, Water Transmission | WTR-RMI-ELS |  | Switch |  | DS | http://www.toronto.ca/TWONTO#disconnect_switch |  | Electrical System
67308 | 82451 | THC-WWW-LSL-0001 | Switch, Float, Low, Sump Pump P-0100 & P-0200, S.E. Pumping Station | THC-PWA-SOUTH |  | Switch |  | LSL | http://www.toronto.ca/TWONTO#level_switch |  | South Pumping Station
105960 | 50343 | TAB-ACC-AHU-6103 | AHU, Digester 5-8 Sludge Heat. Room | TAB-ACC-AHU | Air Handling Unit | HVAC |  | AHU | http://www.toronto.ca/TWONTO#air_handler_unit |  | Air Handling Unit & Supply Fan
127740 | 60795 | THC-PRM-TT-1013 | Transmitter, Temperature, Oil Tank 1070 | THC-PRM-T-1070 |  |  |  | TT |  |  | Oil Tank, Hydraulic Power System for Scum Skimmer System, Primary Clarifier 1000
105521 | 49328 | SWM-PIT-MCC-0001 | Motor Control Centre | SWM-PIT-MISC | Control Panel,MCC | Motor Control Center |  | MCC | http://www.toronto.ca/TWONTO#LV_electrical_panel |  | Miscellaneous Equipment
94793 | 41950 | FHO-SES-SCBA-0037 | Cylinder, SCBA, Air Pack, 2216 PSI, Ser #OJ-362621 | FHO-SES-SQ-0001 | PPE,SCBA | Safety Equipment |  | SCBA | http://www.toronto.ca/TWONTO#compressed_gas_cylinder |  | Safety Equipment
81751 | 97404 | TNT-WA9-SQ-0117 | LANYARD | TNT-WA9-SQ-0010 | PPE | Safety Equipment |  | SQ | lifeline |  | Fall arrest systems
10080 | 84634 | FCL-ACC-DM-0906 | Damper, Motorized, Condenser Cooling Air Exhaust, AHU-0901, RMF Centrifuge Building | FCL-ACC-AHU-0901-SUS |  |  |  | DM |  |  | Air Handling Unit, Centrifuge Building, HVAC Room South
98317 | 76159 | FIS-SPC-COM-1800 | Access Closet, Intake Valve Chamber | FIS-SPC |  | System Process Control |  | COM | http://www.toronto.ca/TWONTO#network_panel |  | Process Control Systems - Services Area
56376 | 63658 | THC-ACC-DM-1051 | Damper,Motorized | THC-PRM-BLDG-HPU0010 |  |  |  | DM |  |  | HPU Building 10
7579 | 23793 | COL-PST-DM-0006 | Damper 2, Exhaust Fan 0002 | COL-PST | Damper/Louver |  |  | DM |  |  | Strachan Pumping Station
20493 | 25746 | COL-PMM-LSH-0001 | Switch, Level-High | COL-PMM-MISC | Switch,Level | Switch |  | LSH | http://www.toronto.ca/TWONTO#level_switch |  | Miscellaneous Equipment
90357 | 48907 | WTR-PDS-RPU-0001 | Control Panel, RPU | WTR-PDS-CP-0001 | RPU | Remote Processor Unit |  | RPU | http://www.toronto.ca/TWONTO#RPU_panel |  | Control Panel
124748 | 22572 | THC-ELS-LP-0702 | Lighting Panel, Access Building T15A, Phase I Secondary | THC-ELS-TR-0702 |  | Power Distribution Panel |  | LP | http://www.toronto.ca/TWONTO#LV_electrical_panel |  | Transformer, Lighting, Phase I Secondary
59566 | 76902 | THC-DIG-PSH-3300 | Switch,Pressure-High,Discharge,C-3300B,Gas High Pressure System,Building U | THC-DIG-C-3300 | Switch,Pressure-High | Switch |  | PSH | http://www.toronto.ca/TWONTO#pressure_switch |  | Compressor,Sliding Vane,Building U Gas Booster,Gas High Pressure System,Building U
54994 | 90637 | TAB-THK-MX-4020 | Hopper Feed, Dry Polymer Feed Preparation | TAB-THK-MX | Chemical Feeder,Powder | Chemical Feeder |  | MX | http://www.toronto.ca/TWONTO#mixer_or_agitator |  | Dry Polymer Feed Preparation System
69367 | 52310 | THR-AER-PSL-1615 | Switch, Pressure-Low, Main Oil Pump, Blower 1611, Secondary Treatment, Aeration Blower System - North | THR-AER-BL-1611 | Switch,Pressure-Low | Switch |  | PSL | http://www.toronto.ca/TWONTO#pressure_switch |  | Blower, Centrifugal, Secondary Treatment, Aeration Blower System - HPBB
9529 | 43989 | DOS-YCM-VEH-267226 | 2019 J&J AT-2 - Vehicle Unit# 267226 | FAC-YCM-VEH | Vehicle,Licensed | Vehicle |  | VEH | http://www.toronto.ca/TWONTO#vehicle
132947 | 62109 | THR-DIG-SSL-5116A | Switch, Speed-Low, Digester Gas Mixing, Tank 0100, Solids Treatment, Digester Tanks 1-6 | THR-DIG-MX-0100 | Switch,Speed-Low | Switch |  | SSL | http://www.toronto.ca/TWONTO#speed_switch |  | Digester Gas Mixing, Digester Tank 0100
97652 | 68565 | FIS-RW-LIC-0101-SUS | Controller, Wet Well Level | FIS-SUSPENDED | Controller,Level |  | 38343 | LIC |  |  | Obsolete Entities/Processes
134978 | 74968 | THR-ELS-MCC-2801 | Control Panel, MCC 2801 Sludge Thickening | THR-ELS-STB | Control Panel,MCC | Motor Control Centre |  | MCC | http://www.toronto.ca/TWONTO#LV_electrical_panel |  | Electrical System, Sludge Thickening Building
5933 | 94992 | COL-PLV-CRN-0001 | Crane, | COL-PLV | Crane |  |  | CRN |  |  | Livingston Road Pumping Station
10505 | 84346 | COL-MTI-ZSH-2401 | Door Switch, Spadina Control Chamber No.24, MTI | COL-MTI | Switch | Switch |  | ZSH | http://www.toronto.ca/TWONTO#position_switch |  | Mid-Toronto Interceptor
38907 | 31049 | SWM-PMG-MISC | Miscellaneous Equipment | SWM-PMG | [6 empty] | Martin Grove Storm Pumping Station
76957 | 18449 | THR-PLT-LD-2132B | Lifting Device, Sparger Arm, Tank 100, Grit Bldg. | THR-PLT-T-0100 | Lifting Device | Hydraulic System | 35253 | LD | http://www.toronto.ca/TWONTO#hydraulic_system |  | Tank, Grit Removal, Grit Tank, North Grit Building
125513 | 29209 | THC-FEQ-FSP | Sprinkler System | THC-SES-FEQ | Fire Prevention,Sprinkler | Safety Equipment | 43384 |  | sprinkler |  | Fire Fighting System
15376 | 55522 | FCL-TST-CLB-0705 | Portable Pressure Calibration Unit (Druck Meter) | FCL-ELS-1 | Analyzer,Chlorine | Test Equipment | 35567 | CLB | pressure_calibrator |  | Process Control and SCADA
145915 | 83239 | WTR-PRH-PSH-1020 | Switch, Vacuum, Diesel Fuel Storage Tank | WTR-PRH-T-1100 | Vacuum | Switch |  | PSH | http://www.toronto.ca/TWONTO#pressure_switch |  | Tank, Bulk Fuel Storage, Generator Room
20873 | 70146 | FHO-CBM-ROUTE-2 | FHO-Condition Based Monitoiring Route 2- HVAC System | FHO |  |  |  | ROUTE |  |  | F.J. Horgan Water Treatment Plant
47916 | 34161 | FCL-ALM-CP-0001 | Control Panel, Operator, Alum Tank Overflow Alarm, Alum System | FCL-ALM-T-0101 |  |  |  | CP |  |  | Tank, Non-Pressurized, Alum Storage Tank 0101, Liquid Alum System
40017 | 43161 | DIS YFW | Building Location | DIS-SPC | [6 empty] | Process Control Systems
128804 | 39189 | THC-SPC-COM-1810 | Termination Panel, Network,Phase IV - Aeration MCC Room | THC-SPC-COM-1802 | SCADA | Communications Equipment |  | COM | termination_panel |  | SCADA & Computer
8279 | 14227 | COL-PWR-LSH-0402 | Switch, Level-High | COL-PWR-SUSPENDED | Switch,Level |  | 35092 | LSH |  |  | West Rouge P.S.suspended entities
65400 | 30254 | THC-PRM-ZSL-1113 | Switch, Position Low, Mech Return, Valve 1113 | THC-PRM-V-1113 | Switch,Level-Low-Low | Switch |  | ZSL | http://www.toronto.ca/TWONTO#position_switch |  | Valve, Hydraulic Cylinder, Bottom Scraper, Primary Clarifier 1100, NW Plant
90878 | 61321 | FHO-CLB-PSL-0202 | Switch, Pressure Low, Post East, Train 2, Outlet from Evaporator,Chem Bldg. Main Floor, Machine Rm | FHO-CLB-CHL-0201-KQ | Switch,Pressure-Low | Switch |  | PSL | http://www.toronto.ca/TWONTO#pressure_switch |  | Post Chlorination Train 2
106283 | 7423 | TAB-ACC-DM-6584 | Damper, Motorized, Exhaust Air, FN- 6582, Maintenance Area, Workshop Bldg. | TAB-ACC-FN-6582 | Damper/Louver | HVAC |  | DM | http://www.toronto.ca/TWONTO#air_damper |  | Fan, Sidewall type, Exhaust Air, maintenance Workshop, Screen Bldg., P Bldg.
8284 | 73238 | COL-PWR-LSH-5734 | Switch, Level-High | COL-PWR-MISC | Switch,Level |  | 35096 | LSH |  |  | Miscellaneous Equipment
58107 | 1917 | THC-ACC-AHU-0263 | Air Conditioner Unit, Building R | THC-ACC-BLDG K | H.V.A.C.,Air Conditioner | HVAC | 35752 | AHU | http://www.toronto.ca/TWONTO#air_condition |  | Administration Building, HVAC
50156 | 51135 | TAB-PLT-SSL-5000 | Switch, Speed, Low, Screenings Outloading Conveyor 4900, Conveyor Area | TAB-PLT-CV-5000 | Switch,Speed-Low | Switch |  | SSL | http://www.toronto.ca/TWONTO#speed_switch |  | Conveyor, Shaftless Spiral, Horizontal, Loading Bay
11486 | 12972 | FCL-CL-CP-0006 | Local Control Panel, CL2/SO2 Scrubber Control (GLC2), Scrubber Room, Gaseous Chemical Building | FCL-CL-SCRUBBER |  |  |  | CP |  |  | CL & SO2 Scrubber System
85130 | 72062 | WTR-PEL-LSL-0300 | Switch, Level-Low, Pump 0300 | WTR-PEL-P-0300 | Switch,Level-Low | Switch |  | LSL | http://www.toronto.ca/TWONTO#level_switch |  | Pump, Centrifugal, Water
91004 | 31958 | FHO-CLC-T-0101 | Tank, Expansion, Trim Chlorination Train 1, Chlorination System, S2 Chemical Storage Room | FHO-CLC-CHL-0101-KQ | Vessel,Pressure | Tank |  | T | expansion_tank |  | Trim Chlorination Train 1
108108 | 71577 | TAB-ACC-V-1437 | Valve, Reheat, Modulating | TAB-ACC-HTR-1437 | Valve | HVAC |  | V | http://www.toronto.ca/TWONTO#valve |  | Heater, Hot Water Reheat Coil
106608 | 11723 | TAB-ACC-FSL-0060 | Switch, Flow, Low, Air, Exhaust Fan 0060, Grit Bldg. Rooftop | TAB-ACC-FN-0060A | Switch,Flow-Low | Switch |  | FSL | http://www.toronto.ca/TWONTO#flow_switch |  | Fan, Forced Draft, Hot Water Boiler #6
63370 | 78559 | THC-DIG-RPU-1705 | Remote Processing Unit, Digester Electrical room | THC-GRK-STRC-UU |  | Remote Processor Unit |  | RPU | http://www.toronto.ca/TWONTO#RPU_panel |  | Waste Gas Burner Building,Building UU
78783 | 47805 | THR-SES-SPL-0300 | Spill Kit, Glycol, For Glycol Skid T-0301 | THR-SES-SPL | Safety | Safety Equipment |  | SPL | http://www.toronto.ca/TWONTO#spill_kit |  | Spill Containment Kits, Humber Treatment Plant
84732 | 43948 | WTR-PEG-LSL-0300 | Switch,Level-Low, Pump 0300 | WTR-PEG-P-0300 | Switch,Level-Low | Switch |  | LSL | http://www.toronto.ca/TWONTO#level_switch |  | Pump, Centrifugal, District 3E
132980 | 89721 | THR-DIG-T-5640 | Tank, Reservoir, Auxiliary Oil, Gas Compressor 5640, Digester Mixing System | THR-DIG-C-5640 | Tank,Reservoir | Tank |  | T | http://www.toronto.ca/TWONTO#chemical_storage_tank |  | Compressor, Gas, Mixing System, Digester Tank#7
71352 | 55889 | THR-DIG-LSL-5841 | Switch, Level-Low, Lube Oil, C-5840, Gas Mixing System | THR-DIG-T-5841 | Switch,Level-Low | Switch |  | LSL | http://www.toronto.ca/TWONTO#level_switch |  | Tank, Reservoir, Auxiliary Oil, Gas Compressor 5840, Digester Mixing System
50188 | 9227 | TAB-PLT-T-0401 | Tank, Grit Channel #4 | TAB-PLT-T | Tank | Tank |  | T | http://www.toronto.ca/TWONTO#channel_segment |  | P Building - Grit Tanks 1-12 & Hoppers 1 - 6
89659 | 19115 | WTR-RWA-T-0001 | Tank, Reservoir | WTR-RWA-TRW | Tank,Water Elevated | Tank |  | T | http://www.toronto.ca/TWONTO#reservoir_tank |  | Treated Water (Transmission)
146965 | 11761 | WTR-RLW-LSH-0001 | Switch, Level-High, (Flood Alarm) | WTR-RLW-AUX | Switch,Level-High | Switch |  | LSH | http://www.toronto.ca/TWONTO#level_switch |  | Auxiliary Equipment (Building Facilities)
7090 | 95044 | COL-PRX-LSL-0102 | Switch, Level | COL-PRX-MISC | Switch,Level |  |  | LSL |  |  | Miscellaneous Equipment
85125 | 23261 | WTR-PEL-LSH-1302 | Switch, Level, High, Fuel Day Tank T-1300, Generator Building, Product Handling Room | WTR-PEL-T-1300 | Switch,Level-High | Switch |  | LSH | http://www.toronto.ca/TWONTO#level_switch |  | Tank, Non-Pressurized, Diesel Fuel Day, Generator Building, Product Handling Room
132557 | 29143 | THR-DIG-LSL-5280C | Switch, Level-Low, Lube Oil, C-5280, Gas Mixing System | THR-DIG-T-5280 | Switch,Level-Low | Switch |  | LSL | http://www.toronto.ca/TWONTO#level_switch |  | Tank, Reservoir, Auxiliary Oil, Gas Compressor 5280, Digester Mixing System
145869 | 93824 | WTR-PRH-LSL-1101 | Switch, Level Low, Radiator JW Expansion Tank | WTR-PRH-AUX | Switch,Level-Low | Switch |  | LSL | http://www.toronto.ca/TWONTO#level_switch |  | Auxiliary Equipment (Building Facilities)
3313 | 11200 | COL-PBF-LSL-0102 | Switch, Level-Low | COL-PBF-MISC | Switch |  |  | LSL |  |  | Miscellaneous Equipment
129282 | 2954 | THC-THK-RPU-1602 | RPU,WAS Thickening (1) | THC-SPC-WA2 | Control Panel,Instrumentation | Remote Processor Unit |  | RPU | http://www.toronto.ca/TWONTO#RPU_panel |  | System Process Control
16400 | 72823 | FHA-DCL-P-0001B-KQ | Pump Location, Before SO2 Water Sample #1B | FHA-SUSPENDED |  |  | 33347 | P |  |  | Suspended Obsolete entity for storage purpose
16404 | 62672 | FHA-DCL-P-0002B-KQ | Pump Location, After SO2 Water Sample #2B | AFTER SO2 |  |  | 33349 | P |  |  | After SO2 Sampling
120818 | 57873 | THC-ACC-HEATERS | Air Heaters, Building M | THC-ACC-BLDG M |  | HVAC |  |  | http://www.toronto.ca/TWONTO#collection_of_assets |  | Incineration Building, HVAC
127267 | 83280 | THC-PLT-T-6100 | Reservoir, Oil, Hydraulic Pack 1, Bar Screens | THC-PLT-HPU-6100 | Tank,Reservoir | Tank | 40024 | T | http://www.toronto.ca/TWONTO#chemical_storage_tank |  | Hydraulic Pack 1, Headhouse
51743 | 98326 | FCL-DEW-LSH-0201 | Switch, Level, High, Treated Water Process Dewatering Pit T-0201 | FCL-DEW-RW | Switch,Level-High | Switch |  | LSH | http://www.toronto.ca/TWONTO#level_switch |  | Raw water Area Dewatering
60949 | 10063 | THC-ELS-LTX-BLDG T | Exit Lights, Bldg. T | THC-GRK-ELS-T | Building Service,Lighting - Room | Safety Equipment | 41962 |  | http://www.toronto.ca/TWONTO#collection_of_assets |  | Building T
124884 | 41329 | THC-ELS-MCC-2202 | Motor Control Centre,Sludge Storage Building | THC-ELS-MCC-1304 | Control Panel,MCC | Motor Control Centre |  | MCC | http://www.toronto.ca/TWONTO#LV_electrical_panel |  | Motor Control Centre,Thickening Building
50002 | 4554 | FCL-ELS-MCC-0400 | Control Panel,MCC,Low Lift Bldg - Electrical Room,600V | FCL-ELS-PS-0001 | Control Panel,MCC | Motor Control Centre |  | MCC | http://www.toronto.ca/TWONTO#LV_electrical_panel |  | Uninterruptible Power Supply,High Lift Bldg - Switchgear Room,LP-0001
113759 | 66653 | TAB-MCS-CRN-Z BLDG | Cranes - Z Bldg, Flotation, Machine Shop, Electrical Shop | TAB-MCS-CRN | [6 empty] | TAB Cranes and Lifting Devices
147581 | 78840 | YME | Merton Yard | BUS | [6 empty] | Business Unit Support
144488 | 90204 | WTR-PJS-HE-0008 | Heat Exchanger, DLWC, Enwave | WTR-PJS-ENW |  |  |  | HE |  |  | Enwave Process
43868 | 77018 | FCL-ACC-HTR-0032 | Heater, Convection, Electric, 2kW, Gaseous Chemical Building, MCC Room N/E | FCL-ACC-CL |  |  |  | HTR |  |  | Gaseous Chemical Building HVAC Equipment
104491 | 45552 | MTMH422 | WOBURN STS | TRK-NTO | [6 empty] | NORTH TORONTO DRAINAGE AREA
7107 | 16675 | COL-PRX-WEL-0200 | Dry Well | COL-PRX-MISC | Well |  |  | WEL |  |  | Miscellaneous Equipment
12455 | 47539 | COL-PCU-LSH-0202 | Switch, Level-High | COL-PCU | Switch,Level |  | 34969 | LSH |  |  | Cumber Pumping Station
29528 | 40368 | FIS-GRK-PA-0001 | Phone Intercom & Page System | FIS-GRK | Public Address System | Communications Equipment |  | PA | http://www.toronto.ca/TWONTO#public_annoucement_speaker |  | FIS Buildings & Grounds
106282 | 52089 | TAB-ACC-DM-6583 | Damper, Motorized, Supply Air, AHU-6580, Roof, Workshop Bldg. | TAB-ACC-AHU-6580 | Damper/Louver | HVAC |  | DM | http://www.toronto.ca/TWONTO#air_damper |  | Air Handling Unit, Workshop Roof, P Bldg.
12310 | 39748 | FCL-FLT-F-0601 | Filter, Carbon Activated, Filter Building, Filter Gallery East | FCL-FLT | Filter | Filter |  | F | media_based_filter |  | Filtration
80006 | 66771 | THR-WA3-LD-0019S | Sling, Nylon, Work Area 3 | THR-LD-NYLN-WA3 | Lifting Device,Sling | Lifting Device | 40266 | LD | synthetic_web_sling |  | Slings, Nylon, Work Area 3
2961 | 12465 | COL-MTI-HPU-2701B | Hydraulic Power Unit, Manifold Assembly, Strachan St. Control Chamber #27B | COL-MTI-CH-2700B |  | Hydraulic System |  | HPU | http://www.toronto.ca/TWONTO#hydraulic_power_pack |  | Chamber,Strachan St. Control Chamber No.27B, MTI
120783 | 94813 | THC-ACC-FN-6180 | Fan, Exhaust, Ground Floor, Storage Room, Headworks | THC-PLT-BLDG-0001 | Fan | HVAC |  | FN | http://www.toronto.ca/TWONTO#blower_or_fan_with_drive |  | New Head House, preliminary process
52956 | 35189 | TAB-PLT-G-5001 | Gate, Knife Gate, Pneumatic, Screenings Outloading Conveyor 5000, Conveyor Area | TAB-PLT-CV-5000 | Valve,Knife Gate | Gate |  | G | http://www.toronto.ca/TWONTO#valve
45147 | 59013 | TAB-DIG-LSH-0901 | Switch, Level-High, Emergency Overflow, Digester 9 Roof N/E. , Digester 9-12 Control Building. | TAB-DIG-T-0900 | Switch,Level-High | Switch |  | LSH | http://www.toronto.ca/TWONTO#level_switch |  | Tank, Digester tank, Digester 9
86834 | 93903 | WTR-PLW-MEQ-0002S | Backflow Preventer Test Kit, S/N 52158 | WTR-SUSPENDED |  | Tool | 41273 | MEQ | backflow_preventer_tester |  | Suspended Obsolete entity for storage purpose
138647 | 64151 | THR-SES-PGM-12158S | Personal Gas Meter (Sno. 000412158) | THR-SES-LD | Safety | Safety Equipment | 47396 | PGM | http://www.toronto.ca/TWONTO#portable_gas_detector |  | Lifting Device, Safety Equipment
138709 | 97020 | THR-SES-SQ-0902 | Harness, Full Body PPE Matthew McNall | THR-SES-FAS | Safety | Safety Equipment |  | SQ | http://www.toronto.ca/TWONTO#fall_arrest_harness |  | Fall Arrest Sytem (Harness and Lanyard), Safety Equipment
120878 | 79000 | THC-ACC-HTR-0271 | Heater, Perimeter. Admin Building | THC-ACC-BLDG K |  | HVAC |  | HTR | http://www.toronto.ca/TWONTO#heater |  | Administration Building, HVAC
25217 | 68492 | COL-PSL-JIT-0002 | Meter, Power Indicating Transmitter, Main Power | COL-PSL-MISC | Meter |  |  | JIT |  |  | Miscellaneous Equipment
52925 | 69716 | TAB-RSP-PM | M Building - Raw Sewage Pumping | TAB-RSP | [6 empty] | Raw Sewage Pumping
63606 | 31692 | THC-PLT-FSL-1015 | Switch, Flow, Low, Classifier CL-1010 Spray Water, Grit Processing and Conveyance | THC-PLT-CL-1010 | Switch,Flow-Low | Switch |  | FSL | http://www.toronto.ca/TWONTO#flow_switch |  | Classifier, Grit System, Grit Processing and Conveyance
134344 | 40111 | THR-DR-MH-0501 | Overhead Door,North,New Maintenance Building | THR-DR-WA4 | Door,Overhead | Door |  | MH | http://www.toronto.ca/TWONTO#roll_up_door
9541 | 73803 | DOS-YCM-VEH-329010 | 2002 YALE GLP050RG - Vehicle Unit# 329010 | FAC-YCM-VEH | Vehicle,Licensed | Vehicle |  | VEH | http://www.toronto.ca/TWONTO#forklift
117187 | 79218 | TAB-RSP-G-2101 | Sluice Gate, Raw Sewage Influent from Low Level Wet Well | TAB-RSP-T-2100 | Valve,Sluice Gate | Gate |  | G | http://www.toronto.ca/TWONTO#channel_gate
11806 | 73381 | FCL-DCL-PSL-0202 | Switch, Pressure-Low, Outlet, Filter 0201, Sulpher Dioxide System | FCL-DCL | Switch,Pressure-Low | Switch |  | PSL | http://www.toronto.ca/TWONTO#pressure_switch |  | Sulphur Dioxide System
64637 | 65607 | FCL-SED-FSL-0001A | Switch, Flow Low, Discharge, Sampling Pump 0001A, Sampling Pumps | FCL-SED-P-0001A | Switch,Flow-Low | Switch |  | FSL | http://www.toronto.ca/TWONTO#flow_switch |  | Pump, Centrifugal, Settled Water Sampling , Filter Building Drainage Pumping Station
26306 | 66023 | FHO-SES-SQ-0004 | First Aid | FHO-SES-SQ-0001 |  | Safety Equipment |  | SQ | http://www.toronto.ca/TWONTO#first_aid_kit |  | Safety Equipment
29580 | 59608 | COL-PWP-LSH-0103 | Switch, Level-High | COL-PWP-MISC | Switch,Level |  |  | LSH |  |  | Miscellaneous Equipment
126009 | 52880 | THC-HYGIENE-BLDG | Building Location | THC-EUS | [6 empty] | Production & End User Support
25179 | 72630 | COL-PSK-MON-0002 | Monitor | COL-PSK-MISC |  |  |  | MON |  |  | Miscellaneous Equipment
79597 | 35823 | FHA-SED-T-0301 | Tank, Underground Settling and Flocculation Basin #3 | FHA-SED | Tank,Non-Pressurized | Tank |  | T | http://www.toronto.ca/TWONTO#flocculation_tank |  | Sedimentation
59299 | 50960 | THC-ACC-MEQ-6002 | Separator, Air, Heating Water/Glycol System, Lower Level 2 Blower Room, Headworks | THC-ACC-HE-6001 | H.V.A.C. | HVAC |  | MEQ | ? |  | Heat Exchanger, Heating Glycol System, Lower Level 2 Blower Room, Headworks
143593 | 38042 | WTR-PEL-DR-0002 | Door | WTR-PEL-AUX | Door | Door |  | DR | http://www.toronto.ca/TWONTO#door
41055 | 8907 | TAB-ACC-PDS-1847B | Switch,Pressure ,Supply Air, AHU1847 | TAB-ACC-AHU-1847 | Switch,Pressure | Switch |  | PDS | http://www.toronto.ca/TWONTO#pressure_switch |  | AHU, Blower Bldg
38780 | 19065 | SWM-PET-T-0001 | Tank, Diesel Fuel | SWM-PET | Tank |  |  | T |  |  | Eglinton - Bellamy Storm Pumping Station
65108 | 66583 | THC-DIS-DR-0001 | Door, Overhead, Building B | THC-GRK-DR-B | Door,Overhead | Door |  | DR | http://www.toronto.ca/TWONTO#roll_up_door
24347 | 44692 | FHO-MCS-MT-0401 | Lathe, Engine | FHO-MCS-MEQ | Machine Tool,Lathe | Tool |  | MT | http://www.toronto.ca/TWONTO#lathe |  | Machine Shop & Equipment
20366 | 51442 | FHO-CLB-F-0401 | Filter, Gas, Post Chlorination Train 4, Chemical Building, Main Floor, Machine Room | FHO-CLB-CHL-0401 |  | Filter |  | F | http://www.toronto.ca/TWONTO#replaceable_air_filter |  | Chlorinator, Post Chlorination East Train 4,Chemical Building, L1, Evaporator Room
133016 | 64016 | THR-DIG-RPU-0016A | Remote Processor Unit, Digester 1-6 Mezzanine | THR-DIG-RPU | RPU | Remote Processor Unit | 39134 | RPU | http://www.toronto.ca/TWONTO#RPU_panel |  | RPU, UPS, Digester
50831 | 13098 | TAB-PRM-FSL-7002 | Switch ,Flow, Low,Exhaust Air, FN7002 | TAB-PRM-T-2200 | Switch,Flow | Switch |  | FSL | http://www.toronto.ca/TWONTO#flow_switch |  | Hopper Scum - Primary Tank 3-4
121034 | 99630 | THC-ACC-OIT-2902 | Operator Interface Terminal,HVAC RPU,Remote Enclosure Ground Floor,WAS Thickening Building | THC-ACC-RPU-2901 | Control Panel,Operator | Communications Equipment |  | OIT | http://www.toronto.ca/TWONTO#operator_interface_terminal |  | RPU,Sludge Storage and Transfer
120073 | 48984 | TAB-WA6-SQ-5335 | Harness | TAB-WA6-SQ-0001 | PPE | Safety Equipment |  | SQ | http://www.toronto.ca/TWONTO#fall_arrest_harness |  | Fall Arrest System
11783 | 30117 | FCL-DCL-FSL-0001 | Switch, Flow, Low, Thermal, Sample to Before SO2 Analysers, Lab, Admin. Building | FCL-BEFORE SO2 | Switch | Switch |  | FSL | http://www.toronto.ca/TWONTO#flow_switch |  | Before S02 Sampling
39624 | 68338 | TAB-ACC-HE-1469 | Heat Exchanger, Hot Water Reheat Coil | TAB-ACC-VAV-1469 | Heat Exchanger | HVAC |  | HE | http://www.toronto.ca/TWONTO#heat_exchanger |  | Heater, Hot Water Reheat Coil, Variable air
115451 | 31036 | TAB-PRM-FSL-7005 | Switch ,Flow, Low, Exhaust Fan- FN-7005 | TAB-PRM-FN-7005 | Switch,Flow | Switch |  | FSL | http://www.toronto.ca/TWONTO#flow_switch |  | Fan, Exhaust (Primary Scum Air Process ) NEF-25
33640 | 23198 | COL-YKP-DA-0019S | Davit Arm Assembly with Upper Arm-1717107 | COL-YKP-DA | Safety | Safety Equipment | 45983 | DA | http://www.toronto.ca/TWONTO#fall_arrest_Davit_arm |  | Davit Arm Assembly
59455 | 85148 | THC - STR - T - 0300 | Door, Old Plant Aeration Tk # A3 | THC-GRK-DR-A |  | Door |  |  | http://www.toronto.ca/TWONTO#door
76305 | 95645 | THR-NGS-PSL-0901 | Switch,Pressure-Low, Pilot Gas Train for Boiler 0900, North Grit Boilers, Plant Services, Natural Gas Overview | THR-ACC-BO-0900 | Switch,Pressure-Low | Switch |  | PSL | http://www.toronto.ca/TWONTO#pressure_switch |  | Boiler, Low Pressure, North Grit Boilers, Plant Services, Natural Gas Overview (CRN-B9917.5,TSSA UID-65022712, SNo.-5.867337,S-87072)
12515 | 26665 | COL-PCU-SS-5300 | Security System | COL-PCU-MISC | Security System |  | 35001 | SS |  |  | Miscellaneous Equipment
96331 | 60134 | FIS-CLB-T-0202 | Tank, Expansion, Cl2 Liquid to Evaporator EV-0201, Gaseous Chemical Building,Storage Room | FIS-CLB-CHL-0201 | Vessel,Pressure | Tank |  | T | expansion_tank |  | Chlorinator, Post Chlorination Train 2, Gaseous Chemical Building, Machine Room
132795 | 75930 | THR-DIG-PSH-0102 | Switch, Pressure, High, Discharge, Pump 0102, Lube Oil System, Gas Compressor Building | THR-DIG-P-0102 |  | Switch |  | PSH | http://www.toronto.ca/TWONTO#pressure_switch |  | Pump, Positive Displacement, Trasnfer, Waste Oil, Lube Oil System, Gas Compressor Building
108619 | 99258 | TAB-ACC-V-6428 | Valve, 2-Way Modulating, PreHeater Coil,AHU-6410, Roof, Existing Grit Bldg. | TAB-ACC-AHU-6410 | Valve | HVAC |  | V | http://www.toronto.ca/TWONTO#valve |  | Air Handling Unit, Roof, Grit Bldg., P Bldg.
14752 | 63155 | FCL-SES-SHOW-0003-SUS | Emergency Shower | FCL-SES-1 | PPE,Eyewash Station | Safety Equipment | 36709 | SHOW | http://www.toronto.ca/TWONTO#emergency_eyewash_and_shower |  | Emergency Showers
137515 | 9865 | THR-PLT-RPU-0206 | RPU, Screen SC-0112, Headhouse Electrical Room (172.22.37.213) | THR-ELS-HH | RPU | Remote Processor Unit |  | RPU | http://www.toronto.ca/TWONTO#RPU_panel |  | Electrical System, Head House and Engine Room
8915 | 24559 | COL-YKP-DA-0011(S) | Davit Arm-163195 | COL-W-OBSOLETE |  | Safety Equipment | 39116 | DA | http://www.toronto.ca/TWONTO#fall_arrest_Davit_arm |  | Col West Obsolete Entities
39194 | 36083 | TAB-ACC-F-6422 | Filter, AHU-6420, Roof, Grit Bldg., P Bldg. | TAB-ACC-AHU-6420 | Filter | HVAC |  | F | http://www.toronto.ca/TWONTO#replaceable_air_filter |  | Air Handling Unit, Roof, Grit Bldg., P Bldg.
55924 | 31114 | TAB-WORK-AREA-6 | Work Area 6 | TAB |  |  |  | AREA |  |  | Ashbridges Bay Treatment Plant
4626 | 36459 | COL-PHA-V-0103 | Valve | COL-PHA-P-0100 |  |  |  | V |  |  | Pump
110505 | 55186 | TAB-DIG-CP-7102 | Control Station, Ventilation, Waste Gas Burner Station | TAB-DIG-CP-7100 | Control Panel | HVAC |  | CP | http://www.toronto.ca/TWONTO#process_control_panel |  | Control Panel, Combustible Gas Monitoring, Waste Gas Burner Station
58123 | 50496 | THC-AI-T-7060 | Tank,Air,Solid Treatment | THC-MCS-AI/SA |  | Tank |  | T | http://www.toronto.ca/TWONTO#pressure_vessel |  | Instrument/service Air Plant Wide
74876 | 50699 | THR-FT-LSHH-6318 | Switch, Level-High-High,Pump 6318A/B,Sump, Flood Monitoring, Finals, Tunnel 18 | THR-FT-P-6318A | Switch,Level-High-High | Switch |  | LSHH | http://www.toronto.ca/TWONTO#level_switch |  | Pump, Sump, Flood Monitoring, Finals, Tunnel 18
9105 | 44451 | COL-YKP-DA-1726954S | Davit Mast-1726954 | COL-YKP-DA-0013S | Safety | Safety Equipment | 45994 | DA | davit_base |  | Davit Arm Assembly with Upper Arm-151117
45436 | 10894 | TAB-DIG-PSL-4205G | Switch,Pressure,Low, Digester Gas,Inlet, Compressor-C4205 | TAB-DIG-C-4205 | Switch,Pressure | Switch |  | PSL | http://www.toronto.ca/TWONTO#pressure_switch |  | Compressor #5, Gas (DX5005A) Digester Tank 20 & 22
24527 | 18697 | COL-PRD-FN-0002 | Fan, Dry well exhaust air | COL-PRD | Fan |  |  | FN |  |  | Redland Pumping Station
53 | 37010 | TAB_EL1_L_1503 | Electrical Power Line,EL1-BUS-1501,EL1-TR-1503,North Substation | TAB_EL1_13.8KV_LINES | [6 empty] | Electrical Power Line,13.8KV,North Substation
81335 | 94983 | TNT-FT-LSL-1401 | Switch, Level,Low | TNT-FT-T-1400 | Switch,Level | Switch |  | LSL | http://www.toronto.ca/TWONTO#level_switch |  | SumpTank # 4
32164 | 33668 | COL-RBC-LP-0003 | Control Panel, Power Dist. | COL-RBC-MISC | Control Panel |  |  | LP |  |  | Miscellaneous Equipment
85486 | 43367 | WTR-PHL-ELS | Electrical System | WTR-PHL | [6 empty] | High Level Pumping Station
107408 | 37330 | TAB-ACC-RPU-1411 | RPU-GE1411 | TAB-ELS-WA6 | RPU | Remote Processor Unit |  | RPU | http://www.toronto.ca/TWONTO#RPU_panel |  | Panel Boards, MCC, WA6
18728 | 4667 | FHA-SES-SQ-1008 | FHA SH 08 - Safety Harness Full Body | FHA-SES-SQ-6 | PPE | Safety Equipment |  | SQ | http://www.toronto.ca/TWONTO#fall_arrest_harness |  | Safety Fall Protection Equipment
40887 | 83565 | TAB-ACC-LSH-0166 | Switch,Level,High, primary Hot Loop Expansion Tanks | TAB-ACC-T-0140 | Switch,Level | Switch |  | LSH | http://www.toronto.ca/TWONTO#level_switch |  | Tank #1, Expansion, Primary Loop
139952 | 94759 | TNT-AER-F-2003 | Filter, Air, Mabr Compressors - Effluent Filter, Aeration | TNT-AER-C-2100 | Filter | Filter |  | F | http://www.toronto.ca/TWONTO#replaceable_air_filter |  | Compressor, Reciprocating, Mabr Compressor 1, Aeration
109741 | 45128 | TAB-DEW-PSH-3502 | Switch Pressure,High,Delivery,Centrate Pump-3502 | TAB-DEW-P-3502 | Switch,Pressure | Switch |  | PSH | http://www.toronto.ca/TWONTO#pressure_switch |  | Pump, Decant #2 New Wet Well
56055 | 44446 | THC SCADA SUPPORT | THC SCADA Support | THC-SPC1 | [6 empty] | Process Control Systems - Administrative
63964 | 77505 | FCL-POL-FSL-4130 | Flow Switch Low, Polymer Feed to Skid No.3, RMF Centrifuge Building, Polymer Room | FCL-POL-P-4130 |  |  |  | FSL |  |  | Pump, Duty, Polymer Skid No.3, Polymer Feed to Thickener #2, Centrifuge Building Polymer Room
113468 | 60735 | TAB-ELS-SQ-6117 | Electrical - Rubber Insulating Gloves | TAB-ELS-SQ-GLOVE | PPE,Insulated Glove | Safety Equipment |  | SQ | http://www.toronto.ca/TWONTO#rubber_insulating_gloves |  | High Voltage Gloves
55714 | 47031 | TAB-STR-F-4003S | Air Filter, Blower 3 | TAB-STR-BL-4003 | Motor,AC | Filter |  | F | http://www.toronto.ca/TWONTO#replaceable_air_filter |  | Blower #4003
111107 | 12558 | TAB-DIG-SQ-9702 | Eye Wash Station, # 5Digester 19-22 Bsmt | TAB-DIG-SQ-T19-22 | PPE,Eyewash Station | Safety Equipment |  | SQ | http://www.toronto.ca/TWONTO#emergency_eyewash |  | Digester Tanks 19-22, Safety Equipments
18080 | 9310 | FHA-SED-ZSH-0102B | Switch, Limit, Access Hatch Zone 2, Settling Basin T-0101 | FHA-SED-ZSH-0102 |  | Security System |  | ZSH | http://www.toronto.ca/TWONTO#position_switch |  | Switch, Limit, Access Hatch Zone 1,
109651 | 93443 | TAB-DEW-P-0831 | Pump, Sludge Cake Transfer, Baby Schwing #8, Dewater. Bldg, 2/F NE middle | TAB-SUSPENDED ENTITY | Pump | Hydraulic System | 33568 | P | http://www.toronto.ca/TWONTO#pump |  | Suspended entities
74661 | 82673 | THR-BG-F-0101 | Filter, Oil for Fuel Gas Compressor 0101, Compressor Building, Gas Compressor (And Dryer) | THR-BG-C-0101 | Filter | Filter |  | F | http://www.toronto.ca/TWONTO#replaceable_oil_or_fuel_filter |  | Compressor, Centrifugal, Fuel Gas, Compressor Building, Gas Compressor (And Dryer) for COGEN
119595 | 36798 | TAB-WA1-LD-1261 | Hydraulic Lifter | TAB-WA1-SQ-1000 | Lifting Device | Lifting Device |  | LD | lift_truck |  | WA1 Lifting Devices and Slings
6871 | 98063 | COL-PRD-CB-0001 | Circuit Breaker, Main | COL-PRD-MISC | Circuit Breaker |  |  | CB |  |  | Miscellaneous Equipment
105873 | 97113 | SWM-SOS-CB-0001 | Breaker, Main Incoming Power | SWM-SOS | Circuit Breaker | Switch |  | CB | http://www.toronto.ca/TWONTO#breaker |  | Old Sheppard Park Storm Water Tank
18233 | 44790 | FHA-SPC-RPU-1321 | RPU,Liquid Chemical | FHA-SUSPENDED |  | Remote Processor Unit | 33407 | RPU | http://www.toronto.ca/TWONTO#RPU_panel |  | Suspended Obsolete entity for storage purpose
28091 | 35857 | FIS-FLT-F-0500 | Filter, Settled Water, Filter Building, Filter Gallery | FIS-FLT | Filter | Filter |  | F | http://www.toronto.ca/TWONTO#filtration_tank |  | Filtration
138749 | 20456 | THR-SES-SQ-20P | Portable, (Bottled) Eyewash Station, Final Tank 17, Basement | THR-SQ-PEWS-WA4 | Safety,Eye wash | Safety Equipment |  | SQ | eye_wash_bottle |  | Portable, (Bottled) Eyewash Station, Work Area 4
94832 | 839 | FHO-SES-SQ-0017 | High Voltage Safety Equipment, Insulated Hot Stick, Group 2, Electrical Shop | FHO-SES-SQ-0001 | PPE,Insulated Mat | Safety Equipment |  | SQ | http://www.toronto.ca/TWONTO#hot_stick |  | Safety Equipment
136440 | 48862 | THR-GQ-AER | Aeration, Work Area 4 | THR-GQ-WA4 |  | Grounds |  |  | space |  | Grounds, Work Area 4
106784 | 81893 | TAB-ACC-HS-4536 | Switch, Occupancy, Dig 1-4 Heat room | TAB-ACC-AHU-DIG | Switch | Switch |  | HS | hand_switch |  | AHUs/Supply Fans Dig. Bldg.
127673 | 52543 | THC-PRM-PT-1032 | Transmitter, Pressure, Pump Pressure, Oil Tank 1010 | THC-PRM-P-1030 |  |  |  | PT |  |  | Pump, Vane, Oil Tank 1010
74161 | 3472 | THR-EWSS-WA2 | Eyewash and Shower Station, Work Area 2 | THR-SQ-PEWS-WA1 | Safety,Eye wash | Safety Equipment |  |  | http://www.toronto.ca/TWONTO#collection_of_assets |  | Portable. (Gravity Operated) Eyewash Station, Dig9&10 Bsmnt
137299 | 77238 | THR-PLT-FSL-1504 | Switch, Flow, Low, Water Scour, Grit Vortex Chamber CYC-1116, Headhouse | THR-PLT-CYC-1116 | Switch,Flow-Low | Switch |  | FSL | http://www.toronto.ca/TWONTO#flow_switch |  | Cyclone, Prelimary Treatment, Grit Removal - Vortex Chambers #2 (OLDTag THR-PLT-CYC-1117)
78989 | 95555 | THR-GRK-VEH-329011S | Fork Lift, Yale, ZP-712, Digester 9 Loading Bay, WA1 | THR-GRK-GQ-WA1 | Forklift,Gas/Propane Dual Fuel | Vehicle | 38728 | VEH | http://www.toronto.ca/TWONTO#forklift
143713 | 37346 | WTR-PEL-PSU-1006 | Power Supply, 125VDC, Battery Charger BAT-1011, Generator Building, Electrical Room | WTR-PEL-BAT-1011 |  | Power Supply Unit |  | PSU | power_supply |  | Battery Charger, Power 125VDC, Generator Building, Generator Room
79052 | 16702 | FHA-RW-P-0801-KQ | Raw Water Pumping Unit #8 | FHA-SUSPENDED |  |  | 33355 | P |  |  | Suspended Obsolete entity for storage purpose
9341 | 90808 | COL-YKP-SRL-1403004 | Self Retrieval Line -1403004 | YKP-BLD | Safety | Safety Equipment |  | SRL | self_retracting_line |  | Collections - 435 Kipling Ave. Building envelope
8956 | 85359 | COL-YKP-DA-108722 | Davit Centre Base-108722 | COL-YKP-DA-0015S | Safety | Safety Equipment |  | DA | davit_base |  | Davit Arm Assembly with Upper Arm-1671130
51697 | 80551 | TAB-GRK-VEH-378305 | Kubota, RTV | TAB-GRK-VEH | Vehicle,Unlicensed | Vehicle |  | VEH | http://www.toronto.ca/TWONTO#golf_cart
69351 | 30028 | THR-AER-PSH-0815 | Switch, Pressure-High, Tank 800, Secondary Treatment, Aeration - North | THR-AER-T-0800 | Switch,Pressure-High | Switch |  | PSH | http://www.toronto.ca/TWONTO#pressure_switch |  | Tank, Secondary Treatment, Aeration - North #08
138885 | 47204 | THR-SQ-LP-0030 | Life Preserver, Ring Type, Final Tank 1 | THR-SQ-LP-FT | Safety | Safety Equipment |  | LP | http://www.toronto.ca/TWONTO#life_ring |  | Life Preserver, Ring Type Floating Device, Final Tanks
42709 | 68462 | TAB-CHL-MCC-2001 | Motor Control Centre, Chlorination Building | TAB-ELS-WA8 |  | Motor Control Centre |  | MCC | http://www.toronto.ca/TWONTO#LV_electrical_panel |  | Electrical Equipment, Work Area 8, ( Panel Boards, MCC )
132958 | 30483 | THR-DIG-T-0597 | Tank, Condensate and Sediment Trap, Boilers 0800 & 0900 | THR-ACC-BO | Tank | Tank |  | T | sediment_trap |  | Air Conditioning, Heating and Ventilation, Boiler
89896 | 51879 | YMH | Metro Hall | BUS | [6 empty] | Business Unit Support
121216 | 2714 | THC-ACC-T-3001 | Tank, Expansion, Hot Water, Building E | THC-ACC-BLDG E | Tank | Tank |  | T | expansion_tank |  | Boiler House, HVAC
44005 | 33773 | TAB-DEW-PSH-3504 | Switch Pressure,High,Delivery,Centrate Pump-3504 | TAB-DEW-P-3504 | Switch,Pressure | Switch |  | PSH | http://www.toronto.ca/TWONTO#pressure_switch |  | Pump , Decant # 4, New Wet Well
27152 | 48402 | DOS-YCM-TRL-VEH270005 | 2008 Homemade Modular - Vehicle Trailer Unit# 270005 | FAC-YCM-VEH | Vehicle,Licensed | Vehicle |  |  | trailer
139463 | 57292 | THR-WA2-LD-503-4 | Sling, Nylon, Work Area 2 (Sr 1856503-4 SIZE; 2" X 3', | THR-S-E | Lifting Device,Sling | Lifting Device |  | LD | synthetic_web_sling |  | SUSPENDED ENTITY
26128 | 9083 | FHO-GRK-DR-1004L | Door, (FD-1-04), Fire Rated, Flocculation Building, L1, Lou Vogele Room, West | FHO-GRK-FEQ-0001 | Fire Prevention,Door | Door |  | DR | http://www.toronto.ca/TWONTO#fire_rated_door
30930 | 89380 | FIS-FEQ-DR-0019 | Door, Fire, Raw Water Channel Walkway | FIS-GRK-STRC-0001 |  | Door |  | DR | http://www.toronto.ca/TWONTO#fire_rated_door
113535 | 34743 | TAB-GRK-VEH-378271 | Polaris, Ranger HST, SIMM | TAB-GRK-VEH | Vehicle,Unlicensed | Vehicle |  | VEH | http://www.toronto.ca/TWONTO#golf_cart
75830 | 35279 | THR-DIG-BU-7750 | Waste Gas Burner, Burner 7750, WGB Bldg Roof | THR-DIG-BU | Analyzer | Burner |  | BU | http://www.toronto.ca/TWONTO#waste_gas_burner |  | Digester, Waste Gas Burners
125888 | 8944 | THC-GRK-VEH-378145 | Vehicle, Personal Carrier, Kubota | THC-GRK-VEHICLES | Vehicle,Unlicensed | Vehicle | 40161 | VEH | http://www.toronto.ca/TWONTO#golf_cart
138188 | 81243 | THR-PRS-PSH-0055 | Switch, Pressure-High, Pump P-0055 Discharge, Ferrous Chloride System | THR-PRS-P-0055 | Switch,Pressure-High | Switch |  | PSH | http://www.toronto.ca/TWONTO#pressure_switch |  | Pump, Ferrous Chloride, Primary, Chemical Building
40500 | 98734 | TAB-ACC-RPU-1413 | RPU-GE1413 | TAB-ELS-WA6 | RPU | Remote Processor Unit |  | RPU | http://www.toronto.ca/TWONTO#RPU_panel |  | Panel Boards, MCC, WA6
63751 | 30528 | THC-PLT-PSL-1022 | Switch, Pressure, Low, Hydrocyclone CYC-1022 Inlet, Grit Processing and Conveyance | THC-PLT-CYC-1022 | Switch,Pressure-Low | Switch |  | PSL | http://www.toronto.ca/TWONTO#pressure_switch |  | Hydrocyclone, Classifier CL-1020, Grit Processing and Conveyance
18236 | 25664 | FHA-SPC-RPU-1611 | Computer, SCADA Client, Filtration Building, Filter Pipe Gallery | FHA-ELS | Computer Equipment | Remote Processor Unit |  | RPU | http://www.toronto.ca/TWONTO#operator_interface_terminal |  | Electrical
126528 | 1764 | THC-MCS-T-0018 | Domestic Hot Water Tank, Building J | THC-MCS-T-BLDG J | Tank,Domestic Hot Water | Tank |  | T | http://www.toronto.ca/TWONTO#tanked_hot_water_heater |  | Domestic Hot Water Tank, Building J
92769 | 49385 | FHO-FLO-MX-0301-KQ | Raw Water Module 3 | FHO-OBSOLETE |  |  |  | MX |  |  | Removed From Service
82835 | 63596 | FHA-SES-SQ-0016 | High Voltage AC Audio/Visual Voltage Detector CIT-01 | FHA-SES | Safety | Safety Equipment |  | SQ | http://www.toronto.ca/TWONTO#voltage_tester |  | Safety & Environmental Services
119228 | 87210 | TAB-T BLDG | Building Location | TAB-SPC2 | [6 empty] | Process Control Systems - Equipment
125158 | 24743 | THC-ELS-PS-0002-A | Secondary Power Equipment, Building A | THC-ELS-PS-0002 |  |  |  | PS |  |  | Secondary Power Equipment
101544 | 67167 | MAIN-115 | Main 115 | WTR-LWA | [6 empty] | Work Area 2 Central Mains and Chambers
45439 | 18897 | TAB-DIG-PSL-6233 | Switch, Pressure,Low, Gas Inlet to Compressor | TAB-DIG-C-9713 | Switch,Pressure | Switch |  | PSL | http://www.toronto.ca/TWONTO#pressure_switch |  | Compressor #2, Digester Gas
27668 | 44036 | FIS-ELS-MCC-0600 | MCC,600 V,Filter Building,Mezzanine,West | FIS-ELS-TR-0600 | Control Panel,MCC | Motor Control Centre |  | MCC | http://www.toronto.ca/TWONTO#LV_electrical_panel |  | Transformer,Power,Dry,4.16 kV / 600V,Filter Building,Mezzanine,West,Transformer,FIS-ELS-MCC-0600
61734 | 21360 | THC-FT-T-0980 | Scum Pit, for Tank 0900, Secondary Clarifier | THC-FT-T-0900 | Tank,Non-Pressurized | Tank |  | T | http://www.toronto.ca/TWONTO#storage_tank |  | Tank, Secondary Clarifier
138786 | 16692 | THR-SES-SQ-7238 | Harness, Full Body PPE Terry McNaney | THR-SES-FAS | Safety | Safety Equipment |  | SQ | http://www.toronto.ca/TWONTO#fall_arrest_harness |  | Fall Arrest Sytem (Harness and Lanyard), Safety Equipment
25205 | 40052 | COL-PSL-CH-0002 | Chamber, Bypass | COL-PSL | Chamber |  |  | CH |  |  | Sewells Road Sewage Pumping Station
78767 | 49715 | THR-SES-SCBA-0510 | SCBA 5 Minutes Escape Pack | THR-SES-SCBA | Safety | Safety Equipment |  | SCBA | http://www.toronto.ca/TWONTO#self-contained_breathing_apparatus |  | Self Contained Breathing Apparatus
8582 | 58826 | COL-RBB-SWG-0005 | Switchgear, Indoor | COL-RBB | Switchgear |  |  | SWG |  |  | Western Beaches Tunnel (Battery Park)-Storm
34621 | 21332 | MAIN-276 | Main 276 | WTR-MT3 | [6 empty] | Work Area 3 WEST Mains and Chambers
83756 | 65603 | THR-PRS-RPU-0001 | Ferrous Chloride Building RPU | THR-ELS-PRS | RPU | Remote Processor Unit |  | RPU | http://www.toronto.ca/TWONTO#RPU_panel |  | Electrical System, Phosphorous Removal System
34694 | 96013 | MAIN-361 | Main 361 | WTR-MT1 | [6 empty] | Work Area 1 EAST Mains and Chambers
120524 | 36911 | THC-ACC-DM-6163 | Damper, Bubble, Exhaust Duct from Sump Storage Room, Ground Floor Storage Room, Headworks | THC-ACC-FN-6160 | Damper/Louver | HVAC |  | DM | http://www.toronto.ca/TWONTO#air_damper |  | Fan, Exhaust, Lower Level 1, Serving Sump Storage Room, Headworks
41048 | 56986 | TAB-ACC-TSL-6451 | Switch, Temperature, Low, Outside Air, AHU-6450, Ground, East Operating Gallery | TAB-ACC-AHU-6450 | Switch,Temperature-Low | HVAC |  | TSL | http://www.toronto.ca/TWONTO#temperature_switch |  | Air Handling Unit, Primary Tank Operating Gallery, Ground, East Side
70973 | 70659 | FHA-AUX-T-0102-KQ | Compressed Air Tank 2 | FHA-AUX-SA |  |  | 33328 | T |  |  | Plant Air/Instrument Air/Vacuum System
7178 | 34167 | COL-PSD-T-0001 | Tank | COL-PSD-MISC |  | Tank |  | T | http://www.toronto.ca/TWONTO#storage_tank |  | Miscellaneous Equipment
14493 | 28501 | FCL-SES-FA-0007 | NORTH | FCL-SES-SQ-0007 |  | Safety Equipment |  | FA | http://www.toronto.ca/TWONTO#first_aid_station_equipment |  | Eyewash Station, Admin Building, Operators Lab,Eye wash station - main change room
38713 | 79615 | SWM-PDU-HTR-0001 | Heater, Pumps Control Panel | SWM-PDU-MISC | Heater |  |  | HTR |  |  | Miscellaneous Equipment
10954 | 15301 | COL-PAB-TS-0001 | Switch, Transfer | COL-PAB-MISC | Switch | Switch |  | TS | http://www.toronto.ca/TWONTO#transfer_switch |  | Miscellaneous Equipment
44914 | 33976 | TAB-DIG-DT-0980 | Drain, Moisture/Sediment Trap, Digester 9-12 Gas Discharge, Digester 9-12 Control Building Second Floor | TAB-DIG-T-0900 | Drain | Drain |  | DT | sediment_trap |  | Tank, Digester tank, Digester 9
12027 | 3469 | FCL-DEW-V-0606 | Valve,Check,Swing,Discharge,High Lift PS Area Dew.Pump P-0601A Dry Pit,Admin Bldg.Sewage Ejector Rm. | FCL-DEW-P-0601A |  |  |  | V |  |  | Pump, Dry Pit Submersible. High Lift PS Area Dewatering Pump, Treated Water Dewatering Pit
47370 | 80010 | TAB-EL1-MCC-6547 | Motor Control Centre, Z Bldg | TAB-ELS-WA6 | Control Panel,MCC | Motor Control Centre |  | MCC | http://www.toronto.ca/TWONTO#LV_electrical_panel |  | Panel Boards, MCC, WA6
106644 | 95395 | TAB-ACC-FSL-1811 | Switch,Flow,Low,Water From Pump | TAB-ACC-P-1811 | Switch,Flow | Switch |  | FSL | http://www.toronto.ca/TWONTO#flow_switch |  | Pump, Hot Water Circulating, Blower Bldg,,P28-1
29648 | 88987 | FIS-TRW-MCC-0500-SUS | Motor Control Centre | FIS-TRW | Switchgear,Indoor | Motor Control Centre | 38438 | MCC | http://www.toronto.ca/TWONTO#LV_electrical_panel |  | Treated Water Production
63419 | 88720 | FCL-MCS-LD-0901 | Winch - CAP :350 lbs - 60 FT cable | FCL-MCS-LD | Lifting Device,Hoist,Manual | Lifting Device |  | LD | winch |  | Lifting Devices
58550 | 8444 | THC-ACC-DM-0742 | Damper,Actuated,Oultet,Exhaust Fan FN-0701,Thickening Building Mechanical Room Ventilation | THC-ACC-FN-0701 | Damper/Louver | HVAC |  | DM | http://www.toronto.ca/TWONTO#air_damper |  | Fan,Centrifugal,Exhaust,Thickening Building Mechanical Room Ventilation
127003 | 4510 | THC-OLD BLOWER BLDG | Building Location | THC-SPC2 | [6 empty] | Process Control Systems - Equipment
58730 | 31602 | THC-ACC-F-6501 | Filter, AHU-6500 Pipe Gallery, 2nd Floor Mech Room #1, Headworks | THC-ACC-AHU-6500 | Filter | HVAC |  | F | http://www.toronto.ca/TWONTO#replaceable_air_filter |  | Air Handling Unit, Pipe Gallery, 2nd Floor Mech Room #1, Headworks
131181 | 10045 | THR-AER-RPU-0031 | Remote Processor Unit, North Aeration, Tank 0700 (172.22.37.173) | THR-ELS-AER | RPU | Remote Processor Unit |  | RPU | http://www.toronto.ca/TWONTO#RPU_panel |  | Electrical System, Aeration and Galleries
30737 | 31630 | FIS-SM-FS-0001 | Switch, Flow, CAU Discharge to Scrubber Fans, Caustic Soda System | FIS-SM-SB | Switch,Flow | Switch | 32795 | FS | http://www.toronto.ca/TWONTO#flow_switch |  | Scrubber
125798 | 11590 | THC-GRK-DR-0310 | Door, Overhead, Building M | THC-GRK-DR-M | Door,Overhead | Door |  | DR | http://www.toronto.ca/TWONTO#roll_up_door
90652 | 91215 | WTR-PEL-F-1100 | Filter, Fuel, Generator 1100, Generator Building, Generator Room | WTR-PEL-GEN-1100 |  | Filter |  | F | http://www.toronto.ca/TWONTO#replaceable_oil_or_fuel_filter |  | Generator, Electrical, Generator Building, Generator Room
68049 | 25182 | FCL-TRW-TSL-0001 | Switch, Temperature-Low, Building, Treated Water Pumping Station | FCL-TRW | Switch,Temperature-Low | Switch |  | TSL | http://www.toronto.ca/TWONTO#temperature_switch |  | Treated Water
13545 | 4757 | COL-PFB-SS-0001 | Station Security System | COL-PFB |  | Security System |  | SS | http://www.toronto.ca/TWONTO#security_system |  | Fallingbrook Pumping Station
136617 | 92612 | THR-JHSC-WA4 | Joint Health & Safety Committee WA4 | THR WORK AREA 4 |  | Safety Equipment |  |  | http://www.toronto.ca/TWONTO#collection_of_assets |  | Liquid Handling 2
135665 | 72105 | THR-FT-LSHH-0548 | High High Level Switch, Pump 0548, Final Tank,Engine Room Basement | THR-FT-P-0548 | Switch,Level-High-High | Switch |  | LSHH | http://www.toronto.ca/TWONTO#level_switch |  | Pump, Sump, Engine House Bassement, Plant Services, Flood Monitoring System
7328 | 21493 | COL-PSL-LSL-0102 | Switch, Level-Low | COL-PSL-MISC | Switch,Level |  |  | LSL |  |  | Miscellaneous Equipment
137892 | 26071 | THR-PRM-T-3300 | Tank, Scum, from Hopper T-0530, South Primary Tank | THR-PRM-STA-3 | Tank,Non-Pressurized | Tank |  | T | http://www.toronto.ca/TWONTO#storage_tank |  | South Primary Station 3
54311 | 6483 | TAB-STR-G | Sluice Gates, Effluent/Outfall | TAB-WORK-AREA-1 | [6 empty] | Work Area 1
47998 | 60997 | TAB-EL3-MCC-6324 | Motor Control Centre, Gas Compressor Bldg | TAB-ELS-WA8 | Control Panel,MCC | Motor Control Centre |  | MCC | http://www.toronto.ca/TWONTO#LV_electrical_panel |  | Electrical Equipment, Work Area 8, ( Panel Boards, MCC )
119909 | 45417 | TAB-WA4-LD-0007 | Hoist, Come-Along 1/2 Ton S/N 000007 | TAB-WA4-SQ-0010 | Lifting Device | Lifting Device |  | LD | http://www.toronto.ca/TWONTO#lifting_equipment_hoist |  | WA4 Fall arrest systems
20800 | 82288 | FHO-BW-P-1401-KQ | Backwash Pump 14 | FHO-BW |  |  |  | P |  |  | Backwash System
47728 | 71017 | TAB-EL2-MCC-6223 | Motor Control Center- Heat Recovery | TAB-WA4-ELS | Control Panel,MCC | Motor Control Centre |  | MCC | http://www.toronto.ca/TWONTO#LV_electrical_panel |  | WA4 Electric Equipments
55569 | 53199 | TAB-WA2-SQ-1235 | EF2 - 901 T4 Nylon Sling | TAB-SES-LD | Lifting Device,Sling | Lifting Device |  | SQ | synthetic_web_sling |  | WA2 Lifting devices
8532 | 58513 | COL-RBB-HPU-0218 | Drive, Hydraulic system | COL-RBB | Drive |  |  | HPU |  |  | Western Beaches Tunnel (Battery Park)-Storm
37715 | 36185 | MTMH465 | FAIRFIELD CTS | TRK-NTO | [6 empty] | NORTH TORONTO DRAINAGE AREA
41122 | 28590 | TAB-ACC-PSH-0402 | Switch, Pressure, High, Steam | TAB-ACC-BO-0400 | Switch,Pressure-High | Switch |  | PSH | http://www.toronto.ca/TWONTO#pressure_switch |  | Boiler #19, Volcano
126510 | 69358 | THC-MCS-SM-0150 | Machine Tool,Lathe, Building A | THC-MCS-MEQ | Machine Tool,Milling Machine | Tool |  | SM | http://www.toronto.ca/TWONTO#lathe |  | Machine Shop and Equipment
25281 | 31999 | FHO-RW-P-2301-KQ | RW Pump Unit 23 | FHO-OBSOLETE |  |  |  | P |  |  | Removed From Service
81502 | 83761 | TNT-MCS-SQ-1030 | Sling | TNT-MCS-LD | Lifting Device,Sling | Lifting Device |  | SQ | http://www.toronto.ca/TWONTO#fall_protection_sling |  | Lifting Devices , cranes/ Portable crane/hoists, come alongs, slings, wire rope, chains
14870 | 50280 | FCL-SPC-COM-1100 | Access Closet, Gaseous Chemical Building Control Room | FCL-CHEM BLDG |  |  |  | COM |  |  | Building Location
38958 | 15922 | TAB-ACC-CT-1442 | Control Panel, Zone Controller | TAB-ACC-VAV-1442 | Control Panel,HVAC | HVAC |  | CT | http://www.toronto.ca/TWONTO#thermostat_or_zone_controller_unit |  | Heater, Hot Water Reheat Coil, Variable air
84554 | 83036 | THR-SPC-COM-2010 | Network,Protocol,Main Equipment Room West Wall, | THR-PCS-MAINSUB |  | Network |  | COM | http://www.toronto.ca/TWONTO#network_panel |  | PCS Equipment Serving the Main Substation
97677 | 97840 | FIS-RW-PSL-0401-SUS | Switch, Pressure-Low, Seal Water, Pump 0401, Raw Water Pumping Station | FIS-SUSPENDED | Switch,Pressure-High | Switch | 38351 | PSL | http://www.toronto.ca/TWONTO#pressure_switch |  | Obsolete Entities/Processes
101465 | 82047 | LD50892 | Winch, DBI-Sala, WA2 | TAB-STR-SQ | Lifting Device | Safety Equipment |  |  | winch |  | WA2 Safety Equipment,lifting devices, ladders, Eye Wash station, First Aid Kits, Lock out stations
101807 | 34147 | MS0127A | Radial Drill, GR 50 - 1200 Foradia | TAB-MCS-MT | Machine Tool,Radial arm Drill | Tool |  |  | http://www.toronto.ca/TWONTO#radial_arm_drill |  | Machine Shop Mechanical Equipment
118003 | 80307 | TAB-SLO-AHU-0301 | AHU- Bio Solid Bldg | TAB-ACC-AHU | Air Handling Unit | HVAC |  | AHU | http://www.toronto.ca/TWONTO#air_handler_unit |  | Air Handling Unit & Supply Fan
142585 | 19145 | WTR-316-LSH-0601 | Switch, Level High, Flood Alarm | WTR-316-CH-0006 | Transmitter,Pressure | Switch |  | LSH | http://www.toronto.ca/TWONTO#level_switch |  | Chamber,Revenue Meter,McCowan-Steeles (Magmeter)
139462 | 73062 | THR-WA2-LD-503-1 | Sling, Nylon, Work Area 2 (Sr 1856503-1 SIZE; 2" X 3', | THR-S-E | Lifting Device,Sling | Lifting Device |  | LD | synthetic_web_sling |  | SUSPENDED ENTITY
61172 | 45481 | THC-ELS-SQ-6180464 | Spares, Electrical Safety gloves, High Voltage, Class 0, # 6180464 | THC-SES-SQ | PPE,Insulated Glove | Safety Equipment |  | SQ | http://www.toronto.ca/TWONTO#rubber_insulating_gloves |  | Safety Equipment
139532 | 82428 | THR-WA3-LD-0105 | Sling, Wire Rope, Work Area 3 | THR-LD-WIRE-WA3 | Lifting Device,Sling | Lifting Device |  | LD | wire-rope_sling |  | Slings, Wire Rope, Work Area 3
81479 | 33329 | FHA-SES-LD-0100 | 3 Step rolling ladder Blue in Treated water basement -Scarborough pumps | FHA-SES | Safety | Safety Equipment |  | LD | http://www.toronto.ca/TWONTO#portable_ladder |  | Safety & Environmental Services
56513 | 30816 | FCL-TRW-RPU-0001 | RPU Panel, Treated Water Pumping, High Lift Pumping Station | FCL-TRW | Control Panel | Remote Processor Unit |  | RPU | http://www.toronto.ca/TWONTO#RPU_panel |  | Treated Water
16436 | 53288 | FHA-FLT-MX-3301 | FHA-FLT-SW-3301 - Sweeps, Surface Wash, Filter #33 | FHA-FLT-F-3301 | Filter | Filter |  | MX | filter_sweeping_arm |  | Filter #33, Filter Building, East Filter Gallery South
13276 | 85916 | FCL-FLT-LSL-0015-SUS | Switch, Level-Low, Filter 1501, Filter No.1501 | FCL-SUSPENDED | Switch,Level-Low | Switch | 36621 | LSL | http://www.toronto.ca/TWONTO#level_switch |  | Suspended entity
63364 | 59474 | THC-DIG-RPU-1401 | Remote Processing Unit, Transmitter,Remote I/O,Digester,MCC Room Main Control Panel | THC-ELS-PS-0001-U | Transmitter | Remote Processor Unit |  | RPU | http://www.toronto.ca/TWONTO#RPU_panel |  | Primary Power Equipment, Building U
58729 | 64075 | THC-ACC-F-6402 | Filter, Screen Room/Conveyor Areas, AHU-6400, 2nd Floor Mech Room #1, Headworks | THC-ACC-AHU-6400 | Filter | HVAC |  | F | http://www.toronto.ca/TWONTO#replaceable_air_filter |  | Air Handling Unit, Screen Room/Conveyor Areas, 2nd Floor Mech Room #1, Headworks
136690 | 53146 | THR-MCS-LD-1108 | Chain Hoist, Manual, Work Area 2 | THR-LD-WA3 | Lifting Device,Hoist,Manual | Lifting Device | 34732 | LD | http://www.toronto.ca/TWONTO#lifting_equipment_hoist |  | Lifting Devices, Chain Hoist, Come Along & Slings
38777 | 17579 | SWM-PET-SW-0003 | Switch, Transformer | SWM-PET | Switch |  |  | SW |  |  | Eglinton - Bellamy Storm Pumping Station
119557 | 31175 | TAB-WA1 | Common to WA1 - Safety, Bldg. Services, , etc. | TAB-WORK-AREA-LIQ | [6 empty] | TAB Work Area Liq
43780 | 68584 | TAB-DEW-P-0531 | Pump, Sludge Cake Transfer, Baby Schwing #5, Dewater. Bldg, 2/F NW middle | TAB-SUSPENDED ENTITY | Pump | Hydraulic System | 33571 | P | http://www.toronto.ca/TWONTO#pump |  | Suspended entities
105822 | 13654 | TAB-ACC-1600 | Heating Process & Space ,(Item #18) Primary Tanks 7-9 | TAB-ACC |  | HVAC |  | ACC | http://www.toronto.ca/TWONTO#collection_of_assets |  | Plant HVAC Equipment
39001 | 79480 | SWM-PWD-ENG-0002 | Engine, Diesel | SWM-PWD | Engine |  |  | ENG |  |  | Warden Storm
26104 | 38909 | FIS-ACC-FN-4002 | Fan, Celing mounted, Marine Yard Building, Mechanical/Electrical Room | FIS-ACC-AHU-4001 |  | HVAC |  | FN | http://www.toronto.ca/TWONTO#blower_or_fan_with_drive |  | Air Handling Unit, Marine Yard Ventilation, Mechanical/Electrical Room
75928 | 65895 | THR-GRK-PRTY-0302 | Groundskeeping, Grass Cutting | THR-GRK-PRTY3 |  | Grounds |  | PRTY | activity |  | Groundskeeping for Waste Water Worker
121958 | 42649 | THC-AER-LSL-7341 | Switch,Level-Low,Oil Tank 7340, Blower7300,Phase I & IV Blower Building | THC-AER-T-7340 | Switch,Level-Low | Switch |  | LSL | http://www.toronto.ca/TWONTO#level_switch |  | Tank, Oil, Blower, Aeration
58246 | 39107 | FHA-ACC-AC-0022 | Chiller, Server Room, Filter Bldg | FHA-MCS-ACC | H.V.A.C.,Air Conditioner | HVAC |  | AC | http://www.toronto.ca/TWONTO#chiller |  | HVAC
55987 | 36556 | TAB-STR-MCC-0752 | Motor Control Centre | TAB-AER-ELQ | Control Panel,MCC | Motor Control Centre | 34403 | MCC | http://www.toronto.ca/TWONTO#LV_electrical_panel |  | Aeration - Electrical Equipment
50955 | 34573 | TAB-PRM-PSL-7001 | Switch Pressure,Low ,Exhaust Fan FN-7002 | TAB-PRM-T-2100 | Switch,Pressure | Switch |  | PSL | http://www.toronto.ca/TWONTO#pressure_switch |  | Hopper, Scum - Primary Tank 1-2
7379 | 77929 | COL-PSM-FN-0003 | Fan, Centrifugal | COL-PSM-MISC | Fan |  |  | FN |  |  | Miscellaneous Equipment
31114 | 1069 | FIS-WWW-LSHH-0702 | Switch,Level-High-High, Pump Well, Settling Basin 0701 | FIS-WWW-T-0701 | Switch,Level-High-High | Switch |  | LSHH | http://www.toronto.ca/TWONTO#level_switch |  | Tank, RMF Settling Basin 7, Filter Backwash Waste, Settling Basin Area
101577 | 25810 | MAIN-162 | Main 162 | WTR-LWA | [6 empty] | Work Area 2 Central Mains and Chambers
67828 | 43333 | THR-ACC-HMSH-5010 | Switch, High Ventilation,HVAC,Dechlorination Building | THR-ACC-DIS | Switch,Temperature-Low | Switch |  | HMSH | http://www.toronto.ca/TWONTO#thermostat_or_zone_controller_unit |  | Air Conditioning, HVAC, Chlorine Building
93874 | 35996 | WTR-PRH-F-0001 | Filter, Supply Air, Ventilation | WTR-PRH-ACC | Filter | Filter |  | F | http://www.toronto.ca/TWONTO#replaceable_air_filter |  | Air Conditioning, Heating and Ventilation
121733 | 74441 | THC-ACC-V-6054 | Valve, Ball, Manual, Glycol, HE-6002, Lower Level 2 Blower Room, Headworks | THC-ACC-HE-6002 | Valve,Ball | HVAC |  | V | http://www.toronto.ca/TWONTO#valve |  | Heat Exchanger, Heating Glycol System, Lower Level 2 Blower Room, Headworks
101533 | 37737 | MAIN-108 | Main 108 | WTR-LWA | [6 empty] | Work Area 2 Central Mains and Chambers
62531 | 65881 | THC-MCS-LD-0000000024 | LIFTING SUPPORT STRUCTURE - MONORAIL (insp Liftsafe) | THC-MCS-LD | Lifting Device | Lifting Device |  | LD | lifting_device_support |  | Mechanical Services, Lifting Device
88053 | 7323 | WTR-PSA-T-0002 | Tank, Domestic Hot Water | WTR-PSA-AUX | Tank | Tank |  | T | http://www.toronto.ca/TWONTO#tanked_hot_water_heater |  | Auxiliary Equipment (Building Facilities)
89328 | 3296 | WTR-RMI-ZS-0014 | Switch, Position,Door Security | WTR-RMI-AUX | Switch,Position | Switch |  | ZS | http://www.toronto.ca/TWONTO#position_switch |  | Auxiliary Equipment (Building Facilities)
89796 | 98180 | WZ2005A | Silo, Pellet, 704B | TAB-SLD-FN | Vessel,Pressure | Tank |  |  | http://www.toronto.ca/TWONTO#storage_tank |  | Pelletizer Bldg. - Silo System, Fans & Filters
69836 | 28626 | THR-BG-T-0202 | Tank, Knockout, Compressor 0201, High Pressure Gas System, Gas Compressor Bldg | THR-BG-C-0201 |  | Tank |  | T | http://www.toronto.ca/TWONTO#pressure_vessel |  | Compressor, Centrifugal, Fuel Gas, Compressor Building, Gas Compressor (And Dryer), for COGEN
58215 | 61058 | THC-ACC-CT-0001 | Rainbird system control, Irigation System, Admin. Bldg, K | THC-GRK-IRG-0001 |  | HVAC |  | CT | http://www.toronto.ca/TWONTO#controller |  | Irigation System, Admin. Bldg, K
128819 | 37343 | THC-SPC-CPU-2301 | SCADA & Computer, BIOSOLIDS TREATMENT UPGRADES, PCS network, SCADA VIEW | THC-SPC-WA1 | SCADA | System Process Control |  | CPU | http://www.toronto.ca/TWONTO#operator_interface_terminal |  | System Process Control
85768 | 1566 | WTR-PHL-T-0006-SUS | SCBA 3000 psi Bottle, ARAP | WTR-SUSPENDED | Tank | Safety Equipment | 47439 | T | http://www.toronto.ca/TWONTO#compressed_gas_cylinder |  | Suspended Obsolete entity for storage purpose
78695 | 13236 | THR-SES-PGM-31352 | Personal Gas Meter (Sno.2560031352) | THR-SES-SQ-PGM | Safety | Safety Equipment |  | PGM | http://www.toronto.ca/TWONTO#portable_gas_detector |  | Personal Gas Meter
81733 | 70387 | TNT-WA9-LD-1000? | portable cranes/hoists, come alongs, slings, wire rope, chains | TNT-GRK | Lifting Device | Lifting Device |  | LD | http://www.toronto.ca/TWONTO#collection_of_assets |  | Groundskeeping, Building services, Safety Equipment
76940 | 51002 | THR-PLT-HS-0216 | Switch, Hand, Conveyor 0216, Path B, Head house, Preliminary Treatment, Screening | THR-PLT-CV-0216 | Switch,Hand | Switch |  | HS | hand_switch |  | Conveyor, Screw, Bar Screen 0122 & Bar Screen 0132, Path A, Head house, Preliminary Treatment - S
55754 | 65441 | TAB-WA5-LD-0175 | Come-Along, 1 1/2 ton Kleton | TAB-WA5-SQ | Lifting Device,Chain | Lifting Device |  | LD | winch |  | WA5 Safety Equipment
26270 | 78494 | FHO-GRK-DR-2023S | Door, (FD-S2-23), Fire Rated, West Filter Building, S2, Pipe Gallery, HVAC Room | FHO-GRK-FEQ-0001 | Fire Prevention,Door | Door |  | DR | http://www.toronto.ca/TWONTO#fire_rated_door
132141 | 97928 | THR-DCL-LSH | Switch, Level High, Containment Areas | THR-DCL | Switch,Level-High | Switch |  |  | http://www.toronto.ca/TWONTO#level_switch |  | Dechlorination
3569 | 67127 | COL-PBY-CB-0001 | Circuit Breaker, | COL-PBY-MISC | Circuit Breaker |  |  | CB |  |  | Miscellaneous Equipment
101609 | 26279 | MAIN-198 | Main 198 | WTR-LWA | [6 empty] | Work Area 2 Central Mains and Chambers
17604 | 66357 | FHA-MCS-MT-0801 | Machine Tool, Welder, Mig, Service Building, Machine Shop | FHA-MCS-MEQ | Welding Equipment,Welding Machine | Tool |  | MT | welder |  | Machine Shop & Equipment
120534 | 83818 | THC-ACC-DM-6291 | Damper, Outdoor Air, Plenum, 2nd Floor Mech Room #2, Headworks | THC-ACC-AHU-6100 | Damper/Louver | HVAC |  | DM | http://www.toronto.ca/TWONTO#air_damper |  | Air Handling Unit, Truck Loading Bay, Mech Room #2, Headworks
45088 | 31807 | TAB-DIG-FX-DOME9-12 | Digester Tanks 9-12, Flame Arresters, Pressure Relief & Vacuum Breaker Valves | TAB-DIG-T-09-12 | [6 empty] | Digester Tanks 9-12
40501 | 76905 | TAB-ACC-RPU-1417S | RPU-GE1417 | TAB-ELS-WA6 | RPU | Remote Processor Unit | 46225 | RPU | http://www.toronto.ca/TWONTO#RPU_panel |  | Panel Boards, MCC, WA6
15726 | 73276 | FHA-ELS-DP-0502B | Power Distribution Panel, East Backwash Filter Valves (Even) Power Supply, Filter Pipe Gallery East | FHA-ELS-PDP-0500B | Control Panel,Power Distribution Panel | Power Distribution Panel |  | DP | http://www.toronto.ca/TWONTO#LV_electrical_panel |  | Power Distribution Panel, 600V, 800A, 3 PH, Filter Building, Pipe Gallery Adjacent to Scrubber
143595 | 36780 | WTR-PEL-LSHH-1011 | Switch, Level, High High, Diesel Fuel Storage Tank T-1010, Generator Building, Bulk Fuel Storage Room | WTR-PEL-T-1010 | Switch,Level-High-High | Switch |  | LSHH | http://www.toronto.ca/TWONTO#level_switch |  | Tank, Non-Pressurized, Diesel Fuel Storage, Generator Building, Bulk Fuel Storage Room
14472 | 41110 | FCL-SES-CYL-0012 | Air Cylinder Carbon Fiber | FCL-SES-SQ-0008 | PPE,SCBA | Tank |  | CYL | gas_cylinder |  | Eyewash Station/Shower, Low Lift PS Building, Alum Delivery Door,Raw Water Pump Room Basement beside Phosphoric acid Skids
74533 | 61403 | THR-FT-FSL-3430 | Switch, Flow-Low, Seal Water, Pump 3430, Secondary Treatment, Secondary Scum Pumping - North Plant | THR-FT-P-3430 | Switch,Flow-Low | Switch |  | FSL | http://www.toronto.ca/TWONTO#flow_switch |  | Pump, Rotary Vane, Scum Tank 3400, System 5, Scum Pumping
105946 | 59631 | TAB-ACC-AHU-3907SUS | AHU, Heat Recovery Bldg | TAB-ACC-AHU | Air Handling Unit | HVAC | 41011 | AHU | http://www.toronto.ca/TWONTO#air_handler_unit |  | Air Handling Unit & Supply Fan
143595 | 28845 | WTR-PEL-DR-0004 | Door | WTR-PEL-AUX | Door | Door |  | DR | http://www.toronto.ca/TWONTO#door
120924 | 81474 | THC-ACC-HTR-0565 | Duct Heater,Pressurization System,Electrical Room,Lower Plant, bldg.A | THC-ACC-BLDG A | Air Handling Unit | HVAC |  | HTR | http://www.toronto.ca/TWONTO#heater |  | Old Plant Blower Building HVAC
81151 | 99684 | FHA-SES-FAK-0404 | FHA-SQ-FAK-14 - First Aid Kit Station | FHA-SES-SQ-4 | PPE | Safety Equipment |  | FAK | http://www.toronto.ca/TWONTO#first_aid_station_equipment |  | First Aid
21849 | 46896 | COL-PMY-FN-0004 | Fan, High Volume Exhaust | COL-PMY | Fan |  |  | FN |  |  | Maryport Sewage Pumping Station
113690 | 49753 | TAB-INC-LSHH-2056A | Switch, Level High-High, Incinerator Bldg, Basement, East Sump | TAB-INC-P-2056 |  | Switch |  | LSHH | http://www.toronto.ca/TWONTO#level_switch |  | Pump, Sump, Incinerator Bldg
21963 | 11099 | FHO-ELS-WR-1207 | Welding Receptacle, Ozone Building, S3, Filter Pipe Gallery | FHO-ELS-LTG |  | Power Distribution Panel |  | WR | http://www.toronto.ca/TWONTO#welding_receptacle |  | Facility Electrical System
135086 | 56655 | THR-ELS-TR-0202 | Transformer, Dry, 600V,New Maintenance Bldg. | THR-RSPS-CR | Transformer,Lighting | Tank |  | TR | http://www.toronto.ca/TWONTO#transformer |  | New Returns Control Room
30712 | 83718 | FIS-SES-WASTE | WASTE MATERIAL | FIS-SES | [6 empty] | Safety, Instrumentation & Environmental Services
18730 | 52752 | FHA-SES-SQ-1014 | FHA-SES-SQ-035037 - Sala DBI Self Retracting Lifeline Ser# 035037 | FHA-SES |  | Safety Equipment |  | SQ | self_retracting_line |  | Safety & Environmental Services
93858 | 27570 | FHO-POL-T-0302-SUS | Tank, Polymer Storage (FHO TK PO 03 SO) | FHO-POL | Tank,Reservoir | Tank | 37730 | T | http://www.toronto.ca/TWONTO#chemical_storage_tank |  | Polymer System
90002 | 88481 | YTF-BLDG | Bullding Services | YTF | [6 empty] | Tiffield Data Center
4651 | 74853 | COL-PHB-LSHH-0104 | Switch, Level High-High | COL-PHB | Switch,Level | Switch |  | LSHH | http://www.toronto.ca/TWONTO#level_switch |  | Humber Sewage Pumping Station
91410 | 81793 | FHO-DOZ-TSL-4204 | Switch, Temperature, Low, Off-Gas Preheater HTR-4204 Outlet,Ozone Building, L1, Ozone Equipment Room | FHO-DOZ-HTR-4204 | Switch,Temperature-Low | Switch |  | TSL | http://www.toronto.ca/TWONTO#temperature_switch |  | Heater, Off-Gas Preheater,Off Gas Distruct Skid 4200, Ozone Building, L1, Ozone Equipment Room
136714 | 60206 | THR-MCS-LD-2570 | Come Along, Manual, Work Area 2 | THR-LD-WA2 | Lifting Device,Chain | Lifting Device | 34736 | LD | winch |  | Lifting Devices, Chain Hoist, Come Along & Slings
11842 | 37418 | FCL-ELS-MCC-0300 | Control Panel,MCC,High Lift Bldg - Switchgear Room,600V | FCL-ELS-PS-0001 | Control Panel,MCC | Motor Control Centre |  | MCC | http://www.toronto.ca/TWONTO#LV_electrical_panel |  | Uninterruptible Power Supply,High Lift Bldg - Switchgear Room,LP-0001
66934 | 34806 | THC-INC-BU-2037 | Burner, Hearth 3, Incinerator 2000 | THC-INC-FU-2000 | Burner | Burner |  | BU | http://www.toronto.ca/TWONTO#burner_component_of_asset |  | Furnace, Incinerator 2000
26493 | 99968 | COL-PSS-LSHH-0002 | Switch, Level-High | COL-PSS | Switch,Level |  |  | LSHH |  |  | Scott Sewage Pumping Station
68692 | 87395 | FHO-ACC-FN-0304 | Chlorine Feeder Room AC Unit(G6) | FHO-MCS-HVAC | Air Handling Unit | HVAC |  | FN | http://www.toronto.ca/TWONTO#blower_or_fan_with_drive |  | Plant HVAC
138201 | 79466 | THR-PRS-PSL-0175S | Switch, Pressure-Low, Ferrous Chloride to Aeration Tank Pumps Suction Header, Chemical Building, Secondary Treatment, Phosphorous Removal | THR-PRS-P | Switch,Pressure-Low | Switch | 39833 | PSL | http://www.toronto.ca/TWONTO#pressure_switch |  | Phosphorous Removal System, Pumps
127581 | 15645 | THC-PRM-LSLL-0177 | Switch, Level Low, Sump Pump Control, NW Plant | THC-PRM-P-0177 | Sensor,Level | Switch |  | LSLL | http://www.toronto.ca/TWONTO#level_switch |  | Pump, Centrifugal Submersible, Drainage, NW Plant
91064 | 92171 | FHO-DCL-PSL-0202 | Switch, Pressure-Low, Gaseous Supply Header to Dechlorination Train 2 Sulphonator, Chem. Machine Rm | FHO-DCL-SO-0201 | Switch,Pressure-Low | Switch |  | PSL | http://www.toronto.ca/TWONTO#pressure_switch |  | Sulphonator, Dechlorination Train 2, Chemical Building, Main Floor, Machine Room
77763 | 17612 | THR-PRM-SCP-S | Scum Pumping, Primary Treatment, South Primary(1-8) | THR-PRM-SCP | [6 empty] | Scum Pumping, Primary Treatment,North and South
96549 | 43213 | YTF-ELS-DP-0101 | Control Panel, Power Dist., Main Electrical Service | YTF-ELS | Control Panel,Power Distribution Panel | Power Distribution Panel |  | DP | http://www.toronto.ca/TWONTO#LV_electrical_panel |  | Electrical Equipment
128788 | 71861 | THC-SES-SQ-SCBA | SCBA Units, virtual entity | THC-SES-SQ | PPE,SCBA | Safety Equipment |  |  | http://www.toronto.ca/TWONTO#self-contained_breathing_apparatus |  | Safety Equipment
55764 | 6753 | TAB-WA5-SQ-0019 | Harness, Small Fall Arrest, Safety Equipment, Dig. 13 - 16, WA8 Office | TAB-SQ-LD | PPE,Harness | Safety Equipment |  | SQ | http://www.toronto.ca/TWONTO#fall_arrest_harness |  | WA8 Safety Equipment Lifting Devices
79931 | 35937 | THR-WA2-LD-56-19 | Sling, Nylon, Work Area 2 (Sr 1480056-19) SIZE; 1" X 6', | THR-LD-NYLN-WA2 | Lifting Device,Sling | Lifting Device |  | LD | synthetic_web_sling |  | Slings, Nylon, Work Area 2
94847 | 13010 | FHO-SES-SQ-6039 | High Voltage Safety Equipment, Insulated Gloves, Class 4, Serial Number 0210, Tony Pu | FHO-SES-SQ-1000 | PPE,Insulated Glove | Safety Equipment |  | SQ | http://www.toronto.ca/TWONTO#rubber_insulating_gloves |  | High Voltage Insulated Gloves
2656 | 27414 | COL-120-LIT-0703S | SUSPENDED-Level Transmitter,Downstream, Coxwell Control Chambers No. 7&8, MTI | COL-MTI-CH-0700 | Transmitter,Level |  | 40049 | LIT |  |  | Chamber,Boston Dome Chamber No.7,MTI
31927 | 55291 | COL-RBC-CP-0002 | Control Panel, Operator | COL-RBC | Control Panel |  |  | CP |  |  | Cowan Shaft (WBT)-storm
49986 | 91417 | TAB-PLT-LSLL-0070 | Switch, Level Low Low, Screen Bldg. Sump, Pump Room, P Bldg. | TAB-PLT-P-0071 | Switch,Level-Low-Low | Switch |  | LSLL | http://www.toronto.ca/TWONTO#level_switch |  | Pump, Centrifugal (Wet), Screen Bldg. Sump, Pump Room, P Bldg.
65816 | 56719 | FCL-SPC-COM-1503 | Termination Panel, Filter Building, Pipe Gallery, North, Ceiling | FCL-SPC |  |  |  | COM |  |  | Process Control Systems - Services Area
34815 | 3348 | COL-YKP-FAK-0020S | First Aid Kit, Truck #080072 (F550 XL) | COL-W-OBSOLETE | Safety,First Aid Kit | Safety Equipment | 44897 | FAK | http://www.toronto.ca/TWONTO#first_aid_kit |  | Col West Obsolete Entities
96941 | 26117 | FIS-FEQ-DR-0032(S) | Door, Fire, Workshop & Office Building | FIS-GRK-STRC-0001 |  | Door |  | DR | http://www.toronto.ca/TWONTO#door
9524 | 80782 | DOS-YCM-VEH-18803 | 2006 Sterling LT 7500 - Vehicle Unit# 18803 | FAC-YCM-VEH | Vehicle,Licensed | Vehicle |  | VEH | http://www.toronto.ca/TWONTO#passenger_vehicle | ?
43874 | 23669 | FCL-ACC-HTR-0040 | Heater, Unit, Electrical, 5kW, Gaseous Chemical Building, Ammonia Storage Room E | FCL-ACC-CL |  |  |  | HTR |  |  | Gaseous Chemical Building HVAC Equipment
26320 | 71391 | FHO-SES-SQ-6011 | Harness-587054 - Spare | FHO-SES-SQ-0006 | PPE,Harness | Safety Equipment |  | SQ | http://www.toronto.ca/TWONTO#fall_arrest_harness |  | Fall Arrest Systems
4113 | 93728 | COL-PCU-MCC-0001 | Motor Control Centre | COL-PCU-MISC | Control Panel,MCC |  | 34924 | MCC |  |  | Miscellaneous Equipment
81152 | 15649 | FHA-SES-FAK-0405 | FHA-SQ-FAK-15 - First Aid Kit Station | FHA-SES-SQ-4 | PPE | Safety Equipment |  | FAK | http://www.toronto.ca/TWONTO#first_aid_station_equipment |  | First Aid
21963 | 96908 | COL-PMY-WEL-0100 | Wet Well | COL-PMY-MISC | Well |  |  | WEL |  |  | Miscellaneous Equipment
11808 | 14195 | CL2006A1 | Injector # 6 | TAB-DIS-CHL-6 |  | Injector |  |  | http://www.toronto.ca/TWONTO#ejector |  | Chlorination Train #6
125875 | 18875 | THC-GRK-VEH-047057 | Vehicle, 2009 Dodge Dakota Pick Up (WA3) | THC-SUSPENDED | Vehicle,Licensed | Vehicle | 40952 | VEH | http://www.toronto.ca/TWONTO#pickup_truck
15145 | 87437 | COL-PIR-SQ-0001 | Eye Wash Station | COL-PIR-MISC |  | Safety Equipment |  | SQ | http://www.toronto.ca/TWONTO#emergency_eyewash |  | Miscellaneous Equipment
104272 | 24461 | MTMH334 | WEST HUMBER STS | TRK-HMR | [6 empty] | HUMBER DRAINAGE AREA
43776 | 38954 | TAB-DEW-P-0431 | Pump, Baby Schwing #4, Sludge Cake Transfer, Dewater. Bldg, 2/F SE Middle | TAB-SUSPENDED ENTITY | Pump | Hydraulic System | 33572 | P | http://www.toronto.ca/TWONTO#pump |  | Suspended entities
7690 | 12896 | COL-PSU-LP-0002 | Control Panel, Lighting | COL-PSU-MISC | Control Panel |  |  | LP |  |  | Miscellaneous Equipment
18154 | 43538 | FHA-SED-ZSH-0405F | Switch, Limit, Access Hatch Zone 5, Settling Basin T-0401 | FHA-SED-ZSH-0405 |  | Security System |  | ZSH | http://www.toronto.ca/TWONTO#position_switch |  | Switch, Limit, Access Hatch Zone 4
38612 | 30710 | SWM-DON | DON WATERSHED | SWM | [6 empty] | DOS - STORM WATER MANAGEMENT
87076 | 93267 | WTR-PMI-LSH-0006 | Switch, Level-High, Flood, | WTR-PMI-30P-05 | Switch,Level-High | Switch |  | LSH | http://www.toronto.ca/TWONTO#level_switch |  | Chamber
128796 | 42250 | THC-SM-SPL-0006 | Spill KIT, WA1, Maintenance workshop area | THC-SES-SQ | Spill Kit | Safety Equipment |  | SPL | http://www.toronto.ca/TWONTO#spill_kit |  | Safety Equipment
66781 | 39792 | THC-GRK-DR-Q | Doors, Building Q | THC-GRK-ELS-Q |  | Door |  |  | http://www.toronto.ca/TWONTO#door
34508 | 39905 | MAIN-167 | Main 167 | WTR-LWA | [6 empty] | Work Area 2 Central Mains and Chambers
106602 | 55415 | TAB-ACC-FS-0060 | Switch,Flow,Feed Water Pump, Boiler #6 | TAB-ACC-P-0060 | Switch,Flow | Switch |  | FS | http://www.toronto.ca/TWONTO#flow_switch |  | Pump, Feed Water, Plant Hot Water Boiler # 6, PB-6
8052 | 75909 | COL-PWC-SC-0001 | Screen, Bar | COL-PWC | Screen |  |  | SC |  |  | Wirral Court Sewage Pumping Station
38585 | 15367 | SQ-47073 | FHO SCBA #1 | FHO-OBSOLETE | PPE,SCBA | Safety Equipment | 32125 |  | http://www.toronto.ca/TWONTO#self-contained_breathing_apparatus |  | Removed From Service
72305 | 61534 | THR-ACC-AC-4001 | Fan Coil Unit, Ductless Split System Indoor Unit, AT Electrical Bldg RPU Rm | THR-ACC-WA4 | H.V.A.C.,Air Conditioner | HVAC |  | AC | http://www.toronto.ca/TWONTO#air_condition |  | Air Conditioning, AHU, HVAC,Work Area4
47307 | 44075 | TAB-EL1-MCC-6126 | Motor Control Centre, 600V | TAB-AER-ELQ | Switchgear,Indoor | Motor Control Centre |  | MCC | http://www.toronto.ca/TWONTO#LV_electrical_panel |  | Aeration - Electrical Equipment
10413 | 34245 | COL-MTI-T-2000C | Tank, Hydraulic Power Unit Resevoir | COL-MTI-CH-2000C | Switch | Tank |  | T | http://www.toronto.ca/TWONTO#chemical_storage_tank |  | Chamber,Scott Control Chamber No.20C, MTI
134004 | 15210 | THR-DIS-SB | Scrubbers, Caustic Soda Recirculation Pumps | THR-DIS | [6 empty] | Disinfection
48147 | 81477 | FCL-ALM-FS-0101 | Switch,Flow Pump # 1 | FCL-ALM |  |  | 33815 | FS |  |  | Coagulation
87603 | 58220 | WTR-PRH-FS-1101 | Switch, Air Flow, SCR-1100 ,Generator Room | WTR-PRH-SCR-1100 | Switch,Flow | Switch |  | FS | http://www.toronto.ca/TWONTO#flow_switch |  | Selective Catalytic Reduction, Reactor, Generator Room
16866 | 2080 | FHA-ELS-TS-0402 | Transfer Switch, ATS Panel, Filter Building, Transformer Room | FHA-ELS | Switch | Switch |  | TS | http://www.toronto.ca/TWONTO#transfer_switch |  | Electrical
120786 | 65696 | THC-ACC-FN-6280 | Fan, Return, Blower Room, 2nd Floor Mech Room #2, Headworks | THC-ACC-AHU-6200 | Fan | HVAC |  | FN | http://www.toronto.ca/TWONTO#blower_or_fan_with_drive |  | Air Handling Unit, Blower Room, 2nd Floor Mech Room #2, Headworks
138761 | 62908 | THR-SES-SQ-2569 | Lanyard for Harness, PPE Edgar Manansala | THR-SES-SQ | Safety | Safety Equipment | 35738 | SQ | lifeline |  | Safety Equipment
118879 | 98873 | TAB-STR-T-4011R | Tank , Reservoir Aux Oil, Blower 4011 | TAB-STR-BL-4011 | Tank,Reservoir | Tank |  | T | http://www.toronto.ca/TWONTO#chemical_storage_tank |  | Blower #4011
84487 | 23005 | TNT-MCS-DR-0101 | Door, Roll Up, Screening - Rack House | TNT-PLT | Door,Overhead | Door |  | DR | http://www.toronto.ca/TWONTO#roll_up_door
115564 | 87410 | TAB-PRM-PSL-2402 | Switch Pressure,Low, Scum Pump-2402 Suction | TAB-PRM-P-2402 | Switch,Pressure | Switch |  | PSL | http://www.toronto.ca/TWONTO#pressure_switch |  | Pump, Positive Displacement , Primary Treatment, Scum Pumping, Primary Gallery
117203 | 7700 | TAB-RSP-FSL-1250 | Flow Switch, Low,Cooling Water, Raw Sewage Pump #5 Motor | TAB-RSP-P-1250 | Switch,Flow | Switch |  | FSL | http://www.toronto.ca/TWONTO#flow_switch |  | Pump,Raw Sewage Transfer #5
14492 | 23850 | FCL-SES-FA-0006 | DBI Sala | FCL-SES-SQ-0007 |  | Safety Equipment |  | FA | ? |  | Eyewash Station, Admin Building, Operators Lab,Eye wash station - main change room
58873 | 27001 | FCL-ELS-TR-003FA | Transformer,Lighting,(LT1F),Heating Panel LP-003FA, 600/120/208V,45kVA,Filter Bldg. Transformer Room | FCL-ELS-6 |  |  |  | TR |  |  | Interior Lighting
13955 | 9256 | FCL-SPC-RPU-1123 | RPU Panel, Liquid Chemicals, Chemical Building | FCL-ELS-PS-0001 | Control Panel | Remote Processor Unit |  | RPU | http://www.toronto.ca/TWONTO#RPU_panel |  | Uninterruptible Power Supply,High Lift Bldg - Switchgear Room,LP-0001
112630 | 50767 | TAB-EL1-LP-6632 | Lighting Panel,347/600 V,Electrical Room,Ground Floor,Grit Build,P Building | TAB-EL1-MCC-6634 | Control Panel,Lighting | Power Distribution Panel |  | LP | http://www.toronto.ca/TWONTO#LV_electrical_panel |  | Motor Control Centre 600V - Galery 9
132633 | 35459 | THR-DIG-PD-0200 | Tank, Primary Digester-2, Solids Treatment | THR-DIG-SB-1 | Tank | Tank |  | PD | http://www.toronto.ca/TWONTO#digester_tank |  | Scrubber Building 1, Digester 1 & 2
113503 | 50559 | TAB-ELS-SQ-GLOVE | High Voltage Gloves | TAB-ELS-ESQ |  | Tool |  |  | http://www.toronto.ca/TWONTO#collection_of_assets |  | Electrical Safety Equipment
73130 | 29246 | THR-ACC-NR-610 | Air Handling Unit, Engine Room Workshop | THR-ACC-ADM | H.V.A.C.,Heater,Unit | HVAC |  | NR | http://www.toronto.ca/TWONTO#air_handler_unit |  | Air Conditioning, HVAC, Admin Building
91838 | 22198 | FHO-ELS-LTG EMERG | Emergency Lights | FHO-SES |  | Safety Equipment |  |  | http://www.toronto.ca/TWONTO#collection_of_assets |  | Safety & Environmental Services
85228 | 92638 | WTR-PEL-TSH-1001 | Switch, Temperature High, Generator Building, Electrical Room | WTR-PEL-AUX | Switch,Temperature-High | Switch |  | TSH | http://www.toronto.ca/TWONTO#temperature_switch |  | Auxilliary Equipment (Building Facilities)
51618 | 44067 | TAB-GRK-VEH-043282 | Truck, Ford F 150 XL | TAB-GRK-VEH1 | Vehicle,Licensed | Vehicle |  | VEH | http://www.toronto.ca/TWONTO#pickup_truck
117323 | 87341 | TAB-RSP-UPS-0212 | UPS for RPU | TAB-RSP-INQ | RPU | Remote Processor Unit |  | UPS | http://www.toronto.ca/TWONTO#UPS |  | T Building - Instrumentation
64324 | 54311 | THC-PRM-DM-1051 | Damper/Louver, Damper 1051 | THC-PRM-BLDG-HPU0010 |  |  |  | DM |  |  | HPU Building 10
66584 | 45243 | FCL-TRW-4 | Surge Suppression | FCL-TRW |  |  |  | TRW |  |  | Treated Water
34599 | 30229 | COL-PWR-AHU-0100 | HVAC, Air Handling Unit, Control Room, West Rouge PS | COL-PWR-AUX-MECH | Air Handling Unit | HVAC |  | AHU | http://www.toronto.ca/TWONTO#air_handler_unit |  | Mechanical Equipment
5895 | 93175 | COL-PLB-TSH-0151C | Switch, Temperature-High | COL-PLB-SUSPENDED | Switch | Switch | 34552 | TSH | http://www.toronto.ca/TWONTO#temperature_switch |  | Longbranch P.S.suspended entities
108933 | 53517 | TAB-CAP-PRJ-0003 | Odour Control Upgrades | TAB-WORK-AREA-2 |  |  |  | PRJ |  |  | Work Area 2
42938 | 17879 | FCL-ACC-CT-0313 | Controller, Baseboard Heaters, Admin Building, First Floor | FCL-ACC-ADMIN |  |  |  | CT |  |  | Administration Building HVAC Equipment
68622 | 45808 | FHO-ACC-F-1523 | Filter, Air Inlet, D-1521, Ozone Building, L1, Mechanical Room 1 | FHO-ACC-D-1521 |  | Filter |  | F | http://www.toronto.ca/TWONTO#replaceable_air_filter |  | Dehumidifire, Ozone Building, L1, Mechanical Room 1
79143 | 55796 | THR-ELS-MCC-2400 | Control Panel, MCC 2400, Engine Room, COGEN MCC-2400 (MCC EGA) | THR-ELS-CG | Control Panel,MCC | Motor Control Centre |  | MCC | http://www.toronto.ca/TWONTO#LV_electrical_panel |  | Electrical System, Co-Generation
8504 | 98317 | COL-RBB-CP-0002 | Control Panel, Operator | COL-RBB-MISC | Control Panel |  |  | CP |  |  | Miscellaneous Equipment
31115 | 67670 | FIS-WWW-LSHH-0902 | Switch, Level-High-High, Pump Well, Settling Basin 0901 | FIS-WWW-T-0901 | Switch,Level-High-High | Switch |  | LSHH | http://www.toronto.ca/TWONTO#level_switch |  | Tank, RMF Settling Basin 9, Filter Backwash Waste, Settling Basin Area
139536 | 92596 | THR-WA3-LD-0111S | Sling, Nylon, Work Area 3 | THR-LD-NYLN-WA3 | Lifting Device,Sling | Lifting Device | 40282 | LD | synthetic_web_sling |  | Slings, Nylon, Work Area 3
80914 | 4179 | TNT-DIG-BL-5100 | Digester Gas header-Boiler BO-5100 | TNT-DIG-GAS |  |  |  | BL |  |  | Digester Gas header
114134 | 31061 | TAB-P BLDG | Building Location | TAB-SPC | [6 empty] | Process Control Systems - Services Area
8585 | 45763 | COL-RBB-TR-0002 | Transformer, Lighting | COL-RBB-MISC | Transformer |  |  | TR |  |  | Miscellaneous Equipment
80043 | 13960 | THR-WA3-LD-0119 | Sling, Nylon(Anchor), Work Area 3 | THR-LD-NYLN-WA3 | Lifting Device,Sling | Lifting Device |  | LD | synthetic_web_sling |  | Slings, Nylon, Work Area 3
8893 | 36964 | COL-YKP-DA-0002(S) | Davit Arm-16073 | COL-W-OBSOLETE | Safety | Safety Equipment | 39109 | DA | http://www.toronto.ca/TWONTO#fall_arrest_Davit_arm |  | Col West Obsolete Entities
97669 | 73029 | FIS-SA-F-0202-SUS | Filter, Outlet, Instrument Air, Dryer 0201, Service Air Monitoring | FIS-SA-C-0200 | Filter | Filter | 38400 | F | http://www.toronto.ca/TWONTO#replaceable_air_filter |  | Compressor, Reciprocating, Constant Speed, Insturment Air to Dryer 0201, Filter Building, Service Air Monitoring
135884 | 53379 | THR-FT-PSL-3020 | Switch, Pressure-Low, Pump P-3020 Suction, Scum Pumping - South | THR-FT-P-3020 | Switch,Pressure-High | Switch |  | PSL | http://www.toronto.ca/TWONTO#pressure_switch |  | Pump, Rotary Lobe, Scum from Tank 3000, Scum Pumping
79911 | 31065 | THR-WA2-LD-0051S | Sling, Nylon, Work Area 2 SIZE; 1" X 3', | THR-SES-LD | Lifting Device,Sling | Lifting Device | 40046 | LD | synthetic_web_sling |  | Lifting Device, Safety Equipment
18439 | 80069 | FHA-SES-LDR-0301 | FHA-SES-LD-0005 - 4' Ladder Fiberglass (Outside Training Room/Beside Freight Elevator) | FHA-SES-LD-1 | Safety | Safety Equipment |  | LDR | http://www.toronto.ca/TWONTO#ladder |  | Ladders
58423 | 36915 | THC-DCL-T-0500 | Tank, Dilution Sodium Bisulphite, Dechlorination | THC-DCL | Tank | Tank |  | T | http://www.toronto.ca/TWONTO#chemical_storage_tank |  | Dechlorination Process
53627 | 91655 | TAB-SES-LTX-2299 | Exit Sign, Battery Unit, 2 LED heads, Tunnel 'H' | TAB-SUSPENDED ENTITY | Lighting,Exit | Safety Equipment | 41303 | LTX | http://www.toronto.ca/TWONTO#lighting_unit |  | Suspended entities
30166 | 66654 | COL-PWR-P-5530 | Pump, Centrifugal | COL-PWR-SUSPENDED | Pump |  | 35057 | P |  |  | West Rouge P.S.suspended entities
18162 | 79808 | FHA-SED-ZSH-0503B | Switch, Limit, Access Hatch Zone 3, Settling Basin T-0501 | FHA-SED-ZSH-0503 |  | Security System |  | ZSH | http://www.toronto.ca/TWONTO#position_switch |  | Switch, Limit, Access Hatch Zone 5
47735 | 10781 | TAB-EL2-MCC-6326 | Motor Control Center- Biosolids Silo Bldg | TAB-EL2-PDP-6013 |  | Motor Control Centre |  | MCC | http://www.toronto.ca/TWONTO#LV_electrical_panel |  | Power distribution Panel, 600V
72870 | 69191 | THR-ACC-FN-4800 | Fan, Inline Centrifugal, Exhaust, S Wall, Electrical Room, West Substation | THR-ACC-FN | Fan,Centrifugal | HVAC |  | FN | http://www.toronto.ca/TWONTO#blower_or_fan_with_drive |  | Air Conditoning, Fans, Gallery Ventilation, Supply and Exhaust
109127 | 39386 | TAB-CW-SQ-0082 | Emerg. Eyewash & Shower, Plant Services | TAB-PLT-SQ | PPE,Eyewash Station | Safety Equipment |  | SQ | http://www.toronto.ca/TWONTO#emergency_eyewash_and_shower |  | P Building - Safety Equipment
90154 | 16802 | YTF-STORE | Computer Storage Location | YTF EUS | [6 empty] | Production & End User Support
143921 | 28651 | WTR-PHL-FAK-0005-SUS | First Aid Kit, Truck #145021 | WTR-SUSPENDED | Safety,First Aid Kit | Safety Equipment | 47484 | FAK | http://www.toronto.ca/TWONTO#first_aid_kit |  | Suspended Obsolete entity for storage purpose
30373 | 24566 | FIS-SES-EYE-1003AS | Eyewash bottle Station, Mechanical Building | FIS-SES-EYE | Safety,Eye wash | Safety Equipment | 33821 | EYE | eye_wash_bottle |  | Eyewash Stations
26461 | 56512 | FHO-SPC-COM-1705 | Termination Panel, Filter 1-8 Building, S2, Filter Pipe Gallery, East Wall | FHO-SPC |  | Communications Equipment |  | COM | termination_panel |  | Process Control Systems - Services Area
64935 | 60828 | THC-PRM-TI-1004 | Temperature, Indicate, Oil Tank 1010 | THC-PRM-T-1010 |  |  |  | TI |  |  | Tank, Hydraulic Power System for Sludge Bottom Scraper Mechanism, Tank 1000, Primary Clarifier
21259 | 74894 | FHO-CLC-EV-0101 | Evaporator,Trim Chlorination Train 1, Chemical Building, Main Floor, Machine Room | FHO-CLC-CHL-0101-KQ | Evaporator,Chlorine | Evaporator |  | EV | http://www.toronto.ca/TWONTO#chlorinator_system |  | Trim Chlorination Train 1
12260 | 48253 | COL-PCP-SS-0001 | Security System | COL-PCP-MISC | Security System |  |  | SS |  |  | Miscellaneous Equipment
75931 | 4468 | THR-GRK-PRTY-0402 | Groundskeeping, Grass Cutting | THR-GRK-PRTY4 |  | Grounds |  | PRTY | activity |  | Groundskeeping for Waste Water Worker
34392 | 71119 | COL-YKP-DA-1734511A(S) | Davit Base Leg-1734511A | COL-W-OBSOLETE | Safety | Safety Equipment | 45519 | DA | davit_base |  | Col West Obsolete Entities
53621 | 60347 | TAB-SES-LTX-2294 | Exit Sign, Battery Unit, 2 LED heads, Tunnel 'J' | TAB-STR-SQ | Lighting,Exit | Safety Equipment | 41298 | LTX | http://www.toronto.ca/TWONTO#lighting_unit |  | WA2 Safety Equipment,lifting devices, ladders, Eye Wash station, First Aid Kits, Lock out stations
120128 | 70735 | TAB-WA7-SQ-2072 | Spill Response Unit/Trailer | TAB-SES-SQ | Spill Kit | Safety Equipment |  | SQ | http://www.toronto.ca/TWONTO#spill_kit |  | WA7 Safety Equipment
9820 | 77003 | DU2616 | Receiver, Air, Dig. 13-16, Bsmt | TAB-AI | Vessel,Pressure | Tank |  |  | http://www.toronto.ca/TWONTO#pressure_vessel |  | Local Compressed Air Equipment
111040 | 89420 | TAB-DIG-PSH-4084 | Switch, Pressure, High, | TAB-DIG-P-4084 | Switch,Pressure-High | Switch |  | PSH | http://www.toronto.ca/TWONTO#pressure_switch |  | Pump, Sludge Mixing Digester # -8B
117327 | 68135 | TAB-RSP-UPS-0216 | UPS for RPU, | TAB-RSP-RPU-0216 | RPU | Remote Processor Unit |  | UPS | http://www.toronto.ca/TWONTO#UPS |  | RPU, T Building Gates
74453 | 5037 | THR-FT-DRN | Final Tank, Drainage, Sump Pumps | THR-FT-T | [6 empty] | Final Sedimentation Tank & Dedicated WAS Pumping
87193 | 71672 | WTR-PMI-PSH-0006 | Pressure Switch, High, | WTR-PMI-TRW |  | Switch |  | PSH | http://www.toronto.ca/TWONTO#pressure_switch |  | Treated Water (Transmission)
41256 | 66034 | TAB-ACC-T-3650 | Tank, Air Separator, Glycol line | TAB-ACC-HE-3650 | Tank | Tank |  | T | air_seperator |  | Heat Exchanger, Old Admin bldg
78888 | 93646 | THR-SES-SQ-4413 | Harness, Full Body, PPE, Renan Espiritu | THR-SES-FAS | Safety | Safety Equipment | 36283 | SQ | http://www.toronto.ca/TWONTO#fall_arrest_harness |  | Fall Arrest Sytem (Harness and Lanyard), Safety Equipment
24362 | 9682 | FHO-MCS-MT-1115 | Personal Tool Kit (MW) | FHO-MCS-MEQ | Machine Tool | Tool |  | MT | tool_kit |  | Machine Shop & Equipment
75992 | 49049 | THR-JHSC-EPSMCC | Effluent Pumping Station Bldg.MCC Rooms | THR-JHSC-WA3 |  | Safety Equipment |  |  | http://www.toronto.ca/TWONTO#collection_of_assets |  | Joint Health & Safety Committee WA3
113444 | 81621 | TAB-ELS-SQ-4002 | MSA Portable Monitor test Gas Cylinder holder | TAB-ELS-SQ-4000 | Atmosphere Monitoring Device | Test Equipment |  | SQ | gas_detector_calibrator |  | MSA Gas Monitor Bump Test Stand
120955 | 16050 | THC-ACC-HTR-0901 | Heater, Dechlorination Building | THC-DCL |  | HVAC |  | HTR | http://www.toronto.ca/TWONTO#heater |  | Dechlorination Process
34718 | 68249 | MAIN-388 | Main 388 | WTR-MT1 | [6 empty] | Work Area 1 EAST Mains and Chambers
121359 | 80402 | THC-ACC-TSL-0412 | Switch,Temperature-Low,Supply Air,HTR-4040,AHU-0412 Shutdown,Roof,Building U | THC-ACC-HTR-4040 | Damper/Louver | Switch |  | TSL | http://www.toronto.ca/TWONTO#temperature_switch |  | H.V.A.C.,Heater,Glycol Heating,AHU-0412,Roof,Building U
39416 | 42894 | TAB-ACC-AHU-BL | AHUs/Supply Fans Blower Bldg. | TAB-ACC-AHU | [6 empty] | Air Handling Unit & Supply Fan
113043 | 35299 | TAB-EL2-MCC-6323A | Motor Control Center- Incinerator | TAB-EL2-MCC | Control Panel,MCC | Motor Control Centre |  | MCC | http://www.toronto.ca/TWONTO#LV_electrical_panel |  | Motor Control Center- South Substation
55964 | 73151 | FCL-SPC-RPU-1521 | RPU Panel, Settled Water Conduit Level and General Backwash, Filter Gallery | FCL_ELS_MISCELLANEOUS | Control Panel | Remote Processor Unit |  | RPU | http://www.toronto.ca/TWONTO#RPU_panel |  | FCL_ELS_MISCELLANEOUS
121174 | 99395 | THC-ACC-STR-6020 | Strainer, Hot Water Supply, Lower Level 2 Blower Room, Headworks | THC-ACC-P-6001 | Filter | HVAC |  | STR | http://www.toronto.ca/TWONTO#strainer |  | Pump, Hot Water System, Lower Level 2 operating gallery
6751 | 31485 | COL-PPU-LSH-0102 | Switch, Level-High | COL-PPU | Switch,Level |  |  | LSH |  |  | Port Union Road Sewage Pumping Station
126461 | 12614 | THC-MCS-LD-16110025 | CHAIN FALL (insp Liftsafe) | THC-MCS-LD | Lifting Device | Lifting Device |  | LD | http://www.toronto.ca/TWONTO#lifting_equipment_hoist |  | Mechanical Services, Lifting Device
9184 | 39622 | COL-YKP-FAK-0024S | First Aid Kit, Truck #095092 (Transit XL) | COL-YKP | Safety,First Aid Kit | Safety Equipment | 46814 | FAK | http://www.toronto.ca/TWONTO#first_aid_kit |  | Kipling Yard
106671 | 97952 | TAB-ACC-FSL-4509 | Switch, Flow, Low, Exhaust Fan Inlet | TAB-ACC-FN-4509 | Switch,Flow-Low | Switch |  | FSL | http://www.toronto.ca/TWONTO#flow_switch |  | Fan, Exhaust, Pump Room Exhaust Dig .1~4
91906 | 39459 | WTR-RRG-DR-0002 | Door, Roll-Up | WTR-RRG-AUX | Door,Overhead | Door |  | DR | http://www.toronto.ca/TWONTO#roll_up_door
8494 | 78584 | COL-RBB-AIT-0003 | Analysis Indicating Transmitter | COL-RBB-MISC | Transmitter |  |  | AIT |  |  | Miscellaneous Equipment
79800 | 78356 | THR-WA1-LD-86-58 | Sling, Nylon, Work Area 1 (NYLON BELT SLING SIZE; 2" X 12', CAPACITY 6400 LBS, SN 5033486-58) A | THR-LD-NYLN-WA1 | Lifting Device,Sling | Lifting Device |  | LD | synthetic_web_sling |  | Slings, Nylon, Work Area 1
7994 | 52688 | COL-PVM-SS-0001 | Station Security System | COL-PVM-MISC |  | Security System |  | SS | http://www.toronto.ca/TWONTO#security_system |  | Miscellaneous Equipment
54533 | 49549 | TAB-STR-SQ-0011 | Emerg. Eyewash and Shower Stations,Final Clarifier tank #6 North West Corner | TAB-SUSPENDED ENTITY | PPE,Eyewash Station | Safety Equipment | 32922 | SQ | http://www.toronto.ca/TWONTO#emergency_eyewash_and_shower |  | Suspended entities
38599 | 59026 | TAB-ACC-AC-0602 | Conditioner, Air, Digester 5-8 MCC Room South of Digester 9-12 South Wall(2 Tons) | TAB-ACC-ACC-0602 | H.V.A.C.,Air Conditioner | HVAC |  | AC | http://www.toronto.ca/TWONTO#air_condition |  | Conditioner, Air, Digester 5-8 MCC Room, South of Digester 9-12
71343 | 21275 | THR-DIG-LSHH-3977 | Switch, Level-High-High,Pump 3977A/B,Sump, Digesters, Plant Services, Flood Monitoring System | THR-DIG-P-3977A | Pump,Centrifugal | Switch |  | LSHH | http://www.toronto.ca/TWONTO#level_switch |  | Pump, Sump, Digesters, Plant Services,Gallery T-10 Basement, Flood Monitoring System
18746 | 20459 | FHA-SPC | Process Control Systems - Services Area | FHA-ITM | [6 empty] | Integrated Technology Management
129511 | 36563 | THC-TPA-PA-6047 | Speaker, Headworks, Lower Level 2, Blower Room Middle | THC-TPA-PA-6010A | Public Address System | Communications Equipment |  | PA | http://www.toronto.ca/TWONTO#public_annoucement_speaker |  | Paging Panel, Headworks, Electrical Room, Ground Floor
87971 | 36639 | WTR-PRV-ZS-0001 | Switch, Position,Door Security | WTR-PRV-AUX | Switch,Position | Switch |  | ZS | http://www.toronto.ca/TWONTO#position_switch |  | Auxiliary Equipment (Building Facilities)
128111 | 71640 | THC-PWA-RPU-2401 | Remote Processor Unit,Effluent Pumping and Sampling,South Effluent PS,Electrical Room,Ground Floor | THC-DCL | RPU | Remote Processor Unit |  | RPU | http://www.toronto.ca/TWONTO#RPU_panel |  | Dechlorination Process
39115 | 86080 | TAB-ACC-DM-6423 | Damper, Motorized, Supply Air, FN- 6422, Corridor Area of AHU-6420, Existing Grit Bldg. | TAB-ACC-AHU-6420 | Damper/Louver | HVAC |  | DM | http://www.toronto.ca/TWONTO#air_damper |  | Air Handling Unit, Roof, Grit Bldg., P Bldg.
78888 | 19893 | THR-GRK-DR-0501 | South Gate, South Entrance Roadway on Queensway | THR-SS-WA3 | Gate | Gate |  | DR | http://www.toronto.ca/TWONTO#door
113775 | 11041 | TAB-MCS-MEQ-0102 | Grease Gun,Hydraulic, High Pressure | TAB-AUX |  | Hydraulic System |  | MEQ | grease_gun |  | Gas Services, Natural Gas, Digester Gas
9802 | 26616 | DRN18409 | Drains, Floor, Biosolids Silo Bldg | TAB-SLO-STRC-BS |  | Plumbing |  |  | http://www.toronto.ca/TWONTO#drain |  | Biosolids Silo Bldg - Drains, Electrical Service(110/220V), Lighting, Plumbing
83559 | 1285 | FHA-SES-SQ-150695 | Sala DBI Self Retracting Lifeline 150695 | FHA-SES-SQ-6 |  | Safety Equipment |  | SQ | self_retracting_line |  | Safety Fall Protection Equipment
117330 | 15536 | TAB-RSP-UPS-EIMCO-1 | RPU, | TAB-RSP-RPU-EIMCO-1 | UPS | Remote Processor Unit |  | EIMCO | http://www.toronto.ca/TWONTO#UPS |  | RPU,
118712 | 97336 | TAB-STR-LSHH-2642A | Switch, Level High-High, Aeration Gallery, West. Tank #10 | TAB-STR-P-2642 |  | Switch |  | LSHH | http://www.toronto.ca/TWONTO#level_switch |  | Pump, Sump
65573 | 91957 | THC-PWA-CITY WATER | Plant Water City Water | THCLIQOPS | [6 empty] | THC Liquids Operations
43691 | 12725 | TAB-DEW-HPU-6006 | Power Pack, Hydraulic, Sliding Frame for Silo DEW-T-6002, DEW Level Bsmt | TAB-DEW-T-6002 | Tank | Hydraulic System |  | HPU | http://www.toronto.ca/TWONTO#hydraulic_power_pack |  | Tank, Dewatered Solids Silo DEW-T-6002 West, DEW Bsmt
39136 | 50881 | TAB-ACC-DM-6531 | Damper, Motorized, Outside Air, AHU-6530, Mechanical RM No. 3, Screen Bldg., P Bldg. | TAB-ACC-AHU-6530 | Damper/Louver | HVAC |  | DM | http://www.toronto.ca/TWONTO#air_damper |  | Air Handling Unit, Mechanical Room no.3, Screen Bldg., P Bldg.
13802 | 40977 | FCL-PLT | Preliminary Treatment | FCL WORK AREA 1 | [6 empty] | Process
28427 | 91828 | FIS-CW-T-0100-SUS | Tank, Domestic Hot Water, Polymer Storage Room | FIS-GRK | Tank,Non-Pressurized | Tank | 38524 | T | http://www.toronto.ca/TWONTO#tanked_hot_water_heater |  | FIS Buildings & Grounds
39457 | 47512 | TAB-ACC-ASH-3671 | Smoke Detectors, OPS Air Supply | TAB-ACC-AHU-3670 | Fire Prevention,Smoke Detector | Switch |  | ASH | http://www.toronto.ca/TWONTO#flame_or_combustion_sensing_instrument |  | AHU, OPS #2
112688 | 25773 | TAB-EL1-MCC-6228 | Motor Control Centre 600V - D Bldg | TAB-EL1-PDP-6004 | Control Panel,MCC | Motor Control Centre |  | MCC | http://www.toronto.ca/TWONTO#LV_electrical_panel |  | Switchgear, 600V, D Building Outdoor Sub.
121730 | 7094 | THC-ACC-V-6048 | Valve, Ball, Manual, Hot Water, HE-6002, Lower Level 2 Blower Room, Headworks | THC-ACC-HE-6002 | Valve,Ball | HVAC |  | V | http://www.toronto.ca/TWONTO#valve |  | Heat Exchanger, Heating Glycol System, Lower Level 2 Blower Room, Headworks
67941 | 75297 | FCL-TRW-STR-0005 | Strainer, Service Water to CL2/SO2 Storage,Gaseous Chemical Building Storage Room | FCL-CLA-EV-0201 |  |  |  | STR |  |  | Evaporator, Chlorine Gas, Chlorination System
84522 | 70733 | WTR-PAH-GFI-0003 | Ground Fault Circuit Interrupter | WTR-PAH-AUX |  |  |  | GFI |  |  | Auxiliary Equipment (Building Facilities)
140583 | 6401 | TNT-ELS-LP-4001 | Lighting Panel, Laboratory | TNT-ELS-MCC-4001 | Control Panel,Lighting | Power Distribution Panel |  | LP | http://www.toronto.ca/TWONTO#LV_electrical_panel |  | Control Centre, Motor, Pumping System Control, Laboratory
96609 | 54262 | FIS-ELS-PDP-2100 | Power Distribution Panel,Machine Shop Corridor to Generator Room,600V, 400A,3ph,3W | {FIS-ELS-PDP} | Control Panel,Power Distribution Panel | Power Distribution Panel |  | PDP | http://www.toronto.ca/TWONTO#LV_electrical_panel |  | Asset Group, Power Distribution Cabinets,600 V,Island WTP
87198 | 10073 | WTR-PMI-T-1100 | Tank, Domestic, Hot Water, Washroom, | WTR-PMI-AUX | Tank,Domestic Hot Water | Tank |  | T | http://www.toronto.ca/TWONTO#tanked_hot_water_heater |  | Auxiliary Equipment (Building Facilities)
47275 | 61765 | TAB-EL1-LP-6928 | Lighting Panel,Small Loads,120/208V,Penthouse,Second Floor,Screen Build,P Building | TAB-EL1-TR-6927 | Control Panel,Lighting | Power Distribution Panel |  | LP | http://www.toronto.ca/TWONTO#LV_electrical_panel |  | Transformer,30 KVA,600-120/208V for LP-6927,Satelite Distribution Centre,P Building
31484 | 7438 | COL-PSW-FN-0100 | Fan, Exhaust | COL-PSW-CP-0100 | Fan | HVAC |  | FN | http://www.toronto.ca/TWONTO#blower_or_fan_with_drive |  | Ventillation control panel
47432 | 93299 | TAB-EL1-PSH-1503B | Switch,Sudden Pressure,EL1-TR-1503,North Substation | TAB-EL1-TR-1503 | Switch,Pressure-High | Switch |  | PSH | http://www.toronto.ca/TWONTO#pressure_switch |  | Transformer,EL1-TR-1503,13.8-4.16KV,3 PH
55954 | 77398 | FCL-SPC-RPU-1121 | RPU Panel, Gaseous Chemicals, Chemical Building | FCL_ELS_MISCELLANEOUS | Control Panel | Remote Processor Unit |  | RPU | http://www.toronto.ca/TWONTO#RPU_panel |  | FCL_ELS_MISCELLANEOUS
135013 | 68394 | THR-ELS-PDP-3210 | Panel, Power Distribution, 600V, Electrical Room North Grit | THR-ELS-GRIT | Control Panel,Power Distribution Panel | Power Distribution Panel |  | PDP | http://www.toronto.ca/TWONTO#LV_electrical_panel |  | Electrical System, Grit Bldg., North Prelimanry and Primary Station
18487 | 45039 | FHA-SES-LDR-0514 | FHA-SES-LD-0079 - 3' Ladder ( Chlorine Storage Room ) | FHA-SES-LD-1 | Safety | Safety Equipment |  | LDR | http://www.toronto.ca/TWONTO#ladder |  | Ladders
81762 | 53967 | TNT-WA9-TRG-0001 | TNT WA9 Staff Training | TNT-GRK-PRTY-1000 |  |  |  | TRG |  |  | Building Services
83043 | 63713 | FHA-SES-SQ-0407 | FHA-SES-EYE-0016 - Eyewash Station, Plumbed | FHA-SES-SQ-0008 | PPE,Eyewash Station | Safety Equipment |  | SQ | http://www.toronto.ca/TWONTO#emergency_eyewash |  | Eyewash Stations & Showers
18283 | 67142 | COL-PLB-LSL-0157 (S) | Switch, Level-Low | COL-PLB-AUX-MECH | Switch | Switch | 35805 | LSL | http://www.toronto.ca/TWONTO#level_switch |  | Mechanical Equipment
13110 | 73545 | COL-PEV-LSL-0102 | Switch, Level-Low | COL-PEV-MISC | Switch |  |  | LSL |  |  | Miscellaneous Equipment
72657 | 26225 | THR-ACC-DM-4800 | Damper, Intake, N Wall, Electrical Room, West Substation | THR-ACC-FN-4800 | Damper/Louver | HVAC |  | DM | http://www.toronto.ca/TWONTO#air_damper |  | Fan, Inline Centrifugal, Exhaust, S Wall, Electrical Room, West Substation
15151 | 20950 | FCL-TRW-FSL-0002 | Switch, Flow, Low, Sample from District 2 to Analyser AIT-0002, High Lift District 2 Venturi Room | FCL-TRW |  | Switch |  | FSL | http://www.toronto.ca/TWONTO#flow_switch |  | Treated Water
83761 | 10252 | WTR-307-LSH-1601 | Switch, Level High, Flood Alarm | WTR-307-CH-0016 | Transmitter,Pressure | Switch |  | LSH | http://www.toronto.ca/TWONTO#level_switch |  | Chamber,Revenue Meter,Adesso-Steeles (Magmeter)
32192 | 28349 | COL-RBG-MISC | Miscellaneous Equipment | COL-RBG | [6 empty] | Glendale Shaft (WBT)-storm
95975 | 83638 | FIS-ADM BLDG | Building Location | FIS-SPC2 | [6 empty] | Process Control Systems - Equipment
73176 | 4345 | THR-ACC-NR-794 | HVAC, Heater Unit & Fan,Chlorine Bldg | THR-ACC-DIS | H.V.A.C.,Heater,Unit | HVAC |  | NR | http://www.toronto.ca/TWONTO#heater |  | Air Conditioning, HVAC, Chlorine Building
106678 | 29748 | TAB-ACC-FSL-4901 | Switch, Flow-Low, Secondary Hot Water loop, Seawall Tunnel, East | TAB-ACC-P-4901 | Switch,Flow-Low | Switch |  | FSL | http://www.toronto.ca/TWONTO#flow_switch |  | Pump, Centrifugal, Hot Water Pump, Seawall Tunnel, East
26263 | 30374 | FHO-GRK-DR-2016S | Door, (FD-S2-16), Fire Rated, Admin Building, S2, Stairway 6 | FHO-GRK-FEQ-0001 | Fire Prevention,Door | Door |  | DR | http://www.toronto.ca/TWONTO#fire_rated_door
120985 | 14092 | THC-ACC-HTR-6014 | Heater, Unit, Glycol, Heating System, 2nd Floor, Mech Room #2, Headworks | THC-ACC-P-6003 | H.V.A.C.,Heater,Unit | HVAC |  | HTR | http://www.toronto.ca/TWONTO#heater |  | Pump, Heating Glycol System, Lower Level 2 Blower Room, Headworks
68476 | 69318 | THR-ACC-T-0101 | Tank, Glycol Skid, Grit Bldg, Old Stores, Gallery Ventilation, Zone 1A,1B | THR-ACC-AHU-0750 | Tank | Tank |  | T | http://www.toronto.ca/TWONTO#chemical_storage_tank |  | Air Handling Unit, Blow Thru, North Grit Bldg, Gallery Ventilation, Zone 1A and 1B
125846 | 49067 | THC-INC-BU-1030 | Burner, Hearth 1, Incinerator 1000 | THC-INC-FU-1000? | Burner | Burner |  | BU | http://www.toronto.ca/TWONTO#burner_component_of_asset |  | Furnace, Incinerator 1000
58397 | 15338 | THC-ACC-CU-5201 | Air Conditioning, Condensing unit, IT room | THC-ACC-AC-5201 | Air Handling Unit | HVAC |  | CU | http://www.toronto.ca/TWONTO#AC_condenser_unit |  | Air Conditioning, Split, IT room
73574 | 1918 | THR-ACC-RPU-0200 | RPU, Plant Services,South,SP RAS Pumping Station Electrical Building | THR-ELS-RSPS | RPU | Remote Processor Unit |  | RPU | http://www.toronto.ca/TWONTO#RPU_panel |  | Electrical System, Returns Sludge Pumping Station
143105 | 6609 | WTR-PAH-TRW | Treated Water (Transmission) | WTR-PAH | [6 empty] | Armour Heights Pumping Station
8282 | 88297 | COL-PWR-LSH-5405 | Switch, Level-High | COL-PWR-MISC | Switch,Level |  | 35094 | LSH |  |  | Miscellaneous Equipment
138677 | 84665 | THR-SES-SPL-0101 | Spill Kit, Oil, High Pressure Blower Building,WA3 | THR-SES-SPL | Safety | Safety Equipment |  | SPL | http://www.toronto.ca/TWONTO#spill_kit |  | Spill Containment Kits, Humber Treatment Plant
106625 | 57809 | TAB-ACC-FSL-0910 | Switch, Flow, Low, Air, Supply Fan 0910, Vest. 003, Primary Treatment Bldg. | TAB-ACC-FN-0910 | Switch,Flow-Low | Switch |  | FSL | http://www.toronto.ca/TWONTO#flow_switch |  | Fan, Supply, Vestibule Pressurization, Vestibule 003
13581 | 48319 | COL-PFI-LSLL-0104 | Switch, Level Low-Low | COL-PFI | Switch,Level |  |  | LSLL |  |  | Fifth Street Sewage Pumping Station (Wards Island PS #8)
9544 | 32614 | DOS-YCM-VEH-333023 | 2020 CASE CX490D - Vehicle Unit# 333023 | FAC-YCM-VEH | Vehicle,Licensed | Vehicle |  | VEH | power_mobile_equipment
16417 | 82706 | FHA-FLT-MX-0301 | FHA-FLT-SW-0301 - Sweeps, Surface Wash, Filter #3 | FHA-FLT-F-0301 | Filter | Filter |  | MX | filter_sweeping_arm |  | Filter #03, Filter Building, West Filter Gallery South
73657 | 78653 | THR-ELS-GRIT | Electrical System, Grit Bldg., North Prelimanry and Primary Station | THR-ELS | [6 empty] | Electrical Power System
52220 | 51499 | TAB-PWA-PDSH-2620 | Switch, Pressure Differential, Strainer | TAB-PWA-STR-2620 | Switch,Pressure | Switch |  | PDSH | http://www.toronto.ca/TWONTO#pressure_switch |  | Strainer, Automatic, Pump Discharge, Plant Water Pumping
61733 | 25887 | THC-FT-T-0900 | Tank, Secondary Clarifier | THC-FT-PHASE I-IV | Tank | Tank |  | T | http://www.toronto.ca/TWONTO#clarifier |  | Secondary Clarifiers, Phase I-IV
34816 | 14839 | COL-YKP-FAK-0020S | First Aid Kit, Truck #080072 (F550 XL) | COL-YKP-VEH-0020S | Safety,First Aid Kit | Safety Equipment | 44897 | FAK | http://www.toronto.ca/TWONTO#first_aid_kit |  | Vehicle, Truck #080072 (F550 XL)
50927 | 50896 | TAB-PRM-POL | P Building - Polymer system | TAB-PRM-P | [6 empty] | P Bldg - Primary Treatment
59247 | 51114 | THC-ACC-LTG-6102 | Light, Warning, Ventilation/AHU System, Headworks | THC-ACC-AHU-6100 | Lighting | HVAC |  | LTG | http://www.toronto.ca/TWONTO#thermostat_or_zone_controller_unit |  | Air Handling Unit, Truck Loading Bay, Mech Room #2, Headworks
135658 | 65879 | THR-FT-LSH-4820 | Switch, Level-High, Sump, Gallery T-20S, Flood Monitoring System | THR-FT-P-4830 | Switch,Level-High-High | Switch |  | LSH | http://www.toronto.ca/TWONTO#level_switch |  | Pump, Sump, Final Tanks, Sump Pit No.34,T-13,Plant Services, Flood Monitoring System
55483 | 31037 | TAB-WA1-SQ-1952 | Type1 SRD/SRL ( Self Retracting Device/ Self Retracting Lanyard) 6 Ft- , San Kim | TAB-WA1-SQ-0001 | PPE,Harness | Safety Equipment |  | SQ | self_retracting_line |  | WA1 Fall Arrest System
127087 | 16352 | THC-PLT-FSL-0155 | Switch, Flow, Low, Spray Water, Perforate Screen SC-0150, Screen Room, Raw Sewage Screening | THC-PLT-SC-0150 | Switch,Flow-Low | Switch |  | FSL | http://www.toronto.ca/TWONTO#flow_switch |  | Screen, Perforated Plate, Screen Room, Raw Sewage Screening
132562 | 12355 | THR-DIG-LSL-5881 | Switch, Level-Low, Lube Oil, C-5880, Gas Mixing System | THR-DIG-T-5881 | Switch,Level-Low | Switch |  | LSL | http://www.toronto.ca/TWONTO#level_switch |  | Tank, Reservoir, Auxiliary Oil, Gas Compressor 5880, Digester Mixing System
122885 | 81737 | THC-DEW-PSL-1208 | Switch, Pressure-Low, City Water, Centrifuge 1200, Solid Treatment, Incinerator building. | THC-DEW-CF-1200 | Switch,Pressure-Low | Switch |  | PSL | http://www.toronto.ca/TWONTO#pressure_switch |  | Centrifuge,Dewatering,BLS/PYS - Solid Treatment,Incinerator Building
83873 | 12654 | FHA-TRW-P-0400A-KQ | Treated Water Pumping Unit #4A | FHA-SUSPENDED |  |  | 33371 | P |  |  | Suspended Obsolete entity for storage purpose
72528 | 49989 | THR-ACC-CU-0250 | Condensing Unit, Grit Building,Electrical Room, North | THR-ACC-GRIT |  | HVAC |  | CU | http://www.toronto.ca/TWONTO#AC_condenser_unit |  | Heating, Ventilation and Air Conditioning, Grit Building
79159 | 69618 | THR-ELS-MCC-3302 | Motor Control Center (MCC), Filter Building | THR-ELS-FPW | Control Panel,MCC | Motor Control Centre |  | MCC | http://www.toronto.ca/TWONTO#LV_electrical_panel |  | Electrical System, Filtered Plant Water Building
17559 | 93167 | FHA-GRK-LWN-0101 | Lawn & Exterior Grounds Maintenance | FHA-GRK-PRTY-0002 | Groundskeeping | Grounds |  | LWN | activity |  | Grounds Maintenance
3285 | 61888 | COL-PAB-LSH-0103 | Switch, Level High | COL-PAB-MISC | Switch,Level | Switch |  | LSH | http://www.toronto.ca/TWONTO#level_switch |  | Miscellaneous Equipment
12978 | 18986 | FCL-FL-FS-0101-SUS | Switch,Flow Fluoride Pump # 1 | FCL-SUSPENDED |  |  | 36603 | FS |  |  | Suspended entity
61137 | 10420 | THC-ELS-SQ-1093789 | Electrical Safety gloves, High Voltage, Class 0, # 1093789 | THC-SES-SQ |  | Safety Equipment | 35313 | SQ | http://www.toronto.ca/TWONTO#rubber_insulating_gloves |  | Safety Equipment
18606 | 53402 | FHA-SES-SQ-0056 | Safety Harnesses | FHA-SES |  | Safety Equipment |  | SQ | http://www.toronto.ca/TWONTO#fall_arrest_harness |  | Safety & Environmental Services
10649 | 14272 | FCL-ACC-HTR-0754 | Heater, Snow Melting, Gaseous Chemical Building, Service Area Second Floor | FCL-ACC-CL |  |  |  | HTR |  |  | Gaseous Chemical Building HVAC Equipment
66870 | 61061 | THC-GRK-VEH-378165 | Vehicle, Personal Carrier, Kubota (WA3) | THC-GRK-VEHICLES | Vehicle,Unlicensed | Vehicle | 40164 | VEH | http://www.toronto.ca/TWONTO#golf_cart
53786 | 25402 | TAB-SLO-LSH-8087B | Switch,Level, High, Sump Pump-8087B | TAB-SLO-P-8087B | Switch,Level | Switch |  | LSH | http://www.toronto.ca/TWONTO#level_switch |  | Pump, Sump, Bio-Solid Truck Loading Facility, Ground Floor
10083 | 31402 | FCL-ACC-DM-0912 | Damper, Motorized, Exhaust Air, FN-0902, RMF Clarification Building, HVAC Room No.1 | FCL-ACC-FN-0902 |  |  |  | DM |  |  | Fan, Exhaust, (FN-0002), 1.5kW. RMF, Clarification Facility, HVAC Room 1
66336 | 67531 | THC-SES-MEQ-123927 | FALL ARREST- HARNESS (insp Liftsafe) | THC-MCS-LD | PPE | Lifting Device |  | MEQ | http://www.toronto.ca/TWONTO#fall_arrest_harness |  | Mechanical Services, Lifting Device
83040 | 82947 | FHA-SES-SQ-0112 | Davit Base | FHA-SES |  | Safety Equipment |  | SQ | davit_base |  | Safety & Environmental Services
15147 | 37854 | COL-PIR-SS-0001 | Security System | COL-PIR-MISC | Security System |  |  | SS |  |  | Miscellaneous Equipment
29111 | 7849 | COL-PWN-LSHH-0105 | Switch, Level High-High | COL-PWN-MISC | Switch,Level | Switch |  | LSHH | http://www.toronto.ca/TWONTO#level_switch |  | Miscellaneous Equipment
14323 | 53412 | COL-PHP-ALR-0001 | Control Panel, Gas Alarm | COL-PHP-MISC | Control Panel |  |  | ALR |  |  | Miscellaneous Equipment
47976 | 67228 | TAB-EL3-MCC-6102 | MCC,Indoor,Plant Services,Seawall Substation | TAB-EL3-PDP-6016 | Control Panel,MCC | Motor Control Center |  | MCC | http://www.toronto.ca/TWONTO#LV_electrical_panel |  | Power distribution Panel, 600V
16302 | 62724 | FHA-FLT-F-2201 | Filter #22, Filter Building, East Filter Gallery North | FHA-FLT | Filter | Filter |  | F | http://www.toronto.ca/TWONTO#filtration_tank |  | Filtration
11854 | 81811 | FCL-ELS-MCC-0901A-SUS | Control Panel, MCC, Dry Chemical Building, Electrical Switchgear Room | FCL-ELS-PS-0001 | Control Panel,MCC | Motor Control Center | 36547 | MCC | http://www.toronto.ca/TWONTO#LV_electrical_panel |  | Uninterruptible Power Supply,High Lift Bldg - Switchgear Room,LP-0001
7445 | 97691 | COL-PSP-HTR-0002 | Heater, Duct | COL-PSP | Heater |  |  | HTR |  |  | Southport Sewage Pumping Station
18123 | 75474 | FHA-SED-ZSH-0304B | Switch, Limit, Access Hatch Zone 4, Settling Basin T-0301 | FHA-SED-ZSH-0304 |  | Security System |  | ZSH | http://www.toronto.ca/TWONTO#position_switch |  | Switch, Limit, Access Hatch Zone 3
19 | 40618 | 20657 | TAB WA1 Internal telephones & Public address system | TAB-WA1 |  | Communications Equipment |  |  | http://www.toronto.ca/TWONTO#public_annoucement_speaker |  | Common to WA1 - Safety, Bldg. Services, , etc.
47240 | 11555 | TAB-EL1-LSHH-8061 | Switch,Level High-High,North Substation,Basement | TAB-EL1-P-8061 | Switch,Level | Switch |  | LSHH | http://www.toronto.ca/TWONTO#level_switch |  | Pump,Sump,North Substation,Basement
32221 | 78990 | COL-SKW-CH-0005 | Manhole, Tank Discharge to Asbridge Treametn Plant | COL-SKW-MISC | Chamber |  |  | CH |  |  | Miscellaneous Equipment
48339 | 10684 | TAB-GAS-T-0103 | Receiver, Air, Gas Control Bldg | TAB-GAS-TANK | Vessel,Pressure | Tank |  | T | http://www.toronto.ca/TWONTO#pressure_vessel |  | Air Receiver Tank, Gas control Bldg.
21948 | 86873 | FHO-ELS-WR-0808 | Welding Receptacle, TRW P.S. S3, Pump Room, West Wall | FHO-ELS-LTG |  | Power Distribution Panel |  | WR | http://www.toronto.ca/TWONTO#welding_receptacle |  | Facility Electrical System
68834 | 60940 | FCL-WMS | WMS Related Work Request | FCL ADMIN | [6 empty] | Administration
120531 | 25822 | THC-ACC-DM-6241 | Damper, Inlet, Supply Fan FN-6240, 2nd Floor Mech Room #2, Headworks | THC-ACC-AHU-6200 | Damper/Louver | HVAC |  | DM | http://www.toronto.ca/TWONTO#air_damper |  | Air Handling Unit, Blower Room, 2nd Floor Mech Room #2, Headworks
29525 | 87240 | FIS-GRK-MEQ-0101 | Building Maintenance | FIS-GRK-STRC-0001 | Building Service,Structure | Plumbing |  | MEQ | activity |  | Walls,Ceilings,Roofs, Floors, Plumbing & Doors
28288 | 70519 | FIS-ITS-COM-1901 | Panel, Termination Panel, Local Area Networks, PLC Room | FIS-ITS-COM-1900 | Network | Network |  | COM | http://www.toronto.ca/TWONTO#network_panel |  | Panel, Telecom Enclosure, Local Area Networks, PLC Room
39418 | 38511 | TAB-ACC-AHU-DEW | AHUs/Supply Fans Dewater. Bldg. | TAB-ACC-AHU | [6 empty] | Air Handling Unit & Supply Fan
18121 | 46265 | FHA-SED-ZSH-0303D | Switch, Limit, Access Hatch Zone 3, Settling Basin T-0301 | FHA-SED-ZSH-0303 |  | Security System |  | ZSH | http://www.toronto.ca/TWONTO#position_switch |  | Switch, Limit, Access Hatch Zone 3
34646 | 65015 | MAIN-302 | Main 302 | WTR-MT1 | [6 empty] | Work Area 1 EAST Mains and Chambers
10960 | 11669 | COL-PBF-COM-0001 | Control Panel, Operator | COL-PBF-MISC | Control Panel |  |  | COM |  |  | Miscellaneous Equipment
9515 | 44806 | DOS-YCM-TRL-VEH267016 | 2002 JC trailer - Vehicle Unit# 267016 | FAC-YCM-VEH | Vehicle,Licensed | Vehicle |  |  | trailer
68445 | 16654 | THR-ACC-PSL-1501 | Switch, Pressure-Low, NG Valve Train, Boiler 1501, Plant Central Hot Water System, Hot Water Boilers | THR-ACC-BO-1501 | Switch,Pressure-Low | Switch |  | PSL | http://www.toronto.ca/TWONTO#pressure_switch |  | Boiler, Low Pressure, Hot Water, Plant Central Hot Water System, Hot Water Boilers (CRN-H9308.5,TSSA UID-65022705, SNo.-5.1103725)
121215 | 2884 | THC-ACC-T-0802 | Tank,Make-up,Heating Glycol,HVAC Systems,Sludge Storage Building | THC-ACC-BLDG D | Tank | Tank |  | T | http://www.toronto.ca/TWONTO#chemical_storage_tank |  | Sludge Holding Tanks Building HVAC
62505 | 96575 | THC-LQMT-SPARE PARTS | THC Liquids Maintenance Spare parts repair/recondition/rebuild | THC-LQMT-SPARE |  | Tank |  |  | http://www.toronto.ca/TWONTO#collection_of_assets |  | THC Liquids Maintenance Spare parts/materials
34144 | 76922 | COL-YKP-DA-16072A(S) | Davit Base Leg-16072A | COL-YKP-DA-0002S | Safety | Safety Equipment | 45517 | DA | davit_base |  | Davit Arm Assembly with Upper Arm-16072
127716 | 44670 | THC-PRM-T-0900 | Tank, Primary Clarifier | THC-PRM-CLAR | Tank,Water Elevated | Tank |  | T | http://www.toronto.ca/TWONTO#clarifier |  | Primary Clarification
39727 | 74025 | TAB-ACC-HTR-1435 | Heater, Hot Water Reheat Coil | TAB-ACC-1400 | H.V.A.C.,Heater | HVAC |  | HTR | http://www.toronto.ca/TWONTO#heater |  | Heating, Z Bldg -
95552 | 34674 | FHO-WWW-LSH-0102 | Switch, Level-High, Clarifier 1, Clarifier Building, S4, Basement | FHO-WWW-T-0102 |  | Switch |  | LSH | http://www.toronto.ca/TWONTO#level_switch |  | Tank, Clarifier 0102, Waste Water System, Clarifier Building, West
73140 | 28868 | THR-ACC-NR-670 | HVAC Unit & Fan, Across Admin Lunch Room | THR-ACC-WA3 | H.V.A.C.,Heater,Unit | HVAC |  | NR | http://www.toronto.ca/TWONTO#heater |  | Air Conditioning, Boiler, Fans & AHU
42814 | 96738 | TAB-AUX-BLDG | Auxiliary Building | TAB-WORK-AREA-6 | [6 empty] | Work Area 6
118225 | 57434 | TAB-SLO-PSL-377 | Switch,Pressure,Low, Air | TAB-SLO-T-0301A | Switch,Pressure-Low | Switch |  | PSL | http://www.toronto.ca/TWONTO#pressure_switch |  | Tank, Air Receiver
40356 | 48535 | TAB-ACC-FSL-0070 | Switch, Flow, Low, Air, Exhaust Fan 0070, Grit Bldg. Rooftop | TAB-ACC-FN-0070 | Switch,Flow-Low | Switch |  | FSL | http://www.toronto.ca/TWONTO#flow_switch |  | Fan, Exhaust, Grit Building Rooftop
34419 | 20390 | MAIN-021 | Main 021 | WTR-LWA | [6 empty] | Work Area 2 Central Mains and Chambers
110816 | 55790 | TAB-DIG-LSL-4140 | Switch,Level,Low,Lube Oil, G.Compr. C4140 | TAB-DIG-C-4140 | Switch,Level | Switch |  | LSL | http://www.toronto.ca/TWONTO#level_switch |  | Compressor # 4, Gas(DX2604)
58 | 72529 | 16854 | Process Control & Instrumentation | FIS-ELS | [6 empty] | System, Electrical Distribution System
84481 | 43691 | TNT-GRK-VEH-0003SUS | Fork Lift, Hyster 65, WA-9 | TNT-GRK | Vehicle,Unlicensed | Vehicle | 47502 | VEH | http://www.toronto.ca/TWONTO#forklift
126660 | 48491 | THC-OBSOLETE-WA2 | Obsolete Equipments for WA2 | THCLIQMNT | [6 empty] | THC Liquids Maintenance
6895 | 94089 | COL-PRD-JIT-0001 | Meter, Power Indicating Transmitter, Main Power | COL-PRD | Meter |  |  | JIT |  |  | Redland Pumping Station
43996 | 2692 | TAB-DEW-PSH-3141 | Switch Pressure,High,Delivery, Pump-3141 | TAB-DEW-P-3141 | Switch,Pressure | Switch |  | PSH | http://www.toronto.ca/TWONTO#pressure_switch |  | Pump, Polymer Solution Transfer #4
78886 | 72177 | THR-SES-SQ-4125 | Lanyard, Retractable, PPE -Shadow Cooney- SN: 171986 | THR-SES-FAS | Safety | Safety Equipment |  | SQ | self_retracting_line |  | Fall Arrest Sytem (Harness and Lanyard), Safety Equipment
13865 | 46013 | COL-PGB-JIT-0001 | Meter, Power Indicating Transmitter, Main Power | COL-PGB | Meter |  |  | JIT |  |  | Governors Bridge Sewage Pumping Station
81854 | 14251 | FHA-SES-LDR-0308 | FHA-SES-LD-0078 - 3' Ladder ( Stores ) | FHA-SES-LD-1 | Safety | Safety Equipment |  | LDR | http://www.toronto.ca/TWONTO#ladder |  | Ladders
71879 | 18556 | THC-THK-RPU-1606 | RPU,Polymer Make-up,WAS Thickening Building (2) | THC-THK-ELS | Control Panel,Instrumentation | Remote Processor Unit |  | RPU | http://www.toronto.ca/TWONTO#RPU_panel |  | TWAS Elecftrical equipment Sludge Thickening
26554 | 35205 | COL-POM-MCC-0001 | Motor Control Centre | COL-POM-MISC | Control Panel,MCC | Motor Control Center |  | MCC | http://www.toronto.ca/TWONTO#LV_electrical_panel |  | Miscellaneous Equipment
50199 | 89162 | TAB-PLT-T-1421 | Grit Hopper # 14 | TAB-PLT-T-D | Tank | Tank |  | T | http://www.toronto.ca/TWONTO#storage_tank |  | D Building - Grit Tanks & Hoppers 13 - 16
41125 | 24496 | TAB-ACC-PSH-0744 | Switch, Pressure, High,Pump Discharge | TAB-ACC-P-0740 | Switch,Pressure-High | Switch |  | PSH | http://www.toronto.ca/TWONTO#pressure_switch |  | Pump, Boiler Feed No.4
71696 | 69064 | THR-DIG-PSL-5682 | Switch, Pressure-Low, Lube Oil, C-5680, Gas Mixing System | THR-DIG-T-5680 | Switch,Pressure-Low | Switch |  | PSL | http://www.toronto.ca/TWONTO#pressure_switch |  | Tank, Reservoir, Auxiliary Oil, Gas Compressor 5680, Digester Mixing System
59575 | 33579 | THC-DIG-PSL-5063 | Switch,Pressure-Low,Auto Reset,Digested Gas Header,Gas Low Pressure System,Building U | THC-DIG-BURNERS | Switch,Pressure-Low | Switch |  | PSL | http://www.toronto.ca/TWONTO#pressure_switch |  | Waste Gas Burners
21957 | 84363 | FHO-ELS-WR-1101 | Welding Receptacle, Ozone Building, L1, Equipment Room | FHO-ELS-LTG |  | Power Distribution Panel |  | WR | http://www.toronto.ca/TWONTO#welding_receptacle |  | Facility Electrical System
113778 | 31961 | TAB-MCS-MEQ-0105 | Oil Gun,Hydraulic, High Pressure | TAB-AUX |  | Hydraulic System |  | MEQ | grease_gun |  | Gas Services, Natural Gas, Digester Gas
124865 | 48676 | THC-ELS-MCC-0701 | MCC, Access Building T15A, Phase I Secondary | THC-GRK-ELS-TUNNEL | Control Panel,MCC | Motor Control Centre |  | MCC | http://www.toronto.ca/TWONTO#LV_electrical_panel |  | Tunnels
101629 | 37022 | MAIN-229 | Main 229 | WTR-LWA | [6 empty] | Work Area 2 Central Mains and Chambers
120836 | 43085 | THC-ACC-HTR-0117 | Heater,Electric,Elec RM Access Building No.1,Phase 1 | THC-ACC-BLDG H | Air Handling Unit | HVAC |  | HTR | http://www.toronto.ca/TWONTO#heater |  | Phase I Aeration Building, HVAC
30043 | 59466 | COL-PWR-LSH-0005 | Switch,Level, High, Wet Well | COL-PWR | Switch,Level-High | Switch |  | LSH | http://www.toronto.ca/TWONTO#level_switch |  | West Rouge Pumping Station
51898 | 56132 | FCL-FLT-SW-0801-SUS | Sweeps, Surface Wash, Filter #8 | FCL-FLT-F-0801 | Filter | Filter | 36638 | SW | filter_sweeping_arm |  | Filter, Carbon Activated, Filter Building, Filter Gallery East
45428 | 55404 | TAB-DIG-PSL-4130 | Switch,Pressure,Low, Digester Gas,Inlet, Compressor-C4130 | TAB-DIG-C-4130 | Switch,Pressure | Switch |  | PSL | http://www.toronto.ca/TWONTO#pressure_switch |  | Compressor # 1, Gas (DX2601)
124481 | 62417 | THC-DIGESTER-BLDG | Building Location | THC-EUS | [6 empty] | Production & End User Support
62596 | 54351 | FCL-FLT-LSL-0006-SUS | Switch, Level-Low, Filter 0601, , Filter No.0601 | FCL-SUSPENDED | Switch,Level-Low | Switch | 36614 | LSL | http://www.toronto.ca/TWONTO#level_switch |  | Suspended entity
120854 | 26320 | THC-ACC-HTR-0221 | Heater, Perimeter. Admin Building, Ground Floor, Lunch Room 150 | THC-ACC-AHU-0071 |  | HVAC |  | HTR | http://www.toronto.ca/TWONTO#heater |  | Air handling Unit, Ground Floor West Zone(Administration), Admin Building Roof
28742 | 81712 | FIS-ELS-GFI-0015 | Ground Fault Circuit Interrupter, North wall nearby dewatering pit, Admin. Area, Filter Building | FIS-FILTER-BUILDING |  | Safety Equipment |  | GFI | ? |  | FIS Filter Building
2761 | 91493 | COL-EAST-PS | East Pumping Stations | COL-EAST | [6 empty] | East
12475 | 11162 | COL-PCU-LSLL-5201 | Level Switch, Low Low | COL-PCU-MISC | Switch,Level |  | 34967 | LSLL |  |  | Miscellaneous Equipment
74754 | 21426 | FHA-DEW-P-1701-KQ | Pump Location,Dewatering#17 | FHA-AUX-DEW |  |  | 33352 | P |  |  | Dewatering
16049 | 9412 | FHA-BW-TSH-0502 | Switch, Temperature High, Backwash Pump P-0501 Motor, Low Lift PS | FHA-BW-M-0501 | Switch,Temperature-High | Switch |  | TSH | http://www.toronto.ca/TWONTO#temperature_switch |  | Motor, Wash Water to Filter Bldg.
132485 | 97171 | THR-DIG-BU-7720 | Waste Gas Burner, Burner 7720, WGB Bldg Roof | THR-DIG-BU | Analyzer | Burner |  | BU | http://www.toronto.ca/TWONTO#waste_gas_burner |  | Digester, Waste Gas Burners
120434 | 58746 | THC-ACC-DM-0155 | Damper,Air Compressor 9050 Ventilation,Air Treatment Building | THC-AI-C-9050 | Air Handling Unit | HVAC |  | DM | http://www.toronto.ca/TWONTO#air_damper |  | Compressor, Instrument Air, Bldg. G
120537 | 84025 | THC-ACC-DM-6304 | Damper, Inlet, Outdoor Air, AHU-6300, 2nd Floor Mech Room #1, Headworks | THC-ACC-AHU-6300 | Damper/Louver | HVAC |  | DM | http://www.toronto.ca/TWONTO#air_damper |  | Air Handling Unit, Screen Room/Conveyor Areas, 2nd Floor Mech Room #1, Headworks
138631 | 61313 | THR-SES-LD-1082 | Retractable Winch for Davit Arm WA4 | THR-SES-LD | Safety | Safety Equipment |  | LD | winch |  | Lifting Device, Safety Equipment
18581 | 81377 | FHA-SES-SQ-0033 | Miller Minilite fall limiter Ser# 521233 | FHA-SES-SQ-6 |  | Safety Equipment |  | SQ | lifeline |  | Safety Fall Protection Equipment
68449 | 85790 | THR-ACC-PSL-2101 | Switch, Pressurel-Low, Suction, Pump, Centrifugal 2101, Plant Central Hot Water System, Plant Central Hot Water System, Hot Water Recirculation Pump, Centrifugals | THR-ACC-P-2101 | Switch,Pressure-Low | Switch |  | PSL | http://www.toronto.ca/TWONTO#pressure_switch |  | Pump, Centrifugal, Primary Loop Hot Water Recirculation, Plant Central Hot Water System,
75095 | 13669 | THR-FT-PSH-3520 | Switch, Pressure-High, Discharge, Pump 3520, Secondary Treatment, Scum Pumping | THR-FT-P-3520 | Switch,Pressure-High | Switch |  | PSH | http://www.toronto.ca/TWONTO#pressure_switch |  | Pump, Rotary Vane, Scum Tank 3500, System 7, Scum Pumping
48484 | 944 | FCL-AM-STR-0038 | Strainer, Aqua Ammonia Scrubber Pump Inlet, Ventilation Machine Room, Dry Chemical Building | FCL-AM-P-0001 |  |  |  | STR |  |  | Pump, Centrifugal, Waste Water, Scrubber, Aqua Ammonia Scrubber System
2807 | 50789 | COL-MTI-OIT-2700B | Operator Interface Terminal,Strachan Control Chamber No.27B, MTI | COL-MTI-CH-2700B | Control Panel,Operator | Remote Processor Unit |  | OIT | http://www.toronto.ca/TWONTO#operator_interface_terminal |  | Chamber,Strachan St. Control Chamber No.27B, MTI
92748 | 75426 | FHO-FLO-FSL-0001 | Switch, Flow, Flocculation Sampling Pumps Main Discharge Header, Filter Pipe Gallery 1-8, N/W | FHO PRE FILTERED | Switch,Flow-Low | Switch |  | FSL | http://www.toronto.ca/TWONTO#flow_switch |  | Sampling
53632 | 66906 | TAB-SES-RING-3006 | Lifebuoy Ring | TAB-SES-RING-3000 | PPE | Safety Equipment |  | RING | http://www.toronto.ca/TWONTO#life_ring |  | Lifebuoy Ring
27823 | 94065 | COL-PVM-LSLL-0101 | Switch, Level Low-Low | COL-PVM-MISC | Switch,Level |  |  | LSLL |  |  | Miscellaneous Equipment
51682 | 68586 | TAB-PRS-SQ-0010 | First Aid Kit - PRS Building | TAB-STR-SQ | Safety,First Aid Kit | Safety Equipment |  | SQ | http://www.toronto.ca/TWONTO#first_aid_kit |  | WA2 Safety Equipment,lifting devices, ladders, Eye Wash station, First Aid Kits, Lock out stations
83986 | 72516 | TNT-CSO-G-1101 | Gate, Sluice, Storm Tank Dry Weather Drain | TNT-CSO-T-0600 | Gate,Sluice | Gate |  | G | http://www.toronto.ca/TWONTO#channel_gate
128009 | 90392 | THC-PRM-ZSH-1175 | Switch, Position High, Mech Home, Valve 1171A | THC-PRM-V-1171A | Switch,Position-High | Switch |  | ZSH | http://www.toronto.ca/TWONTO#position_switch |  | Valve, Knife Gate, Primary Sludge Pump (P-1170) Inlet Isolation, NW Plant
16433 | 61353 | FHA-FLT-MX-2801 | FHA-FLT-SW-2801 - Sweeps, Surface Wash, Filter #28 | FHA-FLT-F-2801 | Filter | Filter |  | MX | filter_sweeping_arm |  | Filter #28, Filter Building, East Filter Gallery North
135191 | 51378 | THR-EPS-SSL-0310 | Switch, Speed-Low, Pump, Centrifugal 0310, Plant Service, Effluent Pump, Centrifugaling | THR-EPS-P-0310 | Switch,Speed-Low | Switch |  | SSL | http://www.toronto.ca/TWONTO#speed_switch |  | Pump, Centrifugal, Screw
143256 | 73035 | WTR-PAH-RPU-0001 | RPU | WTR-PAH-ELS | RPU | Remote Processor Unit |  | RPU | http://www.toronto.ca/TWONTO#RPU_panel |  | Electrical System
24344 | 41284 | FHO-MCS-MEQ-1401 | Backflow Preventer Test Kit - Serial # 667797 | FHO-MCS-PWA | Machine Tool | Tool |  | MEQ | backflow_preventer_tester |  | Service Water & Backflow Prevention
103541 | 57447 | MTMH228 | CUMBER STS | TRK-HCK | [6 empty] | HIGHLAND CREEK DRAINAGE AREA
126457 | 73990 | THC-MCS-LD-1456 | CHAIN FALL (insp Liftsafe) | THC-MCS-LD | Lifting Device | Lifting Device |  | LD | http://www.toronto.ca/TWONTO#lifting_equipment_hoist |  | Mechanical Services, Lifting Device
29120 | 34330 | COL-PWN-SW-0001 | Switch, Power | COL-PWN | Switch | Switch |  | SW | http://www.toronto.ca/TWONTO#disconnect_switch |  | Warren Park Pumping Station
129728 | 96791 | THR-ACC-CU-4509 | Condensing Unit, Ductless Split System outdoor Unit, Switchgear Bldg North | THR-ACC-AC-4504 | H.V.A.C.,Air Conditioner | HVAC |  | CU | http://www.toronto.ca/TWONTO#AC_condenser_unit |  | Fan Coil Unit, Ductless Split System Indoor Unit, Switchgear Bldg North
31482 | 23669 | COL-PSW-FN-0003 | Fan, Exhaust | COL-PSW-CP-0100 | Fan | HVAC |  | FN | http://www.toronto.ca/TWONTO#blower_or_fan_with_drive |  | Ventillation control panel
101704 | 59983 | MAIN-325 | Main 325 | WTR-MT3 | [6 empty] | Work Area 3 WEST Mains and Chambers
38776 | 89809 | TAB-ACC-AHU-3918SUS | AHU, Heat Recovery Bldg | TAB-ACC-AHU | Air Handling Unit | HVAC | 34633 | AHU | http://www.toronto.ca/TWONTO#air_handler_unit |  | Air Handling Unit & Supply Fan
106867 | 2102 | TAB-ACC-HTR-1454 | Heater, Hot Water Reheat Coil | TAB-ACC-1400 | H.V.A.C.,Heater | HVAC |  | HTR | http://www.toronto.ca/TWONTO#heater |  | Heating, Z Bldg -
11830 | 54375 | FCL-ELS-MCC-001G | Control Panel,MCC,Gaseous Chemical Bldg - Electrical Room,600V | FCL_ELS_600V_ELECABS | Control Panel,MCC | Motor Control Centre |  | MCC | http://www.toronto.ca/TWONTO#LV_electrical_panel |  | Electrical Cabinets,600V
147357 | 50414 | WTR-RST-RPU-0001 | Remote Processing Unit | WTR-RST-ELS | RPU | Remote Processor Unit |  | RPU | http://www.toronto.ca/TWONTO#RPU_panel |  | Electrical System
121728 | 62914 | THC-ACC-V-6037 | Valve, Butterfly, Manual, Glycol, HE-6001, Lower Level 2 Blower Room, Headworks | THC-ACC-HE-6001 | Valve | HVAC |  | V | http://www.toronto.ca/TWONTO#valve |  | Heat Exchanger, Heating Glycol System, Lower Level 2 Blower Room, Headworks
19975 | 60659 | COL-PMD-DM-0004 | Damper/Louver, Exhaust | COL-PMD | Damper/Louver |  |  | DM |  |  | Midland Pumping Station
10825 | 4201 | FCL-CLA-INJ-0002B | Eductor, Primary Standby Pre-Chlorination, Low Lift Pumping Station Basement | FCL-CLA | Injector | Injector |  | INJ | http://www.toronto.ca/TWONTO#ejector |  | Pre-Chlorination
24882 | 21262 | COL-PMM-FN-0002 | Fan, Exhaust | COL-PMM-MISC | Fan | HVAC |  | FN | http://www.toronto.ca/TWONTO#blower_or_fan_with_drive |  | Miscellaneous Equipment
55898 | 53774 | TAB-WA7-LD-1204 | Sling, Nylon | TAB-SES-SQ | Lifting Device,Sling | Safety Equipment |  | LD | synthetic_web_sling |  | WA7 Safety Equipment
80150 | 32892 | TNT WORK AREA 9 | North Toronto Treatment Plant | TAB | [6 empty] | Ashbridges Bay Treatment Plant
21339 | 28425 | FHO-ELS-DP-0713 | Distribution Panel, 600V, 200A, 3PH, Chemical Building, S4, Near Alum Tank 1 | FHO-ELS-PS-0001 |  | Power Distribution Panel |  | DP | http://www.toronto.ca/TWONTO#LV_electrical_panel |  | Primary Power Equipment
53843 | 22820 | TAB-SLO-SES | TABWA4 Health and Safety Equipment | TAB-WORK-AREA-4 | [6 empty] | Work Area 4
11397 | 47354 | FCL-CBM | FCL-CBM | FCL | [6 empty] | R L Clark Water Treatment Plant
54206 | 19991 | TAB-STR-ELQ | Blower Building - Power Distribution & Electrical Equipment | TAB-AER-BL | [6 empty] | Blower Building
6365 | 13364 | COL-PMY-DM-0015 | Damper, Gas | COL-PMY-MISC | Damper/Louver |  |  | DM |  |  | Miscellaneous Equipment
138768 | 60061 | THR-SES-SQ-3508 | Harness, Full Body, PPE Wayne Johnston (Suspended) | THR-SES-SQ | Safety | Safety Equipment | 34918 | SQ | http://www.toronto.ca/TWONTO#fall_arrest_harness |  | Safety Equipment
145141 | 5155 | WTR-PLW-PPE-0002A | Gloves, Electrical Protection,36kv - Rusty Simpson | WTR-PLW-PPE | PPE,Insulated Glove | Safety Equipment |  | PPE | http://www.toronto.ca/TWONTO#rubber_insulating_gloves |  | Personal Protection Equipment - WWA
73147 | 30756 | THR-ACC-NR-691 | HVAC Unit & Fan, Main Floor Board Room | THR-ACC-ADM | H.V.A.C.,Heater,Unit | HVAC |  | NR | http://www.toronto.ca/TWONTO#heater |  | Air Conditioning, HVAC, Admin Building
117369 | 63978 | TAB-RSP-T-1241 | Tank, Oil, Raw Sewage Pump #4 Bearing Lubrication System | TAB-RSP-P-T | Tank | Tank |  | T | http://www.toronto.ca/TWONTO#chemical_storage_tank |  | T Building - Raw Sewage Pumping
11160 | 20620 | FCL-CL-DR-0101 | Door, Overhead, Gaseous Chemical Building Chlorine Storage Room | FCL-GRK-DR | Door,Overhead | Door |  | DR | http://www.toronto.ca/TWONTO#roll_up_door
86313 | 52119 | WTR-PJS-PSL-0103 | Switch, Pressure-Low, John Street Surge Tank 2 | WTR-PJS-T-0103 | Switch,Pressure-Low | Switch |  | PSL | http://www.toronto.ca/TWONTO#pressure_switch |  | Tank, (Surge), John St #2
134360 | 49840 | THR-DR-WA1 | Overhead Doors, Work Area1 | THR-MCS-WA1 | Door,Overhead | Door |  |  | http://www.toronto.ca/TWONTO#roll_up_door
63879 | 30890 | FCL-PAC-T-0201 | Tank, Storage, Powder Activated Carbon, Dry Chemical Building PAC Tanks | FCL-PAC | Tank,Non-Pressurized | Tank |  | T | http://www.toronto.ca/TWONTO#chemical_storage_tank |  | Taste and Odour Control (PAC)
109720 | 67729 | TAB-DEW-PS-0331 | Power Pack, Hydraulic, DWS Pump#0331 | TAB-DEW-P-0331 | Power Pack,Hydraulic | Hydraulic System |  | PS | http://www.toronto.ca/TWONTO#hydraulic_power_pack |  | Pump, Baby Schwing #3, Sludge Cake Transfer, Dewater. Bldg, 2/F SE
61620 | 71332 | FHA-ELS-PDP-0407 | FHA-HF-2 - FHA Heating Panel 2 | FHA-ELS-PRIMARY | H.V.A.C. | HVAC |  | PDP | http://www.toronto.ca/TWONTO#electrical_panel_or_cabinet |  | Primary Electrical System
116072 | 71624 | TAB-PRS-FSH-0002 | Switch, Flow High, Biosolids Truck Loading, Odour Control Area | TAB-PRS-SQ-0002SUS |  | Safety Equipment |  | FSH | http://www.toronto.ca/TWONTO#flow_switch |  | Emerg. Eyewash and Shower Stations, Biosolids Truck Loading/Scrubber Room/West wall
106681 | 90927 | TAB-ACC-FSL-5050 | Switch,Flow,Low,Hot Water From Pump | TAB-ACC-P-5050 | Switch,Flow | Switch |  | FSL | http://www.toronto.ca/TWONTO#flow_switch |  | Pump, Circulating, Glycol, HWCP -3, New Gas Control Building Basement, Mid Section
55969 | 52692 | FCL-SPC-RPU-1622 | RPU Panel, Filters 0901 and 1001, Filter Gallery | FCL_ELS_MISCELLANEOUS | Control Panel | Remote Processor Unit |  | RPU | http://www.toronto.ca/TWONTO#RPU_panel |  | FCL_ELS_MISCELLANEOUS
30928 | 50892 | FIS-FEQ-DR-0015 | Door, Fire, Filter Complex | FIS-GRK-STRC-0001 |  | Door |  | DR | http://www.toronto.ca/TWONTO#fire_rated_door
13884 | 29063 | FCL-POL-MX-4210 | Mixer, Electric, Thickening Polymer Skid No.4, RMF Centrifuge Building, Polymer Room | FCL-POL-P-4210 |  |  |  | MX |  |  | Pump, Duty, Polymer Skid No.4, Polymer Feed to Centrifuge #1, Centrifuge Building Polymer Room
66873 | 62965 | THC-THK-CF | Waste Activated Centrifuges Thickening | THC-THK-TWAS | [6 empty] | Waste Activated Sludge Thickening
31929 | 43756 | COL-RBC-DM-0001 | Damper/Louver, Sample Room | COL-RBC | Damper/Louver |  |  | DM |  |  | Cowan Shaft (WBT)-storm
130185 | 80749 | THR-ACC-NR-782 | HVAC, Heater, Baseboard,Chlorine Bldg | THR-ACC-DIS | H.V.A.C.,Heater,Unit | HVAC |  | NR | http://www.toronto.ca/TWONTO#heater |  | Air Conditioning, HVAC, Chlorine Building
86618 | 28035 | WTR-PKL-ZS-0003 | Switch, Position,Door Security | WTR-PKL-AUX | Switch,Position | Switch |  | ZS | http://www.toronto.ca/TWONTO#position_switch |  | Auxiliary Equipment (Building Facilities)
116212 | 17326 | TAB-PRS-SQ-0002SUS | Emerg. Eyewash and Shower Stations, Biosolids Truck Loading/Scrubber Room/West wall | TAB-SLO-SES | PPE,Eyewash Station | Safety Equipment | 47663 | SQ | http://www.toronto.ca/TWONTO#emergency_eyewash_and_shower |  | TABWA4 Health and Safety Equipment
12477 | 43169 | COL-PCU-LTG-0001S | Lighting, Emergency, Ground Floor | COL-PCU | Lighting,Emergency | Safety Equipment | 42941 | LTG | http://www.toronto.ca/TWONTO#lighting_unit |  | Cumber Pumping Station
77783 | 96419 | THR-DIS-RPU-0001A | Remote Processor Unit, Disinfection Chlorination | THR-S-E | RPU | Remote Processor Unit | 34705 | RPU | http://www.toronto.ca/TWONTO#RPU_panel |  | SUSPENDED ENTITY
16414 | 39833 | FHA-DCL-SO-0101 | Sulphonator, Solution Feed Gas Dispenser, Vacuum Operated, Filter Building Cl2/SO2 Feeder Room | FHA-DCL | Chemical Feeder,Gas | Chemical Feeder | 40800 | SO | http://www.toronto.ca/TWONTO#sulphonation_system |  | De-Chorination
37292 | 5055 | NX2169ASUS | Air Handling Unit, Old Admin Building | TAB-ACC-CI | H.V.A.C.,Air Conditioner | HVAC | 47528 |  | http://www.toronto.ca/TWONTO#air_handler_unit |  | Chiller and Air Coolers
120883 | 42375 | THC-ACC-HTR-0288 | Heater, Perimeter. Admin Building, Ground Floor, Archive & Office Room 131 | THC-ACC-AHU-0091 |  | HVAC |  | HTR | http://www.toronto.ca/TWONTO#heater |  | Air handling Unit, Ground Floor East Zone(Field Services), Admin Building Roof
96645 | 50830 | FIS-ELS-GFI-0002 | Ground Fault Circuit Interrupter, Lower level , nearby the RPU panel, Metering Building | FIS-MET MIX-BUILDING |  | Safety Equipment |  | GFI | ? |  | FIS Metering/Mixing/Reservoir Buildings
31217 | 82824 | COL-RBB-ALR-0001 | Control Panel, Gas Alarm | COL-RBB | Control Panel |  |  | ALR |  |  | Western Beaches Tunnel (Battery Park)-Storm
15982 | 3109 | FHA-AUX-ANL-0020 | Megger -5 kV insulation tester | FHA-ELS-ELS | Analyzer,Chlorine | Test Equipment |  | ANL | megger_tester |  | Electrical/Instrumentation Test Equipment
136574 | 81773 | THR-GRK-VEH-319240 | Tractor, John Deere, , Unlicensed, WA4 | THR-GRK-GQ-WA4 | Vehicle,Unlicensed | Vehicle |  | VEH | http://www.toronto.ca/TWONTO#golf_cart
89346 | 28198 | WTR-RMP-T-0100S | Tank, Reservoir, (South Basin) | WTR-RMP-TRWS | Tank,Reservoir | Tank | 38606 | T | http://www.toronto.ca/TWONTO#reservoir_tank |  | Treated Water (Transmission)
54774 | 85542 | FCL-ELS-DS-0200-O | Switch,High Lift Bldg - Switchgear Room,Disconnect | FCL_ELS_120/208V_ELECABS | Switch | Switch |  | DS | http://www.toronto.ca/TWONTO#disconnect_switch |  | Electrical Distribution Cabinets,120/208V
113541 | 31445 | TAB-GRK-VEH-378320 | Kubota, SEO | TAB-GRK-VEH | Vehicle,Unlicensed | Vehicle |  | VEH | http://www.toronto.ca/TWONTO#golf_cart
106598 | 95147 | TAB-ACC-FN-TUN | Exhaust Fans, All tunnels | TAB-ACC-FN | [6 empty] | Exhaust Fans
118007 | 45586 | TAB-SES-LTX-2299 | Exit Sign, Battery Unit, 2 LED heads, Tunnel 'H' | TAB-STR-SQ | Lighting,Exit | Safety Equipment | 41303 | LTX | http://www.toronto.ca/TWONTO#lighting_unit |  | WA2 Safety Equipment,lifting devices, ladders, Eye Wash station, First Aid Kits, Lock out stations
116483 | 98803 | TAB-PWA-CI-0090 | Chiller, Plant Water | TAB-PWA-P-0090 | H.V.A.C.,Chiller | HVAC |  | CI | http://www.toronto.ca/TWONTO#chiller |  | Pump, Chiller Cir.
38982 | 18498 | TAB-ACC-CU-6530 | Condensing unit, Outdoor, Workshop Roof, Screen Bldg., P Bldg. | TAB-ACC-CI | H.V.A.C.,Air Conditioner | HVAC |  | CU | http://www.toronto.ca/TWONTO#AC_condenser_unit |  | Chiller and Air Coolers
42632 | 38610 | EYE WASH STATION,DISINFEC | Eye Wash Station,Disinfection Bldg | THR-EWSS-WA4 | Safety,Emergency Kit | Safety Equipment |  |  | http://www.toronto.ca/TWONTO#emergency_eyewash |  | Eyewash and Shower Station, Work Area 4
17271 | 99707 | COL-PKP-SS-0001 | Station Security System | COL-PKP-MISC |  | Security System |  | SS | http://www.toronto.ca/TWONTO#security_system |  | Miscellaneous Equipment
79452 | 13555 | THR-THK-PSH-5050 | Switch, Pressure High, TWAS Transfer P-5050 | THR-THK-P-5050 | Switch,Pressure-High | Switch |  | PSH | http://www.toronto.ca/TWONTO#pressure_switch |  | TWAS Transfer Pump
58939 | 53367 | THC-ACC-FN-6160 | Fan, Exhaust, Lower Level 1, Serving Sump Storage Room, Headworks | THC-PLT-BLDG-0001 | Fan | HVAC |  | FN | http://www.toronto.ca/TWONTO#blower_or_fan_with_drive |  | New Head House, preliminary process
32217 | 55559 | COL-SKW-CH-0001 | Chamber, Water Chamber | COL-SKW-MISC | Chamber |  |  | CH |  |  | Miscellaneous Equipment
26238 | 51426 | COL-YKP-VEH-0022 | Vehicle, Truck #196001 (M2 106) | COL-YKP | Vehicle,Licensed | Vehicle |  | VEH | http://www.toronto.ca/TWONTO#pickup_truck
55296 | 37901 | TAB-WA1-LD-1211 | Chain Hoist | TAB-WA1-SQ-1000 | Lifting Device,Hoist,Electrical | Lifting Device |  | LD | http://www.toronto.ca/TWONTO#lifting_equipment_hoist |  | WA1 Lifting Devices and Slings
118818 | 299 | TAB-STR-RPU-0722 | RPU-GE0722 | TAB-STR-RPU | RPU | Remote Processor Unit |  | RPU | http://www.toronto.ca/TWONTO#RPU_panel |  | Aeration Gallery - RPUs
101509 | 52511 | MAIN-028 | Main 028 | WTR-MT1 | [6 empty] | Work Area 1 EAST Mains and Chambers
123623 | 31351 | THC-DIG-PSH-5068 | Switch,Pressure-High,Manual Back-up,Digested Gas Header,Gas Low Pressure System,Building U | THC-DIG-BURNERS | Switch,Pressure | Switch |  | PSH | http://www.toronto.ca/TWONTO#pressure_switch |  | Waste Gas Burners
135993 | 50629 | THR-FT-RPU-0100 | Remote Processor Unit, SCADA,GE RX3i(172.22.37.154)THRPSN05 New Final Clarifier MCC (South East) | THR-SPC | RPU | Remote Processor Unit |  | RPU | http://www.toronto.ca/TWONTO#RPU_panel |  | Process Control Systems - Services Area
139699 | 362 | TNT-ACC-LS-5201 | Switch, Level, Boiler #5200 | TNT-ACC-BO-5200 | Switch,Level | Switch |  | LS | http://www.toronto.ca/TWONTO#level_switch |  | Boiler, Hot Water
114853 | 15201 | TAB-PLT-SSL-3600 | Switch, Speed, Low, Grit Receivings Conveyor 3600, Conveyor Area | TAB-PLT-CV-3600 | Switch,Speed-Low | Switch |  | SSL | http://www.toronto.ca/TWONTO#speed_switch |  | Conveyor, Shaftless Spiral, Horizontal, Dewatering Area
130137 | 29164 | THR-ACC-NR-648 | HVAC Unit & Fan, West Maintenance Shop Ceiling | THR-ACC-ADM | H.V.A.C.,Heater,Unit | HVAC |  | NR | http://www.toronto.ca/TWONTO#heater |  | Air Conditioning, HVAC, Admin Building
136456 | 59504 | THR-GRK-DIS | Chlorine and Dechlorination Building, WTP Groundskeeping | THR-GRK-PRTY-0104 |  | Grounds |  |  | space |  | Groundskeeping, General Labour
77286 | 53733 | THR-PRM-BH-0007 | Bulk Head, Channel Gate Stop/Block, Primary | THR-PRM-BH |  |  |  | BH |  |  | Bulk Head, Channel Gate Stop/Block, Primary
294 | 87653 | 378323SUS | Kubota- 1100 Series - WA7 | TAB-SUSPENDED ENTITY | Vehicle,Unlicensed | Vehicle | 40175 |  | http://www.toronto.ca/TWONTO#golf_cart
101741 | 85237 | MAIN-362 | Main 362 | WTR-MT3 | [6 empty] | Work Area 3 WEST Mains and Chambers
50275 | 43573 | TAB-PLT-STR-9404C | Strainer, Inlet, to FIT, Conduit 4 | TAB-RSP-PIP-0004 | Strainer | Filter |  | STR | http://www.toronto.ca/TWONTO#strainer |  | Influent Conduit # 4, Raw Sewage Conduit from Coxwell
118029 | 82235 | TAB-SES-RING-4011 | Lifebuoy Ring | TAB-SES-RING-4000 | PPE | Safety Equipment |  | RING | http://www.toronto.ca/TWONTO#life_ring |  | Lifebuoy Ring
129721 | 22349 | THR-ACC-CU-4001 | Air Conditioning, Condensing Unit, Aeration Building | THR-ACC-WA4 | H.V.A.C.,Air Conditioner | HVAC |  | CU | http://www.toronto.ca/TWONTO#AC_condenser_unit |  | Air Conditioning, AHU, HVAC,Work Area4
40391 | 76199 | TAB-ACC-FSL-1850 | Switch, Flow, Low, Air, Supply Fan 1855, Vest. 101A, Blower Room | TAB-ACC-FN-1855 | Switch,Flow-Low | Switch |  | FSL | http://www.toronto.ca/TWONTO#flow_switch |  | Fan, Supply, Vestibule Pressurization, Vestibule 101A
30926 | 87635 | FIS-FEQ-DR-0012(S) | Door, Fire, Filter Complex | FIS-GRK-STRC-0001 |  | Door |  | DR | http://www.toronto.ca/TWONTO#fire_rated_door
76044 | 65627 | THR-LD-NYLN-WA3 | Slings, Nylon, Work Area 3 | THR-LD-WA3 | Lifting Device,Sling | Lifting Device |  |  | synthetic_web_sling |  | Lifting Devices, Chain Hoist, Come Along & Slings
79462 | 30670 | THR-THK-PSL-5020 | Switch, Pressure Low, TWAS Transfer P-5020 | THR-THK-P-5020 | Switch,Pressure-Low | Switch |  | PSL | http://www.toronto.ca/TWONTO#pressure_switch |  | TWAS Transfer Pump
39029 | 12715 | TAB-ACC-DM-1420A | Damper, Actuated, Exhaust | TAB-ACC-VAV-1420 | Damper/Louver | HVAC |  | DM | http://www.toronto.ca/TWONTO#air_damper |  | Heater, Hot Water Reheat Coil, Variable air
42515 | 52321 | EU2002 | Incinerator Building Air Equipment | TAB-AI | [6 empty] | Local Compressed Air Equipment
92659 | 55891 | FIS-ACC-FN-4003 | Fan, Celing mounted, Marine Yard Building, Mechanical/Electrical Room | FIS-MARINE-M/ERM |  | HVAC |  | FN | http://www.toronto.ca/TWONTO#blower_or_fan_with_drive |  | Mechanical/ Electrical Room, Marine Yard Building
5063 | 35861 | COL-PKP-LSHH-0104 | Switch, Level High-High | COL-PKP-MISC | Switch,Level | Switch |  | LSHH | http://www.toronto.ca/TWONTO#level_switch |  | Miscellaneous Equipment
58114 | 45245 | THC-ACC-AHU-0440 | Air Handling Unit,Drip Trap Room,Building UU | THC-ACC-BLDG U | Air Handling Unit | HVAC |  | AHU | http://www.toronto.ca/TWONTO#air_handler_unit |  | New Digesters Building HVAC
48131 | 80887 | TAB-ELS-P BLDG | P Building Outdoor Substation | TAB-WORK-AREA-1 | Switchgear,Outdoor | [5 empty] | Work Area 1
87789 | 77091 | FHO EUS SERVER ROOM | Communication Switch | FHO-EUS | [6 empty] | Production & End User Support
11154 | 16310 | COL-PBY-LSLL-0101 | Switch, Level Low-Low | COL-PBY-MISC | Switch,Level |  |  | LSLL |  |  | Miscellaneous Equipment
38837 | 45959 | TAB-ACC-AHU-6510 | Air Handling Unit, Mechanical Room no.1, Screen Bldg., P Bldg. | TAB-ACC-AHU-PBLDG | Air Handling Unit | HVAC |  | AHU | http://www.toronto.ca/TWONTO#air_handler_unit |  | AHUs/Supply Fans P. Bldg.
121727 | 63504 | THC-ACC-V-6035 | Valve, Butterfly, Manual, Glycol, HE-6001, Lower Level 2 Blower Room, Headworks | THC-ACC-HE-6001 | Valve | HVAC |  | V | http://www.toronto.ca/TWONTO#valve |  | Heat Exchanger, Heating Glycol System, Lower Level 2 Blower Room, Headworks
61088 | 47541 | THC-ELS-PDP-0402 | Distribution Panel, Building B | THC-ELS-PS-0001-B | Control Panel,Electrical |  |  | PDP |  |  | Primary Power Equipment, Building B
12501 | 78260 | COL-PCU-P-5130 | Pump, Centrifugal | COL-PCU | Pump |  | 34933 | P |  |  | Cumber Pumping Station
65251 | 13469 | THC-ELS-MCC-1802 | Motor Control Centre,Dewatering Area,Biosolids Building | THC-ELS-CB-1802 | Control Panel,MCC | Motor Control Centre |  | MCC | http://www.toronto.ca/TWONTO#LV_electrical_panel |  | Circuit Breaker,Feed to MCC-1802 for Dewatering Area Power,Biosolids Building
91177 | 60390 | FHO-DEW-T-0006 | Tank, Sump Well, Drainage & Sump Pumps, Surge Building, N/E | FHO-DEW |  | Tank |  | T | http://www.toronto.ca/TWONTO#storage_tank |  | Dewatering & Drainage
109118 | 10979 | TAB-CW-SQ-0037 | Eye Wash Station, Silo Bldg Basement | TAB-SUSPENDED ENTITY | Safety,Eye wash | Safety Equipment | 34473 | SQ | http://www.toronto.ca/TWONTO#emergency_eyewash |  | Suspended entities
117276 | 53057 | TAB-RSP-LSHH-8059 | Switch, Level High-High, 'M' Bldg, Boiler Room, East Sump | TAB-RSP-P-8059 |  | Switch |  | LSHH | http://www.toronto.ca/TWONTO#level_switch |  | Pump, Sump
43699 | 47526 | TAB-DEW-RPU-1103 | RPU for Sludge Holding Tank Mixer & Valve Control | TAB-DEW-SLUDGE SILO | RPU | Remote Processor Unit |  | RPU | http://www.toronto.ca/TWONTO#RPU_panel |  | Sludge Holding Tank System, Conveyors
139415 | 12368 | THR-WA1-LD-86-58 | Sling, Nylon, Work Area 1 (NYLON BELT SLING SIZE; 2" X 12', CAPACITY 6400 LBS, SN 5033486-58) A | THR-LD-WIRE-WA1 | Lifting Device,Sling | Lifting Device |  | LD | synthetic_web_sling |  | Slings, Wire Rope, Work Area 1
75248 | 25034 | THR-FT-T-3130 | Tank, Non-Pressurized, Scum, Scum Pumping | THR-FT-T-SCUM | Tank,Non-Pressurized | Tank |  | T | http://www.toronto.ca/TWONTO#storage_tank |  | Final Tank, Scum Tanks
136436 | 69508 | THR-FT-WAS-P-N | Final Tank, Waste Activated Sludge Pumping-North | THR-FT-WAS-P | [6 empty] | Final Tank, Waste Activated Sludge Pumping
126455 | 55467 | THC-MCS-LD-10595 | WIRE ROPE CRANE - Monorail - SGUH\SWITCHABLE GIRDER AND RUNWAY (insp Liftsafe) | THC-MCS-LD | Lifting Device | Lifting Device |  | LD | http://www.toronto.ca/TWONTO#crane |  | Mechanical Services, Lifting Device
21859 | 694 | COL-PMY-FSL-0006 | Switch, Flow-Low | COL-PMY-MISC | Switch |  |  | FSL |  |  | Miscellaneous Equipment
145513 | 52485 | WTR-PMI-TSL-0003 | Switch, Temperature-Low, Alarm, Mechanical Room, | WTR-PMI-AUX | Switch,Temperature-Low | Switch | 33809 | TSL | http://www.toronto.ca/TWONTO#temperature_switch |  | Auxiliary Equipment (Building Facilities)
37768 | 6076 | MTMH520 | LONGBRANCH STS | TRK-LVW | [6 empty] | LAKEVIEW DRAINAGE AREA
68860 | 32546 | FCL-WWW-CP-5501 | Control Panel, Centrifuge CF-5501, RMF Centrifuge Facility, Centrifuge Room | FCL-WWW-CF-5501 |  |  |  | CP |  |  | Centrifuge Dewatering, West
26349 | 23740 | COL-YKP-VEH-0040S | Vehicle Truck # 043195 Sierra ( Self pickup ) | COL-W-OBSOLETE |  | Vehicle | 43622 | VEH | http://www.toronto.ca/TWONTO#pickup_truck
38462 | 69613 | SES-SQ-0661 | Emerg. Eyewash & Shower Stns, Seawall Substation | TAB-ELS-SEAWALL | Safety,Eye wash | Safety Equipment | 47462 | SQ | http://www.toronto.ca/TWONTO#emergency_eyewash_and_shower |  | Seawall Substation
20386 | 20317 | FHO-ALM-T-0201-KQ | Alum/Ferric Storage Tank 2 | FHO-ALM |  |  |  | T |  |  | Alum System
119583 | 90150 | TAB-WA1-LD-1240 | Devit Arm | TAB-WA1-SQ-1000 | Lifting Device | Lifting Device |  | LD | http://www.toronto.ca/TWONTO#fall_arrest_Davit_arm |  | WA1 Lifting Devices and Slings
94885 | 5125 | FHO-SES-SQ-7001 | Eyewash & Shower, Station # 1, Chemical Building, S4, North Wall Between Fluoride&Ammonia Room Exit | FHO-SES-SQ-0001 | PPE,Eyewash Station | Safety Equipment |  | SQ | http://www.toronto.ca/TWONTO#emergency_eyewash_and_shower |  | Safety Equipment
60912 | 67369 | FCL-EUS | Production & End User Support | FCL | [6 empty] | R L Clark Water Treatment Plant
38694 | 86315 | TAB-ACC-AHU-1235 | Heating Coil, Flotation Bldg | TAB-ACC-AHU | H.V.A.C.,Heater | HVAC |  | AHU | heating_coil |  | Air Handling Unit & Supply Fan
80597 | 24711 | TNT-AER-RX-0106 | Reactor, Mabr Cassette, Aeration Tank 1 - Mabr Cassette 6, Aeration | TNT-AER-T-0100 |  |  |  | RX |  |  | Tank,Aeration, # 1
113495 | 981 | TAB-ELS-SQ-6176 | Electrical - Rubber Insulating Gloves Class 1 | TAB-ELS-SQ-GLOVE | PPE,Insulated Glove | Safety Equipment |  | SQ | http://www.toronto.ca/TWONTO#rubber_insulating_gloves |  | High Voltage Gloves
24638 | 26427 | COL-PRR-TS-0001 | Switch, Transfer | COL-PRR | Switch |  |  | TS |  |  | Riverside Sewage Pumping Station
109539 | 38566 | TAB-DEW-HPU-6004 | Power Pack, Hydraulic, Sludge Cake Power Pack for Conveyor DEW-CV-6020 & Pump DEW-P-6004, DEW Level 2 | TAB-DEW-T-6003 | Tank | Hydraulic System |  | HPU | http://www.toronto.ca/TWONTO#hydraulic_power_pack |  | Tank, Dewatered Solids Silo DEW-T-6003 East, DEW Bsmt
136712 | 74757 | THR-MCS-LD-2423 | Chain Hoist, Manual, STB, Work Area 1 | THR-LD-WA1 | Lifting Device | Lifting Device |  | LD | http://www.toronto.ca/TWONTO#lifting_equipment_hoist |  | Lifting Devices, Chain Hoist, Come Along & Slings
8018 | 54034 | COL-PWC-CH-0003 | Chamber, Bar Screen | COL-PWC-MISC | Chamber |  |  | CH |  |  | Miscellaneous Equipment
25627 | 71092 | COL-PSM-M-0301 | Motor | COL-PSM-MISC |  |  |  | M |  |  | Miscellaneous Equipment
27845 | 66555 | COL-PVM-WEL-0500 | Wet well | COL-PVM-MISC |  |  |  | WEL |  |  | Miscellaneous Equipment
107169 | 34748 | TAB-ACC-LSL-4551 | Switch, Level, Low, | TAB-ACC-T-0151 | Switch,Level-Low | Switch |  | LSL | http://www.toronto.ca/TWONTO#level_switch |  | Tank, Glycol Feed
119806 | 35735 | TAB-WA2-SQ-1249 | EF2 - 901 T4 Nylon Sling | TAB-SES-LD | Lifting Device,Sling | Lifting Device |  | SQ | synthetic_web_sling |  | WA2 Lifting devices
139546 | 79383 | THR-WA4-LD-0006 | Sling, Nylon, Work Area 4 (1" X 4') | THR-LD-NYLN-WA4 | Lifting Device,Sling | Lifting Device |  | LD | synthetic_web_sling |  | Slings, Nylon, Work Area 4
14193 | 38544 | COL-PGR-FEQ-0001S | Fire Prevention, Extinguisher | COL-PGR-MISC | Fire Prevention,Extinguisher |  | 42684 | FEQ |  |  | Miscellaneous Equipment
63959 | 33123 | FCL-POL-FIT-4121 | Transmitter, Flow, Turbine,Service Water to Static Mixer MX-4121,Polymer Skid No.2,Centrifuge Bldg | FCL-POL-MX-4121 |  |  |  | FIT |  |  | Mixer, Static, Thickening Polymer Skid No.2, RMF Centrifuge Building, Polymer Room
10085 | 96519 | FCL-ACC-F-0102 | Filter, Inlet, AHU-0102, Low Lift PS Electrical Room S | FCL-ACC-AHU-0101 |  |  |  | F |  |  | Air Handling Unit, Low Lift Screen Room Ventilation System, Low lift Screen Room
138797 | 7768 | THR-SES-SQ-8586S | Lanyard for Harness,, PPE Nick Saceleano | THR-SES-SQ-2572 | Safety | Safety Equipment |  | SQ | lifeline |  | Lanyard for Harness, PPE Igor Chamsoutdinov
39998 | 87906 | TAB-ACC-HTR-6553 | Heater, Unit, Hot Water, truck loading bay, Screen Bldg., P Bldg. | TAB-ACC-HTR-PBLDG | H.V.A.C.,Heater | HVAC |  | HTR | http://www.toronto.ca/TWONTO#heater |  | Unit Heaters- P Bldg
39048 | 69569 | COL-YKP-SRL-0004 | Self Retrieval Line-097673 | COL-W-OBSOLETE |  | Safety Equipment | 38990 | SRL | self_retracting_line |  | Col West Obsolete Entities
12330 | 88664 | COL-PCU-FIT-5138 | Transmitter, Flow | COL-PCU-MISC | Transmitter |  | 34952 | FIT |  |  | Miscellaneous Equipment
76935 | 59820 | THR-PLT-HS-0200 | Switch, Hand, Conveyor 0200, Head house, Preliminary Treatment, Screening | THR-PLT-CV-0200 | Switch,Hand | Switch |  | HS | hand_switch |  | Conveyor, Screw, Bar Screen 0102, Head house, Preliminary Treatment-S
4771 | 76284 | COL-PHF-CP-0001 | Control Panel, Alarm | COL-PHF-MISC | Control Panel |  |  | CP |  |  | Miscellaneous Equipment
46925 | 73848 | FCL-ACC-OIT-0801 | OIT, Surge Building BAS RPU-0801 Panel, Surge Building North | FCL-ACC-RPU-0801 |  |  |  | OIT |  |  | RPU, Surge Building BAS, Surge Building North
8128 | 86367 | COL-PWN-LSLL-0101 | Switch, Level Low-Low | COL-PWN | Switch,Level | Switch |  | LSLL | http://www.toronto.ca/TWONTO#level_switch |  | Warren Park Pumping Station
113549 | 66771 | TAB-GRK-VEH-378399 | John Deere, Gator 6X4, LIMM | TAB-GRK-VEH | Vehicle,Unlicensed | Vehicle |  | VEH | http://www.toronto.ca/TWONTO#golf_cart
39616 | 75082 | TAB-ACC-HE-1444 | Heat Exchanger, Hot Water Reheat Coil | TAB-ACC-HTR-1444 | Heat Exchanger | HVAC |  | HE | http://www.toronto.ca/TWONTO#heat_exchanger |  | Heater, Hot Water Reheat Coil
70778 | 32664 | THR-DCL-T-0200 | Tank, Sodium Bisulphite Storage | THR-DCL-T | Tank | Tank |  | T | http://www.toronto.ca/TWONTO#chemical_storage_tank |  | Tank, Containment and Storage, Sodium Bisulphite
31413 | 39376 | COL-RBB-FIT-0002 | Transmitter, Flow | COL-RBB-MISC | Transmitter |  |  | FIT |  |  | Miscellaneous Equipment
132941 | 53299 | THR-DIG-SSH-5181A | Digester Gas Mixing, Tank 0200, Solids Treatment, Digester Tanks 1-6 | THR-DIG-MX-0200 | Switch,Speed-High | Switch |  | SSH | http://www.toronto.ca/TWONTO#speed_switch |  | Digester Gas Mixing, Digester Tank 0200
145161 | 63023 | WTR-PLW-T-0004-SUS | Tank, 3000psi SCBA 10min. EEBA | WTR-SUSPENDED | Tank | Safety Equipment | 47446 | T | http://www.toronto.ca/TWONTO#compressed_gas_cylinder |  | Suspended Obsolete entity for storage purpose
101759 | 47261 | MAIN-387 | Main 387 | WTR-LWA | [6 empty] | Work Area 2 Central Mains and Chambers
42749 | 25799 | TAB-ACC-ZSL-1853A | Switch,Position,Low,Fresh Air Damper, | TAB-ACC-AHU-1853 | Switch,Position | Switch |  | ZSL | http://www.toronto.ca/TWONTO#position_switch |  | AHU, Blower Bldg
108113 | 65546 | TAB-ACC-V-1445 | Valve, Reheat, Modulating | TAB-ACC-HTR-1445 | Valve | HVAC |  | V | http://www.toronto.ca/TWONTO#valve |  | Heater, Hot Water Reheat Coil
96659 | 48724 | FIS-ELS-HVAC | Asset Group, HVAC equipment specific to the preservation of ELS equipment condition | FIS-ELS | [6 empty] | System, Electrical Distribution System
55919 | 22234 | TAB-WB | West Bypass | TAB-DIS-OF | [6 empty] | Disinfection - Out Fall
3307 | 52040 | COL-PBF-GEN-0001 | Generator, Electricity | COL-PBF-MISC | Generator |  |  | GEN |  |  | Miscellaneous Equipment
79604 | 92301 | THR-FPW-RPU-0001 | RPU, Control Panel, Filtered Plant Water Building, Plant Services (172.22.37.242) | THR-FPW-F | RPU | Remote Processor Unit |  | RPU | http://www.toronto.ca/TWONTO#RPU_panel |  | Filtered Plant Water, Filter Beds
8498 | 24334 | COL-RBB-ALR-0001 | Control Panel, Gas Alarm | COL-RBB-MISC | Control Panel |  |  | ALR |  |  | Miscellaneous Equipment
19806 | 94005 | FHO-ACC-FS-1544 | Switch, Flow, Air, FN-1544 Outlet, Ozone Building, S1, Mechanical Room 3 | FHO-ACC-FN-1544 |  | Switch |  | FS | http://www.toronto.ca/TWONTO#flow_switch |  | Fan, Exhaust, Ozone Equipment Room Ventilation, Ozone Building, S1, Mechanical Room 3
101562 | 84206 | MAIN-146 | Main 146 (Transferred to D&C) | WTR-LWA |  |  | 36952 |  |  |  | Work Area 2 Central Mains and Chambers
105899 | 36656 | TAB SCADA CLIENTS | TAB SCADA Clients | TAB-SPC1 | [6 empty] | Process Control Systems - Administrative
91371 | 13107 | FHO-DOZ-T-3100-SUS | ? tank, ? function in ? process, ? Location | FHO-DOZ-SAMP |  | Tank | 37818 | T | ? |  | Ozone Contact Tank Sampling
132999 | 62670 | THR-DIG-T-C | Tank, Reservoir, Auxiliary Oil, Gas Compressors, Digester Mixing System | THR-DIG-C | Tank,Reservoir | Tank |  |  | http://www.toronto.ca/TWONTO#chemical_storage_tank |  | Digester, Gas Compressors
120023 | 89871 | TAB-WA5-SQ-8502 | Lock Out Tag out and Log Book Station | TAB-THK-SQ | PPE | Safety Equipment |  | SQ | emergency_kit |  | WA5 Safety Equipment
51431 | 61387 | TAB-PRS-C | Air Compressors & Receiver/ Unloading Station | TAB-PRS2 | [6 empty] | Phosphorus Removal System
97358 | 71986 | FIS-MCS-LD-0012 | Manual hoist -Chain fall 3 Ton | FIS-MCS | Lifting Device | Lifting Device |  | LD | http://www.toronto.ca/TWONTO#lifting_equipment_hoist |  | Mechanical Services
72546 | 46617 | THR-ACC-CU-4702 | Condensing Unit, Ductless Split System outdoor Unit, Switchgear Bldg South | THR-ACC-AC-4702 | H.V.A.C.,Air Conditioner | HVAC |  | CU | http://www.toronto.ca/TWONTO#AC_condenser_unit |  | Fan Coil Unit, Ductless Split System Indoor Unit, Switchgear Bldg South
127822 | 36535 | THC-PRM-V-1113B | Valve, Solenoid, Return, Valve 1113 | THC-PRM-V-1113 | Transmitter,Level | Hydraulic System |  | V | http://www.toronto.ca/TWONTO#solenoid |  | Valve, Hydraulic Cylinder, Bottom Scraper, Primary Clarifier 1100, NW Plant
7408 | 29334 | COL-PSM-TS-0001 | Switch, Transfer | COL-PSM | Switch |  |  | TS |  |  | Simcoe St Sewage Pumping Station
10081 | 38441 | FCL-ACC-DM-0907 | Damper, Motorized, Fresh Air, AHU-0905, RMF Clarification Building | FCL-ACC-AHU-0905-SUS |  |  |  | DM |  |  | Air Handling Unit, RMF Clarification Facility, HVAC Room 1, Ground Floor
18683 | 46023 | FHA-SES-SQ-0076 | DBI SALA 6’ shock absorber lanyard Ser E00403500A43D64D | FHA-SES |  | Safety Equipment |  | SQ | lifeline |  | Safety & Environmental Services
50283 | 68445 | TAB-PLT-STR-9409D | Strainer, (Micro bubbler), Inlet, to FIT, Conduit 9 | TAB-PLT-G-D | Strainer | Filter |  | STR | http://www.toronto.ca/TWONTO#strainer |  | D Building - Conduits 6-11
65080 | 78331 | THC-ELS-LP-2403 | Lighting Panel, Acess Building T19A, Phase IV Secondary | THC-ELS-TR-2403 |  | Power Distribution Panel |  | LP | http://www.toronto.ca/TWONTO#LV_electrical_panel |  | Transformer, Lighting, Tunnel T19, Phase IV Secondary
7097 | 14032 | COL-PRX-SW-0004 | Switch, Transformer | COL-PRX | Switch |  |  | SW |  |  | Roxborough Sewage Pumping Station
75240 | 57810 | THR-FT-T-1000S | Tank, Final Settling, Mixed Liquor, Secondary Treatment, Secondary Clarification - South | THR-FT-T | Tank | Tank | 40999 | T | http://www.toronto.ca/TWONTO#sedimentation_tank |  | Final Sedimentation Tank & Dedicated WAS Pumping
143743 | 95326 | WTR-PEL-TSL-0001 | Switch, Temperature-Low, Building | WTR-PEL-AUX | Switch,Temperature-Low | Switch |  | TSL | http://www.toronto.ca/TWONTO#temperature_switch |  | Auxilliary Equipment (Building Facilities)
136534 | 81317 | THR-GRK-PRM | Primaries, South Pumping Stations, Basement and T-12 South, WTP Groundskeeping | THR-GRK-PRTY-0204 |  | Grounds |  |  | activity |  | Groundskeeping, General Labour
83985 | 64140 | TNT-CSO-G-0401 | Gate, Sluice, Actuated | TNT-CSO-T-0600 | Gate,Sluice | Gate |  | G | http://www.toronto.ca/TWONTO#channel_gate
138707 | 5045 | THR-SES-SQ-0802 | Harness, Full Body PPE Phil Rodrigues | THR-SES-SQ | Safety | Safety Equipment |  | SQ | http://www.toronto.ca/TWONTO#fall_arrest_harness |  | Safety Equipment
122931 | 71728 | THC-DEW-T-7520 | Tank,Buffer,Centrate Sampling,Dewatering Centrifuge CF-1200,Solid Treatment | THC-DEW-CF-1200 |  | Tank |  | T | http://www.toronto.ca/TWONTO#storage_tank |  | Centrifuge,Dewatering,BLS/PYS - Solid Treatment,Incinerator Building
112659 | 40669 | TAB-EL1-MCC-6007E | Motor Control Centre, Emergency 600V - T Bldg | TAB-EL1-MCC-6007 | Control Panel,MCC | Motor Control Centre |  | MCC | http://www.toronto.ca/TWONTO#LV_electrical_panel |  | MCC, Plant Services, North Substation -T Bldg., MCC 6007
23637 | 78170 | COL-PWR-SS-0002 | Security System -back door | COL-PWR-SUSPENDED | Security System | Door | 35064 | SS | http://www.toronto.ca/TWONTO#door
101615 | 4907 | MAIN-208 EAST | Main 208 | WTR-LWA | [6 empty] | Work Area 2 Central Mains and Chambers
144622 | 79110 | WTR-PJS-PSH-0001 | Switch, Pressure-High, Island Surge Tank | WTR-PJS-T-0001 | Switch,Pressure-High | Switch |  | PSH | http://www.toronto.ca/TWONTO#pressure_switch |  | Island Suction Surge Tank
25900 | 76278 | COL-PSP-LIT-0101 | Transmitter, Level | COL-PSP-MISC | Transmitter,Level |  |  | LIT |  |  | Miscellaneous Equipment
120914 | 24214 | THC-ACC-HTR-0364 | Air Heater, Building M | THC-ACC-HEATERS | H.V.A.C.,Heater,Unit | HVAC |  | HTR | http://www.toronto.ca/TWONTO#heater |  | Air Heaters, Building M
56044 | 6959 | FCL-SPC-RPU-2121 | RPU Panel, RMF Clarification Facility, Electrical Room | FCL-ELS-PS-0001 | Control Panel | Remote Processor Unit |  | RPU | http://www.toronto.ca/TWONTO#RPU_panel |  | Uninterruptible Power Supply,High Lift Bldg - Switchgear Room,LP-0001
75922 | 22656 | THR-GRK-PRM1 | Primaries, North Primary Treatment Tanks, Work Area 2, WTP Groundskeeping | THR-GRK-PRTY-0204 |  | Grounds |  |  | space |  | Groundskeeping, General Labour
13676 | 49213 | FCL-MCS-LD-0007 | Chain Block 3 Ton | FCL-MCS-7 | Lifting Device | Lifting Device |  | LD | http://www.toronto.ca/TWONTO#lifting_equipment_hoist |  | Vehicles
17274 | 93850 | COL-PKP-TS-0001 | Transfer Switch | COL-PKP-MISC | Switch | Switch |  | TS | http://www.toronto.ca/TWONTO#transfer_switch |  | Miscellaneous Equipment
48478 | 45719 | FCL-AM-LSH-0001 | Switch, Level, High, Tanks Area Spill Containment, Aqua Ammonia System | FCL-AM | Switch,Level-High | Switch |  | LSH | http://www.toronto.ca/TWONTO#level_switch |  | Ammoniation
67349 | 82766 | FCL-TRW-LSH-0002 | Switch, Level-High, Tank 0002, Surge Tank Building | FCL-TRW-T-0002 | Switch,Level-High | Switch |  | LSH | http://www.toronto.ca/TWONTO#level_switch |  | Vessel, Pressure, Surge, Surge Tank Building
114675 | 43245 | TAB-PLT-LSH-0186 | Switch,Level, High,Sump, Chemical storage Room, Odour Control Bldg( Emmission Air Control) | TAB-PLT-P-5126 | Switch,Level | Switch |  | LSH | http://www.toronto.ca/TWONTO#level_switch |  | Pump, Sump, P Bldg, Chemical Storage Rm
132993 | 57897 | THR-DIG-T-5861 | Tank, Reservoir, Auxiliary Oil, Gas Compressor 5860, Digester Mixing System | THR-DIG-C-5860 | Tank,Reservoir | Tank |  | T | http://www.toronto.ca/TWONTO#chemical_storage_tank |  | Compressor, Gas, Mixing System, Digester Tank#9/10
120483 | 79976 | THC-ACC-DM-0717 | Damper,Actuated,Exhaust Air,AHU-0710,Thickening Centrifuge Area | THC-ACC-AHU-0710 | Damper/Louver | HVAC |  | DM | http://www.toronto.ca/TWONTO#air_damper |  | Air Handling Unit,Outdoor,Centrifuge Area,Thickening Building
55076 | 60309 | TAB-THK-T-4121 | Tank, Polymer Mixing/Aging 2 | TAB-THK-T | Tank,Non-Pressurized | Tank |  | T | http://www.toronto.ca/TWONTO#chemical_storage_tank |  | Polymer Mixing Tanks
26250 | 91864 | FHO-SES-SCBA-0008 | Cylinder, SCBA, Air Pack, 2216 PSI, Ser #OJ-264504 | FHO-SES-SQ-0002 | PPE,SCBA | Safety Equipment |  | SCBA | http://www.toronto.ca/TWONTO#compressed_gas_cylinder |  | Emergency Breathing Apparatus
107589 | 29979 | TAB-ACC-TE-1457B | Temperature Element, Space Temperature | TAB-ACC-VAV-1457 | Sensor,Temperature | HVAC |  | TE | http://www.toronto.ca/TWONTO#temperature_sensor_element |  | Heater, Hot Water Reheat Coil, Variable air
80026 | 87373 | THR-WA3-LD-0063S | Sling, Nylon, Uni Rope-4'-22000 LBS,Work Area 3 (Suspended) | THR-LD-NYLN-WA3 | Lifting Device,Sling | Lifting Device | 35925 | LD | synthetic_web_sling |  | Slings, Nylon, Work Area 3
124785 | 58857 | THC-ELS-LP-4044 | Control Panel,Power Distribution Panel, Ferrous Chloride Building | THC-ELS-TR-4044 |  | Power Distribution Panel |  | LP | http://www.toronto.ca/TWONTO#LV_electrical_panel |  | Transformer, Ferrous Chloride Building
25433 | 95416 | COL-PSM-CB-0001 | Circuit Breaker, Main Incoming | COL-PSM-MISC | Circuit Breaker |  |  | CB |  |  | Miscellaneous Equipment
61030 | 17729 | FHA-ELS-DP-1301 | Power Distribution Panel, Heating, Service Building Basement | FHA-ELS-PDP-0100A | Control Panel,Power Distribution Panel | Power Distribution Panel |  | DP | http://www.toronto.ca/TWONTO#LV_electrical_panel |  | Power Distribution Panel, 600V, 600A, 3 PH, Service Building 1st Floor by Tunnel
31349 | 46576 | IU2016A | Receiver, Air, Ht Rcvy, Bsmt, W. Side, | IU2016 | Vessel,Pressure | Tank |  |  | http://www.toronto.ca/TWONTO#pressure_vessel |  | Heat Recovery Building Air Equipment
119995 | 27399 | TAB-WA5-LD-0790 | Come-Along, 1 1/2 ton Tiger | TAB-WA5-SQ | Lifting Device,Chain | Lifting Device |  | LD | winch |  | WA5 Safety Equipment
18713 | 8299 | FHA-SES-SQ-0501 | FHA-SES-EYE-0011 - Eyewash Station, Plumbed | FHA-SES-SQ-0008 | PPE,Eyewash Station | Safety Equipment |  | SQ | http://www.toronto.ca/TWONTO#emergency_eyewash |  | Eyewash Stations & Showers
26159 | 48344 | FHO-GRK-DR-1056L | Door, (FD-1-56), Fire Rated, West Filter Building, L1, North | FHO-GRK-FEQ-0001 | Fire Prevention,Door | Door |  | DR | http://www.toronto.ca/TWONTO#fire_rated_door
144917 | 5285 | WTR-PKL-MCC-0001A | Motor Control Center,Keele Pumping Station | WTR-PKL-TR-0301 | Control Panel,MCC | Motor Control Center |  | MCC | http://www.toronto.ca/TWONTO#LV_electrical_panel |  | Transformer,Power,TR 0301,Secondary Line 1
18100 | 86584 | FHA-SED-ZSH-0203G | Switch, Limit, Access Hatch Zone 3, Settling Basin T-0201 | FHA-SED-ZSH-0203 |  | Security System |  | ZSH | http://www.toronto.ca/TWONTO#position_switch |  | Switch, Limit, Access Hatch Zone 2
47394 | 26650 | TAB-EL1-MCC-6626C | Motor Control Centre 600V - OPS | TAB-SUSPENDED ENTITY | Control Panel,Electrical | Motor Control Centre | 34606 | MCC | http://www.toronto.ca/TWONTO#LV_electrical_panel |  | Suspended entities
113245 | 4862 | TAB-EL3-LSHH-8075A | Switch, Level High-High, Seawall Tunnel, Sump Between Outfall Channels | TAB-EL3-P-8075A |  | Switch |  | LSHH | http://www.toronto.ca/TWONTO#level_switch |  | Pump, Sump, #3, DX8603A, Tunnel
24566 | 59358 | COL-PRD-T-0002 | Tank, Heat Water Tank | COL-PRD | Tank |  |  | T |  |  | Redland Pumping Station
18723 | 3714 | FHA-SES-SQ-1001 | FHA SH 01 - Safety Harness Full Body | FHA-SES-SQ-6 | PPE | Safety Equipment |  | SQ | http://www.toronto.ca/TWONTO#fall_arrest_harness |  | Safety Fall Protection Equipment
87691 | 17870 | WTR-PRH-T-0001 | Tank, Hot Water, Domestic(electrical), Emergency Safety Eye Wash, Generator Room | WTR-PRH-LB-0103 | Tank,Domestic Hot Water | Tank |  | T | http://www.toronto.ca/TWONTO#tanked_hot_water_heater |  | Load Breaker, 4160V, Generator, Switchgear Electrical Room
89337 | 99594 | WTR-RMI-ZS-0035 | Instrument, Door Contact, Water Transmission | WTR-RMI-AUX |  | Switch |  | ZS | http://www.toronto.ca/TWONTO#position_switch |  | Auxiliary Equipment (Building Facilities)
55713 | 89473 | TAB-WA4-SQ-207 | Self Retracting Lifeline(SIMM1 Shared) | TAB-WA4-SQ-0010 |  | Safety Equipment |  | SQ | self_retracting_line |  | WA4 Fall arrest systems
7955 | 59901 | COL-PVM-CP-0002 | Control Panel, Operator | COL-PVM | Control Panel |  |  | CP |  |  | Valleymede Sewage Pumping Station
116653 | 14940 | TAB-PWA-STR-0120 | Strainer, Plant Water Process Piping | TAB-PWA-P-0555 | Strainer | Filter |  | STR | http://www.toronto.ca/TWONTO#strainer |  | Pump, Effluent, Filtered, Plant Water
101641 | 94014 | MAIN-244 | Main 244 | WTR-LWA | [6 empty] | Work Area 2 Central Mains and Chambers
29582 | 77438 | COL-PWP-LSL-0102 | Switch, Level-Low | COL-PWP | Switch,Level |  |  | LSL |  |  | West Point Avenue Sewage Pumping Station
59253 | 34818 | THC-ACC-MAN-0021 | Manifold, Snow Melting System, Zone #2, Admin Building | THC-ACC-BLDG K |  | HVAC |  | MAN | http://www.toronto.ca/TWONTO#pipe_manifold |  | Administration Building, HVAC
72608 | 17619 | THR-ACC-DM-0110 | Damper, Intake, Air Handling Unit AHU-0110, Headhouse Roof | THR-ACC-AHU-0110 | Damper/Louver | HVAC |  | DM | http://www.toronto.ca/TWONTO#air_damper |  | Air Handling Unit, Headhouse Grit Area Air Supply, Headhouse Roof
114683 | 80755 | TAB-PLT-LSH-3001 | Switch, Level, High, Classifier 3000, Dewatering Area | TAB-PLT-CL-3000 | Switch,Level-High | Switch |  | LSH | http://www.toronto.ca/TWONTO#level_switch |  | Classifier, Grit, Cyclone 3001 to 3004, Dewatering Area
26129 | 96023 | FHO-GRK-DR-1004S | Door, (FD-S1-04), Fire Rated, Admin Building, S1, Stairway 6 | FHO-GRK-FEQ-0001 | Fire Prevention,Door | Door |  | DR | http://www.toronto.ca/TWONTO#fire_rated_door
145936 | 28982 | WTR-PRH-T-1100 | Tank, Bulk Fuel Storage, Generator Room | WTR-PRH-LB-0202 |  | Tank |  | T | http://www.toronto.ca/TWONTO#fuel_oil_tank |  | Load Breaker, 4160V, Secondary, Switchgear Electrical Room
52976 | 92503 | TAB-RSP-PSL-2210 | Switch, Pressure,Low, Seal Water to Raw Sewage Pump P-2210 | TAB-RSP-P-2210 | Switch,Pressure | Switch |  | PSL | http://www.toronto.ca/TWONTO#pressure_switch |  | Pump, Raw Sewage #10
18406 | 67014 | FHA-SES-LD-0085 | 3 Step rolling ladder Blue in Raw water basement | FHA-SES | Safety | Safety Equipment |  | LD | http://www.toronto.ca/TWONTO#portable_ladder |  | Safety & Environmental Services
24617 | 17172 | COL-PRR-HTR-0001 | Heater, Unit | COL-PRR-MISC | Heater |  |  | HTR |  |  | Miscellaneous Equipment
109325 | 84010 | TAB-DEW SLUDGE CAKE | Sludge Cake Pumping | TAB-WORK-AREA-3 | [6 empty] | Work Area 3
3050 | 75724 | COL-MTI-T-0102 | Tank 2, Nitrogen-Charged Piston Accumulator, Pressurized Hydraulic Fluid Storage, MTI Chamber CH-0100, Hiawatha Control Chamber No.1, MTI | COL-MTI-CH-0100 |  | Tank |  | T | http://www.toronto.ca/TWONTO#chemical_storage_tank |  | Chamber,Hiawatha Control Chamber No.1, MTI
52807 | 71683 | TAB-PLT-DR-4014 | Door, Roll up | TAB-PLT-LOA-D | Door,Overhead | Door |  | DR | http://www.toronto.ca/TWONTO#roll_up_door
93223 | 18943 | FHO-GRK-DR-1076L | Door, (FD-1-76), Fire Rated, Ozone Building, L1, Loading Bay to Delivery Roof | FHO-GRK-FEQ-0001 | Fire Prevention,Door | Door |  | DR | http://www.toronto.ca/TWONTO#fire_rated_door
51679 | 69548 | TAB-PRS-SQ-0002SUS | Emerg. Eyewash and Shower Stations, Biosolids Truck Loading/Scrubber Room/West wall | TAB-SUSPENDED ENTITY | PPE,Eyewash Station | Safety Equipment | 47663 | SQ | http://www.toronto.ca/TWONTO#emergency_eyewash_and_shower |  | Suspended entities
122369 | 84403 | THC-CW-SQ-5204 | Emergency Eyewash, Personal Wash Unit, North workshop by Office Area | THC-ACC-BLDG X | PPE,Eyewash Station | Safety Equipment | 42416 | SQ | http://www.toronto.ca/TWONTO#emergency_eyewash |  | New Workshop WA2 Building HVAC
119730 | 70976 | TAB-WA1-SQ-1971 | Lanyard 6 Ft- Armando Abujen, | TAB-WA1-SQ-0001 | PPE,Harness | Safety Equipment |  | SQ | lifeline |  | WA1 Fall Arrest System
113960 | 86388 | TAB-OCS-DM-6742 | Damper, Foul Air, Biofilter F-6740 Outlet, Biofilter Area, P Bldg. | TAB-OCS-F-6740 | Damper/Louver | Gas Collection |  | DM | http://www.toronto.ca/TWONTO#air_damper |  | Biofilter, Odour Control, Biofilter Area, P Bldg,.
68863 | 73342 | FCL-WWW-CP-5601 | Control Panel, Centrifuge CF-5601, RMF Centrifuge Facility, Centrifuge Room | FCL-WWW-CF-5601 |  |  |  | CP |  |  | Centrifuge Dewatering, East
2721 | 23282 | COL-MTI-F-1401C | Filter, High Pressure, Hydraulic Pump P-1401C Discharge, Outdoor Kiosk, MTI Chamber CH-1400C | COL-MTI-CH-1400C |  | Filter |  | F | http://www.toronto.ca/TWONTO#replaceable_oil_or_fuel_filter |  | Chamber,Rosedale Valley Control Chamber No.14C, MTI
143723 | 9028 | WTR-PEL-T-0001 | Tank, Surge | WTR-PEL-TRW | Tank | Tank |  | T | http://www.toronto.ca/TWONTO#pumping_surge_suppression_tank |  | Treated Water (Transmission)
119835 | 42675 | TAB-WA2-SQ-3500 | Body Harness- Scott | TAB-WA2-SQ-0001 | PPE,Harness | Safety Equipment |  | SQ | http://www.toronto.ca/TWONTO#fall_arrest_harness |  | Fall Arrest System , Tripod and SRL
95372 | 61033 | WTR-RLW-RPU-0001 | Remote Processing Unit | WTR-RLW-ELS | RPU | Remote Processor Unit |  | RPU | http://www.toronto.ca/TWONTO#RPU_panel |  | Electrical System
25171 | 25432 | FHO-RAW | Raw Water Production | FHO WORK AREA 1 | [6 empty] | Process
105812 | 45583 | SWM-PWD-SW-0003 | Switch, Lighting Transformer | SWM-PWD | Switch |  |  | SW |  |  | Warden Storm
50021 | 15623 | FCL-ELS-MCC-1012-SUS | Control Panel, MCC, Low Lift Process Normal Power, Electrical Switchgear Room | FCL-SUSPENDED | Control Panel,MCC | Motor Control Center | 36553 | MCC | http://www.toronto.ca/TWONTO#LV_electrical_panel |  | Suspended entity
66396 | 13652 | THC-SPC | Process Control Systems - Services Area | THC | [6 empty] | Highland Creek Treatment Plant
78755 | 94436 | FHA-RADIO-0004 | Radio, Walkie Talkie | FHA-GRK-COM-0001 |  | Communications Equipment |  | RADIO | radio_system |  | Telephone and Paging System
30908 | 59200 | FIS-TRW-PSL-0001 | Switch, Pressure, Low, Treated Water to Island Distribution, Workshop Building, Low Lever, High Lift PS | FIS-TRW-PUMPING | Switch,Pressure-Low | Switch |  | PSL | http://www.toronto.ca/TWONTO#pressure_switch |  | Treated Water Pumping
38813 | 70885 | SWM-PIT-LSH-0102 | Switch, Level-High | SWM-PIT-MISC | Switch,Level | Switch |  | LSH | http://www.toronto.ca/TWONTO#level_switch |  | Miscellaneous Equipment
91289 | 55286 | FHO-DOZ-OL-CW | OPEN LOOP COOLING WATER SYSTEM | FHO-DOZ | [6 empty] | Ozonation System
76196 | 65741 | THR-MCS-LD-7920 | Chain Hoist, Manual, Engine Room Basement, Hot Water Pumps | THR-LD-WA3 | Lifting Device,Hoist,Manual | Lifting Device |  | LD | http://www.toronto.ca/TWONTO#lifting_equipment_hoist |  | Lifting Devices, Chain Hoist, Come Along & Slings
48095 | 67448 | TAB-ELS-AM-5312 | MSA Portable Atmospere Gas Monitor (Wei) | TAB-ELS-SQ-4000 | Atmosphere Monitoring Device,Portable | Safety Equipment |  | AM | http://www.toronto.ca/TWONTO#portable_gas_detector |  | MSA Gas Monitor Bump Test Stand
55472 | 64879 | TAB-WA1-SQ-1908 | Body Harness- San Kim | TAB-WA1-SQ-0001 | PPE,Harness | Safety Equipment |  | SQ | http://www.toronto.ca/TWONTO#fall_arrest_harness |  | WA1 Fall Arrest System
109148 | 46075 | TAB-CW-SQ-9704 | Eye Wash & Shower Station, Gas Compressor Bldg, Compressor Room West wall | TAB-THK-SQ | PPE,Eyewash Station | Safety Equipment |  | SQ | http://www.toronto.ca/TWONTO#emergency_eyewash_and_shower |  | WA5 Safety Equipment
34428 | 50428 | MAIN-029B | Main 029B | WTR-LWA | [6 empty] | Work Area 2 Central Mains and Chambers
65396 | 12671 | THC-PRM-ZSL-0974 | Switch, Position Low, Flush Water, Valve 0974 | THC-PRM-CH-5200 |  | Switch |  | ZSL | http://www.toronto.ca/TWONTO#position_switch |  | Scum Pit,Tank 0900 & 1000, Primary Clarifier
140015 | 27555 | TNT-AER-SP-0001 | Sampler, Mixed Liquer channel | TNT-AER-ML-CHNL | Sampler | Sampler |  | SP | http://www.toronto.ca/TWONTO#auto_sampler |  | Mixed liquer Channel
30827 | 10936 | FIS-TRW | Treated Water Production | FIS WORK AREA 1 | [6 empty] | Process
76172 | 376 | THR-MCS-LD-2904 | Come Along, Work Area 3 | THR-LD-WA3 | Lifting Device,Hoist,Manual | Lifting Device |  | LD | winch |  | Lifting Devices, Chain Hoist, Come Along & Slings
85742 | 52610 | WTR-PHL-PPE-0001-SUS | SCBA Facemask- Rick Callaghan | WTR-SUSPENDED | PPE,SCBA | Safety Equipment | 47422 | PPE | http://www.toronto.ca/TWONTO#self-contained_breathing_apparatus |  | Suspended Obsolete entity for storage purpose
58905 | 96507 | THC-ACC-FN-0712A | Fan,Centrifugal,Return Air,AHU-0710,Thickening Centrifuge Area | THC-ACC-AHU-0710 | Fan,Centrifugal | HVAC |  | FN | http://www.toronto.ca/TWONTO#blower_or_fan_with_drive |  | Air Handling Unit,Outdoor,Centrifuge Area,Thickening Building
101581 | 40291 | MAIN-168 | Main 168 | WTR-MT3 | [6 empty] | Work Area 3 WEST Mains and Chambers
119814 | 40583 | TAB-WA2-SQ-1262 | EE1 - 801 DNylon Sling | TAB-SES-LD | Lifting Device,Sling | Lifting Device |  | SQ | synthetic_web_sling |  | WA2 Lifting devices
18223 | 67640 | FHA-SES-FAK-0512 | FHA-SES-B KIT-2 - Emergency Kit Chlorine | FHA-SES-SM |  | Safety Equipment |  | FAK | emergency_kit |  | Spill /Waste Management
58874 | 27620 | FCL-ELS-TR-003FB | Transformer,Lighting,(LT2F),600/120/208V, 45kVA,Heating Panel LP-003FB,Filter Bldg. Transformer Room | FCL-ELS-6 |  |  |  | TR |  |  | Interior Lighting
8075 | 43997 | COL-PWE-LSLL-0101 | Switch, Level Low-Low | COL-PWE-MISC | Switch,Level |  |  | LSLL |  |  | Miscellaneous Equipment
18163 | 20268 | FHA-SED-ZSH-0503C | Switch, Limit, Access Hatch Zone 3, Settling Basin T-0501 | FHA-SED-ZSH-0503 |  | Security System |  | ZSH | http://www.toronto.ca/TWONTO#position_switch |  | Switch, Limit, Access Hatch Zone 5
118164 | 22069 | TAB-SLO-STR-2409 | Strainer, Lub Pump suction | TAB-SLO-P-2409 | Strainer | Filter |  | STR | http://www.toronto.ca/TWONTO#strainer |  | Pump, Sludge Transfer Lube #9
62496 | 53962 | FHA-FLT-F-3701 | Filter #37, Filter Building, East Filter Gallery South | FHA-FLT | Filter | Filter |  | F | http://www.toronto.ca/TWONTO#filtration_tank |  | Filtration
8736 | 17793 | COL-SKW-CB-0004 | Circuit Breaker, Lighting Panel | COL-SKW | Circuit Breaker |  |  | CB |  |  | Kew Beach Detention Tank (Kenilworth)-storm
14756 | 36794 | FCL-SES-SPL-0002 | Spill Containment Kit, High Lift Building, Store Room | FCL-SM |  | Safety Equipment |  | SPL | http://www.toronto.ca/TWONTO#spill_kit |  | Spill Management
4612 | 53230 | COL-PHA-GA-0301 | Gauge | COL-PHA-MISC |  |  |  | GA |  |  | Miscellaneous Equipment
119709 | 87814 | TAB-WA1-SQ-1175 | Chain Sling | TAB-WA1-SQ-1000 | Lifting Device,Sling | Lifting Device |  | SQ | chain_sling |  | WA1 Lifting Devices and Slings
7033 | 47042 | COL-PRR-COM-0001 | Control Panel, Operator | COL-PRR | Control Panel |  |  | COM |  |  | Riverside Sewage Pumping Station
86482 | 17881 | WTR-PKL-AUX | Auxiliary Equipment (Building Facilities) | WTR-PKL | [6 empty] | Keele Pumping Station
79792 | 32564 | THR-WA1-LD-75-12 | Sling, Nylon, Work Area 1 (NYLON BELT SLING SIZE; 1' X 2', CAPACITY 3200 LBS, SN 895875-12) A | THR-LD-NYLN-WA1 | Lifting Device,Sling | Lifting Device |  | LD | synthetic_web_sling |  | Slings, Nylon, Work Area 1
61742 | 57849 | THC-FT-T-1600 | Tank, Secondary Clarifier | THC-FT-PHASE I-IV | Tank | Tank |  | T | http://www.toronto.ca/TWONTO#clarifier |  | Secondary Clarifiers, Phase I-IV
27586 | 65962 | COL-PSW-TS-0154 | Switch, Transfer | COL-PSW | Switch | Switch | 36093 | TS | http://www.toronto.ca/TWONTO#transfer_switch |  | Swansea Pumping Station
106732 | 21692 | TAB-ACC-HE-1461 | Heat Exchanger, Electric Reheat Coil | TAB-ACC-HTR-1461 | Heat Exchanger | HVAC |  | HE | http://www.toronto.ca/TWONTO#heat_exchanger |  | Heater, Electric Reheat Coil
62614 | 51687 | THC-MCS-LD-65C1123 | WIRE ROPE CRANE - SGTR (insp Liftsafe) | THC-MCS-LD | Lifting Device | Lifting Device |  | LD | http://www.toronto.ca/TWONTO#crane |  | Mechanical Services, Lifting Device
88895 | 35408 | WTR-REG-AMT | Atmospheric Monitoring | WTR-REG | [6 empty] | Eglinton Reservoir
101715 | 25254 | MAIN-335 | Main 335 | WTR-LWA | [6 empty] | Work Area 2 Central Mains and Chambers
117178 | 5348 | TAB-RSP-G-1250B | Gate, Sluice, Actuated, Raw Sewage Transfer Pump #5 Outlet to Upper Ring | TAB-RSP-P-1250 | Valve,Sluice Gate | Gate |  | G | http://www.toronto.ca/TWONTO#channel_gate
113539 | 43916 | TAB-GQ-53215 | TAB Grounds (CMS Work Orders) | TAB-CMS |  | Grounds |  | GQ | space |  | CMS Work Orders
71630 | 57712 | THR-DIG-PSH-0901 | Switch, Pressure High, Tank 0900 Sampling Pump Discharge, Digester Tanks - Sampling System | THR-DIG-P-0901 | Switch,Pressure-High | Switch |  | PSH | http://www.toronto.ca/TWONTO#pressure_switch |  | Pump, Tank 0900 Sampling, Digester Tanks - Sampling System
115471 | 83063 | TAB-PRM-INQ | D Building - Instrumentation Equipment | TAB-PRM-D | [6 empty] | D Bldg - Primary Treatment
136742 | 31246 | THR-MCS-LD-8660 | Gantry, Portable, 2200LB/1000 KG, Grit Tank Basement, Work Area 2 | THR-SES-LD | Lifting Device,Hoist | Lifting Device |  | LD | lifting_device_support |  | Lifting Device, Safety Equipment
93567 | 67781 | FHO-NEX-5 CHANNEL 5-SUS | Emergency and Exit light 5 Channel 5 | FHO-NEXUS |  | Safety Equipment | 44455 | NEX | http://www.toronto.ca/TWONTO#lighting_unit |  | Emergency and Exits lights- Expansion Site
39428 | 93397 | TAB-ACC-FN-6422 | Fan, Sidewall, Exhaust Air, AHU-6420, Roof, Grit Bldg., P Bldg. | TAB-ACC-AHU-6420 | Fan | HVAC |  | FN | http://www.toronto.ca/TWONTO#blower_or_fan_with_drive |  | Air Handling Unit, Roof, Grit Bldg., P Bldg.
101665 | 28695 | MAIN-277 | Main 277 | WTR-LWA | [6 empty] | Work Area 2 Central Mains and Chambers
40065 | 43882 | DOS-MCS-LD-110676 | Lifting Device, Fall Arrest Support System, DAVIT ARM & BASE, 450 LBS, 4'X4' | FAC-YCM-SES | Lifting Device,Sling | Safety Equipment |  | LD | http://www.toronto.ca/TWONTO#fall_arrest_Davit_arm |  | SAFETY & ENVIRONMENTAL SERVICES
38732 | 69357 | SWM-PDU-TS-0001 | Switch, Transfer | SWM-PDU-MISC | Switch |  |  | TS |  |  | Miscellaneous Equipment
81146 | 45239 | FHA-SES-FAK-0303 | FHA-SQ-FAK-04 - First Aid Kit Station | FHA-SES-SQ-4 | PPE | Safety Equipment |  | FAK | http://www.toronto.ca/TWONTO#first_aid_station_equipment |  | First Aid
70392 | 27755 | FHA-AM-PSH-0101 | Switch, Pressure, Ammonia Tank 1. | FHA-AM-T-0101 |  | Switch |  | PSH | http://www.toronto.ca/TWONTO#pressure_switch |  | Tank, Aqua Ammonia, RMF Ammonia Storage Room North Tank
24732 | 37651 | COL-PRX-SW-0001 | Switch, Electrical | COL-PRX-MISC | Switch |  |  | SW |  |  | Miscellaneous Equipment
112665 | 50140 | TAB-EL1-MCC-6121 | Motor Control Centre, 600V MCC | TAB-AER-ELQ | Switchgear,Indoor | Motor Control Centre |  | MCC | http://www.toronto.ca/TWONTO#LV_electrical_panel |  | Aeration - Electrical Equipment
38634 | 21726 | SWM-PBL-FA-0001S | Switch, Temperature-High | SWM-PBL-MISC | Fire Prevention,Alarm | Switch | 42935 | FA | http://www.toronto.ca/TWONTO#temperature_switch |  | Miscellaneous Equipment
10453 | 56700 | FCL-ACC-HTR-0427 | Heater, (BH-3) Baseboard, Electric, 1.5kW, High Lift Building, Corridor to Gaseous Chemicals | FCL-ACC-P-HL |  |  |  | HTR |  |  | High Lift Pumping Station HVAC Equipment
50554 | 26007 | FCL-DCL-PSH-0205 | Switch, Pressure-High, Evaporator 0201 Vent Line to Scrubber, Machine Room, Gaseous Chemical Bldg. | FCL-DCL-EV-0201 |  |  |  | PSH |  |  | Evaporator, SO2, Sulpher Dioxide System
15525 | 42663 | FCL-WWW-V-5100 | Valve, Plug, Suction, Centrifuge Feed Pump P-5101, RMF Clarification Facility, Pump Room | FCL-WWW-P-5101 |  |  |  | V |  |  | Pump Centifuge Feed, North
59559 | 15194 | THC-DIG-PSH-0444 | Switch,Pressure-High,Discharge,Gas Mixing,C-0437,Gas Low Pressure System,Building U | THC-DIG-C-0437 | Switch,Pressure-High | Switch |  | PSH | http://www.toronto.ca/TWONTO#pressure_switch |  | Compressor,Sliding Vane,Primary Digester Gas MIxing,PD-0400,Gas Low Pressure System,Building U
98216 | 27509 | FIS-SES-SH-0012 | Safety Harness Full Body | FIS-SES |  | Safety Equipment |  | SH | http://www.toronto.ca/TWONTO#fall_arrest_harness |  | Safety, Instrumentation & Environmental Services
136481 | 49968 | THR-GRK-DR-4231 | Door, Access, Old Substation building, East door | THR-DR-WA4 | Door,Access | Door |  | DR | http://www.toronto.ca/TWONTO#door
58732 | 74830 | THC-ACC-F-6822 | Filter, Exhaust Fan, Ferrous Chloride Building | THC-ACC-FN-6821 |  | Filter |  | F | http://www.toronto.ca/TWONTO#replaceable_air_filter |  | Fan,Centrifugal, Exhaust, Ferrous Chloride Building
136610 | 55880 | THR-JHSC-RSPS | Returns Pumping Stn., Sorrounding Areas &MCC Room | THR-JHSC-WA4 |  | Safety Equipment |  |  | http://www.toronto.ca/TWONTO#space |  | Joint Health & Safety Committee WA4
52256 | 35020 | TAB-PWA-T-2701 | Tank, Chemical, Sodium Hypochlorite | TAB-DIS-NAOCL | Tank | Tank |  | T | http://www.toronto.ca/TWONTO#chemical_storage_tank |  | Disinfection - Sodium Hypochlorite
129966 | 11816 | THR-ACC-FSL-0852S | Switch, Flow-Low, Exhaust Fan 0852, T17 East, Plant Services, Gallery Ventilation, Zone 3A | THR-ACC-FN-0852S | Switch,Flow-Low | Switch | 39345 | FSL | http://www.toronto.ca/TWONTO#flow_switch |  | Fan, Exhaust, T21 East, Plant Services, Gallery Ventilation, Zone 3A
112673 | 66269 | TAB-EL1-MCC-6125E | Motor Control Centre, 600V Emergency feed | TAB-AER-ELQ | Switchgear,Indoor | Motor Control Centre |  | MCC | http://www.toronto.ca/TWONTO#LV_electrical_panel |  | Aeration - Electrical Equipment
96287 | 77448 | FIS-ELS-PDP-0302 | Power Distribution Panel,Raw Water Intake House Main Floor,347 / 600V,250A,3ph,3W | FIS-ELS-DS-0302 | Control Panel,Power Distribution Panel | Power Distribution Panel |  | PDP | http://www.toronto.ca/TWONTO#LV_electrical_panel |  | Disconnect Switch, PDP-0302 & LP-0302, Raw Water Intake Building, North Wall
71213 | 3170 | THR-DIG-FSL-5480C | Switch, Flow-Low, Lube Oil, C-5480, Gas Mixing System | THR-DIG-T-5480 | Switch,Flow-Low | Switch |  | FSL | http://www.toronto.ca/TWONTO#flow_switch |  | Tank, Reservoir, Auxiliary Oil, Gas Compressor 5480, Digester Mixing System
7392 | 29889 | COL-PSM-LSH-0104 | Switch, Level-High | COL-PSM-MISC | Switch,Level |  |  | LSH |  |  | Miscellaneous Equipment
74548 | 40632 | THR-FT-FSL-4403 | Switch, Flow-Low, Seal Water, Pump P-4403, RAS Pumping - South | THR-FT-P-4403 | Switch,Pressure-Low | Switch |  | FSL | http://www.toronto.ca/TWONTO#flow_switch |  | Pump, Centrifugal, RAS, RAS Pumping Station - South
53002 | 78443 | TAB-RSP-T-1101 | Tank,Influent.,Wet Well, from Conduits 5, 6 & 7 | TAB-SUSPENDED ENTITY | Tank,Reservoir | Tank | 35825 | T | http://www.toronto.ca/TWONTO#storage_tank |  | Suspended entities
78933 | 82629 | THR-SES-SQ-8P | Portable (Bottled) Eyewash Station, STB Bsmt. | THR-SQ-PEWS-WA1 | Safety,Eye wash | Safety Equipment |  | SQ | eye_wash_bottle |  | Portable. (Gravity Operated) Eyewash Station, Dig9&10 Bsmnt
132844 | 39197 | THR-DIG-PSL-2511 | Switch, Pressure-Low, Inlet Pump 2511, Digester Tank 0200 | THR-DIG-P-2511 | Switch,Pressure-Low | Switch |  | PSL | http://www.toronto.ca/TWONTO#pressure_switch |  | Pump, Centrifugal, Sludge Recirculation, Tank 0200
137474 | 45391 | THR-PLT-T-0101S | Tank, Grit Bin, Preliminary Treatment, Grit Removal - Grit Tanks - North Plant | THR-PLT-GRITS | Tank | Tank | 40812 | T | http://www.toronto.ca/TWONTO#storage_tank |  | Gate,Sluice,Preliminary Treatment, Grit Building
9565 | 93417 | DOS-YCM-VEH-884912 | 2019 MITSUBISHI RVR - Vehicle Unit# 884912 | FAC-YCM-VEH | Vehicle,Licensed | Vehicle |  | VEH | http://www.toronto.ca/TWONTO#passenger_vehicle
4923 | 11280 | COL-PKG-T-0002 | Tank, Diesel Fuel | COL-PKG-MISC | Tank |  |  | T |  |  | Miscellaneous Equipment
58816 | 37672 | THC-DEW-T-7510 | Tank,Buffer,Centrate Sampling,Dewatering Centrifuge CF-1100,Solid Treatment | THC-DEW-CF-1100 |  | Tank |  | T | http://www.toronto.ca/TWONTO#storage_tank |  | Centrifuge,Dewatering,BLS/PYS - Solid Treatment,Incinerator Building
34444 | 48224 | MAIN-089 | Main 089 | WTR-LWA | [6 empty] | Work Area 2 Central Mains and Chambers
12538 | 81203 | COL-PCU-TSH-5110 | Temperature switch, High | COL-PCU-SUSPENDED | Switch,Temperature-High |  | 34964 | TSH |  |  | Cumber P.S.suspended entities
52948 | 43564 | TAB-PLT-G-4202 | Gate, Knife Gate, Pneumatic, Grit Outloading Conveyor 4200, Conveyor Area | TAB-PLT-CV-4200 | Valve,Knife Gate | Gate |  | G | http://www.toronto.ca/TWONTO#valve
47763 | 21529 | TAB-EL2-TS-6123 | Power Distribution, Automatic Transfer Switch, Generator, Standby Power, 600V | TAB-EL2-PDP-6015 |  |  |  | TS |  |  | Power distribution Panel, 600V
8815 | 28379 | COL-SMC-FN-0001 | Fan, Axial | COL-SMC-MISC | Fan |  |  | FN |  |  | Miscellaneous Equipment
119927 | 31375 | TAB-WA4-SQ-1202 | Sling, Nylon, Sling Tech (S/N VCO-151412-13) 2 Ft. | TAB-WA4-SQ-0010 |  | Lifting Device |  | SQ | synthetic_web_sling |  | WA4 Fall arrest systems
93344 | 12371 | FHO-GRK-DR-4037S | Door, (FD-S4-37), Fire Rated, TRW Building, S4, Stairway 2 | FHO-GRK-FEQ-0001 | Fire Prevention,Door | Door |  | DR | http://www.toronto.ca/TWONTO#fire_rated_door
59412 | 44575 | THC-ACC-PIT-6001 | Transmitter, Pressure, Primary Loop, Hot Water Return Pipe, Lower Level 2 Blower Room, Headworks | THC-ACC-HE-6001 | Transmitter,Pressure | HVAC |  | PIT | http://www.toronto.ca/TWONTO#pressure_transmitter |  | Heat Exchanger, Heating Glycol System, Lower Level 2 Blower Room, Headworks
81847 | 82424 | FHA-SES-LDR-0303 | FHA-SES-LD-0048 - 20' Ext Ladder Fiberglass ( Outside old Training Room ) | FHA-SES | Safety | Safety Equipment |  | LDR | http://www.toronto.ca/TWONTO#ladder |  | Safety & Environmental Services
29545 | 33656 | FIS-SPC-RPU-1221 | Remote Processing Unit, Filter F-0100, Filter Building, Filter Gallery, Area Control Panel CP-0101 | FIS-FLT-F-0100 |  | Remote Processor Unit |  | RPU | http://www.toronto.ca/TWONTO#RPU_panel |  | Filter, Settled Water, Filter Building, Filter Gallery
42833 | 70271 | TAB-AUX-LS-8034 | Switch,Level | TAB-AUX-P-8034 | Pump,Non Positive Displacement,Submersible | Switch |  | LS | http://www.toronto.ca/TWONTO#level_switch |  | Pump, Submersible, Elevator Shaft, Auxiliary Systems Building, Sub-Basement
66862 | 73633 | THC-GRK-VEH-378070 | Vehicle, Personal Carrier, Gator (T/S) (WA4 elect) | THC-GRK-VEHICLES | Vehicle,Unlicensed | Vehicle | 34876 | VEH | http://www.toronto.ca/TWONTO#golf_cart
101728 | 31021 | MAIN-348 | Main 348 | WTR-MT1 | [6 empty] | Work Area 1 EAST Mains and Chambers
74139 | 65287 | THR-EPS-PSH-0310 | Switch, Pressurel-High, Oil Pump, Centrifugal 0311, Plant Service, Effluent Pump, Centrifugaling | THR-EPS-P-0310 | Switch,Pressure-High | Switch |  | PSH | http://www.toronto.ca/TWONTO#pressure_switch |  | Pump, Centrifugal, Screw
136769 | 46576 | THR-MCS-MT-0557 | Lift Table | THR-MT-WA3 |  | Tool |  | MT | lift_table |  | Machine Tools
93269 | 60112 | FHO-GRK-DR-2034S | Door, (FD-S2-34), Fire Rated, Ozone Building, S2, Tservice Platform 2, South | FHO-GRK-FEQ-0001 | Fire Prevention,Door | Door |  | DR | http://www.toronto.ca/TWONTO#fire_rated_door
131670 | 70169 | THR-CG-F-1101 | Filter, Gas, Engine Gas Valve Train, Engine Fuel System, Engine-Gen 1101 | THR-CG-ENG-1101 |  | Filter |  | F | http://www.toronto.ca/TWONTO#replaceable_oil_or_fuel_filter |  | Engine, Generator 1101, Engine Room, Engine-Generator & Heat Recovery System
138298 | 60539 | THR-SES-CS-0001 | Front Entry Chemical Protective Suit | THR-SES-SQ | Safety | Safety Equipment | 34325 | CS | http://www.toronto.ca/TWONTO#chemical_suit |  | Safety Equipment
40420 | 71771 | TAB-ACC-FSL-6101 | Switch,Flow, Low Discharge | TAB-ACC-AHU-6101 | Switch,Flow-Low | Switch |  | FSL | http://www.toronto.ca/TWONTO#flow_switch |  | AHU, Digester 5-8 Drip Trap Room
136797 | 24875 | THR-NGS-PSL-0902 | Switch,Pressure-Low, Natural Gas Train for Boiler 0900, North Grit Boilers, Plant Services, Natural Gas Overview | THR-ACC-BO-0900 | Switch,Pressure-Low | Switch |  | PSL | http://www.toronto.ca/TWONTO#pressure_switch |  | Boiler, Low Pressure, North Grit Boilers, Plant Services, Natural Gas Overview (CRN-B9917.5,TSSA UID-65022712, SNo.-5.867337,S-87072)
85136 | 65401 | WTR-PEL-LSL-1501 | Switch, Level, Low, New Oil Tank T-1500, Generator Building, Product Handling Room | WTR-PEL-T-1500 | Switch,Level-Low | Switch |  | LSL | http://www.toronto.ca/TWONTO#level_switch |  | Tank, Non-Pressurized, New Oil, Generator Building, Product Handling Room
140972 | 74071 | VP2038 | Detector, Gas | TAB-ELS-AM | Sensor,Gas | Safety Equipment |  |  | http://www.toronto.ca/TWONTO#portable_gas_detector |  | WA8 Safety Equipment Gas Detectors, Plant Wide
66917 | 42094 | THC-INC-BU-1031 | Burner, Hearth 1, Incinerator 1000 | THC-INC-FU-1000? | Burner | Burner |  | BU | http://www.toronto.ca/TWONTO#burner_component_of_asset |  | Furnace, Incinerator 1000
140799 | 43085 | TNT-SES-SQ-0103 | Bottle, Air, Spare,SCBA Breathing Apparatus, Filter Bldg | TNT-GRK-SCBA | PPE,SCBA | Safety Equipment |  | SQ | http://www.toronto.ca/TWONTO#compressed_gas_cylinder |  | SCBA Breathing Apparatus
5817 | 37209 | COL-PLB-LSH-0105(S) | Switch, Level-High | COL-PLB | Switch,Level | Switch | 35797 | LSH | http://www.toronto.ca/TWONTO#level_switch |  | Long Branch Pumping Station
16297 | 20418 | FHA-FLT-F-1401 | Filter #14, Filter Building, West Filter Gallery North | FHA-FLT | Filter | Filter |  | F | http://www.toronto.ca/TWONTO#filtration_tank |  | Filtration
34595 | 40147 | MAIN-257 | Main 257 | WTR-MT3 | [6 empty] | Work Area 3 WEST Mains and Chambers
114509 | 92096 | TAB-PLT-FSL-2801 | Switch, Flow, Low, Seal Water, Grit Pump 2800, Great Slury Pump Area, City water | TAB-PLT-P-2800 | Switch,Flow-Low | Switch |  | FSL | http://www.toronto.ca/TWONTO#flow_switch |  | Pump, Centrifugal,Grit Slury, West Grit Gallery
124901 | 68921 | THC-ELS-MCC-2830 | Motor Control Center,TWAS Bldg,Electrical Room | THC-ELS-LVS-2800 |  | Motor Control Center |  | MCC | http://www.toronto.ca/TWONTO#LV_electrical_panel |  | Low Voltage Switchgear,Administration Building,Control Room
136984 | 23093 | THR-OCS-SB | Odour Control System, Scrubbers | THR-OCS | [6 empty] | Odour Control System
45420 | 7904 | TAB-DIG-PSH-4190 | Switch Pressure,High,Delivery,Digester Gas Compressor C-4190 | TAB-DIG-C-4190 | Switch,Pressure | Switch |  | PSH | http://www.toronto.ca/TWONTO#pressure_switch |  | Compressor #1,Gas (DX5001A) Digester Tank 19 & 21
54099 | 76642 | TAB-STR-CLR-0710 | Secondary Clarifier, Final Tank 07 | TAB-STR2 |  | Tank |  | CLR | http://www.toronto.ca/TWONTO#clarifier |  | Secondary Treatment - Clarifiers
132551 | 65885 | THR-DIG-LSHH-0407 | Switch, Level-High-High, Over Flow Chamber, Tank 0400, Solids Treatment, Digester Tank 1-6 | THR-DIG-SD-0400 | Switch,Level-High-High | Switch |  | LSHH | http://www.toronto.ca/TWONTO#level_switch |  | Tank, Secondary Digester-4, Solids Treatment
8546 | 34200 | DOS-YCM-FAK-VEH41088 | First Aid kit in vehicle # 41088 | DOS-YCM-VEH-41088 | Safety,First Aid Kit | First Aid |  |  | http://www.toronto.ca/TWONTO#first_aid_kit |  | 2010 FORD ESCAPE HYBRID - Vehicle Unit# 41088
107108 | 22193 | TAB-ACC-HTR-6502 | Heater, Unit, Hot Water, maintenance Workshop, Screen Bldg., P Bldg. | TAB-ACC-HTR-PBLDG | H.V.A.C.,Heater | HVAC |  | HTR | http://www.toronto.ca/TWONTO#heater |  | Unit Heaters- P Bldg
55625 | 19978 | TAB-WA3-LD-2372 | Sling, Nylon, 8 FT | TAB-DEW-SAFETY | PPE | Lifting Device |  | LD | synthetic_web_sling |  | Safety Equipment
82870 | 12 | FHA-SES-SQ-0073 | Miller 216 WLS 4’ shock absorber lanyard 12-04 | FHA-SES-SQ-6 |  | Safety Equipment |  | SQ | lifeline |  | Safety Fall Protection Equipment
26367 | 64766 | COL-YKP-VEH-67134 | Vehicle, Truck # 67134 (2023 CHEVROLET 2500HD STANDARD) | COL-YKP | Vehicle,Licensed | Vehicle |  | VEH | http://www.toronto.ca/TWONTO#pickup_truck
21745 | 22412 | COL-PMY-DM-0010 | Damper, Gas | COL-PMY | Damper/Louver |  |  | DM |  |  | Maryport Sewage Pumping Station
63951 | 16077 | FCL-PAC-V-0311 | Valve, Ball, PAC Storage Tank #3 Overflow, Dry Chemical Building, PAC Tanks | FCL-PAC-T-0301 |  |  |  | V |  |  | Tank, Storage, Powder Activated Carbon, ry Chemical Building PAC Tanks
12520 | 11068 | COL-PCU-T-0002 | Tank, Hot Water, Ground Floor, Cumber PS | COL-PCU | Tank,Domestic Hot Water | Tank |  | T | http://www.toronto.ca/TWONTO#tanked_hot_water_heater |  | Cumber Pumping Station
27202 | 86149 | COL-PSU-FEQ-0002S | Fire Prevention, Extinguisher | COL-W-OBSOLETE | Fire Prevention,Extinguisher |  | 46867 | FEQ |  |  | Col West Obsolete Entities
3642 | 68166 | COL-PCF-LSH-0001 | Switch Level, High, Dry Well | COL-PCF | Switch,Level-High | Switch |  | LSH | http://www.toronto.ca/TWONTO#level_switch |  | Clark Pumping Station
117332 | 67691 | TAB-RSP-PS-2204D | Power Supply, Hydraulic, Valve | TAB-RSP-P-2204 |  | Hydraulic System |  | PS | http://www.toronto.ca/TWONTO#hydraulic_power_pack |  | Pump, Raw Sewage #4
23212 | 24812 | COL-PNT-LSL-0109 | Switch, Level-Low | COL-PNT-MISC | Switch | Switch | 36022 | LSL | http://www.toronto.ca/TWONTO#level_switch |  | Miscellaneous Equipment
27422 | 81691 | COL-PSW-LSH-0105 | Switch, Level-High | COL-PSW-MISC | Switch,Level-High | Switch |  | LSH | http://www.toronto.ca/TWONTO#level_switch |  | Miscellaneous Equipment
7877 | 39142 | COL-PTD-FN-0001 | Fan, Exhaust | COL-PTD-MISC | Fan |  |  | FN |  |  | Miscellaneous Equipment
9214 | 76516 | COL-YKP-FAK-112531 | First Aid Kit, Truck #112531 (FORD TRANSIT 250) | COL-YKP-VEH-112531 | Safety,First Aid Kit | Safety Equipment |  | FAK | http://www.toronto.ca/TWONTO#first_aid_kit |  | Vehicle, Truck #112531 (FORD TRANSIT 250)
113433 | 20558 | TAB-ELS-PDP-0401 | Power Distribution Panel, Bio-Solid Loading Bay, Main Floor | TAB-WA4-ELS | Control Panel | Power Distribution Panel |  | PDP | http://www.toronto.ca/TWONTO#LV_electrical_panel |  | WA4 Electric Equipments
106696 | 56922 | TAB-ACC-FSL-6303 | Switch, Flow Switch-Low, AHU-6303, Mechanical Room, Dig 9-12 Control Building. | TAB-ACC-AHU-6303 | Switch,Flow-Low | Switch |  | FSL | http://www.toronto.ca/TWONTO#flow_switch |  | Air Handling Unit, Sludge Heating Room Ventilation, Mechanical Room, Dig 9-12 Control Building.
8806 | 55873 | COL-SMC-FAK-0001 | First Aid Kit | COL-SMC | Safety,First Aid Kit | Safety Equipment |  | FAK | http://www.toronto.ca/TWONTO#first_aid_kit |  | Maclean Detention Tank-storm
34989 | 13790 | COL-YKP-FAK-0025S | First Aid Kit, Truck #189018 (M2 106) | COL-YKP-VEH-0025S | Safety,First Aid Kit | Safety Equipment | 40243 | FAK | http://www.toronto.ca/TWONTO#first_aid_kit |  | Vehicle, Truck #189018 (M2 106)
18447 | 49262 | FHA-SES-LDR-0312 | FHA-SES-LD-0006 - 4' Ladder Fiberglass Orange ( offices Electrical Panel) | FHA-SES-LD-1 | Safety | Safety Equipment |  | LDR | http://www.toronto.ca/TWONTO#ladder |  | Ladders
61706 | 35954 | THC-FT-PSH-5826 | Switch, Pressure High, Scum Control, SE Plant, SE Plant Blowers Part 1 and Train #8 | THC-STR-P-SP02 | Switch,Pressure-High | Switch |  | PSH | http://www.toronto.ca/TWONTO#pressure_switch |  | Pump, Spare
144178 | 30673 | WTR-PHL-PPE-0002-SUS | SCBA Facemask - Anne DeCarlo | WTR-CENTRAL-SES | PPE,SCBA | Safety Equipment | 47423 | PPE | http://www.toronto.ca/TWONTO#self-contained_breathing_apparatus |  | Safety & Lifting Devices
34660 | 68367 | MAIN-316 | Main 316 | WTR-MT1 | [6 empty] | Work Area 1 EAST Mains and Chambers
26259 | 28166 | FHO-GRK-DR-2013S | Door, (FD-S2-13), Fire Rated, Admin Building, S2, Men's Locker Room Shower, North | FHO-GRK-FEQ-0001 | Fire Prevention,Door | Door |  | DR | http://www.toronto.ca/TWONTO#fire_rated_door
105757 | 80248 | SWM-PNQ-TSH-0001 | Switch, Temperature-High | SWM-PNQ | Switch | Switch |  | TSH | http://www.toronto.ca/TWONTO#temperature_switch |  | North Queen Storm Pumping Station
80482 | 51232 | THR-FT-RPU-0021 | Remote Processor Unit, SCADA,Old RAS Pumping Station.(172.22.37.193) | THR-SPC | RPU | Remote Processor Unit |  | RPU | http://www.toronto.ca/TWONTO#RPU_panel |  | Process Control Systems - Services Area
24295 | 75056 | FHO-MCS-CRN-0501 | Crane, Overhead, Travelling, 15 Ton, S9, Raw Water Pump Room | FHO-MCS-LD | Crane,Overhead | Lifting Device |  | CRN | http://www.toronto.ca/TWONTO#crane |  | Lifting Devices & Elevators
105706 | 12114 | SWM-PMG-TSL-0002 | Switch, Temperature-Low | SWM-PMG | Switch | Switch |  | TSL | http://www.toronto.ca/TWONTO#temperature_switch |  | Martin Grove Storm Pumping Station
18697 | 13742 | FHA-SES-SQ-0403 | FHA-SES-EYE-0007 - Eyewash Station, Plumbed | FHA-SES-SQ-0008 | PPE,Eyewash Station | Safety Equipment |  | SQ | http://www.toronto.ca/TWONTO#emergency_eyewash |  | Eyewash Stations & Showers
120225 | 65222 | THC-ACC-AC-0121 | Air Conditioner,Elec RM,Aeration Building,Phase 4 | THC-ACC-BLDG O | Air Handling Unit | HVAC |  | AC | http://www.toronto.ca/TWONTO#air_condition |  | Phase IV , Building O HVAC
63209 | 6752 | THC-OCS-LQ | Odour Control System, THC Liquid | THCLIQMNT |  |  | 47500 |  |  |  | THC Liquids Maintenance
58666 | 93732 | THC-ACC-F-0191 | Filter,Air Intake,Combustion Air,Boiler Building,South | THC-ACC-BLDG E |  | Filter |  | F | http://www.toronto.ca/TWONTO#replaceable_air_filter |  | Boiler House, HVAC
106724 | 3373 | TAB-ACC-HE-1438 | Heat Exchanger, Hot Water Reheat Coil | TAB-ACC-HTR-1438 | Heat Exchanger | HVAC |  | HE | http://www.toronto.ca/TWONTO#heat_exchanger |  | Heater, Hot Water Reheat Coil
78786 | 44591 | THR-SES-SPL-2683 | Spill Kit, Oil, Engine Room, East Wall,WA3 | THR-SES-SPL | Safety | Safety Equipment |  | SPL | http://www.toronto.ca/TWONTO#spill_kit |  | Spill Containment Kits, Humber Treatment Plant
8967 | 5455 | COL-YKP-DA-112711 | Davit Mast -112711 | COL-YKP-DA-0025S | Safety | Safety Equipment |  | DA | davit_base |  | Davit Arm Assembly with CENTRE BASE-150861
26171 | 44003 | FIS-ACC-HTR-3004 | Heater, Unit, Settling Basins 5 & 7 Access Building, S/E Corner | FIS-RMF 5&7 ACCESS-BLDG | H.V.A.C.,Heater,Unit | HVAC |  | HTR | http://www.toronto.ca/TWONTO#heater |  | FIS RMF Basin 5&7 Access Building
145091 | 40515 | WTR-PLW-HRN-0008 | PPE, Body Harness, S/N 982000125789720 | WTR-WEST-SES | PPE,Harness | Safety Equipment |  | HRN | http://www.toronto.ca/TWONTO#fall_arrest_harness |  | Safety & Lifting Devices
79364 | 29278 | THR-THK-LSH-5004 | Switch, Level High, TWAS Holding Tank | THR-THK-T-5004 | Switch,Level-High | Switch |  | LSH | http://www.toronto.ca/TWONTO#level_switch |  | Tank, TWAS Holding
25904 | 86116 | COL-PSP-LSHH-0104 | Switch, Level High-High | COL-PSP-MISC | Switch,Level |  |  | LSHH |  |  | Miscellaneous Equipment
40418 | 27283 | TAB-ACC-FSL-5884 | Switch,Flow,Low,Glycol From pump | TAB-ACC-P-5884 | Switch,Flow | Switch |  | FSL | http://www.toronto.ca/TWONTO#flow_switch |  | Pump, Glycol Make Up
80031 | 30796 | THR-WA3-LD-0075 | Sling, Nylon, Work Area 3 (1" X 4') | THR-LD-NYLN-WA3 | Lifting Device,Sling | Lifting Device |  | LD | synthetic_web_sling |  | Slings, Nylon, Work Area 3
15841 | 90030 | COL-PKG-FN-0001 | Fan, Exhaust | COL-PKG | Fan |  |  | FN |  |  | Kingston Rd Pumping Station
139405 | 28706 | THR-WA1-LD-457-3 | Sling, Nylon, Work Area 1 (NYLON BELT SLING SIZE; 2" X 12`, CAPACITY 6400 LBS, SN 1553457-3) A | THR-LD-NYLN-WA1 | Lifting Device,Sling | Lifting Device |  | LD | synthetic_web_sling |  | Slings, Nylon, Work Area 1
32970 | 92850 | KR2211A | Unit Heater, Silo #1, Main Floor, Silo Building | TAB-ACC-HTR | H.V.A.C.,Heater | HVAC |  |  | http://www.toronto.ca/TWONTO#heater |  | Heaters- Convection,
143165 | 76864 | WTR-PDS-LTG-0001-SUS | Lighting, Emergency, Dorset Pumping Station | WTR-SUSPENDED | Lighting,Emergency | Safety Equipment | 44943 | LTG | http://www.toronto.ca/TWONTO#lighting_unit |  | Suspended Obsolete entity for storage purpose
137346 | 96530 | THR-PLT-HS-0233 | Switch, Hand, Conveyor 0233, Path B, Head house, Preliminary Treatment, Screening | THR-PLT-CV-0233 | Switch,Hand | Switch |  | HS | hand_switch |  | Conveyor, Screw, Bar Screens, Path B, Head house, Preliminary Treatment - S
138869 | 60052 | THR-SQ-LP-0011 | Life Preserver, Ring Type, Final Tank 14 | THR-SQ-LP-FT | Safety | Safety Equipment |  | LP | http://www.toronto.ca/TWONTO#life_ring |  | Life Preserver, Ring Type Floating Device, Final Tanks
8678 | 81834 | COL-RBC-FEQ-0001S | Fire Prevention, Extinguisher | COL-RBC-MISC | Fire Prevention,Extinguisher |  | 42908 | FEQ |  |  | Miscellaneous Equipment
125212 | 19085 | THC-ELS-SQ-2875384 | Spares, Electrical Safety gloves, High Voltage, Class 0, # 2875384 | THC-SES-SQ | PPE,Insulated Glove | Safety Equipment |  | SQ | http://www.toronto.ca/TWONTO#rubber_insulating_gloves |  | Safety Equipment
61947 | 47053 | THC-DEW-RPU-2201 | Remote Processing Unit,Dewatering,Basement B2,Biosolids Building East | THC-DEW | Controller,PLC | Remote Processor Unit |  | RPU | http://www.toronto.ca/TWONTO#RPU_panel |  | Dewatering Process
37439 | 78292 | COL-SMC-RPU-0001 | Remote Processing Unit | COL-SMC-MISC |  | Remote Processor Unit |  | RPU | http://www.toronto.ca/TWONTO#RPU_panel |  | Miscellaneous Equipment
65352 | 80421 | FCL-SES-SPL-0005 | Spill Containment Kit, ALM pump Area | FCL-SM |  | Safety Equipment |  | SPL | http://www.toronto.ca/TWONTO#spill_kit |  | Spill Management
30679 | 65642 | FIS-SES-SQ-1013 | Safety,Plant,Safety Gloves - Pair 13 | FIS-SES-SQ-GLOVE1 | Safety | Safety Equipment |  | SQ | http://www.toronto.ca/TWONTO#rubber_insulating_gloves |  | Asset Group, PPE, Electrical Personal Protection, Group 1
94857 | 62105 | FHO-SES-SQ-6056 | High Voltage Safety Equipment, Insulated Gloves, Serial Number 0780, Alex Gritsouk | FHO-SES-SQ-1000 | PPE,Insulated Glove | Safety Equipment |  | SQ | http://www.toronto.ca/TWONTO#rubber_insulating_gloves |  | High Voltage Insulated Gloves
12253 | 12843 | COL-PCP-LSH-0105 | Switch, Level-High | COL-PCP | Switch,Level |  |  | LSH |  |  | Copeland Pumping Station
79058 | 84738 | THR-SQ-LP-0031 | Life Preserver, Ring Type, Primary Tank 1 | THR-SQ-LP-PRM | Safety | Safety Equipment |  | LP | http://www.toronto.ca/TWONTO#life_ring |  | Life Preserver, Ring Type Floating Device, Primary Tanks
64420 | 48859 | THC-PRM-LSHH-0160 | Level Switch High,Sump,T31 West Primary Tank 0700,Building A | THC-PRM-P-0102 | Switch,Level | Switch |  | LSHH | http://www.toronto.ca/TWONTO#level_switch |  | Pump, Sump, Primary Treatment
120205 | 22601 | THC-A01-S002 | Door, Building A | THC-GRK-DR-A |  | Door |  |  | http://www.toronto.ca/TWONTO#door
118034 | 99531 | TAB-SES-SQ-0012 | SCBA Breathing Apparatus, Dewatering Bldg., 1st Flr.Emergency Response Rm. - LAH 317 174 TS | TAB-SES-SCBA | PPE,SCBA | Safety Equipment |  | SQ | http://www.toronto.ca/TWONTO#self-contained_breathing_apparatus |  | WA4 Safety Equipment, SCBA
108935 | 81838 | TAB-CAP-PRJ-0004 | Bio- Solids Upgrades | TAB-SUSPENDED ENTITY |  |  |  | PRJ |  |  | Suspended entities
62617 | 52497 | THC-MCS-LD-A7530 | GENERAL EQUIPMENT - WIRE ROPE (insp Liftsafe) | THC-MCS-LD | Lifting Device | Lifting Device |  |  | http://www.toronto.ca/TWONTO#collection_of_assets |  | Mechanical Services, Lifting Device
7083 | 37177 | COL-PRX-JIT-0001 | Meter, Power Indicating Transmitter, Main Power | COL-PRX | Meter |  |  | JIT |  |  | Roxborough Sewage Pumping Station
128892 | 20357 | THC-STR-LSLL-0186 | Switch, Level Low, Sump Pump Control, NW Plant | THC-STR-P-0186 |  | Switch |  | LSLL | http://www.toronto.ca/TWONTO#level_switch |  | Pump, Centrifugal Submersible, Drainage, NW Plant
130996 | 42950 | THR-AER-F-1601 | Filter, Lube Oil Tank, Blower 1611, Blower Building, Air Blower System | THR-AER-T-1614 | Filter | Filter |  | F | http://www.toronto.ca/TWONTO#replaceable_oil_or_fuel_filter |  | Tank, Non-Pressurized, Auxiliary Oil, Blower 1611, Secondary Treatment, Aeration Blower System - North
63494 | 49535 | FCL-PAC-LSH-0501 | Switch, Level High, Feed Tank T-0501, Dry Chemical Building Basement | FCL-PAC-T-0501 | Switch,Level-High | Switch |  | LSH | http://www.toronto.ca/TWONTO#level_switch |  | Tank, Reservoir, PAC Slurry Calibrated Cylinder, Dry Chemical Building, Basement
44030 | 32483 | TAB-DEW-SB-3967 | Canister, Carbon, Equalization Tank Odour Control Train 3 | TAB-DEW EQUAL OCS | Tank,Non-Pressurized | Tank |  | SB | media_based_filter |  | Equalization Tank Odour Control System
78821 | 3503 | FHO-ELS-WR-0801 | Welding Receptacle, Chemical Building, S4, Near Chamber Meter | FHO-ELS-LTG |  | Power Distribution Panel |  | WR | http://www.toronto.ca/TWONTO#welding_receptacle |  | Facility Electrical System
55477 | 51269 | TAB-WA1-SQ-1940 | Type1 - Hitesh Mistry | TAB-WA1-SQ-0001 | PPE,Harness | Safety Equipment |  | SQ | http://www.toronto.ca/TWONTO#collection_of_assets |  | WA1 Fall Arrest System
11800 | 15721 | FCL-DCL-PSH-0201 | Switch, Pressure-High, Supply Header 2, Sulpher Dioxide System | FCL-DCL-SO-0201 | Switch,Pressure-High | Switch |  | PSH | http://www.toronto.ca/TWONTO#pressure_switch |  | Sulphonator, Sulphur Dioxide System, Machine Room,Gaseous Chemical Building
9070 | 97865 | COL-YKP-VEH-051025 | Vehicle, Truck #051025 (2021 CHEVROLET COLORADO) | COL-YKP | Vehicle,Licensed | Vehicle |  | VEH | http://www.toronto.ca/TWONTO#pickup_truck
33768 | 80669 | IH2031A | Door,Overhead, Auxilliary Building | TAB-MCS-DR | Door,Overhead | Door |  |  | http://www.toronto.ca/TWONTO#roll_up_door
70447 | 59521 | THR-CW-SQ-0105S | Eyewash and Shower Station, North Odour Control | THR-EWSS-WA1 | Safety,Eye wash | Safety Equipment | 39397 | SQ | http://www.toronto.ca/TWONTO#emergency_eyewash_and_shower |  | Eyewash and Shower Station, Work Area 1
81667 | 46059 | TNT-SES-SQ-0101 | SCBA Breathing Apparatus, NE 318078, Lunch Room | TNT-GRK-SCBA | PPE,SCBA | Safety Equipment |  | SQ | http://www.toronto.ca/TWONTO#self-contained_breathing_apparatus |  | SCBA Breathing Apparatus
52171 | 90586 | TAB-PWA-LSHH-5137 | Switch, Level High-High, Plant Water Bldg, Seawall Tunnel, Plant Water East Entrance | TAB-PWA-P-5137 |  | Switch |  | LSHH | http://www.toronto.ca/TWONTO#level_switch |  | Pump, Sump, Seawall Tunnel, Plant Water East Entrance
74871 | 39658 | THR-FT-LSHH-5698 | High High Level Switch, Pump 5698, Final Tank | THR-FT-P-5698S | Switch,Level-High-High | Switch |  | LSHH | http://www.toronto.ca/TWONTO#level_switch |  | Pump, Sump, Gallery T-17 (East End), Plant Services, Flood Monitoring System
107161 | 24403 | TAB-ACC-LSL-0270 | Switch,Level,Low | TAB-ACC-P-0270A | Switch,Level-Low | Switch |  | LSL | http://www.toronto.ca/TWONTO#level_switch |  | Pump, Sump, Digester 5-8
7841 | 47179 | COL-PSW-T-0001 | Tank, Domestic Hot Water | COL-PSW | Tank,Domestic Hot Water | Tank |  | T | http://www.toronto.ca/TWONTO#tanked_hot_water_heater |  | Swansea Pumping Station
13467 | 62528 | FCL-FLT-V-1014 | Valve, Ball, Inlet, AIT 1001, Filter 1001 | FCL-FLT-AIT-0101 |  |  |  | V |  |  | Analyzer, Turbidity, Filter #01, Filter Building, Filter Pipe Gallery
77037 | 69578 | THR-PLT-PSL-1120 | Switch, Pressure-Low, Discharge Air, Blower 1120, Preliminary Treatment, Grit Removal - Vortex Chambers | THR-PLT-BL-1120 | Switch,Pressure-Low | Switch |  | PSL | http://www.toronto.ca/TWONTO#pressure_switch |  | Blower, Centrifugal, Preliminary Treatment, Grit Removal - Vortex Chambers
32193 | 71601 | COL-RBG-RPU-0001 | Remote Processing Unit | COL-RBG | RPU |  |  | RPU |  |  | Glendale Shaft (WBT)-storm
11836 | 35018 | FCL-ELS-MCC-0100 | Control Panel,MCC,High Lift Bldg - Switchgear Room,600V | FCL-ELS-PS-0001 | Control Panel,MCC | Motor Control Centre |  | MCC | http://www.toronto.ca/TWONTO#LV_electrical_panel |  | Uninterruptible Power Supply,High Lift Bldg - Switchgear Room,LP-0001
73795 | 30634 | THR-ELS-LSH-0100 | Switch, Level, High, Sump Pump 0100A/0101, Old Main Sub Station | THR-ELS-CP-0100 | Switch,Level-High-High | Switch |  | LSH | http://www.toronto.ca/TWONTO#level_switch |  | Control Panel,Sump Pump 0100A/0101,Old Main Sub Station
43537 | 29847 | TAB-DEW-FD-3003 | Dry Polymer Hopper #3 Feeder | TAB-DEW-T-3030 | Gearbox | Chemical Feeder |  | FD | http://www.toronto.ca/TWONTO#ejector |  | Tank, Polymer Mixing # 3
9837 | 44330 | FCL-ACC-RPU-0501 | RPU Panel, Filter Building BAS, Filter Building Piping Gallery East | FCL_ELS_MISCELLANEOUS | Control Panel | Remote Processor Unit |  | RPU | http://www.toronto.ca/TWONTO#RPU_panel |  | FCL_ELS_MISCELLANEOUS
121739 | 93006 | THC-ACC-V-6086 | Valve, Butterfly, Manual, Glycol Supply, Lower Level 2 Blower Room, Headworks | THC-ACC-HE-6001 | Valve,Butterfly | HVAC |  | V | http://www.toronto.ca/TWONTO#valve |  | Heat Exchanger, Heating Glycol System, Lower Level 2 Blower Room, Headworks
41867 | 92681 | DU2015A | Tank, Gas Condensate | TAB-DIG-FX-9-12 | Tank | Tank |  |  | http://www.toronto.ca/TWONTO#condensate_trap |  | Digester Tanks 9-12, Flame Arresters, Condensate Tanks & Moisture Separators,
105145 | 11354 | NYCC-OFFICE | Computer Location | YMH-ADMIN-BLDG | [6 empty] | Building Location
55393 | 29459 | TAB-WA1-SQ-1013 | Sling | TAB-WA1-SQ-1000 | Lifting Device,Sling | Lifting Device |  | SQ | http://www.toronto.ca/TWONTO#fall_protection_sling |  | WA1 Lifting Devices and Slings
54492 | 87611 | TAB-STR-PSL-4007 | Switch,Pressure,Low, Oil, Blower BL4007 lubrication | TAB-STR-P-4007 | Switch,Pressure | Safety Equipment |  | PSL | http://www.toronto.ca/TWONTO#pressure_switch |  | Pump, Main Oil ,Blower BL4007
44075 | 42442 | TAB-DEW-T-3400 | Wet Well, Old | TAB-DEW-WEL | Well | Tank |  | T | http://www.toronto.ca/TWONTO#storage_tank |  | Centrate Wet Wells
133924 | 60981 | THR-DIS-CP-0006 | Panel,ControlPanel,Pump Skids, Disinfection Building Main Floor | THR-DIS-P-FPW | Control Panel,Power Distribution Panel | Power Distribution Panel |  | CP | http://www.toronto.ca/TWONTO#process_control_panel |  | Pumps, Disinfection, Filtered Plant Water
118223 | 16925 | TAB-SLO-PSL-0414 | Switch, Pressure, Low, Water to Biofilter Cell | TAB-SLO-BCF-0404 | Switch,Pressure | Switch | 46250 | PSL | http://www.toronto.ca/TWONTO#pressure_switch |  | Filter, Bio-Filter Cell 4, BFC404
22308 | 42670 | COL-PNT-DR-0152 | Door entry system | COL-PNT | Security System | Security System |  | DR | http://www.toronto.ca/TWONTO#security_system |  | New Toronto Pumping Station
147298 | 7487 | WTR-RRV-T-0100 | Tank, Reservoir, (South-West Basin) | WTR-RRV-TRW | Tank,Reservoir | Tank |  | T | http://www.toronto.ca/TWONTO#reservoir_tank |  | Treated Water (Transmission)
127014 | 29148 | THC-PLT-G-0121 | Gate, Sluice, Motorized, Pedestal Actuator, Perforate Screen, Influent channel, Raw Sewage Screening | THC-PLT-SC-0150 | Gate,Sluice | Gate |  | G | http://www.toronto.ca/TWONTO#channel_gate
8285 | 46146 | COL-PWR-LSH-5734 | Switch, Level-High | COL-PWR-SUSPENDED | Switch,Level |  | 35096 | LSH |  |  | West Rouge P.S.suspended entities
90651 | 73632 | WTR-PEL-F-1061 | Filter, Air, Duct, FN1061, Generator Building, Basement | WTR-PEL-AUX |  | Filter |  | F | http://www.toronto.ca/TWONTO#replaceable_air_filter |  | Auxilliary Equipment (Building Facilities)
6380 | 43483 | COL-PMY-FEQ-0005S | Fire Prevention, Extinguisher | COL-PMY | Fire Prevention,Extinguisher |  | 40924 | FEQ |  |  | Maryport Sewage Pumping Station
28470 | 2050 | COL-PWE-ALR-0001 | Control Panel, Operator | COL-PWE | Control Panel |  |  | ALR |  |  | Wellington Sewage Pumping Station (partial operation)
85489 | 15496 | WTR-PHL-FAK-0002-SUS | First Aid Kit, Truck #080074 | WTR-SUSPENDED | Safety,First Aid Kit | Safety Equipment | 47481 | FAK | http://www.toronto.ca/TWONTO#first_aid_kit |  | Suspended Obsolete entity for storage purpose
114313 | 49875 | TAB-PLT-BIO | D Building - Odour control System, Bio Filter | TAB-PLT-D | Odour Control | [5 empty] | D Building - Preliminary Treatment
120216 | 8743 | THC-ACC-AC-0002 | Air Conditioner Ceiling mounted, Building I | THC-ACC-BLDG I | H.V.A.C.,Air Conditioner | HVAC |  | AC | http://www.toronto.ca/TWONTO#air_condition |  | Headhouse Building, old process, HVAC
144148 | 513 | WTR-PHL-OFFICE | Computer Location | WTR-WORK AREA 3 | [6 empty] | Building Location
128969 | 34873 | THC-STR-T-0041 | Tank, Sodium Hypochlorite, Disinfection | THC-DIS | Tank,Non-Pressurized | Tank |  | T | http://www.toronto.ca/TWONTO#chemical_storage_tank |  | Disinfection (Chlorination) Process
70386 | 1037 | FHA-AM-LSHH-0201 | Switch, Level High, Aqua Ammonia | FHA-AM-T-0201 |  | Switch |  | LSHH | http://www.toronto.ca/TWONTO#level_switch |  | Tank, Aqua Ammonia, RMF Ammonia Storage Room South Tank
86676 | 61897 | WTR-PKN-T-0002 | Tank, Domestic Hot Water | WTR-PKN-AUX | Tank,Domestic Hot Water | Tank |  | T | http://www.toronto.ca/TWONTO#tanked_hot_water_heater |  | Auxiliary Equipment (Building Facilities)
115598 | 39647 | TAB-PRM-T-1000 | D Building - Primary Tank 10 | TAB-PRM-T | Tank | Tank |  | T | http://www.toronto.ca/TWONTO#clarifier |  | D Building - Scum, Sludge Hoppers & Primary Tanks 10-12
4252 | 16729 | COL-PEV-SW-0002 | Switch, Unit Heater | COL-PEV | Switch |  |  | SW |  |  | Ellis Sewage Pumping Station
134343 | 41418 | THR-DRN-OCS | Odour Control System, Work Area 1 | THR-DRN-WA1 | [6 empty] | Drains, Work Area 1
6366 | 83526 | COL-PMY-DR-0003 | Switch, Door | COL-PMY-MISC | Switch |  |  | DR |  |  | Miscellaneous Equipment
93442 | 54355 | FHO-MCS-CRN-0801 | Crane, Overhead, Travelling, 8 Ton, Ozone Building, S2, Service Platform 2 | FHO-MCS-LD | Crane,Overhead | Lifting Device |  | CRN | http://www.toronto.ca/TWONTO#crane |  | Lifting Devices & Elevators
58558 | 77347 | THC-ACC-DM-1141 | Damper,Motorized | THC-PRM-BLDG-HPU1100 |  | HVAC |  | DM | http://www.toronto.ca/TWONTO#air_damper |  | HPU Building 11
9604 | 47292 | DOS-SES-SCBA-0821 | SCBA 10 minutes escape pack | DOS-SES-SCBA | Safety | Safety Equipment |  | SCBA | http://www.toronto.ca/TWONTO#self-contained_breathing_apparatus |  | Self Contained Breathing Apparatus (SCBA)
6382 | 40171 | COL-PMY-FEQ-0006S | Fire Prevention, Extinguisher | COL-PMY | Fire Prevention,Extinguisher |  | 40925 | FEQ |  |  | Maryport Sewage Pumping Station
126383 | 46673 | THC-ITS-WAP-6010 | Wireless Phone Base Station, Headworks, Ground Floor, Control Room, N Wall E | THC-TPA-PA-6010A | Network,Telecommunication | Communications Equipment |  | WAP | telephone_system |  | Paging Panel, Headworks, Electrical Room, Ground Floor
38781 | 24897 | SWM-PET-TR-0001 | Transformer, Power | SWM-PET | Transformer |  |  | TR |  |  | Eglinton - Bellamy Storm Pumping Station
114819 | 68234 | TAB-PLT-SP-3000 | Sampler, Raw Sewage, P Bldg, Grit Works, Conduit 3 | TAB-RSP-PIP-0003 | Sampler | Sampler | 46077 | SP | http://www.toronto.ca/TWONTO#auto_sampler |  | Influent Conduit # 3, Raw Sewage Conduit from Coxwell
68439 | 17278 | THR-ACC-PSL-0510 | Switch, Pressure Low, Suction, Pump, Centrifugal 0520, Boiler Bldg, Plant Services, Gallery Ventilation, Zone 2A and 2B | THR-ACC-P-0510 | Switch,Pressure-Low | Switch |  | PSL | http://www.toronto.ca/TWONTO#pressure_switch |  | Pump, Centrifugal, Hot Water, Gallery Ventilation, Zone 2A, 2B and 2C
8920 | 85157 | COL-YKP-DA-0012S | Davit Arm Assembly with Upper Arm-1723241 | COL-W-OBSOLETE | Safety | Safety Equipment | 45535 | DA | http://www.toronto.ca/TWONTO#fall_arrest_Davit_arm |  | Col West Obsolete Entities
67275 | 62680 | THC-TPA-PA-6001 | Speaker, Headworks, Second Floor, Conveyor Platform S | THC-TPA-PA-6010A | Public Address System | Communications Equipment |  | PA | http://www.toronto.ca/TWONTO#public_annoucement_speaker |  | Paging Panel, Headworks, Electrical Room, Ground Floor
58547 | 813 | THC-ACC-DM-0715 | Damper,Actuated,Outside Air,AHU-0710,Thickening Centrifuge Area | THC-ACC-AHU-0710 | Damper/Louver | HVAC |  | DM | http://www.toronto.ca/TWONTO#air_damper |  | Air Handling Unit,Outdoor,Centrifuge Area,Thickening Building
38675 | 25787 | TAB-ACC-AC-6534 | Air Conditioner, Indoor, Workshop Corridor No. 3, Screen Bldg., P Bldg. | TAB-ACC-CI | H.V.A.C.,Air Conditioner | HVAC |  | AC | http://www.toronto.ca/TWONTO#air_condition |  | Chiller and Air Coolers
80008 | 20097 | THR-WA3-LD-0023S | Sling, Nylon, Work Area 3 | THR-LD-NYLN-WA3 | Lifting Device,Sling | Lifting Device | 40270 | LD | synthetic_web_sling |  | Slings, Nylon, Work Area 3
121326 | 16711 | THC-ACC-TSH-6341 | Switch, Temperature, High, Inlet, Exhaust Fan FN-6340, East Roof, Headworks | THC-ACC-AHU-6300 | Switch,Temperature-High | HVAC |  | TSH | http://www.toronto.ca/TWONTO#temperature_switch |  | Air Handling Unit, Screen Room/Conveyor Areas, 2nd Floor Mech Room #1, Headworks
134837 | 95370 | THR-ELS-LSL-0005 | Switch,Level-Low,Manhole 1 North-East,Manhole Sump Pump CP-0304 Stop Float | THR-ELS-CP-0304 |  | Switch |  | LSL | http://www.toronto.ca/TWONTO#level_switch |  | Control Panel,Electrical,Outside North-East,Manhole 1 Sump Pump Control Panel
8084 | 67620 | COL-PWR-SS-0003 | Security System -control room door | COL-PWR-SUSPENDED | Security System | Door | 35065 | SS | http://www.toronto.ca/TWONTO#door
120217 | 55760 | THC-ACC-AC-0003 | Air Conditioner Ceiling mounted, Building I | THC-ACC-BLDG I | H.V.A.C.,Air Conditioner | HVAC |  | AC | http://www.toronto.ca/TWONTO#air_condition |  | Headhouse Building, old process, HVAC
139533 | 46575 | THR-WA3-LD-0106 | Sling, Wire Rope, Work Area 3 | THR-LD-WIRE-WA3 | Lifting Device,Sling | Lifting Device |  | LD | wire-rope_sling |  | Slings, Wire Rope, Work Area 3
89323 | 82531 | WTR-RMI-ZS-0007 | Switch, Position,Door Security | WTR-RMI-AUX | Switch,Position | Switch |  | ZS | http://www.toronto.ca/TWONTO#position_switch |  | Auxiliary Equipment (Building Facilities)
27160 | 64184 | COL-PRR-RPU-0001 | Remote Processing Unit, All control and Instrumentation Equipment - RPU | COL-PRR-MISC |  | Remote Processor Unit |  | RPU | http://www.toronto.ca/TWONTO#RPU_panel |  | Miscellaneous Equipment
27251 | 35564 | COL-PSU-WEL-0500 | Wet well | COL-PSU |  |  |  | WEL |  |  | Sunnyside Pumping Station
7337 | 55448 | COL-PSL-MISC | Miscellaneous Equipment | COL-PSL | [6 empty] | Sewells Road Sewage Pumping Station
117480 | 47230 | TAB-RTE-WA5 | TAB-Routine Work Area 5 | TAB-WORK-AREA-5 | [6 empty] | Work Area 5
9318 | 42529 | COL-YKP-SRL-0034 | Self Retrieval Line -000176 | COL-W-OBSOLETE |  | Safety Equipment | 39000 | SRL | self_retracting_line |  | Col West Obsolete Entities
87690 | 11901 | WM2004A | Filter, Pre Finish, 826B | TAB-SLD-F | Filter | Filter |  |  | http://www.toronto.ca/TWONTO#replaceable_air_filter |  | Pelletizer Bldg. - Filters, Fans & Pellet Cooler Bags
88932 | 31603 | FHO-ACC-FS-1522 | Switch,Flow,Air,FN-1522 Outlet,Filter 9-13 Gallery Ventilation, Ozone Building, L1,Mechanical Room 2 | FHO-ACC-FN-1522 |  | Switch |  | FS | http://www.toronto.ca/TWONTO#flow_switch |  | Fan, Exhaust, Filter 9-13 Gallery Ventilation, Ozone Building, L1, Mechanical Room 2
127997 | 68309 | THC-PRM-ZSH-1014 | Switch, Position High, Mech Collect, Valve 1014 | THC-PRM-V-1014 |  |  |  | ZSH |  |  | Valve, Hydraulic Cylinder, Bottom Scraper, Primary Clarifier 1000, SW Plant
65306 | 3015 | THC-ELS-MCC-2301 | Motor Control Center, Building G | THC-ELS-PS-0001-G | Control Panel,MCC | Motor Control Centre |  | MCC | http://www.toronto.ca/TWONTO#LV_electrical_panel |  | Primary Power Equipment, Building G
15901 | 10383 | FHA-AM-T-0201SU | Tank, Aqua Ammomia #2 Storage Cap. 27,362 L | FHA-AM-T-0201-KQ | Tank | Tank | 33490 | T | http://www.toronto.ca/TWONTO#chemical_storage_tank |  | Tank Location, Ammonia Storage Room
30061 | 116 | COL-PWR-LSL-0001 | Switch,Level, Low, Sump pump pit, Dry well | COL-PWR | Switch,Level-Low | Switch | 35108 | LSL | http://www.toronto.ca/TWONTO#level_switch |  | West Rouge Pumping Station
65387 | 28078 | THC-PRM-ZSH-1252 | Switch, Position High, Exhaust Damper, Damper 1252 | THC-PRM-DM-1252 | Switch,Position-High | Switch |  | ZSH | http://www.toronto.ca/TWONTO#position_switch |  | Damper/Louver, Damper 1252
119696 | 11967 | TAB-WA1-SQ-1149 | Sling | TAB-WA1-SQ-1000 | Lifting Device,Sling | Lifting Device |  | SQ | http://www.toronto.ca/TWONTO#fall_protection_sling |  | WA1 Lifting Devices and Slings
108829 | 65688 | TAB-AUX-LSHH-2078A | Switch, Level High-High, Auxiliary Bldg, Sub-Basement, South West Sump | TAB-THK-P-2078 |  | Switch |  | LSHH | http://www.toronto.ca/TWONTO#level_switch |  | Pump, Submersible, Process, Auxiliary Systems Building, Sub-Basement
101162 | 79612 | KR2224A | Unit Heater, Silo #3, 2nd Floor, Silo Building | TAB-ACC-HTR | H.V.A.C.,Heater | HVAC |  |  | http://www.toronto.ca/TWONTO#heater |  | Heaters- Convection,
6910 | 97643 | COL-PRD-LSLL-0201 | Switch, Level Low-Low | COL-PRD | Switch,Level |  |  | LSLL |  |  | Redland Pumping Station
114900 | 7507 | TAB-PLT-T-0701 | Tank, Grit | TAB-PLT-T | Tank | Tank | 46050 | T | http://www.toronto.ca/TWONTO#sedimentation_tank |  | P Building - Grit Tanks 1-12 & Hoppers 1 - 6
21433 | 25026 | FHO-DEW-LS-0701 | Switch, Level, Sump Pump P-0701 Control, Reservoir, S2, TRW Suction Gallery S/W End | FHO-DEW | Switch,Level | Switch |  | LS | http://www.toronto.ca/TWONTO#level_switch |  | Dewatering & Drainage
34541 | 55901 | MAIN-205 | Main 205 | WTR-MT3 | [6 empty] | Work Area 3 WEST Mains and Chambers
5433 | 8471 | COL-PNT-FN-0002 | Fan, Exhaust | COL-PNT-CP-0100 | Fan | HVAC |  | FN | http://www.toronto.ca/TWONTO#blower_or_fan_with_drive |  | Ventilation control panel
141118 | 18755 | WTR COMMUNICATIONS | WTR Communications | WTR-SPC1 | [6 empty] | Process Control Systems - Administrative
68859 | 13442 | FCL-WWW-CP-3020 | Control Panel, Process Drain Pumps P-3021 & 3022, RMF Clarification Facility, Pump Room South | FCL-WWW-P-3021 |  |  |  | CP |  |  | Pump Submersible Drainage South, Process Drain Sump
40903 | 86986 | TAB-ACC-MEQ-5301 | Air Separator,Glycol Loop,Seawall Substation | TAB-ACC-5300 | Tank | Tank |  | MEQ | air_seperator |  | Space Heating, Sea Wall Sub Station ( New Project)
108952 | 73097 | TAB-CHLORINATION BLD | Building Location | TAB-SPC | [6 empty] | Process Control Systems - Services Area
132142 | 5552 | THR-DCL-LSH-0001 | Switch, Level High, Containment Tank, Sodium Bisulphite | THR-DCL-T-0001 | Switch,Level-High | Switch |  | LSH | http://www.toronto.ca/TWONTO#level_switch |  | Tank, Containment, SBS, NaHSO3 Pump 0100 & 0200
58567 | 84188 | THC-ACC-DM-3043 | Damper/Louver,Vent Header,Hot Water Boiler 3041,Boiler Building | THC-ACC-BO-3041 | Damper/Louver | HVAC |  | DM | http://www.toronto.ca/TWONTO#air_damper |  | Boiler, Hot Water, Boiler Building
145164 | 12734 | WTR-PLW-TPD-0002 | Tripod, Fall Arrest, S/N 6-99/99-9 | WTR-WEST-SES | PPE | Safety Equipment |  | TPD | http://www.toronto.ca/TWONTO#fall_arrest_Davit_arm |  | Safety & Lifting Devices
87790 | 2760 | FHO EUS STORE | Computer Storage Location | FHO-EUS | [6 empty] | Production & End User Support
111139 | 44256 | TAB-DIG-T-6473 | Tank,Expansion, Chill Water Outlet from HE | TAB-DIG-HE-6480 | Tank | Tank |  | T | expansion_tank |  | Heat Exchanger, Digester Gas Control Bldg
49693 | 33427 | FCL-CLB-PSL-0201 | Switch, Pressure Low, Chlorine Gas, CLB Weigh Scale 0201, Chlorination System | FCL-CLB | Switch,Pressure-Low | Switch |  | PSL | http://www.toronto.ca/TWONTO#pressure_switch |  | Post-Chlorination
64101 | 17169 | THC-PRM-CH-5300 | Scum Pit,Tank 1100 & 1200, Primary Clarifier | THC-PRM-CLAR | Tank,Water Elevated | Tank |  | CH | http://www.toronto.ca/TWONTO#storage_tank |  | Primary Clarification
47262 | 65286 | TAB-EL1-LP-6631 | Lighting Panel,120/208V,Electrical Room,Ground Floor,Grit Build,P Building | TAB-EL1-MCC-6631 | Control Panel,Lighting | Power Distribution Panel |  | LP | http://www.toronto.ca/TWONTO#LV_electrical_panel |  | Control Panel, MCC,Electrical Room,Grit Build,P Building
81848 | 73652 | FHA-SES-LDR-0303 | FHA-SES-LD-0048 - 20' Ext Ladder Fiberglass ( Outside old Training Room ) | FHA-SES-LD-1 | Safety | Safety Equipment |  | LDR | http://www.toronto.ca/TWONTO#ladder |  | Ladders
81141 | 18792 | FHA-SES-EYE-0001 | Eyewash Station, Plumbed | FHA-SES-SQ-0008 | PPE,Eyewash Station | Safety Equipment | 33414 | EYE | http://www.toronto.ca/TWONTO#emergency_eyewash |  | Eyewash Stations & Showers
27195 | 4709 | DOS-YCM-VEH-884236 | 2019 FORD TRANSIT 250 - Vehicle Unit# 884236 | FAC-YCM-VEH | Vehicle,Licensed | Vehicle |  | VEH | http://www.toronto.ca/TWONTO#passenger_vehicle
118077 | 79010 | TAB-SLD-P | Pelletizer Bldg. - Thermal Oil Heating System, Pumps, Strainer & Expanasion Tanks | TAB-SLD | [6 empty] | Sludge Drying - Pelletization (OPERATED BY VEOLIA)
9044 | 70418 | COL-YKP-VEH-0014S | Vehicle, Truck #080056 (F550) | COL-W-OBSOLETE | Vehicle,Licensed | Vehicle | 41091 | VEH | http://www.toronto.ca/TWONTO#pickup_truck
81461 | 68867 | FHA-SES-FSH-0402 | Switch, Flow-High, Safety Shower & Eye Wash Station, (WWW-FS-6902), RMF, Fluoride Storage Room, RMF | FHA-SES-SQ-0008 | Switch,Flow-High | Safety Equipment |  | FSH | http://www.toronto.ca/TWONTO#flow_switch |  | Eyewash Stations & Showers
58886 | 42783 | FCL-ELS-TR-0100I | Transformer,(LT9H),Lighting Panel LP-0100I, 600/120/208V,45 kVA, High Lift Switchgear Room | FCL-ELS-6 |  |  |  | TR |  |  | Interior Lighting
89326 | 86052 | WTR-RMI-ZS-0010 | Switch, Position,Door Security | WTR-RMI-AUX | Switch,Position | Switch |  | ZS | http://www.toronto.ca/TWONTO#position_switch |  | Auxiliary Equipment (Building Facilities)
50182 | 74384 | TAB-PLT-T-0185 | Tank # 2, Sodium Hydroxide, NaOH | TAB-SUSPENDED ENTITY | Tank,Reservoir | Tank | 34709 | T | http://www.toronto.ca/TWONTO#chemical_storage_tank |  | Suspended entities
7617 | 43936 | COL-PST-MON-0002 | Monitor | COL-PSS-P-0100 |  |  |  | MON |  |  | Pump
130470 | 17189 | THR-ACC-T-0711 | Tank, Makeup, Glycol Skid, Compressor Bldg Main Floor, Glycol System | THR-ACC-P-0711 | Tank | Tank |  | T | http://www.toronto.ca/TWONTO#chemical_storage_tank |  | Pump 1, Glycol Skid, Compressor Bldg Main Floor, Glycol System
20803 | 65449 | FHO-DOZ-INJ-3261 | Injector, Disolved Ozone Analyzer AIT-3261 Sampling, Ozone Building, S2, Access/Sampling Area 3 | FHO-DOZ-AIT-3261 |  | Injector |  | INJ | http://www.toronto.ca/TWONTO#ejector |  | Analyzer, ORP, Contact Tank T-2200, Ozone Building ,S2, Access/Sampling Area 3
8027 | 74348 | COL-PWC-FN-0002 | Fan, Centrifugal | COL-PWC-MISC | Fan |  |  | FN |  |  | Miscellaneous Equipment
43439 | 24860 | TAB-DEW POLYMER DIS | Polymer Solution Distribution System( To be suspended) | TAB-SUSPENDED ENTITY |  |  | 33656 |  |  |  | Suspended entities
42748 | 16026 | TAB-ACC-ZSH-3232 | Switch,Position,High, Fresh Air Damper, | TAB-ACC-AHU-8232 | Switch,Position | Switch |  | ZSH | http://www.toronto.ca/TWONTO#position_switch |  | AHU,M Bldg
109494 | 52394 | TAB-DEW-FSL-0311 | Switch, Flow, Low,Seal water, Sludge Feed Pump 0311 | TAB-DEW-P-0311 | Switch,Flow | Switch |  | FSL | http://www.toronto.ca/TWONTO#flow_switch |  | Pump, Sludge Feed 0311
140640 | 91857 | TNT-MCS-T-0200 | Tank, Reservoir, Sump Well | TNT-MCS | Tank,Reservoir | Tank |  | T | http://www.toronto.ca/TWONTO#storage_tank |  | Miscellaneous, including Storm Water Tanks
75086 | 6680 | THR-FT-PSH-2521 | Switch, Pressure-Low, Pump P-2521 Discharge, FT 16/17 RAS Pumps | THR-FT-P-2521 | Switch,Pressure-High | Switch |  | PSH | http://www.toronto.ca/TWONTO#pressure_switch |  | Pump, Centrifugal, Tank 1600 & 1700, RAS Pumping,Tunnel 23, South
105026 | 43309 | PDP-8202 | Power Distribution Panel | WTR-107-MH-0401-SUS | Control Panel,Lighting | Power Distribution Panel |  |  | http://www.toronto.ca/TWONTO#LV_electrical_panel |  | Meter House, York Mills/Victoria Park
106305 | 89061 | TAB-ACC-F-1491 | Filter, AHU-1490, Air filter | TAB-ACC-AHU-1490 | Filter | Filter |  | F | http://www.toronto.ca/TWONTO#replaceable_air_filter |  | Air Handling Unit, Locker Room Ventilation
26157 | 63256 | FHO-GRK-DR-1054L | Door, (FD-1-54), Fire Rated, WestFilter Building, L1, To Roof Hatch | FHO-GRK-FEQ-0001 | Fire Prevention,Door | Door |  | DR | http://www.toronto.ca/TWONTO#fire_rated_door
131378 | 55295 | THR-BG-FSL-0111 | Switch, Flow, Low, Lube Oil Discharge, Stage 1 Inlet, Compressor 0101, Gas Compressor Bldg | THR-BG-C-0101 |  | Switch |  | FSL | http://www.toronto.ca/TWONTO#flow_switch |  | Compressor, Centrifugal, Fuel Gas, Compressor Building, Gas Compressor (And Dryer) for COGEN
10708 | 78941 | FCL-ACC-TIT-0903 | Transmitter, Temperature, RMF Centrifuge Building, Ground Floor, Polymer Totes Area | FCL-ACC-RMF |  |  |  | TIT |  |  | Residue Management HVAC Equipment
8951 | 51534 | COL-YKP-DA-106783 | Davit Base Leg-106783 | COL-YKP-DA-0025S | Safety | Safety Equipment |  | DA | davit_base |  | Davit Arm Assembly with CENTRE BASE-150861
143927 | 87489 | WTR-PHL-FAR-0004 | Winch, Fall Arrest, S/N 154824 | WTR-EAST-SES | PPE | Safety Equipment |  | FAR | winch |  | Safety & Lifting Devices
38773 | 38773 | TAB-ACC-AHU-3435 | AHU (Supply Fan - S6), Filter Bldg (Old Dewatering) | TAB-ACC-AHU | Air Handling Unit | HVAC |  | AHU | http://www.toronto.ca/TWONTO#air_handler_unit |  | Air Handling Unit & Supply Fan
10094 | 80112 | FCL-ACC-F-0502 | Filter, Reactivation Air, East Dehumidification D-0501, Filter Building, Filter Gallery Walkway | FCL-ACC-D-0501 |  |  |  | F |  |  | Dehumidifier, Filter Building East Dehumidication System, Filter Pipe Gallery East
72830 | 12579 | THR-DIS-LSH-1001 | Switch, Level, High, Capacitive, Hypochlorite Tank T-1000, Disinfection Building Main Floor | THR-DIS-T-1000 | Switch,Level-Low | Switch |  | LSH | http://www.toronto.ca/TWONTO#level_switch |  | Tank, Sodium Hypochlorite Storage, Disinfection Building
101733 | 51732 | MAIN-355 | Main 355 | WTR-MT1 | [6 empty] | Work Area 1 EAST Mains and Chambers
60943 | 89871 | THC-ELS-LTX-BLDG G | Exit Lights, Bldg. G | THC-GRK-ELS-G | Building Service,Lighting - Room | Safety Equipment | 41949 |  | http://www.toronto.ca/TWONTO#collection_of_assets |  | Building G
111101 | 59154 | TAB-DIG-RPU-1023 | RPU | TAB-GAS-ELS | RPU | Remote Processor Unit |  | RPU | http://www.toronto.ca/TWONTO#RPU_panel |  | Digester Control Building - Electrical System
74512 | 97134 | THR-FT-FSL-2624 | Switch, Flow-Low, Pump 2624, Seal Water, RAS Pumping - North | THR-FT-P-2624 | Switch,Pressure-Low | Switch |  | FSL | http://www.toronto.ca/TWONTO#flow_switch |  | Pump, Centrifugal, Secondary Treatment,Tunnel 23 East, RAS Pumping - North
111104 | 83194 | TAB-DIG-RPU-1037 | RPU, DIG Gas Control Bldg. | TAB-GAS-ELS | RPU | Remote Processor Unit |  | RPU | http://www.toronto.ca/TWONTO#RPU_panel |  | Digester Control Building - Electrical System
107504 | 30226 | TAB-ACC-T-1470 | Tank, Glycol Make-up | TAB-ACC-1400 | Tank | Tank |  | T | http://www.toronto.ca/TWONTO#chemical_storage_tank |  | Heating, Z Bldg -
24327 | 35572 | FHO-MCS-LD-0226 | Loading Dolly # 226 | FHO-MCS-LD | Lifting Device,Hoist,Manual | Rigging Equipment |  | LD | manual_handling_device |  | Lifting Devices & Elevators
26297 | 22916 | FHO-GRK-DR-2053S | Door, (FD-S2-53), Fire Rated, Ozone Building, S2, DOZ 1 Vestibule to Service Platform 4 | FHO-GRK-FEQ-0001 | Fire Prevention,Door | Door |  | DR | http://www.toronto.ca/TWONTO#fire_rated_door
26161 | 86971 | FHO-GRK-DR-1064L | Door, (FD-1-64), Fire Rated, East Filter Building, L1, Exit to Roof | FHO-GRK-FEQ-0001 | Fire Prevention,Door | Door |  | DR | http://www.toronto.ca/TWONTO#fire_rated_door
30937 | 47749 | FIS-FEQ-DR-0040 | Door, Fire, Workshop & Office Building | FIS-GRK-STRC-0001 |  | Door |  | DR | http://www.toronto.ca/TWONTO#fire_rated_door
94777 | 74865 | FHO-SES-SCBA-0026 | Cylinder, SCBA, Air Pack, 2216 PSI, Ser #6232-S22466 | FHO-SES-SQ-0001 | PPE,SCBA | Safety Equipment |  | SCBA | http://www.toronto.ca/TWONTO#compressed_gas_cylinder |  | Safety Equipment
49985 | 6781 | TAB-PLT-LSL-6001 | Switch, Level, Low, Humidification Chamber, Biofilter Area | TAB-PLT-HU-6000 | Switch,Level-Low | Switch |  | LSL | http://www.toronto.ca/TWONTO#level_switch |  | Humidifier,Chamber, Biofilter Area
38997 | 40375 | SWM-PWD-DM-0001 | Damper/Louver, Supply Air | SWM-PWD | Damper/Louver |  |  | DM |  |  | Warden Storm
28335 | 18605 | FIS-CLB-PSH-0101 | Switch, Pressure, High,Post-Chlorine Train 1,Rupture Disc Outlet Gaseous Chemical Bldg,Storage Rm | FIS-CLC-CHL-0101 | Sensor,Pressure | Switch |  | PSH | http://www.toronto.ca/TWONTO#pressure_switch |  | Chemical Feeder, Gas, Chlorine, Trim Chlorination, Chlorination System
63493 | 74674 | FCL-PAC-LSH-0301A | Switch, Position-High, Inlet, Dust Collector DCU-0301, Dry Chemical Building Basement | FCL-PAC-T-0301 | Switch,Position-High | Switch |  | LSH | http://www.toronto.ca/TWONTO#level_switch |  | Tank, Storage, Powder Activated Carbon, ry Chemical Building PAC Tanks
20505 | 26927 | COL-PMM-LSL-0157 | Switch, Level-Low | COL-PMM | Switch | Switch | 36009 | LSL | http://www.toronto.ca/TWONTO#level_switch |  | Mimico Pumping Station
12656 | 92107 | FCL-ELS-LTG | Emergency Lighting | FCL-ELS | [6 empty] | Electrical Distribution
55618 | 36511 | TAB-WA3-LD-2300 | Sling, Nylon, 6 FT | TAB-DEW-SAFETY | PPE | Lifting Device |  | LD | synthetic_web_sling |  | Safety Equipment
19537 | 7630 | FHO SCADA CLIENTS | FHO SCADA Clients | FHO-SPC1 | [6 empty] | Process Control Systems - Administrative
81321 | 78996 | THR-HVAC-WS | Heating, Ventilation and Air Conditioning, West Substation | THR-ACC-HVAC |  | HVAC |  |  | http://www.toronto.ca/TWONTO#collection_of_assets |  | Air Conditioning, Heating, Ventilation & Air Conditioning
40810 | 61087 | TAB-ACC-TE-1447B | Temperature Element, Space Temperature | TAB-ACC-HTR-1447 | Sensor,Temperature | HVAC |  | TE | http://www.toronto.ca/TWONTO#temperature_sensor_element |  | Heater, Hot Water Reheat Coil
34154 | 71012 | COL-YKP-DA-1671136 | Davit Mast -1671136 | COL-YKP-DA | Safety | Safety Equipment |  | DA | davit_base |  | Davit Arm Assembly
106264 | 38764 | TAB-ACC-DM-6539 | Damper, Motorized, Outside Air, AHU-6530,6540, 6550 & 6560, Mech. RM No. 3, Screen Bldg., P Bldg. | TAB-ACC-AHU-6530 | Damper/Louver | HVAC |  | DM | http://www.toronto.ca/TWONTO#air_damper |  | Air Handling Unit, Mechanical Room no.3, Screen Bldg., P Bldg.
122451 | 8701 | THC-CWP-HEADWKS&OCS | THC Capital Works, Headworks and Odour Control Upgrades, Contract # 13FS-16WP | THC-CAP-WA2 | [6 empty] | THC WA2 Capital Projects
138132 | 53777 | THR-PRS-DRN | Phosphorous Removal System, Drain | THR-PRS | [6 empty] | Phosphorous Removal System
80373 | 99299 | FHA-SED-ZSH-0603 | Switch, Limit, Access Hatch Zone 6 | FHA-SED |  | Security System |  | ZSH | http://www.toronto.ca/TWONTO#position_switch |  | Sedimentation
139916 | 48056 | TNT-AER-T-0400 | Tank,Aeration, # 4 | TNT-AER | Tank,Non-Pressurized | Tank |  | T | http://www.toronto.ca/TWONTO#aeration_tank |  | Aeration Treatment
139555 | 68970 | THR-WA4-LD-0017 | Sling, Nylon, Work Area 4 (2" X 3') | THR-LD-NYLN-WA4 | Lifting Device,Sling | Lifting Device |  | LD | synthetic_web_sling |  | Slings, Nylon, Work Area 4
7161 | 74464 | COL-PSD-LSL-0102 | Switch, Level-Low | COL-PSD-MISC | Switch,Level |  |  | LSL |  |  | Miscellaneous Equipment
62492 | 17807 | FHA-FLT-F-2701 | Filter #27, Filter Building, East Filter Gallery South | FHA-FLT | Filter | Filter |  | F | http://www.toronto.ca/TWONTO#filtration_tank |  | Filtration
81653 | 74177 | TNT-SES-RING-1004 | Lifebuoy Ring | TNT-SES-RING | PPE | Safety Equipment |  | RING | http://www.toronto.ca/TWONTO#life_ring |  | Lifebuoy Ring
143524 | 62478 | WTR-PEL-HS-1092 | Switch, Hand, Ventilation System, Generator Building, Electrical Room | WTR-PEL-ACC | Switch,Hand | Switch |  | HS | hand_switch |  | Air Conditioning, Handling and Ventilation
26375 | 93748 | FHO-SES-SQ-6263 | Lanyard, Pinhua Pu | FHO-SES-SQ-0009 | PPE,Lanyard | Safety Equipment |  | SQ | lifeline |  | Fall Lanyards
114859 | 65903 | TAB-PLT-SSL-4400 | Switch, Speed, Low, Screenings Receiving Conveyor 4400, Conveyor Area | TAB-PLT-CV-4300 | Switch,Speed-Low | Switch |  | SSL | http://www.toronto.ca/TWONTO#speed_switch |  | Conveyor, Shaftless Spiral, Horizontal, Loading Bay
43751 | 78869 | TAB-DEW-MEQ-3001 | Dry Polymer Feeder #1 Eductor | TAB-DEW-FD-3001 | Conveyor | Chemical Feeder |  | MEQ | http://www.toronto.ca/TWONTO#ejector |  | Dry Polymer Hopper #1 Feeder
64169 | 50352 | FCL-RW-FSL-0005 | Switch, Flow Low, Analyzer,Chlorine, Raw Water, Low Lift PS Basement | FCL-RW-AIT-0005 | Switch,Flow-Low | Switch |  | FSL | http://www.toronto.ca/TWONTO#flow_switch |  | Analyzer,Chlorine, Raw Water, Low Lift PS Basement
131339 | 50002 | THR-AI-T-0518S | Receiver, Tank, Instrument Air | THR-AI-C-0518 | Vessel,Pressure | Tank | 40936 | T | http://www.toronto.ca/TWONTO#pressure_vessel |  | **SUSPENDED- Compressor, Instrument Air- **** - REMOVED FROM SERVICE
97365 | 85687 | FIS-MCS-MEQ-3009 | Davit base, wall-mounted, man-entry, Transfer pump station 9 | FIS-MCS | Safety | Lifting Device |  | MEQ | davit_base |  | Mechanical Services
50544 | 8370 | FCL-DCL-FSL-0004B-SUS | Switch, Flow Low, Discharge, FCL-AFTER SO2 Sample Pump 0002B, Sampling Pumps | FCL-AFTER SO2 | Switch,Flow-Low | Switch | 36430 | FSL | http://www.toronto.ca/TWONTO#flow_switch |  | FCL-AFTER SO2 Sampling
106692 | 51615 | TAB-ACC-FSL-6108 | Switch, Flow, Low, Exhausht | TAB-ACC-FN-6108 | Switch,Flow-Low | Switch |  | FSL | http://www.toronto.ca/TWONTO#flow_switch |  | Fan, Exhaust, Digester 5-8 Sludge Heater room
147420 | 28130 | WTR-WEST-REV | Revenue Metering | WTR-WEST | [6 empty] | Water Supply Work Area 3 WEST
147150 | 83221 | WTR-RRG-TRW | Treated Water (Transmission) | WTR-RRG | [6 empty] | Rouge Tank
127482 | 72843 | THC-PRM-G-5121 | Valve, Ball, Effluent, Sample Sink, Flush Water, T33 | THC-PRM-T-0900 | Valve,Sluice Gate | Gate |  | G | http://www.toronto.ca/TWONTO#channel_gate
119786 | 74431 | TAB-WA2-SQ-1204 | EE2 - 901 T4 Nylon Sling | TAB-SES-LD | Lifting Device,Sling | Lifting Device |  | SQ | synthetic_web_sling |  | WA2 Lifting devices
90658 | 30684 | FHO-CCS-T-0201 | Tank, Phosphoric Acid Storage Tank, S4, Corrossion Control Tank Room | FHO-CCS |  | Tank |  | T | http://www.toronto.ca/TWONTO#chemical_storage_tank |  | Corrosion Control Process
113453 | 98213 | TAB-ELS-SQ-5030 | Lanyard & Absorber(Faim) | TAB-ELS-SQ-FALL ARST | PPE,Lanyard | Safety Equipment |  | SQ | lifeline |  | Fall Arrest -Safety Harness & Lanyard
26419 | 99104 | FHO-SM-SB-0001-KQ | Scrubber | FHO-OBSOLETE | Scrubber |  |  | SB |  |  | Removed From Service
79885 | 3242 | THR-WA1-LD-92-17 | Sling, Nylon, Work Area 1 (NYLON BELT SLING SIZE; 1" X 4', CAPACITY 1800 LBS,SN 1497892-17) A | THR-LD-NYLN-WA1 | Lifting Device,Sling | Lifting Device |  | LD | synthetic_web_sling |  | Slings, Nylon, Work Area 1
120513 | 16502 | THC-ACC-DM-5821 | Damper,Motorized,Exhaust Fan FN-5820,Plant Stores | THC-ACC-FN-5820 |  | HVAC |  | DM | http://www.toronto.ca/TWONTO#air_damper |  | Fan,Centrifugal,Exhuast,Plant Stores
19999 | 77195 | COL-PMD-LSHH-0104 | Switch, Level High-High | COL-PMD-MISC | Switch,Level |  |  | LSHH |  |  | Miscellaneous Equipment
76858 | 13635 | THR-PLT-FSL-1714 | Switch, Flow, Low, Seal Water, Grit Pump P-1710, Headhouse | THR-PLT-P-1710 | Switch,Flow-Low | Switch |  | FSL | http://www.toronto.ca/TWONTO#flow_switch |  | Pump, Centrifugal (Dry), Grit, Vortex Prime Tank T-1700, Headhouse
60447 | 50610 | THC-AER-F-6200 | Filter, Air, Inlet, Blowers, Bldg. A | THC-AER-BL-6200 | Filter | Filter |  | F | http://www.toronto.ca/TWONTO#replaceable_air_filter |  | Blower, Aeration
66425 | 52736 | FHA-SPC-RPU-1422 | RPU, Raw Water General, Pump Building, Low Lift Pump Basement | FHA-ELS |  | Remote Processor Unit |  | RPU | http://www.toronto.ca/TWONTO#RPU_panel |  | Electrical
109411 | 23328 | TAB-DEW-FD-3005 | Dry Polymer Hopper #5 Feeder | TAB-DEW-T-3050 | Gearbox | Chemical Feeder |  | FD | http://www.toronto.ca/TWONTO#ejector |  | Tank, Polymer Mixing #5
4628 | 11955 | COL-PHA-V-0202 | Valve | COL-PHA-P-0200 |  |  |  | V |  |  | Pump
113034 | 83571 | TAB-EL2-MCC-6221 | Motor Control Center- Incinerator Stack | TAB-WA4-ELS | Control Panel,MCC | Motor Control Centre |  | MCC | http://www.toronto.ca/TWONTO#LV_electrical_panel |  | WA4 Electric Equipments
50559 | 63652 | FCL-DCL-PSL-0202 | Switch, Pressure-Low, Outlet, Filter 0201, Sulpher Dioxide System | FCL-DCL-SO-0201 | Switch,Pressure-Low | Switch |  | PSL | http://www.toronto.ca/TWONTO#pressure_switch |  | Sulphonator, Sulphur Dioxide System, Machine Room,Gaseous Chemical Building
116188 | 65493 | TAB-PRS-PSH-3030 | Switch, Pressure-High, Chemical Dosing Pump, Secondary Dosing | TAB-PRS-P-3030 | Switch,Pressure-High | Switch |  | PSH | http://www.toronto.ca/TWONTO#pressure_switch |  | Pump, Chemical Dosing, Secondary Dosing
64129 | 8903 | FCL-RSP | Sewage Pumping Station | FCL WORK AREA 2 | [6 empty] | Plant Services
66949 | 41021 | THC-THK-LSL-5993 | Switch, Level Low, Centrate Tank T-5990 | THC-THK-T-5990 | Switch,Level-Low | Switch |  | LSL | http://www.toronto.ca/TWONTO#level_switch |  | Tank,Centrate
42920 | 88658 | FCL-ACC-AT-0408B | Analyzer, Humidity, Humidifier HU-0401 Discharge, High Lift Heating & Ventilation Room | FCL-ACC-AHU-0401 |  |  |  | AT |  |  | Air Handling Unit, High Lift PS Control Room,Electrical Shop,Basement Office Air Supply,Control Room
68956 | 24007 | FCL-WWW-LSL-0012 | Switch, Level, Low, Sanitary Sump, RMF Clarification Facility, Pump Room North | FCL-WWW-P-0001 |  |  |  | LSL |  |  | Pump Sanitary Clarification Building, South
84564 | 3381 | THR-SPC-RPU-0001A | Remote Processor Unit, SCADA, Gallery Ventilation | THR-ACC-AHU | RPU | Remote Processor Unit |  | RPU | http://www.toronto.ca/TWONTO#RPU_panel |  | Air Conditioning, Air Handling Unit, Gallery Ventilation
133028 | 96470 | THR-DIG-RPU-0022 | Remote Processor Unit, Gas Compressor Bldg. (172.22.39.121) | THR-ELS-DIG | RPU | Remote Processor Unit |  | RPU | http://www.toronto.ca/TWONTO#RPU_panel |  | Electrical System, Digester Tanks
19214 | 31239 | FHA-WWW-MSL-2540 | Switch, Motion-Low, CV-2540, RMF, Dewatering Cake Loading Area | FHA-WWW-CF-2501 | Switch | Switch |  | MSL | http://www.toronto.ca/TWONTO#motion_sensor_element |  | Centrifuge, Dewatering, RMF, Centrifuge Service Platform
34555 | 35776 | MAIN-220 | Main 220 | WTR-MT1 | [6 empty] | Work Area 1 EAST Mains and Chambers
93492 | 39483 | FHO-MCS-MT-0201 | Lathe, Centre | FHO-MCS-MEQ | Machine Tool,Lathe | Tool |  | MT | http://www.toronto.ca/TWONTO#lathe |  | Machine Shop & Equipment
7437 | 53442 | COL-PSP-FN-0002 | Fan, Air Supply | COL-PSP-MISC | Fan |  |  | FN |  |  | Miscellaneous Equipment
91058 | 45200 | FHO-DCL-P-0501B-KQ | After SO2 Sampling Pump | FHO AFTER SO2 |  |  |  | P |  |  | Sampling
24557 | 83546 | COL-PRD-LSLL-0102 | Switch, Level Low-Low | COL-PRD-MISC | Switch,Level |  |  | LSLL |  |  | Miscellaneous Equipment
45113 | 22539 | TAB-DIG-HE-T01-04 | Digester Tanks 1-4, Heat Exchanger, | TAB-DIG-T-01-04 | [6 empty] | Digester Tanks 1-4
47492 | 26218 | TAB-EL1-PDP-6226F | Power Distribution Panel, 3 phase, 208V, Dewatering Area | TAB-EL1-MCC-6226 | Circuit Breaker | Power Distribution Panel |  | PDP | http://www.toronto.ca/TWONTO#LV_electrical_panel |  | Motor Control Centre 600V - D Bldg
113528 | 56457 | TAB-GRK-VEH-378215SUS | John Deere, Gator 6X4, WA-3 | TAB-GRK-VEH | Vehicle,Unlicensed | Vehicle | 47467 | VEH | http://www.toronto.ca/TWONTO#golf_cart
26145 | 51445 | FHO-GRK-DR-1034L | Door, (FD-1-34), Fire Rated, Admin Building, L1, Control Room, Old Luch Room | FHO-GRK-FEQ-0001 | Fire Prevention,Door | Door |  | DR | http://www.toronto.ca/TWONTO#fire_rated_door
114825 | 24317 | TAB-PLT-SP-8000 | Sampler, Raw Sewage,Conduit 8 | TAB-SUSPENDED ENTITY | Sampler | Sampler | 34188 | SP | http://www.toronto.ca/TWONTO#auto_sampler |  | Suspended entities
111226 | 77596 | TAB-DIG-TSH-4190 | Switch,Temperature, High, Discharge, Digester Gas, Compressor C-4190 | TAB-DIG-C-4190 | Switch,Temperature | Switch |  | TSH | http://www.toronto.ca/TWONTO#temperature_switch |  | Compressor #1,Gas (DX5001A) Digester Tank 19 & 21
78161 | 42629 | THR-PRS-PSH-0315S | Switch, Pressure-High, Ferrous Chloride to South Aeration Tank 0100 & South Aeration Tank 0200 Standby Pump Discharge, Chemical Building, Secondary Treatment, Phosphorous Removal | THR-PRS-P-0315S | Switch,Pressure-High | Switch | 39855 | PSH | http://www.toronto.ca/TWONTO#pressure_switch |  | Pump, Diaphragm, Ferrous Chloride to South Aeration Tank 0100 & Aeration Tank 0200, Chemical Building, Secondary Treatment, Phosphorous Removal
76072 | 41423 | THR-MCS-LD-0102 | Chain Hoist, 20800 LBS | THR-LD-WA3 | Lifting Device,Hoist,Manual | Lifting Device |  | LD | http://www.toronto.ca/TWONTO#lifting_equipment_hoist |  | Lifting Devices, Chain Hoist, Come Along & Slings
120086 | 37577 | TAB-WA6-SQ-8769 | Lanyard | TAB-WA6-SQ | PPE | Safety Equipment |  | SQ | lifeline |  | WA6 Safety Equipment
15798 | 39169 | FHA-ALUM-TOWER | Computer Location | FHA-EUS | [6 empty] | Production & End User Support
114037 | 35676 | TAB-OCS-FN-6780 | Fan, Centrifugal, Air to Stack, Biofilter Area, P Bldg. | TAB-OCS-PBLDG | Fan | Gas Collection |  | FN | http://www.toronto.ca/TWONTO#blower |  | P Building - Odour control System, Fans
114491 | 2240 | TAB-PLT-G-0204 | Gate, Slide, Motorized, Isolation, Screen Channel No. 2 Effluent | TAB-PLT-SC-0200 | Gate,Sluice,Act. | Gate |  | G | http://www.toronto.ca/TWONTO#channel_gate
4041 | 83451 | COL-PCU-FSL-5113 | Flow switch, Low | COL-PCU-SUSPENDED | Switch,Flow-Low |  | 34961 | FSL |  |  | Cumber P.S.suspended entities
39981 | 37899 | TAB-ACC-HTR-6505 | Heater, Unit, Hot Water, Workshop stAir 'D', Screen Bldg., P Bldg. | TAB-ACC-HTR-PBLDG | H.V.A.C.,Heater | HVAC |  | HTR | http://www.toronto.ca/TWONTO#heater |  | Unit Heaters- P Bldg
48216 | 46614 | TAB-ELS-SQ-6109 | Electrical - Rubber Insulating Gloves | TAB-ELS-SQ-GLOVE | PPE,Insulated Glove | Safety Equipment |  | SQ | http://www.toronto.ca/TWONTO#rubber_insulating_gloves |  | High Voltage Gloves
24236 | 30599 | FHO-SES-FAK-0103 | First Aid Kit Station, Admin Building, S2, Electrical Shop, South Wall | FHO-SES-SQ-0004 | Safety,First Aid Kit | First Aid |  | FAK | http://www.toronto.ca/TWONTO#first_aid_station_equipment |  | First Aid
130989 | 6231 | THR-AER-F-1201 | Filter, Lube Oil Tank, Blower 1211, Engine Room, Air Blower System | THR-AER-T-1214 | Filter | Filter |  | F | http://www.toronto.ca/TWONTO#replaceable_oil_or_fuel_filter |  | Tank, Reservoir, Auxiliary Oil for Blower 1211, Secondary Treatment, Aeration - Blower System - South
136704 | 52207 | THR-MCS-LD-1547 | Chain Hoist, Manual, Work Area 2 | THR-LD-WA2 | Lifting Device,Hoist,Manual | Lifting Device |  | LD | http://www.toronto.ca/TWONTO#lifting_equipment_hoist |  | Lifting Devices, Chain Hoist, Come Along & Slings
140792 | 56497 | TNT-SES-RING-1016 | Lifebuoy Ring | TNT-SES-RING | PPE | Safety Equipment |  | RING | http://www.toronto.ca/TWONTO#life_ring |  | Lifebuoy Ring
18457 | 25929 | FHA-SES-LDR-0414 | FHA-SES-LD-0050 - 44' Ext Ladder Aluminum ( RMF BTW Thickener 1 & 2 ) | FHA-SES | Safety | Safety Equipment |  | LDR | http://www.toronto.ca/TWONTO#ladder |  | Safety & Environmental Services
10297 | 57077 | FCL-ACC-HTR-0031B | Heater, Convection, Electric, 2kW, Gaseous Chemical Building, Corridor to MCC Room S | FCL-ACC-CL |  |  |  | HTR |  |  | Gaseous Chemical Building HVAC Equipment
58887 | 65008 | THC-ACC-FN-0441 | Fan,Supply,AHU-0440,Drip Trap Room,Building UU | THC-ACC-AHU-0440 | Fan | HVAC |  | FN | http://www.toronto.ca/TWONTO#blower_or_fan_with_drive |  | Air Handling Unit,Drip Trap Room,Building UU
76321 | 11223 | FHO-ELS-DP-1121 | Distribution Panel, (DP-1101B1), 600V, 3PH, Ozone Building, S3, Filter Pipe Gallery | FHO-ELS-PS-0001 |  | Power Distribution Panel |  | DP | http://www.toronto.ca/TWONTO#LV_electrical_panel |  | Primary Power Equipment
121095 | 88526 | THC-ACC-PDIT-0021 | Transmitter, Pressure Diffrential, Snow-Melting Glycol System, Zone 4, Admin Bldg, South/East Area | THC-ACC-MAN-0014 |  | HVAC |  | PDIT | http://www.toronto.ca/TWONTO#pressure_transmitter |  | Manifold, Snow Melting System, Zone #4, Admin Building, South/East Area
48639 | 80270 | TAB-MCS-CRN-INC | Cranes - Incinerators | TAB-MCS-CRN | [6 empty] | TAB Cranes and Lifting Devices
29589 | 22906 | COL-PWP-SS-0001 | Security System | COL-PWP-MISC | Security System |  |  | SS |  |  | Miscellaneous Equipment
51685 | 14526 | TAB-GRK-VEH-378214SUS | John Deere, Gator 6X4, WA-2 | TAB-GRK-VEH | Vehicle,Unlicensed | Vehicle | 47501 | VEH | http://www.toronto.ca/TWONTO#golf_cart
106622 | 59650 | TAB-ACC-FSL-0611 | Switch,Flow,Low,Water to Pump | TAB-ACC-P-0611 | Switch,Flow | Switch |  | FSL | http://www.toronto.ca/TWONTO#flow_switch |  | Pump, Hot Water Circulating, Secondary Loop 3, Admin Reheat Coils-P3-1
119996 | 2509 | TAB-WA5-LD-5150 | Come-Along, 1 1/2 ton Mini-Mite | TAB-WA5-SQ | Lifting Device,Chain | Lifting Device |  | LD | winch |  | WA5 Safety Equipment
132942 | 11414 | THR-DIG-SSH-5184A | Digester Gas Mixing, Tank 0200, Solids Treatment, Digester Tanks 1-6 | THR-DIG-MX-0200 | Switch,Speed-High | Switch |  | SSH | http://www.toronto.ca/TWONTO#speed_switch |  | Digester Gas Mixing, Digester Tank 0200
16001 | 8904 | FHA-AUX-T-0103-KQ | Compressed Air Tank 3 | FHA-SUSPENDED |  |  | 33329 | T |  |  | Suspended Obsolete entity for storage purpose
127549 | 56181 | THC-PRM-LI-1053 | Sight, Glass, Fan 1070 | THC-PRM-FN-1070 |  |  |  | LI |  |  | Fan, Heat Exchange, Fan 1070
71348 | 45204 | THR-DIG-LSL-5480C | Switch, Level-Low, Lube Oil, C-5480, Gas Mixing System | THR-DIG-T-5480 | Switch,Level-Low | Switch |  | LSL | http://www.toronto.ca/TWONTO#level_switch |  | Tank, Reservoir, Auxiliary Oil, Gas Compressor 5480, Digester Mixing System
117585 | 56578 | TAB-SA-T-0001 | Tank, Silencer, Air, Auxiliary Systems Building, Main Floor | TAB-AUX-C | Tank | Tank |  | T | silencer |  | Auxiliary Building - Compressed Service Air Equipment
79159 | 9252 | FHA-RW-P-1401B-KQ | Pump Location,Raw Water Sample #2 | FHA-SUSPENDED |  |  | 33362 | P |  |  | Suspended Obsolete entity for storage purpose
134357 | 94502 | THR-DR-SH-0502 | Overhead Door, STB South East, Electrical Room | THR-DR-WA1 | Door,Overhead | Door |  | SH | http://www.toronto.ca/TWONTO#roll_up_door
72525 | 18619 | THR-ACC-CU-0220 | Condensing Unit, Electrical Room, Headhouse | THR-ACC-AC-0220 |  | HVAC |  | CU | http://www.toronto.ca/TWONTO#AC_condenser_unit |  | Air Conditioner, South Grit Electrical Room, Headhouse
9114 | 71374 | COL-YKP-DA-1734510(S) | Davit Upper Arm-1734510 | COL-W-OBSOLETE | Safety | Safety Equipment | 46010 | DA | http://www.toronto.ca/TWONTO#fall_arrest_Davit_arm |  | Col West Obsolete Entities
4090 | 7414 | COL-PCU-LSHH-0104 | Sensor, Switch, High-High, Wet Well #1 | COL-PCU-WEL-0100 | Switch,Level-High-High | Switch |  | LSHH | http://www.toronto.ca/TWONTO#level_switch |  | Well, Wet Well #1, Cumber PS
105174 | 6815 | PA50290 | Paging/Intercom System, Digestion Pipe Gallery | TAB-DIG-STRC |  | Communications Equipment |  |  | http://www.toronto.ca/TWONTO#public_annoucement_speaker |  | Digestion Pipe Gallery - Drains, Walls, Lighting, Bldg, Services, PA System, Plumbing, Safety Equipments
126357 | 29743 | THC-ITS-PA-2210 | IDF Panel, Public Address System, Bldg K | THC-ITS-MDF-1000 | Network,Telecommunication | Communications Equipment |  | PA | http://www.toronto.ca/TWONTO#public_annoucement_speaker |  | Public Address System, Master Distribution , Control System, Admin Bldg,
32204 | 87703 | COL-REVIEW | Control Standards Review | COL ADMIN |  | System Process Control |  |  | activity |  | Administration
43475 | 70427 | FCL-ACC-F-0702 | Filter, Fan F-0702 Air Intake, Gaseous Chemical Building, Caustic Soda/Fluoride Room Ventilation | FCL-ACC-FN-0702 |  |  |  | F |  |  | Fan, Supply, Caustic Soda & Fluoride Room Ventilation, Gaseous Chemical Building
135582 | 85069 | THR-FT-FSL-4402 | Switch, Flow-Low, Seal Water, Pump P-4402, RAS Pumping - South | THR-FT-P-4402 | Switch,Pressure-Low | Switch |  | FSL | http://www.toronto.ca/TWONTO#flow_switch |  | Pump, Centrifugal, RAS, RAS Pumping Station - South
135560 | 79875 | THR-FT-FSL-3330 | Switch, Flow-Low, Seal Water, Pump 3330, Secondary Treatment, Secondary Scum Pumping - North Plant | THR-FT-P-3330 | Switch,Flow-Low | Switch |  | FSL | http://www.toronto.ca/TWONTO#flow_switch |  | Pump, Rotary Vane, Scum Tank 3300, System 4, Scum Pumping
31228 | 73826 | COL-RBB-CP-0005 | Control Panel, Operator | COL-RBB | Control Panel |  |  | CP |  |  | Western Beaches Tunnel (Battery Park)-Storm
54527 | 43548 | TAB-STR-SQ-0001 | Emerg. Eyewash and Shower Stations, Blower Bldg Bsmt | TAB-STR-STRC | PPE,Eyewash Station | Safety Equipment |  | SQ | http://www.toronto.ca/TWONTO#emergency_eyewash_and_shower |  | Blower Bldg Services - Drains, Electrical Service(110/220V), Lighting, Plumbing
132863 | 38370 | THR-DIG-PSL-5162 | Switch, Pressure-Low, Inlet Pump 5162, Solids Treatment, Digester - Tanks 1-6 | THR-DIG-GBP-5162 | Switch,Pressure-Low | Switch |  | PSL | http://www.toronto.ca/TWONTO#pressure_switch |  | Gas Booster, Tank 0600, Solids Treatment
44083 | 14473 | TAB-DEW-TSH-0421A | Switch, Temperature, High, Lub Oil Return from Bearing back drive end | TAB-DEW-CF-0421 | Switch,Temperature | Switch |  | TSH | http://www.toronto.ca/TWONTO#temperature_switch |  | Centrifuge # 4
120587 | 32075 | THC-ACC-F-0731 | Filter,Supply Air,AHU-0730,Thickening Building Polymer Room | THC-ACC-AHU-0730 | Filter | HVAC |  | F | http://www.toronto.ca/TWONTO#replaceable_air_filter |  | Air handling Unit,Polymer Room,Thickening Building
18248 | 82259 | FHA-SPC-RPU-1925 | FHA-WWW-RPU-1925 - RPU, RMF | FHA-ELS |  | Remote Processor Unit |  | RPU | http://www.toronto.ca/TWONTO#RPU_panel |  | Electrical
55863 | 27078 | FCL-ELS-LSH-0002 | Switch, Level, High, Transfer Pump P-0200 Containment, Low Lift Building, Screen Room | FCL-ELS-PS-0003 | Switch,Level-High | Switch |  | LSH | http://www.toronto.ca/TWONTO#level_switch |  | Emergency Power
16466 | 80561 | FHA-FLT-PDP-0001 | Power Distribution Panel, Filter West Rate Control Valves UPS Power Supply, Service Building, Boiler Room | FHA-ELS-PDP-0500A | Control Panel,Power Distribution Panel | Power Distribution Panel |  | PDP | http://www.toronto.ca/TWONTO#LV_electrical_panel |  | Power Distribution Panel, 600V, 800A, 3 PH, Filter Building, Pipe Gallery Adjacent to Scrubber
21415 | 42558 | FHO-ELS-LP-0912 | Lighting Panel, 100A, 120/208V, S6, Raw Water Ring Header Room | FHO-ELS-LTG-2000 |  | Power Distribution Panel |  | LP | http://www.toronto.ca/TWONTO#LV_electrical_panel |  | Lighting, Facility Interior : Plant wide, interior lighting
138276 | 57656 | THR-PWA | Plant Water | THR-CG | [6 empty] | Co-Generation
83690 | 50827 | THR-PRS-F-0005S | Filter, Fine Bag, Ferrous Chloride Storage Tanks Outlet, Chemical Building, Secondary Treatment, Phosphorous Removal | THR-PRS-F | Filter | Filter | 39809 | F | http://www.toronto.ca/TWONTO#replaceable_air_filter |  | Phosphorous Removal System, Filtration
93025 | 27501 | FHO-FLT-T-0301-KQ | Filter 3 | FHO-OBSOLETE |  |  |  | T |  |  | Removed From Service
26546 | 26777 | COL-PST-DM-0004 | Damper 2, Exhaust Fan 0001 | COL-PST | Damper/Louver |  |  | DM |  |  | Strachan Pumping Station
15728 | 90627 | FHA-ELS-DP-0503B | Power Distribution Panel,East Filter Influent/Drain Gates Power Supp, Overall Filter Pipe Gallery S/E | FHA-ELS-PDP-0500B | Control Panel,Power Distribution Panel | Power Distribution Panel |  | DP | http://www.toronto.ca/TWONTO#LV_electrical_panel |  | Power Distribution Panel, 600V, 800A, 3 PH, Filter Building, Pipe Gallery Adjacent to Scrubber
112725 | 71630 | TAB-EL1-MCC-6626B | Motor Control Centre 600V - OPS | TAB-EL1-PDP-6012 | Control Panel,Electrical | Motor Control Centre | 34605 | MCC | http://www.toronto.ca/TWONTO#LV_electrical_panel |  | Power Distribution Panel, 600V, PT 1-9 Outdoor Sub.
58574 | 42768 | THC-ACC-DM-3073 | Damper/Louver,Vent Header,Hot Water Boiler 3071,Boiler Building | THC-ACC-BO-3071 | Damper/Louver | HVAC |  | DM | http://www.toronto.ca/TWONTO#air_damper |  | Boiler, Hot Water, Boiler Building
34491 | 55257 | MAIN-144 | Main 144 | WTR-LWA | [6 empty] | Work Area 2 Central Mains and Chambers
136979 | 67719 | THR-OCS-PSL-3969 | Switch, Pressure-Low, Foul Air Plenum to Atmosphere, Plant Services, Odour Control System | THR-OCS-SB-0555 | Switch,Pressure-Low | Switch |  | PSL | http://www.toronto.ca/TWONTO#pressure_switch |  | Scrubber, Plant Services, Odour Control System
147118 | 60295 | WTR-RMT-ELS | Electrical System | WTR-RMT | [6 empty] | Milliken Tank
73947 | 2852 | THR-ELS-SQ-0896S | Electrical Rubber Gloves, PPE Issued to Renan Espiritu 10kV | THR-ELS-SQ-ERG | Safety | Safety Equipment | 40927 | SQ | http://www.toronto.ca/TWONTO#rubber_insulating_gloves |  | Electrical Rubber Gloves, Safety Equipment
29522 | 74945 | FIS-GRK-GROUNDS MTC | Grounds | FIS-GRK-PRTY-1000 |  | Grounds |  |  | space |  | CMS Work Orders
63475 | 89560 | FCL-PAC-DM-0301 | Damper, Manual, Dust Collector Fan FN-0301 Exhaust, Dry Chemical Building, PAC Storage Tanks | FCL-PAC-FN-0301 |  |  |  | DM |  |  | Dust Control, Storage Tank Dust Collector DCU-0301, Dry Chemical Building Basement
96522 | 90219 | FIS-DEW-T-0002 | Tank, Treated Water Pump Area Drain Sump, Workshop Building, Below Machine Shop Mezzanine | FIS-DEW |  | Tank |  | T | http://www.toronto.ca/TWONTO#storage_tank |  | Dewatering & Drainage
107341 | 61429 | TAB-ACC-PDSH-4503 | Switch, Presure Diferential, High | TAB-ACC-AHU-4503 | Switch,Pressure-High | Switch |  | PDSH | http://www.toronto.ca/TWONTO#pressure_switch |  | AHU, Digester 1-4, Sludge Heater Room
20978 | 22772 | FHO-CL-T-0201-SU | Tank, Caustic Soda Storage | FHO-SM-SB-0100 | Tank,Reservoir | Tank | 32924 | T | http://www.toronto.ca/TWONTO#chemical_storage_tank |  | Scrubber, Chlorine and SO2, Outdoor, East of Chemical Building
53694 | 34919 | TAB-SLD-F | Pelletizer Bldg. - Filters, Fans & Pellet Cooler Bags | TAB-SLD | [6 empty] | Sludge Drying - Pelletization (OPERATED BY VEOLIA)
96636 | 1743 | FIS-ELS-DS-0616A | Disconnect Switch, Polymer Skid 1, RMF Polymer Storage & Feeder Building, Polymer Storage Room | FIS-ELS-TR-0616 | Switch | Switch |  | DS | http://www.toronto.ca/TWONTO#disconnect_switch |  | Transformer, 15kVA,600/120/208V, RMF Polymer Storage & Feeder Building, Polymer Storage Room
64097 | 23159 | THC-PRM-CH-0880 | Scum Pit, Tank 0800, Primary Clarifier | THC-PRM-T-0800 | Tank | Tank |  | CH | http://www.toronto.ca/TWONTO#storage_tank |  | Tank, Primary Clarifier
119616 | 38734 | TAB-WA1-SQ-1003 | Sling | TAB-WA1-SQ | Lifting Device,Sling | Lifting Device |  | SQ | http://www.toronto.ca/TWONTO#fall_protection_sling |  | Safety Equipment & Supplies Common to WA1
46607 | 96854 | TAB-DIS-CHL-1116 | Chlorinator #6 | TAB-DIS-CHL-6 | Chemical Feeder | Chemical Feeder |  | CHL | http://www.toronto.ca/TWONTO#chlorinator_system |  | Chlorination Train #6
81547 | 57147 | TNT-PRM-PSH-1101 | Switch, Pressure, High, Pump Discharge | TNT-PRM-P-1101 | Switch,Pressure | Switch |  | PSH | http://www.toronto.ca/TWONTO#pressure_switch |  | Pump, Primary Sludge # 1
52229 | 82679 | TAB-PWA-PSH-0840 | Switch, Pressure, High, Plant Water Pump | TAB-PWA-P-0840 | Switch,Pressure-High | Switch |  | PSH | http://www.toronto.ca/TWONTO#pressure_switch |  | Pump, Centifugal, Plant Water
122806 | 16876 | THC-DEW-RPU-2314 | Controller Panel,Centrifuge 1400,Centrifuge Room,5th Floor,Biosolids Building West | THC-DEW-CF-1400 |  | Remote Processor Unit |  | RPU | http://www.toronto.ca/TWONTO#RPU_panel |  | Centrifuge,Dewatering,BLS/PYS - Solid Treatment,Incinerator Building
95424 | 69436 | WTR-RMA-RPU-0001 | RPU | WTR-RMA-ELS | RPU | Remote Processor Unit | 36100 | RPU | http://www.toronto.ca/TWONTO#RPU_panel |  | Electrical System
2664 | 62424 | COL-120-T-0704 | Tank, Nitrogen-Charged Piston Accumulator, Pressurized Hydraulic Fluid Storage, Coxwell CH-0700 | COL-120-CH-0700 | Tank | Tank |  | T | http://www.toronto.ca/TWONTO#chemical_storage_tank |  | Coxwell Control Chamber #7
105848 | 82769 | TAB-ACC-AC-1301 | Conditioner, Air,New North Sub station- Battery Room | NORTH SUBSTN_BTTRY RM | H.V.A.C.,Air Conditioner | HVAC |  | AC | http://www.toronto.ca/TWONTO#air_condition |  | MSA Substation,Battery Room
133963 | 84122 | THR-DIS-DP-0100 | Panel, Distribution Panel, Disinfection Building North Side | THR-DIS-P-S | Control Panel,Power Distribution Panel | Power Distribution Panel |  | DP | http://www.toronto.ca/TWONTO#LV_electrical_panel |  | Disinfection, Pumps, Sump & Chlorine Solution
11087 | 10285 | COL-PBP-TS-0001 | Switch, Transfer | COL-PBP | Switch | Switch |  | TS | http://www.toronto.ca/TWONTO#transfer_switch |  | Baby Point Sewage Pumping Station
128027 | 88375 | THC-PRM-ZSL-1012 | Switch, Position Low, Mech Return, Valve 1012 | THC-PRM-V-1012 |  |  |  | ZSL |  |  | Valve, Hydraulic Cylinder, Bottom Scraper, Primary Clarifier 1000, SW Plant
139484 | 85870 | THR-WA3-LD-0001 | Sling, Nylon, Work Area 3 | THR-LD-NYLN-WA3 | Lifting Device,Sling | Lifting Device |  | LD | synthetic_web_sling |  | Slings, Nylon, Work Area 3
40775 | 58861 | TAB-ACC-T-6501 | Tank, Domestic Hot Water, WashRoom, Screen Bldg., P Bldg. | TAB-ACC | Tank | HVAC |  | T | http://www.toronto.ca/TWONTO#tanked_hot_water_heater |  | Plant HVAC Equipment
11941 | 32413 | FCL-DEW-LSLL-0401 | Switch, Level, Low Low, Raw Water Area Dewatering Pit T-0401 | FCL-DEW-RW | Switch,Level-High | Switch |  | LSLL | http://www.toronto.ca/TWONTO#level_switch |  | Raw water Area Dewatering
39088 | 67885 | TAB-ACC-DM-4902 | Damper, Manual, Waste Gas Burner Station | TAB-ACC-AHU-4901 | Damper/Louver | HVAC |  | DM | http://www.toronto.ca/TWONTO#air_damper |  | Air Handling Unit, Waste Gas Buner Station
21340 | 86544 | FHO-ELS-DP-0721 | Distribution Panel, 600V, Panel Board, MCC-0720, Admin Building, S4, Main Electrical Room | FHO-ELS-MCC-0720 |  | Power Distribution Panel |  | DP | http://www.toronto.ca/TWONTO#LV_electrical_panel |  | Motor Control Centre, Admin Building, S4, Main Electrical Room
142487 | 48571 | WTR-300-LSH-1101 | Switch, Level High, Flood Alarm | WTR-300-CH-0012 | Transmitter,Pressure | Switch |  | LSH | http://www.toronto.ca/TWONTO#level_switch |  | Chamber,Revenue Meter,Islington-Steeles (Magmeter)
110673 | 27885 | TAB-DIG-FSH-9703 | Switch,Flow,High, Eye Wash Station, Gas Control Bldg.Mail Flr | TAB-DIG-SQ-9704 | Switch,Flow-High | Switch |  | FSH | http://www.toronto.ca/TWONTO#flow_switch |  | Eye Wash Station, Gas Control Bldg.Main Flr
127866 | 86726 | THC-PRM-V-1213 | Valve, Hydraulic Cylinder, Bottom Scraper, Primary Clarifier 1200, NW Plant | THC-PRM-CLR-1230SUSP | Actuator,Hydraulic,Cylinder | Hydraulic System |  | V | http://www.toronto.ca/TWONTO#hydraulic_power_pack |  | Sludge Bottom Scraper Mechanism, Tank 1200, Primary Clarifier
18467 | 6387 | FHA-SES-LDR-0422 | FHA-SES-LD-0075 - 16' Single Ladder Aluminum ( Ammonia Storage Room ) | FHA-SES | Safety | Safety Equipment |  | LDR | http://www.toronto.ca/TWONTO#ladder |  | Safety & Environmental Services
65464 | 60590 | THC-PRS-T-0100 | Tank, FRP, Ferrous Chloride, Storage, Storage Tank Area | THC-PRS | Tank | Tank |  | T | http://www.toronto.ca/TWONTO#chemical_storage_tank |  | Phosphorus Removal, sub-process
16969 | 97977 | COL-PCU-RPU-0100 | Remote Processor Unit, Electrical Room | COL-PCU-AUX-ELEC | RPU | Remote Processor Unit |  | RPU | http://www.toronto.ca/TWONTO#RPU_panel |  | Electrical Equipment
9176 | 96662 | COL-YKP-FAK-0017S | First Aid Kit, Truck #067037 (F250) | COL-YKP | Safety,First Aid Kit | Safety Equipment | 47512 | FAK | http://www.toronto.ca/TWONTO#first_aid_kit |  | Kipling Yard
121737 | 54180 | THC-ACC-V-6083 | Valve, Ball, Manual, Glycol, P-6004, Lower Level 2 Blower Room, Headworks | THC-ACC-P-6004 | Valve,Ball | HVAC |  | V | http://www.toronto.ca/TWONTO#valve |  | Pump, Heating Glycol System, Lower Level 2 Blower Room, Headworks
117202 | 49691 | TAB-RSP-FSL-1241 | Flow Switch, Low, LOR.,Raw Sewage Pump #4 | TAB-RSP-P-1240 | Switch,Flow | Switch |  | FSL | http://www.toronto.ca/TWONTO#flow_switch |  | Pump,Raw Sewage Transfer #4
79422 | 5867 | THR-THK-P-TWAS | TWAS Transfer Pumps & Holding Tanks | THR-THK | [6 empty] | Sludge Thickening
130194 | 50789 | THR-ACC-NR-799 | HVAC, Heater Unit & Fan,Chlorine Bldg | THR-ACC-DIS | H.V.A.C.,Heater,Unit | HVAC |  | NR | http://www.toronto.ca/TWONTO#heater |  | Air Conditioning, HVAC, Chlorine Building
52826 | 42501 | TAB-RSP-FSL-2204 | Flow Switch, Low,Seal Water, Raw Sewage Pump P-2204 | TAB-RSP-P-2204 | Switch,Flow | Switch |  | FSL | http://www.toronto.ca/TWONTO#flow_switch |  | Pump, Raw Sewage #4
16467 | 12554 | FHA-FLT-PDP-0002 | Power Distribution Panel, Filter East Rate Control Valves UPS Power Supply, Service Building, Boiler Room | FHA-ELS-PDP-0500B | Control Panel,Power Distribution Panel | Power Distribution Panel |  | PDP | http://www.toronto.ca/TWONTO#LV_electrical_panel |  | Power Distribution Panel, 600V, 800A, 3 PH, Filter Building, Pipe Gallery Adjacent to Scrubber
135892 | 53971 | THR-FT-PSL-4549 | Switch, Pressure-Low, Pump P-4504 Suction, Scum Pumping - South | THR-FT-P-4504 | Switch,Pressure-High | Switch |  | PSL | http://www.toronto.ca/TWONTO#pressure_switch |  | Pump, Self-Prime Centrifugal, Drain, RAS Pumping Station - South
33241 | 93633 | COL-SMC-LSH-0103 | Switch, Level-High | COL-SMC | Switch,Level |  |  | LSH |  |  | Maclean Detention Tank-storm
86714 | 18805 | WTR-PKN-VSH-0204 | Switch, Vibration-High, Motor 0200 Inner | WTR-PKN-P-0200 | Switch | Switch |  | VSH | http://www.toronto.ca/TWONTO#vibration_sensor_element |  | Pump, Centrifugal
147713 | 41649 | YTF-CW | City Water | YTF-BLDG | [6 empty] | Bullding Services
109120 | 85796 | TAB-CW-SQ-0039 | Eye Wash Station- Aux. Bldg. 2nd Flr, Front of Elevator | TAB-SLO-SES | Safety,Eye wash | Safety Equipment |  | SQ | http://www.toronto.ca/TWONTO#emergency_eyewash |  | TABWA4 Health and Safety Equipment
66522 | 76549 | THC-STR-LSH-0182 | Switch, Level, High, Pump Start, NW Plant | THC-STR-P-0182 |  | Switch |  | LSH | http://www.toronto.ca/TWONTO#level_switch |  | Pump, Centrifugal Submersible, Drainage, NW Plant
17628 | 44246 | FHA-RADIO-0008 | Radio, Walkie Talkie | FHA-GRK-COM-0001 |  | Communications Equipment |  | RADIO | radio_system |  | Telephone and Paging System
50220 | 21071 | FCL-CLC-CP-0001 | Local Control Panel, Trim Chlorination System Eductor Valves, High Lift PS Basement | FCL-CLC |  |  |  | CP |  |  | Pre-Chlorination
88940 | 14219 | FHO-ACC-FS-1701 | Switch, Flow, Air, Fan FN-1701 Outlet, Filter Building, L1, West End | FHO-ACC-FN-1701 |  | Switch |  | FS | http://www.toronto.ca/TWONTO#flow_switch |  | Fan, Exhaust, West Filter Area, Filter Building, L1, West End
147043 | 76753 | WTR-RMI-LSH-0003 | Instrument, Level Switch, High, Water Transmission | WTR-RMI-AUX |  | Switch |  | LSH | http://www.toronto.ca/TWONTO#level_switch |  | Auxiliary Equipment (Building Facilities)
76075 | 78100 | THR-MCS-LD-0337 | Chain Hoist, Manual,1/2tT, Work Area 1, | THR-LD-WA1 | Lifting Device | Lifting Device |  | LD | http://www.toronto.ca/TWONTO#lifting_equipment_hoist |  | Lifting Devices, Chain Hoist, Come Along & Slings
9217 | 93366 | COL-YKP-FAK-378300 | First Aid Kit, Truck #378300 (POLARIS) | COL-YKP-VEH-378300 | Safety,First Aid Kit | Safety Equipment |  | FAK | http://www.toronto.ca/TWONTO#first_aid_kit |  | Vehicle, Truck #378300 (POLARIS)
10852 | 63182 | FCL-ALM-FSL-0201(S) | Switch, Flow, Low, Alum, Flocculation & Sedimentation Tank 0201, Flocculation & Sedimentation Tanks | FCL-FLO-T-0201 | Switch,Flow-Low | Switch | 35207 | FSL | http://www.toronto.ca/TWONTO#flow_switch |  | Tank, Flocculation
55699 | 96625 | TAB-WA4-SQ-1204 | Sling, Nylon, Sling Tech (S/N 42630-01) 2 Ft. | TAB-WA4-SQ-0010 |  | Lifting Device |  | SQ | synthetic_web_sling |  | WA4 Fall arrest systems
7575 | 34668 | COL-PST-DM-0002 | Damper, Inlet Chamber | COL-PST | Damper/Louver |  |  | DM |  |  | Strachan Pumping Station
55591 | 73741 | TAB-WA2-SQ-2020 | Spill Response Kit, Non-Aggressive Fluid | TAB-STR-SQ | Spill Kit | Safety Equipment |  | SQ | http://www.toronto.ca/TWONTO#spill_kit |  | WA2 Safety Equipment,lifting devices, ladders, Eye Wash station, First Aid Kits, Lock out stations
140626 | 93176 | TNT-MCS-SQ-1016 | Sling | TNT-MCS-LD | Lifting Device,Sling | Lifting Device |  | SQ | http://www.toronto.ca/TWONTO#fall_protection_sling |  | Lifting Devices , cranes/ Portable crane/hoists, come alongs, slings, wire rope, chains
18232 | 79949 | FHA-SPC-RPU-1226 | RPU, Treated Water Summator, RPU-1224 Panel, Pump Building Basement, Switchgear Room | FHA-ELS | RPU | Remote Processor Unit |  | RPU | http://www.toronto.ca/TWONTO#RPU_panel |  | Electrical
29315 | 52615 | FIS-FLT-FSL-0004 | Switch, Flow, Low, Filter Composite pH Analyser AIT 0004, Filter Building, Pump Room East | FIS-FLT | Switch,Flow-Low | Switch |  | FSL | http://www.toronto.ca/TWONTO#flow_switch |  | Filtration
50211 | 97781 | TAB-PLT-RPU-0404 | RPU, Remote Processor Unit | TAB-PLT-INQ-D | RPU | Remote Processor Unit |  | RPU | http://www.toronto.ca/TWONTO#RPU_panel |  | D Building - Instrumentation Equipment
88451 | 72119 | WTR-PTH-P | Pumping | WTR-PTH | [6 empty] | Thornhill Pumping Station
138833 | 64671 | THR-SPC-COM-1600 | System Process Control, Digester Gas Compressor MCC | THR-ELS-DIG | UPS | System Process Control |  | COM | termination_panel |  | Electrical System, Digester Tanks
59497 | 80168 | THC-ACC-TC-0118 | Controller,Temperature,Heater 0118,Pump House,Phase 4 Aeration Building | THC-ACC-HTR-0118 | Air Handling Unit | HVAC |  | TC | http://www.toronto.ca/TWONTO#thermostat_or_zone_controller_unit |  | Unit Heater,Pump House,Aeration Building,Phase 4
121026 | 38876 | THC-ACC-P-0036 | Pump, Snow Melting System, Manifold MAN-0016, Zone #6 | THC-ACC-BLDG K |  | HVAC |  | P | http://www.toronto.ca/TWONTO#pump_set_-_with_drive |  | Administration Building, HVAC
95180 | 81852 | FHO-TRW-LSL-0800 | Switch, Level, Low, Pump P-0800 Loss of Prime, Treated Water Building, S3, Pump Room | FHO-TRW-P-0800-KQ | Switch,Level-Low | Switch |  | LSL | http://www.toronto.ca/TWONTO#level_switch |  | TRW Pump Unit 8
120507 | 80023 | THC-ACC-DM-3061 | Damper,Motorized,Boiler Combustion Air,Boiler BO-3061,Boiler Building | THC-SUSPENDED |  | HVAC | 33804 | DM | http://www.toronto.ca/TWONTO#air_damper |  | Suspended entity
134947 | 78975 | THR-ELS-MCC-0023 | Control Panel, MCC 0023, Primary Pumping Station 2, SUSPENDED | THR-ELS-PRMS | Control Panel,MCC | Motor Control Centre | 35411 | MCC | http://www.toronto.ca/TWONTO#LV_electrical_panel |  | Electrical System, Primary Station South
78868 | 47665 | FHO-ELS-WR-0811 | Welding Receptacle, Surge Tank Room | FHO-ELS-LTG |  | Power Distribution Panel |  | WR | http://www.toronto.ca/TWONTO#welding_receptacle |  | Facility Electrical System
81939 | 5215 | VP2035 | Detector, Gas | TAB-ELS-AM | Sensor,Gas | Safety Equipment |  |  | http://www.toronto.ca/TWONTO#portable_gas_detector |  | WA8 Safety Equipment Gas Detectors, Plant Wide
58490 | 67619 | THC-ACC-DM-0157 | Damper,Fan,Supply,Air Treatment Building | THC-ACC-BLDG G | Air Handling Unit | HVAC |  | DM | http://www.toronto.ca/TWONTO#air_damper |  | Air Treatment Building HVAC
71638 | 7467 | THR-DIG-PSH-2504 | Switch, Pressure-High, Discharge Pump 2504, Digester Tank 0100 | THR-DIG-P-2504 | Switch,Pressure-High | Switch |  | PSH | http://www.toronto.ca/TWONTO#pressure_switch |  | Pump, Centrifugal, Sludge Transfer, Tank 0100
9019 | 99689 | COL-CED-T-0100 | Storage tank, Stormwater | COL-CED-MISC |  | Tank |  | T | http://www.toronto.ca/TWONTO#reservoir_tank |  | Miscellaneous Equipment
27978 | 31901 | FIS-ALM-T-0401-SUS | Tank, Alum/Polymer, Alum System | FIS-SUSPENDED | Tank | Tank | 38128 | T | http://www.toronto.ca/TWONTO#chemical_storage_tank |  | Obsolete Entities/Processes
135875 | 8183 | THR-FT-PSL-2524 | Switch, Pressure-Low, Pump P-2524 Discharge, FT 16/17 RAS Pumps- South | THR-FT-P-2524 | Switch,Pressure-Low | Switch |  | PSL | http://www.toronto.ca/TWONTO#pressure_switch |  | Pump, Centrifugal, Tank 1600 & 1700, RAS Pumping,Tunnel 23, South
45028 | 93684 | TAB-DIG-FSL-4135 | Switch ,Flow, Low,Chill water Supply to Compressor C-4135 | TAB-DIG-C-4135 | Switch,Flow | Switch |  | FSL | http://www.toronto.ca/TWONTO#flow_switch |  | Compressor # 2, Gas (DX2602)
105485 | 83420 | SU2027A | Receiver, Air | TAB-THK-COMP | Vessel,Pressure | Tank |  |  | http://www.toronto.ca/TWONTO#pressure_vessel |  | Floatation - Air Compressor
85883 | 94323 | WTR-PJO-GFI-0006, | Ground Fault Circuit Interrupter | WTR-PJO-AUX |  |  | 32792 | GFI |  |  | Auxiliary Equipment (Building Facilities)
147208 | 72613 | WTR-RRH-TRW | Treated Water (Transmission) | WTR-RRH | [6 empty] | Rosehill Reservoir
135172 | 69802 | THR-EPS-LSL-0215 | Switch, Level-Low, Grease Tank 0215, Plant Service, Effluent Pump, Centrifugaling | THR-EPS-P-0210 | Switch,Level-Low | Switch |  | LSL | http://www.toronto.ca/TWONTO#level_switch |  | Pump, Centrifugal, Screw
60338 | 26181 | THC-ACC-V-6212 | Valve, Ball, Manual, AHU-6200, 2nd Floor Mech Room #2, Headworks | THC-ACC-AHU-6200 | Valve,Ball | HVAC |  | V | http://www.toronto.ca/TWONTO#valve |  | Air Handling Unit, Blower Room, 2nd Floor Mech Room #2, Headworks
125520 | 20039 | THC-FEQ-FSP-0018 | Fire Hose cabinets,Digesters,. Bldg U | THC-FEQ-FSP | Fire Prevention,Hose | Safety Equipment | 43242 | FSP | ? |  | Sprinkler System
49699 | 36718 | FCL-CLB-T-0102 | Tank, Expansion, Chlorine Gas, CLB Evaporator 0101 Inlet, Machine Room,Gaseous Chemical Building | FCL-CLA1 | Tank | Tank |  | T | expansion_tank |  | Pre-Chlorination
12190 | 32709 | COL-PCF-LSH-0105 | Switch, Level-High, Wet Well | COL-PCF | Switch,Level-High | Switch |  | LSH | http://www.toronto.ca/TWONTO#level_switch |  | Clark Pumping Station
130475 | 33498 | THR-ACC-T-4901 | Glycol Makeup System,Plant water Building | THR-ACC-FPW | Tank | Tank |  | T | http://www.toronto.ca/TWONTO#chemical_storage_tank |  | Air Conditioning, HVAC, Filtered Plant Water Building
55808 | 41140 | TAB-WA6-SQ | WA6 Safety Equipment | TAB-WORK-AREA-SEO | [6 empty] | TAB Work Area SEO
130607 | 35968 | THR-ACC-TSL-3310 | Switch,Alarm,Temperature-Low, Supply Air,AHU-3310,HPBB | THR-ACC-AHU-3310 | Switch,Temperature-Low | Switch |  | TSL | http://www.toronto.ca/TWONTO#temperature_switch |  | Air Handling Unit, HPBB
55867 | 21354 | TAB-WA6-SQ-9109 | First Aid Kit-Admin. Bldg. Administration Lunch Room | TAB-WA6-SQ | Safety,First Aid Kit | Safety Equipment |  | SQ | http://www.toronto.ca/TWONTO#first_aid_kit |  | WA6 Safety Equipment
71680 | 70876 | THR-DIG-PSL-2524 | Switch, Pressure-Low, Inlet Pump 2524, Digester Tank 0300 | THR-DIG-P-2524 | Switch,Pressure-Low | Switch |  | PSL | http://www.toronto.ca/TWONTO#pressure_switch |  | Pump, Centrifugal, Sludge Transfer, Tank 0300
14232 | 94899 | FCL-TRW-RPU-0002-SUS | Remote Processing Unit | FCL-TRW |  | Remote Processor Unit | 36790 | RPU | http://www.toronto.ca/TWONTO#RPU_panel |  | Treated Water
92933 | 22682 | FHO-FLT-F-0501 | Filter Bed # 5 | FHO-FLT-T-0501-KQ | Tank,Reservoir | Tank |  | F | http://www.toronto.ca/TWONTO#filtration_tank |  | Filter 5
74252 | 49817 | THR-FPW-T-0001 | Tank, Instrument Air, Plant Water Building, Plant Services, Plant Water Pump, Centrifugaling System (CRN-5644.5, SNO.-5.1182099, TSSA UID-65022711) | THR-FPW | Tank | Tank |  | T | http://www.toronto.ca/TWONTO#pressure_vessel |  | Filtered Plant Water
133992 | 24552 | THR-DIS-PSL-0131 | Switch, Pressure-Low, Chlorine Injector 0134 Water, Chlorination Building, Disinfection, Chlorination System | THR-DIS-CHL-1231 | Switch,Pressure-Low | Switch | 34847 | PSL | http://www.toronto.ca/TWONTO#pressure_switch |  | Chlorinator, Chlorination Building, Disinfection, Chlorination System
26291 | 48652 | FHO-SES-SCBA-HARNESS4 | SCBA Harness # 4 | FHO-SES-SQ-0001 | PPE,SCBA | Safety Equipment |  |  | http://www.toronto.ca/TWONTO#fall_arrest_harness |  | Safety Equipment
26420 | 62078 | FHO-GRK-DR-5013S | Door, (FD-S5-13), Fire Rated, TRW Building, S5, Waster Water Transfer Pump Area, North | FHO-GRK-FEQ-0001 | Fire Prevention,Door | Door |  | DR | http://www.toronto.ca/TWONTO#fire_rated_door
140260 | 38842 | TNT-DIG-PSL-5110 | Switch, Pressure, Low | TNT-DIG-BL-5100 | Switch,Pressure | Switch |  | PSL | http://www.toronto.ca/TWONTO#pressure_switch |  | Digester Gas header-Boiler BO-5100
135671 | 59889 | THR-FT-LSHH-4820 | Switch, Level-High-High, Sump, Gallery T-20S, Flood Monitoring System | THR-FT-P-4820 | Switch,Level-High-High | Switch |  | LSHH | http://www.toronto.ca/TWONTO#level_switch |  | Pump, Centrifugal, Sump, T20s
4079 | 11253 | COL-PCU-LSH-0103 | Sensor, Switch, High, Wet Well #1 | COL-PCU-WEL-0100 | Switch,Level-High | Switch |  | LSH | http://www.toronto.ca/TWONTO#level_switch |  | Well, Wet Well #1, Cumber PS
98251 | 30930 | FIS-SES-SQ-6009 | Safety Harness, Full Body | FIS-SES-SQ-6001 |  | Safety Equipment |  | SQ | http://www.toronto.ca/TWONTO#fall_arrest_harness |  | Safety Harness, Full Body
15427 | 99045 | FCL-WWW-FIT-5501 | Transmitter, Flow, Magnetic,Service Water to Centrifuge 5501 | FCL-WWW-CF-5501 |  |  |  | FIT |  |  | Centrifuge Dewatering, West
64768 | 15748 | FCL-SES-CYL-0017 | Air Cylinder Carbon Fiber | FCL-SES-SQ-0008 | PPE,SCBA | Tank |  | CYL | gas_cylinder |  | Eyewash Station/Shower, Low Lift PS Building, Alum Delivery Door,Raw Water Pump Room Basement beside Phosphoric acid Skids
115438 | 52642 | TAB-PRM-FSL-5002 | Switch ,Flow, Low,Hot Water Recirculation ,P-2201 | TAB-PRM-T-2200 | Switch,Flow | Switch |  | FSL | http://www.toronto.ca/TWONTO#flow_switch |  | Hopper Scum - Primary Tank 3-4
6411 | 96934 | COL-PMY-LP-0003 | Control Panel, Lighting | COL-PMY-MISC | Control Panel |  |  | LP |  |  | Miscellaneous Equipment
26103 | 96554 | FIS-ACC-FN-4001 | Fan, Celing mounted, Marine Yard Building, Mechanical/Electrical Room | FIS-ACC-AHU-4001 |  | HVAC |  | FN | http://www.toronto.ca/TWONTO#blower_or_fan_with_drive |  | Air Handling Unit, Marine Yard Ventilation, Mechanical/Electrical Room
38835 | 51660 | TAB-ACC-AHU-6440 | Air Handling Unit, Primary Tank Operating Gallery, Ground, West Side | TAB-SUSPENDED ENTITY | Air Handling Unit | HVAC | 46312 | AHU | http://www.toronto.ca/TWONTO#air_handler_unit |  | Suspended entities
88597 | 58098 | WTR-PWT-LSL-1010 | Switch, Level, Low, Fuel Bulk Storage Tank | WTR-PWT-T-1010 | Switch,Level-Low | Switch |  | LSL | http://www.toronto.ca/TWONTO#level_switch |  | Tank, Fuel, Bulk Storage, Pumping Station, Outdoor Generator Enclosure
51652 | 66949 | TAB-PRS-PSH-1003 | Switch, Pressure-High, Chemical Discharge, Rail Car Unloading | TAB-PRS-C | Switch,Pressure-High | Switch |  | PSH | http://www.toronto.ca/TWONTO#pressure_switch |  | Air Compressors & Receiver/ Unloading Station
61090 | 54250 | THC-ELS-PDP-0800 | Distribution Panel, Building L | THC-ELS-PS-0001-L | Control Panel,Electrical |  |  | PDP |  |  | Primary Power Equipment, Building L
105965 | 19936 | TAB-ACC-AHU-6430 | Air Handling Unit, Roof, Grit Bldg., P Bldg. | TAB-ACC-AHU-PBLDG | Air Handling Unit | HVAC |  | AHU | http://www.toronto.ca/TWONTO#air_handler_unit |  | AHUs/Supply Fans P. Bldg.
127570 | 61067 | THC-PRM-LSHH-0102 | Level Switch High,Sump,T31 West Primary Tank 0700,Building A | THC-PRM-P-0102 | Switch,Level | Switch |  | LSHH | http://www.toronto.ca/TWONTO#level_switch |  | Pump, Sump, Primary Treatment
14762 | 52091 | FCL-SES-SQ-0008 | Eyewash Station/Shower, Low Lift PS Building, Alum Delivery Door,Raw Water Pump Room Basement beside Phosphoric acid Skids | FCL-SES |  |  |  | SQ |  |  | Safety and Environmental Services
75246 | 14634 | THR-FT-T-3000 | Tank, Non-Pressurized, Scum, Scum Pumping | THR-FT-T-SCUM | Tank,Non-Pressurized | Tank |  | T | http://www.toronto.ca/TWONTO#storage_tank |  | Final Tank, Scum Tanks
13039 | 70429 | FCL-FLO-CP-0201 | Control Panel, Pre-treatment Module 2 Inlet Valve, Flocculation &Sedimentation Area South | FCL-FLO-V-0201 |  |  |  | CP |  |  | Valve, Butterfly, Actuated, Raw Water, Sedimentation Tank 0201, Mixing Tank/ Coagulation
105608 | 81136 | SWM-PET-T-0001 | Tank, Diesel Fuel | SWM-PET-MISC | Tank |  |  | T |  |  | Miscellaneous Equipment
105759 | 36588 | SWM-PNQ-UPS-0001 | UPS, RPU Panel | SWM-PNQ-MISC | Uninterruptible Power Supply |  |  | UPS |  |  | Miscellaneous Equipment
139525 | 94558 | THR-WA3-LD-0072S | Sling, Nylon, 2'x1", 3100 LBS, Work Area 3 | THR-LD-NYLN-WA3 | Lifting Device,Sling | Lifting Device | 40276 | LD | synthetic_web_sling |  | Slings, Nylon, Work Area 3
112123 | 46817 | TAB-DIG-V-T01-04 | Valve Location, Primary & Digester Sludge Header Line, Digester Tank 01-04 | TAB-DIG-T-01-04 | [6 empty] | Digester Tanks 1-4
125222 | 40940 | THC-ELS-SQ-6180419 | Electrical Safety gloves, High Voltage, Class 0, # 6180419 | THC-SES-SQ | PPE,Insulated Glove | Safety Equipment |  | SQ | http://www.toronto.ca/TWONTO#rubber_insulating_gloves |  | Safety Equipment
95224 | 82725 | WTR-REB-RPU-0001 | RPU | WTR-REB-ELS | RPU | Remote Processor Unit | 35842 | RPU | http://www.toronto.ca/TWONTO#RPU_panel |  | Electrical System
91041 | 35786 | FHO-DCL-EV-0301 | Evaporator, Dechlorination Train 3, Chemical Building, Main Floor, Machine Room | FHO-DCL-SO-0301 | Evaporator,SO2 | Evaporator |  | EV | http://www.toronto.ca/TWONTO#chlorinator_system |  | Sulphonator, Dechlorination Train 3, Chemical Building, Main Floor, Machine Room
14179 | 58385 | COL-PGB-MISC | Miscellaneous Equipment | COL-PGB | [6 empty] | Governors Bridge Sewage Pumping Station
65757 | 36509 | THC-SES-AIDKIT-0003 | First Aid Kit, Work Area 3, Building A | THC-SES-SQ | Safety,First Aid Kit | Safety Equipment |  | AIDKIT | http://www.toronto.ca/TWONTO#first_aid_kit |  | Safety Equipment
105175 | 67454 | PA50291 | Paging/Intercom System, Digestion Tanks 1-4 | TAB-DIG-STRC-T1-4 |  | Communications Equipment |  |  | http://www.toronto.ca/TWONTO#public_annoucement_speaker |  | Digester Tanks 1-4 - Drains, Electrical Service(110/220V), Lighting, Plumbing
131390 | 50546 | THR-BG-LSL-0101 | Switch, Level, Low, Tank 0100, Lube Oil, Comp 0101, High Pressure Gas System, Gas Compressor Bldg | THR-BG-C-0101 |  | Switch |  | LSL | http://www.toronto.ca/TWONTO#level_switch |  | Compressor, Centrifugal, Fuel Gas, Compressor Building, Gas Compressor (And Dryer) for COGEN
126469 | 9627 | THC-MCS-LD-61510249 | ELECTRIC HOIST (insp Liftsafe) | THC-MCS-LD | Lifting Device | Lifting Device |  | LD | http://www.toronto.ca/TWONTO#lifting_equipment_hoist |  | Mechanical Services, Lifting Device
7461 | 23442 | COL-PSP-MON-0002 | Monitor | COL-PSP-MISC |  |  |  | MON |  |  | Miscellaneous Equipment
71419 | 15708 | THR-DIG-PD-0300 | Tank, Primary Digester-3, Solids Treatment | THR-DIG-SB-1 | Tank | Tank |  | PD | http://www.toronto.ca/TWONTO#digester_tank |  | Scrubber Building 1, Digester 1 & 2
28023 | 26130 | FIS-AM-LSH-0002 | Switch, Level, High, Ammonia Skid Spill Containment, Ammonia & Fluoride Building, Feeder Room | FIS-AM-T-0201 | Switch,Level-High | Switch |  | LSH | http://www.toronto.ca/TWONTO#level_switch |  | Tank, Ammonia Bulk Storage, Ammonia & Fluoride Building, Storage Room
62637 | 13161 | FHA-FLT-MX-4001 | FHA-FLT-SW-4001 - Sweeps, Surface Wash, Filter #40 | FHA-FLT-F-4001 | Filter | Filter |  | MX | filter_sweeping_arm |  | Filter #40, Filter Building, East Filter Gallery North
72925 | 91861 | THR-ACC-HCP4 | Heating and Cooling Pumps, HVAC,WA4 | THR-ACC-WA4 | Analyzer,ORP | HVAC |  |  | http://www.toronto.ca/TWONTO#collection_of_assets |  | Air Conditioning, AHU, HVAC,Work Area4
20985 | 64189 | FHO-CLA-EV-0101 | Evaporator, Pre Chlorination Train 1, Chemical Building, Main floor, Machine Room | FHO-CLA-CHL-0101 | Evaporator,Chlorine | Evaporator |  | EV | http://www.toronto.ca/TWONTO#chlorinator_system |  | Chlorinator, Pre Chlorination Train 1, Chemical Building, L1, Machine Room
106058 | 37791 | TAB-ACC-CT-1439 | Control Panel, Zone Controller | TAB-ACC-HTR-1438 | Control Panel,HVAC | HVAC |  | CT | http://www.toronto.ca/TWONTO#thermostat_or_zone_controller_unit |  | Heater, Hot Water Reheat Coil
83059 | 67819 | FHA-SES-SQ-0612 | FHA-SQ-LP-0024 - Life Preserver | FHA-SES-LP |  | Safety Equipment |  | SQ | http://www.toronto.ca/TWONTO#personal_floatation_device |  | Life Preservers
143996 | 22836 | WTR-PHL-DR-0003 | Door | WTR-PHL-AUX | Fire Prevention | Door |  | DR | http://www.toronto.ca/TWONTO#fire_rated_door
9528 | 42779 | DOS-YCM-VEH-206041 | 2007 Freightldr FLD120SD - Vehicle Unit# 206041 | FAC-YCM-VEH | Vehicle,Licensed | Vehicle |  | VEH | http://www.toronto.ca/TWONTO#passenger_vehicle | ?
30473 | 21066 | FIS-SES-LDR-4501 | Ladder, 8' Fiberglass, Workshop Building Near Washer/Dryer | FIS-SES | Safety | Tool |  | LDR | http://www.toronto.ca/TWONTO#ladder |  | Safety, Instrumentation & Environmental Services
26410 | 11149 | FHO-SM | Spill Containment & Chemical Sump Systems | FHO-SES | [6 empty] | Safety & Environmental Services
47593 | 69204 | TAB-EL1-TSH-1505B | Switch,Liquid Temperature,High,EL1-TR-1505,North Substation | TAB-EL1-TR-1505 | Switch,Temperature-High | Switch |  | TSH | http://www.toronto.ca/TWONTO#temperature_switch |  | Transformer,EL1-TR-1505,13.8-4.16KV,3 PH
66947 | 51313 | THC-THK-LSL-5973 | Switch, Level Low, Centrate Tank T-5970 | THC-THK-T-5970 | Switch,Level-Low | Switch |  | LSL | http://www.toronto.ca/TWONTO#level_switch |  | Tank,Centrate
132840 | 2638 | THR-DIG-PSL-2319 | Switch, Pressure-Low, Suction, Pump 2319, Solids Treatment, Heating System - Digesters - Tank 0900 Tank 1000 | THR-DIG-P-2319 | Switch,Pressure-Low | Switch |  | PSL | http://www.toronto.ca/TWONTO#pressure_switch |  | Pump, Centrifugal, Sludge Recirculation, Tank 0900
41516 | 53812 | TAB-ACC-TSL-1310 | Switch, Temperature, Low, AHU-1300, Screen Bldg. Rooftop | TAB-ACC-AHU-1300 | Switch,Temperature-Low | Switch |  | TSL | http://www.toronto.ca/TWONTO#temperature_switch |  | Air Handling Unit, D Bldg Roof
74164 | 75128 | THR-AER-F-1910 | Filter, Bag, Air Supply, Blower 1911, Secondary Treatment, Aeration Blower System - North | THR-AER-BL-1911 | Filter | Filter |  | F | http://www.toronto.ca/TWONTO#replaceable_air_filter |  | Blower, Centrifugal, Secondary Treatment, Aeration Blower System - HPBB
117199 | 95585 | TAB-RSP-FSL-1231D | Flow Switch, Low, Cooling Water Supply to Heat Exchanger | TAB-RSP-P-1230 | Switch,Flow | Switch |  | FSL | http://www.toronto.ca/TWONTO#flow_switch |  | Pump,Raw Sewage Transfer #3
49024 | 36088 | TAB-OCS-DM-6703 | Damper, Foul Air, Humidification Unit Outlet, Biofilter Area, P Bldg. | TAB-OCS-HU-6710 | Damper/Louver | Gas Collection |  | DM | http://www.toronto.ca/TWONTO#air_damper |  | Humidifier, Humidification Chamber, Biofilter Area, P Bldg.
78885 | 21109 | THR-SES-SQ-4115 | Lanyard, Retractable, PPE Matthew McNall | THR-SES-SQ-0902 | Safety | Safety Equipment |  | SQ | self_retracting_line |  | Harness, Full Body PPE Matthew McNall
4566 | 13882 | COL-PGB-LSL-0102 | Switch, Level-Low | COL-PGB-MISC | Switch |  |  | LSL |  |  | Miscellaneous Equipment
113955 | 91817 | TAB-OCS-DM-6632 | Damper, Booster Fan FN-6630, Discharge, Biofilter Area, P Bldg. | TAB-OCS-FN-6630 | Damper/Louver | Gas Collection |  | DM | http://www.toronto.ca/TWONTO#air_damper |  | Fan, Booster, Odourous Air from Truck Loading Bay, Biofilter Area, P Bldg.
65019 | 95809 | THC-ELS-CP-4024B | Control Panel, Heat Tracing, Electrical Room, Headworks | THC-ELS-LP-4024B | Control Panel,Electrical | Power Distribution Panel |  | CP | http://www.toronto.ca/TWONTO#process_control_panel |  | Lighting Panel, Electrical Room, Headworks
72658 | 20071 | THR-ACC-DM-4801 | Damper, Discharge, S Wall, Electrical Room, West Substation | THR-ACC-FN-4801 | Damper/Louver | HVAC |  | DM | http://www.toronto.ca/TWONTO#air_damper |  | Fan, Inline Centrifugal, Exhaust, SE Wall, Control Room, West Substation
140600 | 22708 | TNT-MCS-LD-0016 | Trolley | TNT-MCS-LD | Lifting Device | Lifting Device |  | LD | lifting_device_support |  | Lifting Devices , cranes/ Portable crane/hoists, come alongs, slings, wire rope, chains
285 | 60499 | 378173SUS | Kubota-WA7 | TAB-GRK-VEH | Vehicle,Unlicensed | Vehicle | 47409 |  | http://www.toronto.ca/TWONTO#golf_cart
17597 | 26503 | FHA-MCS-LD-2501 | Lifting Device, Hoist, Chain Type, 0.5 Ton, Stores | FHA-MCS-LD | Lifting Device,Hoist,Manual | Lifting Device |  | LD | http://www.toronto.ca/TWONTO#lifting_equipment_hoist |  | Lifting Devices
55970 | 40734 | FCL-SPC-RPU-1624 | RPU Panel, Filters 1301 and 1401, Filter Gallery | FCL_ELS_MISCELLANEOUS | Control Panel | Remote Processor Unit |  | RPU | http://www.toronto.ca/TWONTO#RPU_panel |  | FCL_ELS_MISCELLANEOUS
98494 | 38976 | FIS-WWW-CH-0500-SUS | Slow Sand Fiter | FIS-BW | Filter | Filter | 38483 | CH | http://www.toronto.ca/TWONTO#filtration_tank |  | Backwash System
27817 | 68547 | COL-PVM-LIT-0101 | Transmitter, Level | COL-PVM | Transmitter,Level |  |  | LIT |  |  | Valleymede Sewage Pumping Station
101633 | 95627 | MAIN-233 | Main 233 | WTR-LWA | [6 empty] | Work Area 2 Central Mains and Chambers
147761 | 86114 | YTF-ELS-PDP-0801 | Control Panel, Power Dist., Electrical Panels Warehouse | YTF-ELS | Control Panel,Power Distribution Panel | Power Distribution Panel |  | PDP | http://www.toronto.ca/TWONTO#LV_electrical_panel |  | Electrical Equipment
62645 | 77218 | THC-MCS-MT-0004 | Personal Tool Kit, E. Alexeenko | THC-SUSPENDED |  | Tool | 35549 | MT | tool_kit |  | Suspended entity
51692 | 73013 | TAB-PRS-T-0990 | Tank, Ferrous Chloride, D Building | TAB-PRS | Tank | Tank |  | T | http://www.toronto.ca/TWONTO#chemical_storage_tank |  | Phosphorous Removal System
80 | 3951 | 50622 | WA7 Fall arrest systems portable cranes/hoists, come alongs, slings, wire rope, chains, etc., | TAB-SES-SQ | PPE | Safety Equipment |  |  | http://www.toronto.ca/TWONTO#collection_of_assets |  | WA7 Safety Equipment
35026 | 58386 | COL-YKP-FAK-080121 | First Aid Kit, Truck #80121 (2012 FORD F550) | COL-YKP-VEH-080121 | Safety,First Aid Kit | Safety Equipment |  | FAK | http://www.toronto.ca/TWONTO#first_aid_kit |  | Vehicle, Truck #080121 (2012 FORD F550)
120761 | 18561 | THC-ACC-FN-2177 | Fan, Recirculation, tunnel T18, Phase I Secondary | THC-ACC-FN-2170 | Air Handling Unit | HVAC |  | FN | http://www.toronto.ca/TWONTO#blower_or_fan_with_drive |  | Air Handling Unit, (new tunnel ventilation ECAP-01)
66401 | 15003 | THC-SPC-COM-1108 | SCADA & Computer | THC-SPC-WA2 | SCADA | System Process Control |  | COM | termination_panel |  | System Process Control
12799 | 81437 | FCL-ELS-TR-004FH | Transformer, Lighting, 600/120/208V, 30kVA, 3PH, Power Distribution DP-004FH MCC Room, MCC-004F | FCL-ELS-6 |  |  |  | TR |  |  | Interior Lighting
51543 | 94132 | TAB-PRS-LSHL-0994 | Swtich, Level, High-High Low-Low, Ferrous Chloride Day Tank, Ferrous Chloride Room | TAB-PRS-T-0990 | Switch,Level-High-High | Switch |  | LSHL | http://www.toronto.ca/TWONTO#level_switch |  | Tank, Ferrous Chloride, D Building
20548 | 71409 | COL-PMM-T-0003 | Tank, Diesel Fuel | COL-PMM-MISC | Tank | Tank | 36002 | T | http://www.toronto.ca/TWONTO#fuel_oil_tank |  | Miscellaneous Equipment
19972 | 33447 | COL-PMD-DM-0001 | Damper/Louver, Exhaust | COL-PMD | Damper/Louver |  |  | DM |  |  | Midland Pumping Station
107400 | 49722 | TAB-ACC-PSL-0732 | Switch, Pressure, Low,Pump Suction | TAB-ACC-P-0730 | Switch,Pressure-Low | Switch |  | PSL | http://www.toronto.ca/TWONTO#pressure_switch |  | Pump, Boiler Feed No.3
4016 | 53607 | COL-PCU-DRV-0300 | Drive, Variable Speed Elec, Discharge Pump #3 | COL-PCU-AUX-ELEC | Drive,Variable Speed Electrical | Drive mechanism |  | DRV | http://www.toronto.ca/TWONTO#VSD |  | Electrical Equipment
38596 | 43022 | SQ-47079 | FHO SCBA #7 | FHO-OBSOLETE | PPE,SCBA | Safety Equipment | 32131 |  | http://www.toronto.ca/TWONTO#self-contained_breathing_apparatus |  | Removed From Service
20387 | 66835 | FHO-ALM-T-0201-KQ | Alum/Ferric Storage Tank 2 | FHO-OBSOLETE |  |  |  | T |  |  | Removed From Service
140642 | 93867 | TNT-MCS-T-1701 | Tank, Hot Water, Basement, Filter Building | TNT-MCS | Tank,Reservoir | Tank |  | T | http://www.toronto.ca/TWONTO#tanked_hot_water_heater |  | Miscellaneous, including Storm Water Tanks
53642 | 59001 | TAB-SES-RING-3023 | Lifebuoy Ring | TAB-SES-RING-3000 | PPE | Safety Equipment |  | RING | http://www.toronto.ca/TWONTO#life_ring |  | Lifebuoy Ring
37565 | 98616 | NX3055A | Fan, Air Intake Unit # 2, Dewater. Bldg.Lower Roof,North Side (S2) | NX3055 | Fan | HVAC |  |  | http://www.toronto.ca/TWONTO#blower_or_fan_with_drive |  | Air Handling Unit Dewater. Bldg.LowerRoof, North Side (S2)
134832 | 79027 | THR-ELS-LSH-0004 | Switch,Level-High,Basement South Center Wall,Basement Sump Pump CP-0102 Start Lag Pump Float | THR-ELS-CP-0102 |  | Switch |  | LSH | http://www.toronto.ca/TWONTO#level_switch |  | Control Panel,Electrical,Basement South Wall,Basement Sump Pump Control Panel
9534 | 59403 | DIS-YME | Building Location | DIS-EUS | [6 empty] | Production & End User Support
131681 | 9917 | THR-CG-T-1104 | Tank, High Pressure Air Storage, Engine Air Starting System | THR-CG-C | Tank | Tank | 34869 | T | http://www.toronto.ca/TWONTO#pressure_vessel |  | Co-Generation, Air Compressors
81470 | 49301 | FHA-SES-LD-0088 | 12' Ladder Fiberglass Step ladder Yellow -Filter #10 | FHA-SES | Safety | Safety Equipment |  | LD | http://www.toronto.ca/TWONTO#fixed_ladder |  | Safety & Environmental Services
94976 | 44358 | FHO-SPC-COM-1101 | Termination Panel, Admin Building, S4, Main Electrical Room, South Wall | FHO-SPC |  | Communications Equipment |  | COM | termination_panel |  | Process Control Systems - Services Area
140795 | 17657 | TNT-SES-SPILL | Spill Kits | TNT-MCS | Spill Kit | Safety Equipment |  |  | http://www.toronto.ca/TWONTO#collection_of_assets |  | Miscellaneous, including Storm Water Tanks
69355 | 79466 | THR-AER-PSH-1401 | Switch, Pressure-High, Lube Oil Tank, Blower 1411, Blower Building, Air Blower System | THR-AER-P-1401 | Switch,Pressure-High | Switch |  | PSH | http://www.toronto.ca/TWONTO#pressure_switch |  | Pump, Centrifugal, Auxilliary Oil Supply to Blower 1411, Blower Building, Blower System
127263 | 53810 | THC-PLT-T-0200 | Grit Tank 0200 | THC-PLT-GRIT TANKS | Tank,Water Elevated | Tank |  | T | http://www.toronto.ca/TWONTO#sedimentation_tank |  | Grid Tanks
104973 | 56713 | NX4022 | Unit Heater,UH3,(Gas),Ground Equipment Store | TAB-ACC-HTR | H.V.A.C.,Heater | HVAC |  |  | http://www.toronto.ca/TWONTO#heater |  | Heaters- Convection,
119955 | 37805 | TAB-WA4-SQ-3410 | Lanyard - 6 Ft.- 8925 | TAB-WA4-SQ-0010 |  | Safety Equipment |  | SQ | lifeline |  | WA4 Fall arrest systems
107327 | 43471 | TAB-ACC-PDS-4476A | Switch,Pressure ,Filter, AHU4476 | TAB-ACC-AHU-4476 | Switch,Pressure | Switch |  | PDS | http://www.toronto.ca/TWONTO#pressure_switch |  | AHU, Aux Bldg
59432 | 63097 | THC-ACC-PSL-6341 | Switch, Pressure, Low, Inlet, Exhaust Fan FN-6340, East Roof, Headworks | THC-ACC-FN-6340 | Switch,Pressure-Low | HVAC |  | PSL | http://www.toronto.ca/TWONTO#pressure_switch |  | Fan, Exhaust, Screen/Conveyor Areas, Roof, Headworks
87496 | 12045 | WTR-PPD-ZS-0003 | Position Switch, open/close | WTR-PPD-AUX | Switch,Position | Switch |  | ZS | http://www.toronto.ca/TWONTO#position_switch |  | Auxiliary Equipment (Building Facilities)
65913 | 5313 | THC-FEQ-DM-0012 | Fire Damper, Admin Building, Basement, North West | THC-FEQ-BLDG K |  | HVAC | 43301 | DM | http://www.toronto.ca/TWONTO#air_damper |  | Fire fighting protection equipment, Admin Building
53380 | 65415 | TAB-SES-AED-0002 | Automated external defibrillators- AED | TAB-SES-AED | Safety,Defibrillator | Safety Equipment |  | AED | http://www.toronto.ca/TWONTO#automatic_external_defibrillator |  | Safety Medical Instruments-AED
8914 | 90717 | COL-YKP-DA-0010S | Davit Arm Assembly with Upper Arm-11553 | COL-W-OBSOLETE | Safety | Safety Equipment | 45976 | DA | http://www.toronto.ca/TWONTO#fall_arrest_Davit_arm |  | Col West Obsolete Entities
8820 | 45179 | COL-SMC-HTR-0002 | Heater, Unit | COL-SMC | Heater |  |  | HTR |  |  | Maclean Detention Tank-storm
19149 | 64925 | FHA-WWW-IRG-0311 | Irrigation System, Lawn Sprinklers, RMF Ground Level | FHA-WWW-IRRIG |  |  |  | IRG | sprinkler |  | Irrigation
8499 | 90064 | COL-RBB-ANL-0201 | Analysis Indicating Transmitter | COL-RBB | Transmitter |  |  | ANL |  |  | Western Beaches Tunnel (Battery Park)-Storm
7247 | 86964 | COL-PSK-DM-0001 | Damper, Mech Room | COL-PSK | Damper/Louver |  |  | DM |  |  | Skydome Sewage Pumping Station
79898 | 27124 | THR-WA2-LD-0023 | Sling, Chain, Work Area 2 | THR-LD-NYLN-WA2 | Lifting Device,Sling | Lifting Device |  | LD | chain_sling |  | Slings, Nylon, Work Area 2
85126 | 48079 | WTR-PEL-LSHH-1021 | Switch, Level, High High, Diesel Fuel Storage Tank T-1020, Generator Building, Bulk Fuel Storage Room | WTR-PEL-T-1020 | Switch,Level-High-High | Switch |  | LSHH | http://www.toronto.ca/TWONTO#level_switch |  | Tank, Non-Pressurized, Diesel Fuel Storage, Generator Building, Bulk Fuel Storage Room
123459 | 12176 | THC-DIG-LSH-0114 | Switch,Level-High, Sump Pump 0114, Sludge Holding Tanks | THC-SUSPENDED | Switch,Level | Switch | 35368 | LSH | http://www.toronto.ca/TWONTO#level_switch |  | Suspended entity
61155 | 52647 | THC-ELS-SQ-2488682 | Spares, Electrical Safety gloves, High Voltage, Class 0, # 2488682 | THC-SES-SQ | PPE,Insulated Glove | Safety Equipment |  | SQ | http://www.toronto.ca/TWONTO#rubber_insulating_gloves |  | Safety Equipment
136938 | 29454 | THR-OCS-LSLH-0553 | Sensor, Bed Level, Scrubber 0553, Plant Services, Odour Control System | THR-OCS-SB-0553 | Switch,Level | Switch |  | LSLH | http://www.toronto.ca/TWONTO#level_switch |  | Scrubber, Plant Services, Odour Control System
49223 | 33188 | FCL-TRW-DR-0401 | Door, Overhead, Treated Water Pumping Station | FCL-GRK-DR | Door,Overhead | Door |  | DR | http://www.toronto.ca/TWONTO#roll_up_door
84852 | 3726 | WTR-PEG-ZS-0005 | Switch, Position,Door Security | WTR-PEG-AUX | Switch,Position | Switch |  | ZS | http://www.toronto.ca/TWONTO#position_switch |  | Auxiliary Equipment (Building Facilities)
55545 | 32733 | TAB-WA2-SQ-1103 | Lanyard.6', Peter | TAB-WA2-SQ-0001 | PPE,Harness | Safety Equipment |  | SQ | lifeline |  | Fall Arrest System , Tripod and SRL
135192 | 55428 | THR-EPS-T-0315 | Tank, Resevoir, Grease for Pump, Centrifugal 0316, Plant Service, Effluent Pump, Centrifugaling | THR-EPS-P-0310 | Tank,Reservoir | Tank |  | T | http://www.toronto.ca/TWONTO#chemical_storage_tank |  | Pump, Centrifugal, Screw
3467 | 51306 | COL-PBG-SW-0001 | Switch, Normal Main Power | COL-PBG-MISC | Switch | Switch |  | SW | http://www.toronto.ca/TWONTO#disconnect_switch |  | Miscellaneous Equipment
28569 | 63538 | FIS-DEW-LSH-0001 | Switch, Level, High, Intake Building Sump, Raw Water Intake Building, Basement | FIS-DEW |  | Switch |  | LSH | http://www.toronto.ca/TWONTO#level_switch |  | Dewatering & Drainage
43223 | 6373 | TAB-CW-SQ-0080 | Emerg. Eyewash & Shower, Grit Area North | TAB-PLT-SQ | PPE,Eyewash Station | Safety Equipment |  | SQ | http://www.toronto.ca/TWONTO#emergency_eyewash_and_shower |  | P Building - Safety Equipment
38762 | 83416 | TAB-ACC-AHU-1845 | AHU, Blower Bldg | TAB-ACC-AHU | Air Handling Unit | HVAC |  | AHU | http://www.toronto.ca/TWONTO#air_handler_unit |  | Air Handling Unit & Supply Fan
26248 | 26201 | FHO-SES-SCBA-0005 | Cylinder, SCBA, Air Pack, 2216 PSI, Ser #OJ-382968 | FHO-SES-SQ-0002 | PPE,SCBA | Safety Equipment |  | SCBA | http://www.toronto.ca/TWONTO#compressed_gas_cylinder |  | Emergency Breathing Apparatus
15555 | 19933 | FCL-ZMC | Zebra Mussel Control | FCL-DIS | [6 empty] | Disinfection and Conditioning
26414 | 37257 | FHO-GRK-DR-4035S | Door, (FD-S4-35), Fire Rated, TRW Building, S4, West Ventilation Room, West | FHO-GRK-FEQ-0001 | Fire Prevention,Door | Door |  | DR | http://www.toronto.ca/TWONTO#fire_rated_door
120555 | 79459 | THC-ACC-DM-4006 | Damper,Motorized, SW Plant, Tunnel T12 | THC-ACC-FN-4006 |  |  |  | DM |  |  | Fan, Exhaust, SW Plant, Tunnel T12
12540 | 59272 | COL-PCU-TSH-5130 | Temperature switch, High | COL-PCU-SUSPENDED | Switch,Temperature-High |  | 34965 | TSH |  |  | Cumber P.S.suspended entities
130168 | 86554 | THR-ACC-NR-712 | HVAC Unit & Fan, Instrument Shop | THR-ACC-ADM | H.V.A.C.,Heater,Unit | HVAC |  | NR | http://www.toronto.ca/TWONTO#heater |  | Air Conditioning, HVAC, Admin Building
74342 | 7624 | THR-AER-RPU-0005 | Remote Processor Unit, SCADA,Engine Room East BL-1511 (172.22.37.144) | THR-SPC | RPU | Remote Processor Unit |  | RPU | http://www.toronto.ca/TWONTO#RPU_panel |  | Process Control Systems - Services Area
7117 | 69727 | COL-PSB-LIT-0100 | Transmitter, Level | COL-PSB-MISC | Transmitter,Level |  |  | LIT |  |  | Miscellaneous Equipment
34539 | 16270 | MAIN-204 | Main 204 (Transferred to D&C) | WTR-LWA |  |  | 36954 |  |  |  | Work Area 2 Central Mains and Chambers
146523 | 92579 | WTR-PTH-TSH-0001 | Switch, Temperature-High, Building Alarm | WTR-PTH-AUX | Switch,Temperature-High | Switch |  | TSH | http://www.toronto.ca/TWONTO#temperature_switch |  | Auxiliary Equipment (Building Facilities)
114670 | 86881 | TAB-PLT-LOA-P | P Building, Truck Loading Bay | TAB-PLT-P | [6 empty] | P Building - Preliminary Treatment
3599 | 66788 | COL-PCF-COM-0100A | Ethernet Switch, Remote Monitoring | COL-PCF-MISC | Transmitter | Communications Equipment |  | COM | http://www.toronto.ca/TWONTO#network_switch |  | Miscellaneous Equipment
52810 | 71890 | TAB-RSP-FSL-1021 | Switch ,Flow, Low,Intake Air, T Bldg. Gate Monument | TAB-RSP-SB-1020 | Switch,Flow | Switch |  | FSL | http://www.toronto.ca/TWONTO#flow_switch |  | Carbon Scrubber, Monument Bldg East of T Bldg
4912 | 34246 | COL-PKG-LSHH-0204 | Switch, Level High-High | COL-PKG-MISC | Switch,Level |  |  | LSHH |  |  | Miscellaneous Equipment
101740 | 23109 | MAIN-362 | Main 362 | WTR-LWA | [6 empty] | Work Area 2 Central Mains and Chambers
26116 | 34688 | FHO-GRK-DR-0003S | Door, (FD-S10-3), Fire Rated, Raw Water Building, S10, Stairway 2, North East | FHO-GRK-FEQ-0001 | Fire Prevention,Door | Door |  | DR | http://www.toronto.ca/TWONTO#fire_rated_door
10452 | 79690 | FCL-ACC-HTR-0423 | Heater, (BH-1) Baseboard, Electric, 0.5kW, High Lift Building, Corridor to Gaseous Chemicals | FCL-ACC-P-HL |  |  |  | HTR |  |  | High Lift Pumping Station HVAC Equipment
43197 | 90379 | TAB-CW-FSH-0612S | Switch, Flow High, Laboratory, 2nd floor | TAB-SUSPENDED ENTITY |  | Safety Equipment | 46689 | FSH | http://www.toronto.ca/TWONTO#flow_switch |  | Suspended entities
123418 | 76039 | THC-DIG-FX-5200 | Flame Arrestor,Digester Gas,BU-5200,Low Pressure,Building UU | THC-DIG-BU-5200 | Flame Arrester | Safety Equipment |  | FX | http://www.toronto.ca/TWONTO#flame_arrestor |  | Burner,Waste Gas,Building UU
58733 | 56547 | THC-ACC-FAN | Fans, Building M | THC-ACC-BLDG M |  | HVAC |  |  | http://www.toronto.ca/TWONTO#blower_or_fan_with_drive |  | Incineration Building, HVAC
105649 | 23927 | SWM-PIT-SW-0004 | Switch, Transformer | SWM-PIT-MISC | Switch | Switch |  | SW | http://www.toronto.ca/TWONTO#disconnect_switch |  | Miscellaneous Equipment
43880 | 78672 | FCL-ACC-HTR-0050 | Heater, Convection, Electric, 6kW,Gaseous Chemical Building, NH3 Maintenance Room, North | FCL-ACC-CL |  |  |  | HTR |  |  | Gaseous Chemical Building HVAC Equipment
119704 | 45115 | TAB-WA1-SQ-1163 | Sling | TAB-WA1-SQ-1000 | Lifting Device,Sling | Lifting Device |  | SQ | http://www.toronto.ca/TWONTO#fall_protection_sling |  | WA1 Lifting Devices and Slings
127234 | 78965 | THC-PLT-PSL-1021 | Switch, Pressure, Low, Hydrocyclone CYC-1021 Inlet, Grit Processing and Conveyance | THC-PLT-CYC-1021 | Switch,Pressure-Low | Switch |  | PSL | http://www.toronto.ca/TWONTO#pressure_switch |  | Hydrocyclone, Classifier CL-1020, Grit Processing and Conveyance
32981 | 12079 | KR2233A | Unit Heater, Silo #3, 3rd Floor, Silo Building | TAB-ACC-HTR | H.V.A.C.,Heater | HVAC |  |  | http://www.toronto.ca/TWONTO#heater |  | Heaters- Convection,
54496 | 34435 | TAB-STR-PSLL-4001 | Switch,Pressure,Low, Low,Oil, Blower BL4001 lubrication | TAB-STR-P-4001 | Switch,Pressure | Safety Equipment |  | PSLL | http://www.toronto.ca/TWONTO#pressure_switch |  | Pump, Main Oil ,Blower BL4001
12231 | 74604 | COL-PCP-CB-0003 | Circuit Breaker, Main | COL-PCP | Circuit Breaker |  |  | CB |  |  | Copeland Pumping Station
118253 | 81716 | TAB-SLO-T-0302A | Tank, Air Receiver | TAB-SLO-V | Vessel,Pressure | Tank |  | T | http://www.toronto.ca/TWONTO#pressure_vessel |  | Compressed Air Equipment, Truck Loading
39038 | 7448 | SWM-PWD-SW-0003 | Switch, Lighting Transformer | SWM-PWD-MISC | Switch |  |  | SW |  |  | Miscellaneous Equipment
14203 | 37454 | COL-PGR-RPU-0001 | Control Panel, Electrical | COL-PGR | Control Panel |  |  | RPU |  |  | Grand River Sewage Pumping Station
144356 | 55213 | WTR-PJO-SQ-0001 | Eye Wash Station | WTR-PJO-AUX | PPE,Eyewash Station | Safety Equipment |  | SQ | http://www.toronto.ca/TWONTO#emergency_eyewash |  | Auxiliary Equipment (Building Facilities)
50864 | 55182 | TAB-PRM-LSHH-0462 | Switch, Level High,High, Coagulant Tank Storage Containment Area No.2, Grit Bldg., P Bldg. | TAB-PRM-T-0430 | Switch,Level-High-High | Switch |  | LSHH | http://www.toronto.ca/TWONTO#level_switch |  | Tank, Coagulant, CEPT Coagulant Dosing System, Grit Bldg., P Bldg.
47968 | 54441 | TAB-EL3-LP-6371 | Control Panel, Lighting, Waste Gas Burner Station | TAB-EL3-MCC-6326 | Control Panel,Power Distribution Panel | Power Distribution Panel |  | LP | http://www.toronto.ca/TWONTO#LV_electrical_panel |  | Motor Control Centre, Digester 19-22 bldg
21977 | 92960 | COL-PNO-MISC | Miscellaneous Equipment | COL-PNO | [6 empty] | Nottawa Sewage Pumping Station (Algonquin Island PS#3)
48574 | 34741 | TAB-INC-LS-8047 | Switch, Level, Elevator sump Pit | TAB-SLO-P-8047 | Switch,Level | Switch |  | LS | http://www.toronto.ca/TWONTO#level_switch |  | Pump, Elevator Sump
31118 | 6256 | FIS-WWW-LSLL-0901 | Switch,Level-Low-Low, Pump Well, Settling Basin 0901 | FIS-WWW-T-0901 | Switch,Level-Low-Low | Switch |  | LSLL | http://www.toronto.ca/TWONTO#level_switch |  | Tank, RMF Settling Basin 9, Filter Backwash Waste, Settling Basin Area
18644 | 19016 | COL-PLB-TS-0001 | Switch, Transfer | COL-PLB | Switch | Switch |  | TS | http://www.toronto.ca/TWONTO#transfer_switch |  | Long Branch Pumping Station
43058 | 24364 | FCL-ACC-DM-0901A | Damper, Motorized, Fresh Air, AHU-0903, RMF Centrifuge Building | FCL-ACC-AHU-0903-SUS |  |  |  | DM |  |  | Air Handling Unit, Centrifuge Building, HVAC Room North
64099 | 88809 | THC-PRM-CH-5150 | Chamber, Plant Water, Tank 1100 & 1200, Primary Clarifier | THC-PRM-T-1100 | Tank,Water Elevated | Tank |  | CH | http://www.toronto.ca/TWONTO#equipment_or_access_chamber |  | Tank, Primary Clarifier
107179 | 95116 | TAB-ACC-MEQ-6404 | Mechanical Equipment, Electronic Trap Priming Device, Mech Room No. 5, Old Screen Bldg., P Bldg. | TAB-PLT-PLQ-P | Building Service,Floor Drain | Plumbing |  | MEQ | http://www.toronto.ca/TWONTO#trap_priming_device |  | Plumbing, General, P Bldg Prelim Treatment
145594 | 65939 | WTR-PMI-ZS-0002 | Switch, Position,Door Security | WTR-PMI-AUX | Switch,Position | Switch |  | ZS | http://www.toronto.ca/TWONTO#position_switch |  | Auxiliary Equipment (Building Facilities)
79131 | 18687 | THR-ELS-MCC-1001 | Control Panel, MCC 1001, Admin Building MCC-1001 & 1002 (MCC MB) | THR-ELS-ADM | Control Panel,MCC | Motor Control Centre |  | MCC | http://www.toronto.ca/TWONTO#LV_electrical_panel |  | Electrical System, Administration Building
119628 | 91978 | TAB-WA1-SQ-1022 | Sling | TAB-WA1-SQ-1000 | Lifting Device,Sling | Lifting Device |  | SQ | http://www.toronto.ca/TWONTO#fall_protection_sling |  | WA1 Lifting Devices and Slings
93301 | 51901 | FHO-GRK-DR-2070S | Door, (FD-S2-70), Fire Rated, Admin Building, S2, IMMAP Office | FHO-GRK-FEQ-0001 | Fire Prevention,Door | Door |  | DR | http://www.toronto.ca/TWONTO#fire_rated_door
76315 | 9949 | FHO-ELS-DP-0921 | Distribution Panel, 120/208V, Admin Building, S4, Main Electrical Room, East Wall | FHO-ELS-PS-0001 |  | Power Distribution Panel |  | DP | http://www.toronto.ca/TWONTO#LV_electrical_panel |  | Primary Power Equipment
24608 | 79701 | COL-PRR-FN-0002 | Fan, Centrifugal | COL-PRR | Fan |  |  | FN |  |  | Riverside Sewage Pumping Station
58938 | 32728 | THC-ACC-FN-6120 | Fan, Supply, Truck Loading Bay, 2nd Floor Mech Room #2, Headworks | THC-ACC-AHU-6100 | Fan | HVAC |  | FN | http://www.toronto.ca/TWONTO#blower_or_fan_with_drive |  | Air Handling Unit, Truck Loading Bay, Mech Room #2, Headworks
127028 | 93244 | THC-PLT-G-0451 | Gate, Sluice, Motorized, EMB Actuator, Perforate Screen SC-0450 Influent Channel, Raw Sewage Screening | THC-PLT-SC-0450 | Gate,Sluice | Gate |  | G | http://www.toronto.ca/TWONTO#channel_gate
78996 | 19326 | THR-GRK-VEH-378156S | Vehicle, John Deere Gator, Unlicensed, WA1 (Suspended Perm) | THR-GRK-WA1 | Vehicle,Unlicensed | Vehicle | 37996 | VEH | http://www.toronto.ca/TWONTO#golf_cart
143876 | 66085 | WTR-PEL-ZS-0007 | Switch, Position,Door Security | WTR-PEL-AUX | Switch,Position | Switch |  | ZS | http://www.toronto.ca/TWONTO#position_switch |  | Auxilliary Equipment (Building Facilities)
26362 | 43770 | COL-YKP-VEH-095092S | Vehicle, Truck #095092 (Transit XL) | COL-YKP | Vehicle,Licensed | Vehicle | 46813 | VEH | http://www.toronto.ca/TWONTO#pickup_truck
146830 | 37295 | WTR-REG-AUX | Auxiliary Equipment (Building Facilities) | WTR-REG | [6 empty] | Eglinton Reservoir
39022 | 59363 | TAB-ACC-DM-1404 | Damper, Actuated, Exhaust | TAB-ACC-VAV-1404 | Damper/Louver | HVAC |  | DM | http://www.toronto.ca/TWONTO#air_damper |  | Heater, Hot Water Reheat Coil, Variable air
9549 | 71874 | DOS-YCM-VEH-41088 | 2010 FORD ESCAPE HYBRID - Vehicle Unit# 41088 | FAC-YCM-VEH | Vehicle,Licensed | Vehicle |  | VEH | http://www.toronto.ca/TWONTO#passenger_vehicle
65378 | 33147 | THC-ELS-PDP-0121 | Control Panel,Power Distribution Panel, SE Plant Blowers Part 1 and Train #8 | THC-ELS-PS-0001-A | Control Panel,Electrical | Power Distribution Panel |  | PDP | http://www.toronto.ca/TWONTO#LV_electrical_panel |  | Primary Power Equipment, Building A
145916 | 31033 | WTR-PRH-PSH-1100 | Switch, Vacuum, Fuel Day Tank | WTR-PRH-T-1100 | Vacuum | Switch |  | PSH | http://www.toronto.ca/TWONTO#pressure_switch |  | Tank, Bulk Fuel Storage, Generator Room
9053 | 51666 | COL-YKP-VEH-0019(S) | Vehicle, Truck #062084 (RAM 2500) | COL-YKP | Vehicle,Licensed | Vehicle | 39044 | VEH | http://www.toronto.ca/TWONTO#pickup_truck
18218 | 75297 | FHA-SES-FAK-0302 | FHA-SQ-FAK-03 - First Aid Kit Station | FHA-SES-SQ-4 | PPE | Safety Equipment |  | FAK | http://www.toronto.ca/TWONTO#first_aid_station_equipment |  | First Aid
112675 | 29255 | TAB-EL1-MCC-6126 | Motor Control Centre, 600V | TAB-EL1-PDP-6002 | Switchgear,Indoor | Motor Control Centre |  | MCC | http://www.toronto.ca/TWONTO#LV_electrical_panel |  | Power Distribution Panel, 600V, Aeration Outdoor Sub.
20496 | 17372 | COL-PMM-LSH-0105 | Switch, Level-High | COL-PMM-WEL-0100 | Switch,Level-High | Switch |  | LSH | http://www.toronto.ca/TWONTO#level_switch |  | Wet Well
14401 | 15610 | FCL-SED-V-0004 | Valve, Check, Settled Water Sampling Pumps P-0001A&B Discharge, Filter Building Drainage PS | FCL-WWW |  |  |  | V |  |  | Residue Management
129517 | 33527 | THC-WWW-LSH-0002 | Switch, Float, High, Sump Pump P-0100 & P-0200, S.E. Pumping Station | THC-PWA-SOUTH |  | Switch |  | LSH | http://www.toronto.ca/TWONTO#level_switch |  | South Pumping Station
32236 | 29924 | COL-SKW-LIT-0001 | Meter, Level | COL-SKW-MISC | Transmitter,Level |  |  | LIT |  |  | Miscellaneous Equipment
89201 | 9670 | WTR-RLW-CW | City Water System | WTR-RLW | [6 empty] | Lawrence Reservoir
126480 | 90095 | THC-MCS-LD-J | Lifting Devices, Building J | THC-MCS-LD | Lifting Device | [5 empty] | Mechanical Services, Lifting Device
87799 | 76086 | FHO SCADA SUPPORT | FHO SCADA Support | FHO-SPC1 | [6 empty] | Process Control Systems - Administrative
133992 | 99473 | THR-DIS-I-0114 | Injector, Chlorinator 1211, Chlorination Building, Disinfection, Chlorination System | THR-DIS-CHL-1211 | Injector | Injector | 34794 | I | http://www.toronto.ca/TWONTO#ejector |  | Chlorinator, Chlorination Building, Disinfection, Chlorination System
40772 | 86442 | TAB-ACC-T-6408 | Tank, Heating, Domestic water | TAB-ACC | Tank | HVAC |  | T | http://www.toronto.ca/TWONTO#tanked_hot_water_heater |  | Plant HVAC Equipment
123614 | 25506 | THC-DIG-PSH-0644 | Switch,Pressure-High,Discharge,Gas Mixing,C-0637,Gas Low Pressure System,Building U | THC-DIG-C-0637 | Switch,Pressure-High | Switch |  | PSH | http://www.toronto.ca/TWONTO#pressure_switch |  | Compressor,Sliding Vane,Primary Digester Gas MIxing,PD-0600,Gas Low Pressure System,Building U
44122 | 36191 | FCL-ACC-HTR-0310 | Heater, Re-Heat Unit, 208V, Admin Building, First Floor, Corridor 103, Ceiling North | FCL-ACC-ADMIN |  |  |  | HTR |  |  | Administration Building HVAC Equipment
96274 | 45274 | FIS-ELS-MCC-0200 | MCC,600 V,Workshop Building,Mezzanine,West | FIS-ELS-TR-1102 | Control Panel,MCC | Motor Control Centre |  | MCC | http://www.toronto.ca/TWONTO#LV_electrical_panel |  | Transformer,Lighting,Workshop Building Main Floor,North,9KVA / 600V / 208V / 3ph Transformer
26334 | 11585 | FHO-SES-SQ-6035 | High Voltage Safety Equipment, Insulated Gloves, Class 4, Serial Number 111, Craig Clayton | FHO-SES-SQ-1000 | PPE,Insulated Glove | Safety Equipment |  | SQ | http://www.toronto.ca/TWONTO#rubber_insulating_gloves |  | High Voltage Insulated Gloves
105786 | 97170 | SWM-PWD-CP-0006 | Control Panel, Diesel Engine Duty Control Panel | SWM-PWD-MISC | Control Panel |  |  | CP |  |  | Miscellaneous Equipment
143328 | 24845 | WTR-PEG-TRW | Treated Water (Transmission) | WTR-PEG | [6 empty] | Eglinton Pumping Station
121287 | 62591 | THC-ACC-TIT-6010 | Transmitter, Temperature, Sec Loop, Glycol Supply Distr. Sys, Lower Level 2 Blower Room, Headworks | THC-ACC-HE-6001 | Transmitter,Temperature | HVAC |  | TIT | http://www.toronto.ca/TWONTO#temperature_transmitter |  | Heat Exchanger, Heating Glycol System, Lower Level 2 Blower Room, Headworks
146407 | 91085 | WTR-PSC-T-0001-SUS | SCBA 3000 psi Bottle, ARAP, 10 min | WTR-SUSPENDED | Tank | Safety Equipment | 47448 | T | http://www.toronto.ca/TWONTO#compressed_gas_cylinder |  | Suspended Obsolete entity for storage purpose
105272 | 64969 | PU2002A | Hopper, Scum | TAB-PRM-T-0100 | Tank | Tank |  |  | http://www.toronto.ca/TWONTO#storage_tank |  | Old PS Primary Tank 1
40873 | 11655 | TAB-ACC-HTR-IPS | Unit Heaters-IPS Bldg | TAB-ACC-HTR | [6 empty] | Heaters- Convection,
114499 | 15253 | TAB-PLT-FSL-0511 | Switch, Flow, Low, Sluicing Water, Plant Water, Screen Area | TAB-PLT-SC-D | Switch,Flow-Low | Switch |  | FSL | http://www.toronto.ca/TWONTO#flow_switch |  | D Building - Bar / Perforated Screen
72288 | 76603 | THR-ACC-AC-0110 | Air Conditioner, New Electrical Room, Headhouse | THR-ACC-HH | H.V.A.C.,Air Conditioner | HVAC |  | AC | http://www.toronto.ca/TWONTO#air_condition |  | Heating, Ventilation and Air Conditioning, Head House
41369 | 89876 | TAB-ACC-V-1438 | Valve, Reheat, Modulating | TAB-ACC-HTR-1438 | Valve | HVAC |  | V | http://www.toronto.ca/TWONTO#valve |  | Heater, Hot Water Reheat Coil
97356 | 70208 | FIS-MCS-LD-0008 | Self retracting line with winch 900 lbs | FIS-MCS | Lifting Device | Lifting Device |  | LD | self_retracting_line |  | Mechanical Services
16001 | 43095 | FHA-ELS-WR-0604 | Welding Receptacle, 30A, 600V, RMF, Electrical Room 2 West Wall | FHA-ELS | Welding Equipment | Power Distribution Panel |  | WR | http://www.toronto.ca/TWONTO#welding_receptacle |  | Electrical
101751 | 14235 | MAIN-375 | Main 375 | WTR-LWA | [6 empty] | Work Area 2 Central Mains and Chambers
28136 | 17565 | FIS-BW-TSH-0203 | Switch, Temperature, High, Pump Inboard Bearing, Backwash Pump P-0201, Filter Building, Pump Room | FIS-BW-P-0201 |  | Switch |  | TSH | http://www.toronto.ca/TWONTO#temperature_switch |  | Circuit Breaker,4.16 kV,Filter Building,Mezzanine,East,Solid State Starter,FIS-BW-P-0201
14783 | 6605 | FCL-SH-06 | Safety Harness Full Body | FCL-SES-SQ-0102 | PPE | Safety Equipment |  | SH | http://www.toronto.ca/TWONTO#fall_arrest_harness |  | Safety Harnesses, High Lift Building, Store Room
144685 | 16654 | WTR-PJS-RPU-0001 | Control Panel, Process Control Unit, RPU-0001 | WTR-PJS-ELS | RPU | Remote Processor Unit |  | RPU | http://www.toronto.ca/TWONTO#RPU_panel |  | Electrical System
19042 | 95478 | FHO-ACC-CI-0104 | Chiller, Admin Building HVAC, Admin Building, L2, East Wing, Mechanical Room | FHO-ACC-AHU-0104 | H.V.A.C.,Air Conditioner | HVAC |  | CI | http://www.toronto.ca/TWONTO#chiller |  | Air Handling Unit, Admin Building, East Wing, Mechanical Room
10665 | 58057 | FCL-ACC-HTR-0785 | Heater, Snow Melting, Gaseous Chemical Building, Inside area of Balcony | FCL-ACC-CL |  |  |  | HTR |  |  | Gaseous Chemical Building HVAC Equipment
97927 | 83187 | FIS-SES-FAK-5001 | First Aid Kit, Burn Kit, Ammonia/Fluoride Building, Ammonia Pump Room | FIS-SES-FAK | Safety | Safety Equipment |  | FAK | http://www.toronto.ca/TWONTO#first_aid_kit |  | First Aid Kits
110782 | 68647 | TAB-DIG-LSH-0423 | Switch,Level, High, Digester # 4 | TAB-DIG-T-0400 | Switch,Level-High | Switch |  | LSH | http://www.toronto.ca/TWONTO#level_switch |  | Digestion Tank 04
47383 | 80838 | FCL-ACC-TT-0313 | Transmitter, Temperature, Admin Building, Second Floor, Office Room 209 | FCL-ACC-ADMIN |  |  |  | TT |  |  | Administration Building HVAC Equipment
29678 | 53884 | FIS-PCL-FSL-0202-SUS | Switch, Flow-Low, PACL to Backwash Pumps Discharge Header | FIS-PCL | Sensor,Level | Switch | 38274 | FSL | http://www.toronto.ca/TWONTO#flow_switch |  | PACL System
10195 | 83916 | FCL-ACC-FN-0408 | Fan, Propeller, Exhaust, High Lift Switchgear Room North/West | FCL-ACC-P-HL |  |  |  | FN |  |  | High Lift Pumping Station HVAC Equipment
60325 | 32815 | THC-ACC-V-6063 | Valve, Ball, Manual, Glycol, P-6003, Lower Level 2 Blower Room, Headworks | THC-ACC-P-6003 | Valve,Ball | HVAC |  | V | http://www.toronto.ca/TWONTO#valve |  | Pump, Heating Glycol System, Lower Level 2 Blower Room, Headworks
47743 | 36506 | TAB-EL2-MCC-6623 | Motor Control Centre, 600V | TAB-EL2-PDP-6015 | Control Panel,MCC | Motor Control Centre |  | MCC | http://www.toronto.ca/TWONTO#LV_electrical_panel |  | Power distribution Panel, 600V
38679 | 53643 | TAB-ACC-ACC-0501 | Conditioner, Air, Digester 1-4 MCC Room South of Digester 5-8, Outside(2 Tons) | TAB-ACC-CI | H.V.A.C.,Air Conditioner | HVAC |  | ACC | http://www.toronto.ca/TWONTO#air_condition |  | Chiller and Air Coolers
120118 | 51395 | TAB-WA7-LD-1206 | Sling, Nylon | TAB-SES-SQ | Lifting Device,Sling | Safety Equipment |  | LD | synthetic_web_sling |  | WA7 Safety Equipment
11540 | 44606 | FCL-CLA-PSH-0201 | Switch, Pressure High, Chlorine Gas, Expansion Tank 0201, Chlorination System | FCL-CLA | Switch,Pressure-High | Switch |  | PSH | http://www.toronto.ca/TWONTO#pressure_switch |  | Pre-Chlorination
38960 | 44613 | SWM-PNQ-LSL-0102 | Switch, Level-Low | SWM-PNQ-MISC | Switch | Switch |  | LSL | http://www.toronto.ca/TWONTO#level_switch |  | Miscellaneous Equipment
130893 | 36919 | THR-AER-DRN | Aeration Tank Drainage & Sump Pump | THR-AER | [6 empty] | Aeration
18441 | 96997 | FHA-SES-LDR-0304 | FHA-SES-LD-0021 - 8' Ladder Fiberglass ( Machine shop Stores ) | FHA-SES | Safety | Safety Equipment |  | LDR | http://www.toronto.ca/TWONTO#ladder |  | Safety & Environmental Services
106247 | 68465 | TAB-ACC-DM-6512 | Damper, Motorized, Supply Air, AHU-6510, Mechanical RM No. 1, Screen Bldg., P Bldg. | TAB-ACC-AHU-6510 | Damper/Louver | HVAC |  | DM | http://www.toronto.ca/TWONTO#air_damper |  | Air Handling Unit, Mechanical Room no.1, Screen Bldg., P Bldg.
118379 | 69927 | TAB-SPC-CPU-0063 | BAS (Building Automation System) Server Computer, 'Z' Building, Control Room | TAB-THK-INQ | Building Service | Communications Equipment |  | CPU | http://www.toronto.ca/TWONTO#building_automation_system_controller |  | Floatation - Instrumentation Equipment
72627 | 58858 | THR-ACC-DM-1010 | Louver,Kiosk, Bridge 1002, Primary Tank#10 | THR-ACC-AC-1010 | Damper/Louver | HVAC |  | DM | http://www.toronto.ca/TWONTO#air_damper |  | Air Conditioner, Bridge Kiosk Primary Tank10
78891 | 64636 | THR-SES-SQ-4P | Portable, (Bottled) Eyewash Station, Machine Shop West Wall | THR-SQ-PEWS-WA2 | Safety,Eye wash | Safety Equipment |  | SQ | eye_wash_bottle |  | Portable, (Bottled) Eye Wash Station, Work Area 2
18781 | 69581 | FHA-SQ-FAK-17 | First Aid Kit Station | FHA-SES-SQ-4 | PPE | Safety Equipment |  | FAK | http://www.toronto.ca/TWONTO#first_aid_station_equipment |  | First Aid
65917 | 48181 | THC-FEQ-DM-0017 | Fire Damper, Admin Building, Basement, Storage Room, North East | THC-FEQ-BLDG K |  | HVAC | 43296 | DM | http://www.toronto.ca/TWONTO#air_damper |  | Fire fighting protection equipment, Admin Building
10430 | 96737 | FCL-ACC-HTR-0357 | Heater, Re-Heat Unit, 208V, Admin Building, Second Floor, Utility Room 216, Ceiling East | FCL-ACC-ADMIN |  |  |  | HTR |  |  | Administration Building HVAC Equipment
101536 | 48780 | MAIN-109 | Main 109 | WTR-MT1 | [6 empty] | Work Area 1 EAST Mains and Chambers
33544 | 90235 | COL-YKP-DA-0009S | Davit Arm Assembly with Upper Arm-1734511 | COL-YKP-DA | Safety | Safety Equipment | 45975 | DA | http://www.toronto.ca/TWONTO#fall_arrest_Davit_arm |  | Davit Arm Assembly
82864 | 97737 | FHA-SES-SQ-0064 | Prostop AE560C-6 6’ shock absorber lanyard 68903 | FHA-SES-SQ-6 |  | Safety Equipment |  | SQ | lifeline |  | Safety Fall Protection Equipment
25935 | 59253 | COL-PSP-WEL-0600 | Dry Well | COL-PSP |  |  |  | WEL |  |  | Southport Sewage Pumping Station
79902 | 50108 | THR-WA2-LD-0025S | Sling, Chain, Work Area 2 (SUSPENDED) | THR-LD-NYLN-WA2 | Lifting Device,Sling | Lifting Device |  | LD | chain_sling |  | Slings, Nylon, Work Area 2
53783 | 63095 | TAB-SLO-LSH-0306 | Switch,level,High-Sludge Cake Feed-conveyor | TAB-SLO-CV-0302 | Switch,Level | Switch |  | LSH | http://www.toronto.ca/TWONTO#level_switch |  | Conveyor, Screw, Hopper #2 Feed, SC-302
26635 | 78646 | FHO-TRW-C-0103-KQ | Surge Air Compressor 3 | FHO-OBSOLETE |  |  |  | C |  |  | Removed From Service
40838 | 15527 | TAB-ACC-TE-1498B | Temperature Element, Space Temperature | TAB-ACC-HTR-1498 | Sensor,Temperature | HVAC |  | TE | http://www.toronto.ca/TWONTO#temperature_sensor_element |  | Heater, Hot Water Reheat Coil
58598 | 36339 | TAB-VEH | Fleet and Mobile Equipment | TAB-WORK-AREA-WWPW |  | Vehicle |  |  | http://www.toronto.ca/TWONTO#collection_of_assets
65059 | 69708 | THC-PRM-V-1013A | Valve, Solenoid, Collect, Valve 1013 | THC-PRM-V-1013 |  |  |  | V |  |  | Valve, Hydraulic Cylinder, Bottom Scraper, Primary Clarifier 1000, SW Plant
7676 | 78890 | COL-PSU-FQ-0001 | Meter, Flow City Water | COL-PSU | Meter |  |  | FQ |  |  | Sunnyside Pumping Station
28316 | 80449 | FIS-CLB | Post-Chlorination | FIS-DIS | [6 empty] | Disinfection
116478 | 20753 | TAB-PRS-VEH-1020SUS | Rail Car, Chemical Storage | TAB-PRS-C | Storage,Removable Storage | Vehicle | 47516 | VEH | storage_container
96404 | 5063 | YTF-ACC-AHU-5401 | Air Handling Unit, A Building Electrical Room, HVAC Exhaust Fans and AHU's | YTF-ACC | Air Handling Unit | HVAC |  | AHU | http://www.toronto.ca/TWONTO#air_handler_unit |  | HVAC Equipment
45167 | 96607 | TAB-DIG-LSHH-1622 | Switch,Level -High,High, Digester Tank T-1600 | TAB-DIG-T-1600 | Switch,Level | Switch |  | LSHH | http://www.toronto.ca/TWONTO#level_switch |  | Digestion Tank 16
54385 | 58042 | TAB-STR-LSL-4004R | Switch,Level,Low, Oil tank, Blower 4004 lubrication | TAB-STR-T-4004R | Switch,Level | Safety Equipment |  | LSL | http://www.toronto.ca/TWONTO#level_switch |  | Tank , Reservoir Aux Oil, Blower 4004
94768 | 48151 | FHO-SES-SCBA-0018 | Cylinder, SCBA, Air Pack, 2216 PSI, Ser #OJ-381091 | FHO-SES-SQ-0003 | PPE,SCBA | Safety Equipment |  | SCBA | http://www.toronto.ca/TWONTO#compressed_gas_cylinder |  | Breathing Air Tanks
21012 | 90416 | FHO-CLA-PSH-0102 | Switch, Pressure, Evaporator Discharge Pre Chlorination Train 1, Chemical Building, L1,Machine Room | FHO-CLA-CHL-0101-KQ | Switch,Pressure-High | Switch |  | PSH | http://www.toronto.ca/TWONTO#pressure_switch |  | Pre Chlorination Train 1
20382 | 15128 | FHO-ALM-T-0101 | Tank, Alum/Ferric Storage 1, Alum System, S4 Chemical Building | FHO-ALM | Tank,Reservoir | Tank |  | T | http://www.toronto.ca/TWONTO#chemical_storage_tank |  | Alum System
48001 | 22180 | TAB-EL3-MCC-6326 | Motor Control Centre, Digester 19-22 bldg | TAB-DIG-ELQ-T19-22 | Control Panel,MCC | Motor Control Centre |  | MCC | http://www.toronto.ca/TWONTO#LV_electrical_panel |  | Digester Tanks 19-22, Electrical Equipment
21353 | 86216 | FHO-DCL-T-0201 | Tank, Expansion, Dechlorination Train 2, SO2 System, S2 Chemical Storage Room | FHO-DCL-SO-0201 | Vessel,Pressure | Tank |  | T | expansion_tank |  | Sulphonator, Dechlorination Train 2, Chemical Building, Main Floor, Machine Room
45164 | 23843 | TAB-DIG-LSHH-1102 | Switch, Level -High- High, Emergency Overflow, Digester 11 Roof S/E, Digester 9-12 Control Building. | TAB-DIG-T-1100 | Switch,Level-High-High | Switch |  | LSHH | http://www.toronto.ca/TWONTO#level_switch |  | Tank, Digester tank, Digester 11
113520 | 20727 | TAB-ELS-Z BLDG | Z Building Outdoor Substation | TAB-WORK-AREA-SEO | Switchgear,Outdoor | [5 empty] | TAB Work Area SEO
47443 | 73521 | TAB-EL1-MCC-6634? | Motor Control Centre ,Old Grit Bldg. | TAB-PLT-ELQ-P | Control Panel,MCC | Motor Control Centre | 46022 | MCC | http://www.toronto.ca/TWONTO#LV_electrical_panel |  | P Building - Electrical Equipment
47368 | 93965 | TAB-EL1-MCC-6546 | Motor Control Centre, Z Bldg | TAB-ELS-WA6 | Control Panel,MCC | Motor Control Centre |  | MCC | http://www.toronto.ca/TWONTO#LV_electrical_panel |  | Panel Boards, MCC, WA6
27151 | 19026 | DOS-YCM-TRL-VEH270005 | 2008 Homemade Modular - Vehicle Trailer Unit# 270005 | DOS-YCM-VEH-TRL | Vehicle,Licensed | Vehicle |  |  | trailer
45073 | 91342 | TAB-DIG-FX-7061 | Flame Arrester, Digester Gas to Waste Gas Burner #1 | TAB-DIG-BU-7061 | Flame Arrester | Safety Equipment |  | FX | http://www.toronto.ca/TWONTO#flame_arrestor |  | Burner #1, Waste Gas
59053 | 17370 | THC-ACC-HTR-0318 | Air Heater, Convector, Building M | THC-ACC-HEATERS | H.V.A.C.,Heater,Unit | HVAC |  | HTR | http://www.toronto.ca/TWONTO#heater |  | Air Heaters, Building M
7140 | 44194 | COL-PSD-CP-0002 | Control Panel, Operator | COL-PSD-MISC | Control Panel |  |  | CP |  |  | Miscellaneous Equipment
98008 | 15122 | FIS-SES-LDR-0306 | Ladder, 24' Fiberglass, Extension, Storage Building | FIS-SES | Safety | Tool |  | LDR | http://www.toronto.ca/TWONTO#ladder |  | Safety, Instrumentation & Environmental Services
13182 | 1807 | FCL-FLT-F-0802 | Filter, Inlet Side of PDIT-0801, Filter F-0801, Filtration Pipe Gallery | FCL-FLT-PDIT-0801 |  |  |  | F |  |  | Transmitter, Pressure (Differential), Loss of Head for Filter 0801, , Filter No.0801
89171 | 83562 | WTR-PLW-DR-0004 | Door | WTR-PLW-AUX | Door | Door |  | DR | http://www.toronto.ca/TWONTO#door
61481 | 23170 | THC-FEQ-FSP-0020 | Fire Hose cabinets,Digesters,. Bldg U | THC-FEQ-FSP | Fire Prevention,Hose | Safety Equipment | 43244 | FSP | ? |  | Sprinkler System
68672 | 90481 | THR-ACC-TSL-0100 | Switch, Temperature, Low, Supply Air, Air Handling Unit AHU-0100, Headhouse Roof | THR-ACC-AHU-0100A | Switch,Temperature-Low | Switch |  | TSL | http://www.toronto.ca/TWONTO#temperature_switch |  | Air Handling Unit, Headhouse Grit Area Air Supply, Headhouse Roof
55969 | 26871 | TAB_EL1_13.8KV | Electrical,13.8KV,North Substation | TAB_EL1_NS | [6 empty] | Electrical Distribution,North Substation
24553 | 95214 | COL-PRD-LSL-0203 | Switch, Level-Low | COL-PRD | Switch |  |  | LSL |  |  | Redland Pumping Station
24892 | 62447 | COL-PSD-SW-0001 | Switch, Main Electrical Disconnect | COL-PSD | Switch |  |  | SW |  |  | Spadina Sewage Pumping Station
93222 | 61956 | FHO-GRK-DR-1074L | Door, (FD-1-74), Fire Rated, Ozone Building, L1, Stairway DOZ 1, East | FHO-GRK-FEQ-0001 | Fire Prevention,Door | Door |  | DR | http://www.toronto.ca/TWONTO#fire_rated_door
38405 | 92180 | PU2426 | Receiver, Air, Old Dblg Pump Gallery South | TAB-AI | Vessel,Pressure | Tank |  |  | http://www.toronto.ca/TWONTO#pressure_vessel |  | Local Compressed Air Equipment
132175 | 29286 | THR-DCL-T-0001 | Tank, Containment, SBS, NaHSO3 Pump 0100 & 0200 | THR-DCL | Tank | Tank |  | T | http://www.toronto.ca/TWONTO#chemical_storage_tank |  | Dechlorination
37596 | 12583 | NX6201A | Air Conditioner, AHU, Polymer Bldg, Dewatering Building Roof | TAB-ACC-CI | H.V.A.C.,Air Conditioner | HVAC |  |  | http://www.toronto.ca/TWONTO#air_condition |  | Chiller and Air Coolers
34788 | 90364 | COL-YKP-FAK-0003S | First Aid Kit, Truck #080079 (Ford F550) | COL-YKP | Safety,First Aid Kit | Safety Equipment | 43620 | FAK | http://www.toronto.ca/TWONTO#first_aid_kit |  | Kipling Yard
38674 | 77041 | TAB-ACC-AC-6532 | Air Conditioner, Indoor, Workshop electrical Room No. 3, Screen Bldg., P Bldg. | TAB-ACC-CI | H.V.A.C.,Air Conditioner | HVAC |  | AC | http://www.toronto.ca/TWONTO#air_condition |  | Chiller and Air Coolers
143820 | 15414 | WTR-PEL-RPU-0002 | RPU Panel, Generator Building, Electrical Room | WTR-PEL-ELS | Control Panel | Remote Processor Unit |  | RPU | http://www.toronto.ca/TWONTO#RPU_panel |  | Electrical System
21937 | 36978 | FHO-ELS-WR-0603 | Welding Receptacle, Filter Building, L1, Filter Gallery, East | FHO-ELS-LTG |  | Power Distribution Panel |  | WR | http://www.toronto.ca/TWONTO#welding_receptacle |  | Facility Electrical System
34482 | 34447 | MAIN-134 | Main 134 | WTR-LWA | [6 empty] | Work Area 2 Central Mains and Chambers
45097 | 13945 | TAB-DIG-GAS | Digester Gas Control | TAB-WORK-AREA-SEO | [6 empty] | TAB Work Area SEO
76951 | 81112 | THR-PLT-HS-1244 | Switch, Hand, Conveyor 1244, Path A, Preliminary Treatment, Grit Removal - Vortex - South Plant (Head house) | THR-PLT-CV-1244 | Switch,Hand | Switch |  | HS | hand_switch |  | Conveyor, Screw, Conveyor, Path B, To Trailer Conveyor 0250 - S
107403 | 12593 | TAB-ACC-PSL-2042 | Switch,Pressure,Low,Glycol Make Up Line | TAB-ACC-P-2042 | Switch,Level | Switch |  | PSL | http://www.toronto.ca/TWONTO#pressure_switch |  | Pump, Glycol Circulating,Make Up Line
39992 | 34395 | TAB-ACC-HTR-6546 | Heater, Unit, Hot Water, stair at penthouse, Screen Bldg., P Bldg. | TAB-ACC-HTR-PBLDG | H.V.A.C.,Heater | HVAC |  | HTR | http://www.toronto.ca/TWONTO#heater |  | Unit Heaters- P Bldg
127089 | 17721 | THC-PLT-FSL-0355 | Switch, Flow, Low, Spray Water, Perforate Screen SC-0350, Screen Room, Raw Sewage Screening | THC-PLT-SC-0350 | Switch,Flow-Low | Switch |  | FSL | http://www.toronto.ca/TWONTO#flow_switch |  | Screen, Perforated Plate, Screen Room, Raw Sewage Screening
72729 | 47904 | FHA-CLB-CHL-0101 | Chlorinator, Solution Feed Gas Dispenser, Vacuum Operated, Filtration Building, Cl2/SO2 Feeder Room | FHA-CLB | Chemical Feeder,Gas | Chemical Feeder |  | CHL | http://www.toronto.ca/TWONTO#chlorinator_system |  | Post-Chlorination
62891 | 44445 | THC-DIG-BU-5182S | Waste Gas, Burner | THC-DIG-BURNERS | Burner,Waste Gas | Burner | 37958 | BU | http://www.toronto.ca/TWONTO#waste_gas_burner |  | Waste Gas Burners
63521 | 27055 | THC-PLT-BAR SCREENS | Bar Screening | THC-PLT | [6 empty] | Preliminary Treatment (Grit and Screenings)
18721 | 4969 | FHA-SES-SQ-0611 | FHA-SQ-LP-0023 - Life Preserver | FHA-SES-LP |  | Safety Equipment |  | SQ | http://www.toronto.ca/TWONTO#personal_floatation_device |  | Life Preservers
13834 | 29997 | COL-PGA-HTR-0001 | Heater, MCC Room | COL-PGA-MISC | Heater |  |  | HTR |  |  | Miscellaneous Equipment
27858 | 60882 | FIS-ELS-WR-0101 | Welding Receptacle, 600V, Workshop Building, Main Floor, Welding Booth | FIS-ELS-MCC-0100 |  | Power Distribution Panel |  | WR | http://www.toronto.ca/TWONTO#welding_receptacle |  | MCC,600 V,Workshop Building,Mezzanine,East
59038 | 89559 | THC-ACC-HTR-0275 | Heater, Perimeter. Admin Building | THC-ACC-BLDG K |  | HVAC |  | HTR | http://www.toronto.ca/TWONTO#heater |  | Administration Building, HVAC
122362 | 39055 | THC-CW-SQ-0122 | Emergency Eyewash & Shower,Phosphorous Removal, Tunnel 12 by Phosphorus Dosing Pumps | THC-PRS | PPE,Eyewash Station | Safety Equipment | 46016 | SQ | http://www.toronto.ca/TWONTO#emergency_eyewash_and_shower |  | Phosphorus Removal, sub-process
140636 | 68386 | TNT-MCS-SQ-1037 | Sling | TNT-MCS-LD | Lifting Device,Sling | Lifting Device |  | SQ | http://www.toronto.ca/TWONTO#fall_protection_sling |  | Lifting Devices , cranes/ Portable crane/hoists, come alongs, slings, wire rope, chains
107338 | 28924 | TAB-ACC-PDSH-1451 | Switch, Filter Differential Pressure High,AHU,Boiler Room and Basement | TAB-ACC-AHU-1450 | Switch,Pressure-High | Switch |  | PDSH | http://www.toronto.ca/TWONTO#pressure_switch |  | Air Handling Unit, Locker Room
40806 | 19585 | TAB-ACC-TE-1439B | Temperature Element, Space Temperature | TAB-ACC-HTR-1439 | Sensor,Temperature | HVAC |  | TE | http://www.toronto.ca/TWONTO#temperature_sensor_element |  | Heater, Hot Water Reheat Coil
138828 | 61239 | THR-SLUDGE-BLDG | Building Location | THR-EUS | Safety | Safety Equipment |  |  | http://www.toronto.ca/TWONTO#space |  | Production & End User Support
147617 | 69273 | YTF-ACC-AC-5801 | H.V.A.C., Air Conditioner, YTF-ACC-AHU-5801, HVAC Exhaust Fans and AHU's | YTF-ACC | H.V.A.C.,Air Conditioner | HVAC |  | AC | http://www.toronto.ca/TWONTO#air_condition |  | HVAC Equipment
63221 | 75208 | THC-OCS-LSLL-0200 | Switch, Sump Level Lo Lo, Phase I/IV Biofilter Sump, Phase I/IV Odour Control | THC-OCS-P-0210 | Switch,Level-Low-Low | Switch |  | LSLL | http://www.toronto.ca/TWONTO#level_switch |  | Sump Pump No.1, Phase I/IV Biofilter Sump, Phase I/IV Odour Control
55716 | 92860 | TAB-WA4-SQ-3402 | Self Retracting Lifeline - 3400108C | TAB-WA4-SQ-0010 |  | Safety Equipment |  | SQ | self_retracting_line |  | WA4 Fall arrest systems
106697 | 26692 | TAB-ACC-HC-9002 | Heating Coil, T Bldg | TAB-ACC-HTR-M&T | H.V.A.C.,Heater,Convection | HVAC |  | HC | heating_coil |  | Unit Heaters- M&T Bldg
120143 | 45628 | TAB-WA8-TRG-0001 | WA8 Staff Training | TAB-WA8 |  |  |  | TRG |  |  | Common to WA8 Bldg. Services
97369 | 48759 | FIS-MCS-MT-4503 | Machine Tool, Radial Arm Drill ,Press, Workshop Building, Machine Shop | FIS-MCS | Machine Tool,Drill Press | Tool |  | MT | http://www.toronto.ca/TWONTO#radial_arm_drill |  | Mechanical Services
21959 | 50558 | FHO-ELS-WR-1201 | Welding Receptacle, Ozone Building, S1, Mechanical Room 3 | FHO-ELS-LTG |  | Power Distribution Panel |  | WR | http://www.toronto.ca/TWONTO#welding_receptacle |  | Facility Electrical System
73572 | 38603 | THR-ACC-RPU-0020 | Remote Processor Unit, SCADA,Headhouse Old MCC Room (172.22.37.230) | THR-SPC | RPU | Remote Processor Unit |  | RPU | http://www.toronto.ca/TWONTO#RPU_panel |  | Process Control Systems - Services Area
4695 | 36063 | COL-PMD-RPU-0001 | Remote process unit | COL-PMD-MISC |  | Remote Processor Unit |  | RPU | http://www.toronto.ca/TWONTO#RPU_panel |  | Miscellaneous Equipment
12329 | 41021 | COL-PCU-FIT-5138 | Transmitter, Flow | COL-PCU | Transmitter |  | 34952 | FIT |  |  | Cumber Pumping Station
61931 | 3558 | THC-GRK-DRN-0001 | Drains | THC-GRK-MAINT | Building Service,Floor Drain | Drain |  | DRN | http://www.toronto.ca/TWONTO#drain |  | Building Maintenance
38327 | 85040 | PLQ18538 | Plumbing, General, Chlorine Bldg | TAB-DIS-MEQ |  | Plumbing |  |  | plumbing |  | Chlorine - Building Mechanical, Sump Pumps
143923 | 77226 | WTR-PHL-FAK-0007 | First Aid Kit Station, High Level Pumping Station, Inside PCO Control Room | WTR-CENTRAL-SES | Safety,First Aid Kit | Safety Equipment |  | FAK | http://www.toronto.ca/TWONTO#first_aid_station_equipment |  | Safety & Lifting Devices
138740 | 40477 | THR-SES-SQ-1944 | Lanyard for Harness, PPE Nardo Serrano | THR-SES-FAS | Safety | Safety Equipment |  | SQ | lifeline |  | Fall Arrest Sytem (Harness and Lanyard), Safety Equipment
130184 | 2433 | THR-ACC-NR-781 | HVAC, Heater, Baseboard,Chlorine Bldg | THR-ACC-DIS | H.V.A.C.,Heater,Unit | HVAC |  | NR | http://www.toronto.ca/TWONTO#heater |  | Air Conditioning, HVAC, Chlorine Building
73601 | 82556 | THR-ELS-COMM | Plant External & Internal Phone System | THR-GRK-WA1 | Silencer | [5 empty] | Building & Grounds Work Area 1
106154 | 74604 | TAB-ACC-DIG-0040 | Digester Gas Train, Boiler #4, Z Building | TAB-ACC-BO 4 |  |  |  | DIG |  |  | Boiler # 4, Hot Water Heating, Volcano B-4
117130 | 39700 | TAB-RSP-F-1251A | Filter, Lube Oil Supply, Raw Sewage Pump 1250, A Side | TAB-RSP-P-1250 | Filter | Filter |  | F | http://www.toronto.ca/TWONTO#replaceable_oil_or_fuel_filter |  | Pump,Raw Sewage Transfer #5
129589 | 58806 | THR-ACC-AC-4506 | Fan Coil Unit, Ductless Split System Indoor Unit, Switchgear Bldg North | THR-ACC-WA4 | H.V.A.C.,Air Conditioner | HVAC |  | AC | http://www.toronto.ca/TWONTO#air_condition |  | Air Conditioning, AHU, HVAC,Work Area4
47257 | 54266 | TAB-EL1-LP-6145A | Panel,Lighting,208-120V,Auxiliary Loads,Electrical Room,PRS Bldg | TAB-EL1-TR-6145A | Control Panel,Lighting | Power Distribution Panel |  | LP | http://www.toronto.ca/TWONTO#LV_electrical_panel |  | Transformer,Lighting,3 phase,600V/120-208V ,LP-6141A,Bldg Ltg Loads,Electrical Room,PRS Bldg
119588 | 24360 | TAB-WA1-LD-1253 | A Frame | TAB-WA1-SQ-1000 | Lifting Device | Lifting Device |  | LD | lifting_device_support |  | WA1 Lifting Devices and Slings
138835 | 31358 | THR-SPC-COM-1702 | System Process Control, Termination Panel, Digester 1-6 MCC | THR-SPC-COM-1700 | UPS | System Process Control |  | COM | termination_panel |  | System Process Control, Digester 1-2, Mezzanine
26418 | 33184 | FHO-GRK-DR-5010S | Door, (FD-S5-10), Fire Rated, TRW Building, S5, TRW Suction Station, South East of Storage Room | FHO-GRK-FEQ-0001 | Fire Prevention,Door | Door |  | DR | http://www.toronto.ca/TWONTO#fire_rated_door
61791 | 71557 | FHA-ELS-WR-0210 | Welding Receptacle, 30A, 600V, RMF, Central Thickener Gallery | FHA-ELS | Welding Equipment | Power Distribution Panel |  | WR | http://www.toronto.ca/TWONTO#welding_receptacle |  | Electrical
65354 | 63469 | FCL-SES-SQ-0101 | Eyewash Station/Shower, Dry Chemical Building, Alum Containment Area | FCL-SES | PPE,Eyewash Station | Safety Equipment |  | SQ | http://www.toronto.ca/TWONTO#emergency_eyewash_and_shower |  | Safety and Environmental Services
143107 | 87037 | WTR-PAH-TSL-0001 | Switch, Temperature-Low, Building | WTR-PAH-AUX | Switch,Temperature-Low | Switch |  | TSL | http://www.toronto.ca/TWONTO#temperature_switch |  | Auxiliary Equipment (Building Facilities)
114530 | 16744 | TAB-PLT-G-4501 | Gate, Knife Gate, Pneumatic, Discharge, Screenings Receiving Conveyor 4500, Conveyor Area | TAB-PLT-CV-4500 | Valve,Knife Gate | Gate |  | G | http://www.toronto.ca/TWONTO#valve
79119 | 74098 | THR-MCS-DR-0102S | Door, Overhead Roll Up, New Maintenance Bldg. | THR-GRK-NMB | Door,Overhead | Door | 39017 | DR | http://www.toronto.ca/TWONTO#roll_up_door
141063 | 99994 | WH4001A | Door, Overhead #1, Truck Loading Odour Control (rear), North-East | TAB-MCS-DR | Door,Overhead | Door |  |  | http://www.toronto.ca/TWONTO#roll_up_door
8993 | 59463 | COL-YKP-DA-152631 | Davit Base Leg-152631 | COL-W-OBSOLETE | Safety | Safety Equipment |  | DA | davit_base |  | Col West Obsolete Entities
76047 | 93178 | THR-LD-WA3 | Lifting Devices, Chain Hoist, Come Along & Slings | THR-MCS-WA3 | Lifting Device,Sling | Lifting Device |  |  | http://www.toronto.ca/TWONTO#collection_of_assets |  | Cranes, Lifting Devices, Machine Tools, Overhead doors, Welding Shops
48172 | 47863 | FCL-ALM-T-0001 | Tank, Alum Spill Containment, Liquid Alum System | FCL-ALM | Tank,Non-Pressurized | Tank |  | T | containment_berm |  | Coagulation
69734 | 15108 | THR-BG-LSL-0901 | Switch, Level-Low, Liquid in West Dewatering System, Compressor Building, Digester and Natural Gas Supply System | THR-BG | Switch,Level-Low | Switch |  | LSL | http://www.toronto.ca/TWONTO#level_switch |  | Blended Gas
55514 | 63040 | TAB-WA2-LD-1002 | JET Model FA1 - 25 Electric Chain Hoist | TAB-SES-LD | Lifting Device,Hoist,Electrical | Lifting Device |  | LD | http://www.toronto.ca/TWONTO#lifting_equipment_hoist |  | WA2 Lifting devices
78757 | 6902 | FHA-RADIO-0010 | Radio, Walkie Talkie | FHA-GRK-COM-0001 |  | Communications Equipment |  | RADIO | radio_system |  | Telephone and Paging System
27710 | 39359 | COL-PVM-ALR-0001 | Control Panel, Operator | COL-PVM-MISC | Control Panel |  |  | ALR |  |  | Miscellaneous Equipment
26153 | 78488 | FHO-GRK-DR-1048L | Door, (FD-1-48), Fire Rated, West Filter Building, L1, Filter 0201 | FHO-GRK-FEQ-0001 | Fire Prevention,Door | Door |  | DR | http://www.toronto.ca/TWONTO#fire_rated_door
120147 | 60272 | TAB-WORK-AREA-7 | Work Area 7 | TAB |  |  |  | AREA |  |  | Ashbridges Bay Treatment Plant
29558 | 55794 | FIS-SPC-RPU-2121 | Controller,PLC, Control Panel | FIS-SBS |  | Remote Processor Unit |  | RPU | http://www.toronto.ca/TWONTO#RPU_panel |  | SBS System
101500 | 93415 | MAIN-008 | Main 008 | WTR-MT3 | [6 empty] | Work Area 3 WEST Mains and Chambers
121025 | 15279 | THC-ACC-P-0035 | Pump, Snow Melting System, Manifold MAN-0015, Zone #5, Admin Building, Courtyard Area | THC-ACC-MAN-0015 |  | HVAC |  | P | http://www.toronto.ca/TWONTO#pump_set_-_with_drive |  | Manifold, Snow Melting System, Zone #5, Admin Building, Courtyard Area
23208 | 79242 | COL-PNT-LSL-0102 | Switch,Level, Low, Wet Well #1 | COL-PNT-WEL-0100 | Switch,Level-Low | Switch |  | LSL | http://www.toronto.ca/TWONTO#level_switch |  | Wet Well
86947 | 39278 | TNT-ELS-PDP-6001 | 600V Power Distribution Panel | TNT-ELS-TR-3001 | Control Panel,Power Distribution Panel | Power Distribution Panel |  | PDP | http://www.toronto.ca/TWONTO#LV_electrical_panel |  | 27.6kV-600V Transformer
128776 | 99549 | THC-SPC-CPU-3001 | Computer, Client Workstation, Electrical Room, Headworks | THC-SPC-COM-3003 | Computer Equipment | Network |  | CPU | http://www.toronto.ca/TWONTO#operator_interface_terminal |  | Termination Panel, Network, Headworks Electrical Room
62670 | 91966 | THC-MCS-T-0012 | Temperate Water Tank, for Hypo, Building O | THC-PWA-HWT | Tank,Domestic Hot Water | Tank |  | T | http://www.toronto.ca/TWONTO#storage_tank |  | Domestic Hot Water Tanks
13266 | 27638 | FCL-FLT-LSL-0002-SUS | Switch, Level-Low, Filter 0201, , Filter No.0201 | FCL-SUSPENDED | Switch,Level-Low | Switch | 36610 | LSL | http://www.toronto.ca/TWONTO#level_switch |  | Suspended entity
45087 | 71634 | TAB-DIG-FX-DOME5-8 | Digester Tanks 5-8, Flame Arresters, Pressure Relief & Vacuum Breaker Valves | TAB-DIG-T-05-08 | [6 empty] | Digester Tanks 5-8
147592 | 99784 | YQQ-OFFICE | Computer Location | YQQ-ADMIN-BLDG | [6 empty] | Building Location
89341 | 4038 | WTR-RMI-ZS-0050 | Instrument, Door Position Switch, Water Transmission | WTR-RMI-AUX |  | Switch |  | ZS | http://www.toronto.ca/TWONTO#position_switch |  | Auxiliary Equipment (Building Facilities)
68497 | 93040 | THR-ACC-T-0801 | Tank, Glycol Heating Package "B", Engine Room Bsmt., West Wall, Gallery Ventilation | THR-ACC-T | Tank | Tank |  | T | http://www.toronto.ca/TWONTO#chemical_storage_tank |  | Air Conditioning, Glycol Heating Packages
70399 | 45036 | FHA-AM-T-0101SU | Tank, Aqua Ammomia #1 Storage Cap. 27,362 L | FHA-SUSPENDED | Tank | Tank | 33489 | T | http://www.toronto.ca/TWONTO#chemical_storage_tank |  | Suspended Obsolete entity for storage purpose
87701 | 71703 | WM2026A | Filter, Slip Stream Filter, 827B | TAB-SLD-P | Filter | Filter |  |  | http://www.toronto.ca/TWONTO#replaceable_air_filter |  | Pelletizer Bldg. - Thermal Oil Heating System, Pumps, Strainer & Expanasion Tanks
89349 | 18272 | WTR-RMT-LSH-0001 | Switch, Level-High | WTR-RMT-TRW | Switch,Level-High | Switch |  | LSH | http://www.toronto.ca/TWONTO#level_switch |  | Treated Water (Transmission)
17586 | 23261 | FHA-MCS-LD-0201 | Lifting Device, Hoist, Chain Type, 1.5 Ton, Stores | FHA-MCS-LD | Lifting Device,Chain | Lifting Device |  | LD | http://www.toronto.ca/TWONTO#lifting_equipment_hoist |  | Lifting Devices
130170 | 1797 | THR-ACC-NR-721 | HVAC Unit & Fan, Control Room Corridor | THR-ACC-ADM | H.V.A.C.,Heater,Unit | HVAC |  | NR | http://www.toronto.ca/TWONTO#heater |  | Air Conditioning, HVAC, Admin Building
85744 | 48800 | WTR-PHL-PPE-0003-SUS | SCBA Facemask - Andrzej Rutkowski | WTR-CENTRAL-SES | PPE,SCBA | Safety Equipment | 47424 | PPE | http://www.toronto.ca/TWONTO#self-contained_breathing_apparatus |  | Safety & Lifting Devices
76692 | 52206 | FHO-ELS-LP-1022 | Lighting Panel, 100A, 120/208V, 3PH, Admin Building, L1, Control Room | FHO-ELS-LTG-2000 |  | Power Distribution Panel |  | LP | http://www.toronto.ca/TWONTO#LV_electrical_panel |  | Lighting, Facility Interior : Plant wide, interior lighting
111113 | 32178 | TAB-DIG-STRC-19-22 | Digester Tanks 19-22 - Drains, Electrical Service(110/220V), UPS,Lighting, Plumbing | TAB-DIG-T-19-22 |  |  |  | STRC |  |  | Digester Tanks 19-22
113480 | 96358 | TAB-ELS-SQ-6140 | Electrical - Rubber Insulating Gloves Class 1 | TAB-ELS-SQ-GLOVE | PPE,Insulated Glove | Safety Equipment |  | SQ | http://www.toronto.ca/TWONTO#rubber_insulating_gloves |  | High Voltage Gloves
114219 | 79886 | TAB-PDSH-1481 | Switch, Filter Differential Pressure High,AHU,Boiler Room and Basement | TAB-ACC-F-1481 | Switch,Pressure-High | Switch |  | PDSH | http://www.toronto.ca/TWONTO#pressure_switch |  | Filter, AHU-1480, Air filter
18181 | 97985 | FHA-SED-ZSH-0603A | Switch, Limit, Access Hatch Zone 3, Settling Basin T-0601 | FHA-SED-ZSH-0603 |  | Security System |  | ZSH | http://www.toronto.ca/TWONTO#position_switch |  | Switch, Limit, Access Hatch Zone 6
18249 | 31612 | FHA-SPC-RPU-1926 | FHA-WWW-RPU-1926 - RPU, RMF | FHA-ELS |  | Remote Processor Unit |  | RPU | http://www.toronto.ca/TWONTO#RPU_panel |  | Electrical
120575 | 97503 | THC-ACC-F-0300 | Filter,Self Cleaning,B2,Incineration Building M | THC-ACC-FN-0321 | Filter | Filter |  | F | http://www.toronto.ca/TWONTO#replaceable_air_filter |  | Fan,Return,Lower Basement,B2,Bldg M
119698 | 62469 | TAB-WA1-SQ-1154 | Sling | TAB-WA1-SQ-1000 | Lifting Device,Sling | Lifting Device |  | SQ | http://www.toronto.ca/TWONTO#fall_protection_sling |  | WA1 Lifting Devices and Slings
113771 | 41131 | TAB-MCS-LD-5801 | Lifting Device, Trolley, Gear type, 2 Ton, Truck Loading, 2nd Floor | TAB-MCS-CRN | Lifting Device,Hoist,Electrical | Lifting Device |  | LD | lifting_device_support |  | TAB Cranes and Lifting Devices
75995 | 19480 | THR-JHSC-GCB | Gas Compressor Bldg, Burner House & Surrounding Areas | THR-JHSC-WA1 |  | Safety Equipment |  |  | http://www.toronto.ca/TWONTO#space |  | Joint Health & Safety Committee WA1
34500 | 79387 | MAIN-154 | Main 154 | WTR-MT1 | [6 empty] | Work Area 1 EAST Mains and Chambers
69417 | 86080 | THR-AER-T-0800 | Tank, Secondary Treatment, Aeration - North #08 | THR-AER-T | Tank | Tank |  | T | http://www.toronto.ca/TWONTO#aeration_tank |  | Aeration Tanks
113718 | 90829 | TAB-LEICT-SQ-0002 | LEICT Fall Arrest System | TAB-WA1-SQ | PPE | Safety Equipment |  | SQ | http://www.toronto.ca/TWONTO#fall_arrest_system |  | Safety Equipment & Supplies Common to WA1
145367 | 5412 | WTR-PMI-LSL-0801 | Switch, Level-Low, Sump Pump, South Lower Level Gallery, | WTR-PMI-AUX | Switch,Level-Low | Switch |  | LSL | http://www.toronto.ca/TWONTO#level_switch |  | Auxiliary Equipment (Building Facilities)
21334 | 9988 | FHO-DCL-PSH-0201 | Switch, Pressure-High, Liquid Header Inlet to Dechlorination Evap. Train 2, Chemical Bldg,Machine Rm | FHO-DCL-SO-0201-KQ | Switch,Pressure-High | Switch |  | PSH | http://www.toronto.ca/TWONTO#pressure_switch |  | Dechlorination Train 2
130129 | 8565 | THR-ACC-NR-611 | Air Handling Unit, Engine Room Workshop | THR-ACC-ADM | H.V.A.C.,Heater,Unit | HVAC |  | NR | http://www.toronto.ca/TWONTO#air_handler_unit |  | Air Conditioning, HVAC, Admin Building
68438 | 49027 | THR-ACC-PSH-2601 | Switch, Pressurel-High, Discharge, Pump, Centrifugal 2601, Plant Central Hot Water System, Plant Central Hot Water System, Hot Water Recirculation Pump, Centrifugals | THR-ACC-P-2601 | Switch,Pressure-High | Switch |  | PSH | http://www.toronto.ca/TWONTO#pressure_switch |  | Pump, Centrifugal, Primary Loop Hot Water Recirculation, Plant Central Hot Water System,
87788 | 16334 | FHO EUS CONTROL ROOM | Computer Location | FHO-EUS | [6 empty] | Production & End User Support
5958 | 26256 | COL-PLV-LSLL-0201 | Switch, Level Low-Low | COL-PLV | Switch,Level |  |  | LSLL |  |  | Livingston Road Pumping Station
31420 | 92706 | COL-RBB-FN-0002 | Fan, Exhaust | COL-RBB-MISC | Fan |  |  | FN |  |  | Miscellaneous Equipment
104694 | 89393 | NX2034A | Fan, Intake Air Unit-Dig., Pipe Gallery | TAB-ACC-AHU | Fan | HVAC |  |  | http://www.toronto.ca/TWONTO#blower_or_fan_with_drive |  | Air Handling Unit & Supply Fan
6266 | 95215 | COL-PMM-SW-0001 | Switch, Main Power | COL-PMM-MCC-0001 | Switch |  |  | SW |  |  | Motor Control Centre
135854 | 31074 | THR-FT-PSH-3720 | Switch, Pressure-High, Discharge, Pump 3720, Secondary Treatment, Scum Pumping - North | THR-FT-P-3720 | Switch,Pressure-High | Switch |  | PSH | http://www.toronto.ca/TWONTO#pressure_switch |  | Pump, Rotary Vane, Scum Tank 3700, System 8, Scum Pumping
44115 | 26764 | FCL-ACC-HTR-0265 | Heater Radiant, Electric (RD-2A), 2kW, Dry Chemical Building | FCL-ACC-P-LL |  |  |  | HTR |  |  | Low Lift Pumping Station HVAC Equipment
76942 | 14554 | THR-PLT-HS-0224 | Switch, Hand, Conveyor 0224, Path B, Head house, Preliminary Treatment, Screening | THR-PLT-CV-0224 | Switch,Hand | Switch |  | HS | hand_switch |  | Conveyor, Screw, Bar Screen 0142, Path B, Head house, Preliminary Treatment - S
65332 | 88143 | FCL-SES-LTX-0094-SUS | Exit Light, 94, Gaseous Building, 2nd Floor, Chlorine Storage Room S/W Door Exit | FCL-ELS-6 |  |  | 46601 | LTX |  |  | Interior Lighting
34651 | 73023 | MAIN-309 | Main 309 | WTR-LWA | [6 empty] | Work Area 2 Central Mains and Chambers
119818 | 25585 | TAB-WA2-SQ-1270 | EE1 - 902 1/2" Steel Cable | TAB-SES-LD | Lifting Device,Sling | Lifting Device |  | SQ | lifting_device_cable |  | WA2 Lifting devices
18445 | 34173 | FHA-SES-LDR-0309 | FHA-SES-LD-0025 - 8' Ladder Fiberglass ( Alum Room ) | FHA-SES | Safety | Safety Equipment |  | LDR | http://www.toronto.ca/TWONTO#ladder |  | Safety & Environmental Services
50542 | 76231 | FCL-DCL-FSL-0003B-SUS | Switch, Flow Low, Discharge, FCL-BEFORE SO2 Sample Pump 0001B, Sampling Pumps | FCL-DCL-P-0001B | Switch,Flow-Low | Switch | 36428 | FSL | http://www.toronto.ca/TWONTO#flow_switch |  | Pump, Centrifugal, Sampling Before SO2, Decant Liquor, Sampling Pumps
107101 | 60236 | TAB-ACC-HTR-6411 | Heater, Unit, Hot Water, AHU-6410, Roof, Grit Bldg., P Bldg. | TAB-ACC-AHU-6410 | H.V.A.C.,Heater | HVAC |  | HTR | http://www.toronto.ca/TWONTO#heater |  | Air Handling Unit, Roof, Grit Bldg., P Bldg.
85134 | 47668 | WTR-PEL-LSL-1201 | Switch, Level, Low, Diesel Fuel Day Tank T-1200, Generator Building, Product Handling Room | WTR-PEL-T-1200 | Switch,Level-Low | Switch |  | LSL | http://www.toronto.ca/TWONTO#level_switch |  | Tank, Non-Pressurized, Diesel Fuel Day, Generator Building, Product Handling Room
126685 | 46004 | THC-OCS-RPU-1601 | RPU,Biofilter,WAS Thickening Building | THC-THK-BIOFILTER | Control Panel | Remote Processor Unit |  | RPU | http://www.toronto.ca/TWONTO#RPU_panel |  | THK Biofilter System
11856 | 49693 | FCL-ELS-MCC-0911-SUS | Control Panel, MCC, Emergency Panel Diesel Back-up, Electrical Switchgear Room | FCL-ELS-PS-0001 | Control Panel,MCC | Motor Control Center | 36549 | MCC | http://www.toronto.ca/TWONTO#LV_electrical_panel |  | Uninterruptible Power Supply,High Lift Bldg - Switchgear Room,LP-0001
72532 | 9701 | FHA-CLB | Post-Chlorination | FHA-DIS | [6 empty] | Disinfection
80264 | 88275 | FHA-SED-ZSH-0203J | Switch, Limit, Access Hatch Zone 3, Settling Basin T-0201 | FHA-SED-ZSH-0203 |  | Security System |  | ZSH | http://www.toronto.ca/TWONTO#position_switch |  | Switch, Limit, Access Hatch Zone 2
107805 | 60269 | TAB-ACC-TSL-6304 | HVAC, Temperature Low Switch, AHU-6304, Mechanical Room, Dig 9-12 Control Building. | TAB-ACC-AHU-6304 | Switch,Temperature-Low | HVAC |  | TSL | http://www.toronto.ca/TWONTO#temperature_switch |  | Air Handling Unit, Basement Ventilation, Mechanical Room, Dig 9-12 Control Building.
126592 | 42205 | THC-OCS-FN-3050 | Fan,Foul Air,Centrifuge Area,Solid Treatment | THC-OCS-FN-3040/3050 | Fan,Centrifugal | HVAC |  | FN | http://www.toronto.ca/TWONTO#blower_or_fan_with_drive |  | Fan, Odour Control System FN-3040/3050
71886 | 44640 | THR-DIG-TSH-5640 | Switch, Temperature-High, Discharge, C-5640, Mixing System, Tank 7 & 8 | THR-DIG-C-5640 | Switch,Temperature-High | Switch |  | TSH | http://www.toronto.ca/TWONTO#temperature_switch |  | Compressor, Gas, Mixing System, Digester Tank#7
86619 | 46464 | WTR-PKN-ACC | Air Conditioning, Heating and Ventilation | WTR-PKN | [6 empty] | Kennedy Pumping Station
143706 | 34281 | WTR-PEL-PSH-0005 | Switch, Pressure-High, Air Header | WTR-PEL-TRW | Switch,Pressure-High | Switch |  | PSH | http://www.toronto.ca/TWONTO#pressure_switch |  | Treated Water (Transmission)
56182 | 94535 | TAB-RSP-G-1104 | Gate, Sluice, Actuated, Connecting M.T.I. & Wet Wells T-1100 & T-1101 | TAB-RSP-G-T | Valve,Sluice Gate | Gate |  | G | http://www.toronto.ca/TWONTO#channel_gate
21934 | 20551 | COL-PMY-TR-0003 | Transformer, Lighting | COL-PMY-MISC | Transformer |  |  | TR |  |  | Miscellaneous Equipment
52862 | 49235 | FCL-PAC-F-0201 | Filter, Intake, Air Blower BL-0201, Dry Chemical Building Basement | FCL-PAC-FN-0201 | Filter | Filter |  | F | http://www.toronto.ca/TWONTO#replaceable_air_filter |  | Dust Control, Storage Tank Dust Collector DCU-0201, Dry Chemical Building Basement
9116 | 38253 | COL-YKP-DA-1734511 | Davit Upper Arm-1734511 | COL-YKP-DA | Safety | Safety Equipment |  | DA | http://www.toronto.ca/TWONTO#fall_arrest_Davit_arm |  | Davit Arm Assembly
61175 | 36909 | THC-ELS-SQ-6214639 | Electrical Safety gloves, High Voltage, Class 1, # 6214639 | THC-SES-SQ |  | Safety Equipment | 40744 | SQ | http://www.toronto.ca/TWONTO#rubber_insulating_gloves |  | Safety Equipment
79157 | 69660 | THR-ELS-MCC-3301 | Motor Control Center (MCC), Filter Building | THR-ELS-FPW | Control Panel,MCC | Motor Control Centre |  | MCC | http://www.toronto.ca/TWONTO#LV_electrical_panel |  | Electrical System, Filtered Plant Water Building
8742 | 27404 | COL-SKW-FAK-0001 | First Aid Kit | COL-SKW | Safety,First Aid Kit | Safety Equipment |  | FAK | http://www.toronto.ca/TWONTO#first_aid_kit |  | Kew Beach Detention Tank (Kenilworth)-storm
134988 | 70844 | THR-ELS-SQ-0802 | Electrical Rubber Gloves, PPE Issued to Nasir Mansoor 10kV | THR-ELS-SQ-ERG | Safety | Safety Equipment |  | SQ | http://www.toronto.ca/TWONTO#rubber_insulating_gloves |  | Electrical Rubber Gloves, Safety Equipment
140596 | 95339 | TNT-MCS-LD-0007 | Beam | TNT-MCS-LD | Lifting Device | Lifting Device |  | LD | lifting_device_support |  | Lifting Devices , cranes/ Portable crane/hoists, come alongs, slings, wire rope, chains
107511 | 85548 | TAB-ACC-T-2230 | Tank, Glycol Fill Tank with System Pressure Pump | TAB-ACC-HE-2220 |  | Tank |  | T | http://www.toronto.ca/TWONTO#chemical_storage_tank |  | Heat Exchanger, Glycol Heat Exchanger
86686 | 26811 | WTR-PKN-TSH-0002 | Switch, Temperature-High, Building | WTR-PKN-AUX | Switch,Temperature-High | Switch |  | TSH | http://www.toronto.ca/TWONTO#temperature_switch |  | Auxiliary Equipment (Building Facilities)
69374 | 7262 | THR-AER-PSLL-1211 | Switch, Pressure-Low-Low, Oil Pressure Blower 1211, Secondary Treatment, Aeration - Blower System - South | THR-AER-BL-1211 | Switch,Pressure-Low | Switch |  | PSLL | http://www.toronto.ca/TWONTO#pressure_switch |  | Blower, Centrifugal, Secondary Treatment, Aeration Blower System - Engine Room
94979 | 26701 | FHO-SPC-COM-1204 | Termination Panel, Chemical Building, S4, Chemical Gallery, North Wall | FHO-SPC |  | Communications Equipment |  | COM | termination_panel |  | Process Control Systems - Services Area
85659 | 31815 | WTR-PHL-LSH-0001 | Switch, Level-High, Building Flood Alarm, South pump room, basement, West Side | WTR-PHL-AUX | Switch,Level-High | Switch |  | LSH | http://www.toronto.ca/TWONTO#level_switch |  | Auxiliary Equipment (Building Facilities)
24521 | 29188 | COL-PRD-COM-0001 | Control Panel, Operator | COL-PRD-MISC | Control Panel |  |  | COM |  |  | Miscellaneous Equipment
80250 | 60058 | FHA-SED-ZSH-0105A | Switch, Limit, Access Hatch Zone 5, Settling Basin T-0101 | FHA-SED-ZSH-0105 |  | Security System |  | ZSH | http://www.toronto.ca/TWONTO#position_switch |  | Switch, Limit, Access Hatch Zone 1,
67792 | 1654 | THR-ACC-FSL-1402 | Switch, Flow-Low, Discharge, Blower for Boiler 1401, Plant Central Hot Water System, Hot Water Boilers | THR-ACC-BO-1401 | Switch,Flow-Low | Switch |  | FSL | http://www.toronto.ca/TWONTO#flow_switch |  | Boiler, Low Pressure, Hot Water, Plant Central Hot Water System, Hot Water Boilers (CRN-H9308.5,TSSA UID-65022704, SNo.-5.1103724)
26363 | 57074 | COL-YKP-VEH-112520 | Vehicle, Truck #112520 (FORD TRANSIT250) | COL-YKP | Vehicle,Licensed | Vehicle |  | VEH | http://www.toronto.ca/TWONTO#pickup_truck
120502 | 69032 | THC-ACC-DM-3041 | Damper,Motorized,Boiler Combustion Air,Boiler BO-3041,Boiler Building | THC-ACC-BO-3041 |  | HVAC | 33802 | DM | http://www.toronto.ca/TWONTO#air_damper |  | Boiler, Hot Water, Boiler Building
68430 | 11409 | THR-ACC-PSH-1403 | Switch,Pressure-High, DG Valve Train, Boiler 1401, Plant Central Hot Water System, Hot Water Boilers | THR-ACC-BO-1401 | Switch,Pressure-High | Switch |  | PSH | http://www.toronto.ca/TWONTO#pressure_switch |  | Boiler, Low Pressure, Hot Water, Plant Central Hot Water System, Hot Water Boilers (CRN-H9308.5,TSSA UID-65022704, SNo.-5.1103724)
113055 | 65384 | TAB-EL2-MCC-6373A | Motor Control Center- Biosolids Silo Bldg | TAB-EL2-MCC-6373 |  | Motor Control Centre |  | MCC | http://www.toronto.ca/TWONTO#LV_electrical_panel |  | Motor Control Center- Biosolids Silo Bldg
8497 | 61376 | COL-RBB-AIT-0206 | Analysis Indicating Transmitter | COL-RBB-MISC | Transmitter |  |  | AIT |  |  | Miscellaneous Equipment
85210 | 32038 | WTR-PEL-T-0004 | Tank, Hot Water, Lower Level | WTR-PEL-CW | Tank | Tank |  | T | http://www.toronto.ca/TWONTO#tanked_hot_water_heater |  | City Water System
59222 | 45970 | THC-ACC-HTR-6004 | Heater, Unit, Glycol, Heating System, Ground Floor, Truck Loading Bay, Headworks | THC-ACC-P-6003 | H.V.A.C.,Heater,Unit | HVAC |  | HTR | http://www.toronto.ca/TWONTO#heater |  | Pump, Heating Glycol System, Lower Level 2 Blower Room, Headworks
34504 | 38937 | MAIN-162 | Main 162 | WTR-MT1 | [6 empty] | Work Area 1 EAST Mains and Chambers
53617 | 63340 | TAB-SES-LTX-2290A | Lighting, 2 LED heads, PRS Bldg | TAB-STR-SQ | Lighting | Safety Equipment |  | LTX | http://www.toronto.ca/TWONTO#lighting_unit |  | WA2 Safety Equipment,lifting devices, ladders, Eye Wash station, First Aid Kits, Lock out stations
120570 | 44182 | THC-ACC-F-0130 | Filter,Outdoor Air,Boiler Building,South Zone 3 | THC-ACC-BLDG E |  | Filter |  | F | http://www.toronto.ca/TWONTO#replaceable_air_filter |  | Boiler House, HVAC
85021 | 21756 | THR-THK-RPU-0012 | Remote Processor Unit, STB Control Room (172.22.39.152) | THR-THK | RPU | Remote Processor Unit |  | RPU | http://www.toronto.ca/TWONTO#RPU_panel |  | Sludge Thickening
71689 | 26051 | THR-DIG-PSL-5240C | Switch, Pressure-Low, Lube Oil, C-5240, Gas Mixing System | THR-DIG-T-5240 | Switch,Pressure-Low | Switch |  | PSL | http://www.toronto.ca/TWONTO#pressure_switch |  | Tank, Reservoir, Auxiliary Oil, Gas Compressor 5240, Digester Mixing System
139439 | 17502 | THR-WA2-LD-0030 | Sling, Wire Rope, Work Area 2 | THR-SES-LD | Lifting Device,Sling | Lifting Device |  | LD | wire-rope_sling |  | Lifting Device, Safety Equipment
101692 | 39013 | MAIN-313 | Main 313 | WTR-LWA | [6 empty] | Work Area 2 Central Mains and Chambers
128752 | 11307 | THC-SES-MEQ-308B7F | FALL ARREST- HARNESS (insp Liftsafe) - Khristopher M | THC-MCS-LD | PPE | Lifting Device |  | MEQ | http://www.toronto.ca/TWONTO#fall_arrest_harness |  | Mechanical Services, Lifting Device
119807 | 65146 | TAB-WA2-SQ-1253 | Slings | TAB-SES-LD | Lifting Device,Sling | Lifting Device |  | SQ | http://www.toronto.ca/TWONTO#fall_protection_sling |  | WA2 Lifting devices
79491 | 32579 | THR-THK-T-1002 | Tank, WAS Storage, STB | THR-THK-T | Tank | Tank |  | T | http://www.toronto.ca/TWONTO#storage_tank |  | WAS Storage Tanks & Headers
69011 | 27097 | FCL-WWW-T-5020 | Thickener, South, RMF Clarification Facility | FCL-WWW |  | Tank |  | T | http://www.toronto.ca/TWONTO#storage_tank |  | Residue Management
122011 | 22028 | THC-AER-PSL-7451 | Switch, Pressure-Low, Outlet, Oil Pumps 7450 & 7460, Blow 7400, Phase I & IV Blower Building | THC-AER-BL-7400-I-IV | Switch,Pressure | Switch |  | PSL | http://www.toronto.ca/TWONTO#pressure_switch |  | Blower, Aeration System
25270 | 73628 | FHO-SPC-RPU-1421 | RPU, General Raw Water PLC, Raw Water Building, S7, Electrical Room | FHO-RAW | Controller,PLC | Remote Processor Unit |  | RPU | http://www.toronto.ca/TWONTO#RPU_panel |  | Raw Water Production
34600 | 35639 | MAIN-262 | Main 262 | WTR-LWA | [6 empty] | Work Area 2 Central Mains and Chambers
132860 | 10877 | THR-DIG-PSL-4760 | Switch, Pressure-Low, Suction, Pump 4760, Solids Treatment, Heating System - Digesters - Tank 0700 & Tank 0800 | THR-DIG-P-4760 | Switch,Pressure-Low | Switch |  | PSL | http://www.toronto.ca/TWONTO#pressure_switch |  | Pump, Centrifugal, Hot Water Recirculation, Tank 0800
30064 | 49487 | COL-PWR-LSL-0102 | Switch,Level, Low, Wet Well #1 | COL-PWR-WEL-0100 | Switch,Level-Low | Switch |  | LSL | http://www.toronto.ca/TWONTO#level_switch |  | Well, Wet Well #1, West Rouge PS
54010 | 46792 | TAB-RSP-RPU-0232 | RPU, | TAB-RSP-INQ | RPU | Remote Processor Unit |  | RPU | http://www.toronto.ca/TWONTO#RPU_panel |  | T Building - Instrumentation
79798 | 30440 | THR-WA1-LD-799-7 | Sling, Nylon, Work Area 1 (NYLON SLING SIZE; 2" X 4', CAPACITY 6400 LBS, SN 1045799-7) A | THR-LD-WIRE-WA1 | Lifting Device,Sling | Lifting Device |  | LD | synthetic_web_sling |  | Slings, Wire Rope, Work Area 1
50810 | 40385 | TAB-PRM-FSL-3202 | Switch ,Flow, Low,Seal water to Pump-3202 | TAB-PRM-P-3202 | Switch,Flow | Switch |  | FSL | http://www.toronto.ca/TWONTO#flow_switch |  | Pump, Raw Sludge
136743 | 19512 | THR-MCS-LD-8661 | Gantry, 4400LB/2000 KG, Grit Building, Work Area 2 | THR-SES-LD | Lifting Device,Hoist | Lifting Device |  | LD | lifting_device_support |  | Lifting Device, Safety Equipment
120076 | 11036 | TAB-WA6-SQ-6006 | Binder, SDS | TAB-WA6-SQ | Safety,MSDS Binder | Safety Equipment |  | SQ | emergency_kit |  | WA6 Safety Equipment
143728 | 84900 | WTR-PEL-T-1300 | Tank, Non-Pressurized, Diesel Fuel Day, Generator Building, Product Handling Room | WTR-PEL-GEN-1300 | Tank,Non-Pressurized | Tank |  | T | http://www.toronto.ca/TWONTO#fuel_oil_tank |  | Generator, Electrical, Generator Building, Generator Room
78882 | 23762 | THR-SES-SQ-3508 | Harness, Full Body, PPE Wayne Johnston (Suspended) | THR-SES-FAS | Safety | Safety Equipment | 34918 | SQ | http://www.toronto.ca/TWONTO#fall_arrest_harness |  | Fall Arrest Sytem (Harness and Lanyard), Safety Equipment
65074 | 8891 | THC-ELS-LP-1307 | Panel,Lighting,Basement,Thickening Building | THC-ELS-MCC-1303 | Control Panel,Lighting | Power Distribution Panel |  | LP | http://www.toronto.ca/TWONTO#LV_electrical_panel |  | Motor Control Centre,Thickening Building
71651 | 50700 | THR-DIG-PSH-3212 | Switch, Pressure-High, Discharge, Pump 3212, Solids Treatment, Transfer System - Digesters - Tank 0900 & Tank 1000 | THR-DIG-P-3212 | Switch,Pressure-High | Switch |  | PSH | http://www.toronto.ca/TWONTO#pressure_switch |  | Pump, Centrifugal, Sludge Transfer, Digester Tank 0900
31901 | 49219 | COL-RBB-TR-0003 | Transformer, Lighting Panel 0001 | COL-RBB | Transformer |  |  | TR |  |  | Western Beaches Tunnel (Battery Park)-Storm
130393 | 77303 | THR-ACC-PSH-0120 | Switch, Pressure, High, Filter Gauge Status, Air Handling Unit AHU-0120, Headhouse Roof | THR-ACC-AHU-0120 | Switch,Pressure-High | Switch |  | PSH | http://www.toronto.ca/TWONTO#pressure_switch |  | Air Handling Unit, Headhouse Screen Area Air Supply, Headhouse Roof
138195 | 12756 | THR-PRS-PSH-9002 | Switch, Pressure-High, Pump Discharge, P-9002,Chemical Building, (TEMPORARY) | THR-PRS-P-9001 | Switch,Pressure-High | Switch |  | PSH | http://www.toronto.ca/TWONTO#pressure_switch |  | Pump, Primary, Chemical Building, Pump Room (TEMPORARY)
9571 | 33875 | DOS ADMIN | Administration | DOS | [6 empty] | DIVISIONAL OPERATIONS SERVICES
80045 | 31462 | THR-WA4-CI | Work Area 4 , Continuous Improvement Activities
147097 | 19362 | WTR-RMI-ZS-0023 | Switch, Position,Door Security,Access House | WTR-RMI-AUX | Switch,Position | Switch |  | ZS | http://www.toronto.ca/TWONTO#position_switch |  | Auxiliary Equipment (Building Facilities)
72612 | 73990 | THR-ACC-DM-0120 | Damper, Intake, Air Handling Unit AHU-0120, Headhouse Roof | THR-ACC-AHU-0120 | Damper/Louver | HVAC |  | DM | http://www.toronto.ca/TWONTO#air_damper |  | Air Handling Unit, Headhouse Screen Area Air Supply, Headhouse Roof
17590 | 60422 | FHA-MCS-LD-1401 | Lifting Device, Hoist, Chain Type, 1.5 Ton, RMF, Central Thickening Gallery | FHA-MCS-LD | Lifting Device,Hoist,Manual | Lifting Device |  | LD | http://www.toronto.ca/TWONTO#lifting_equipment_hoist |  | Lifting Devices
60321 | 30400 | THC-ACC-V-6053 | Valve, Ball, Manual, Glycol, HE-6002, Lower Level 2 Blower Room, Headworks | THC-ACC-HE-6002 | Valve,Ball | HVAC |  | V | http://www.toronto.ca/TWONTO#valve |  | Heat Exchanger, Heating Glycol System, Lower Level 2 Blower Room, Headworks
88556 | 37918 | WTR-PWT-ELS | Electrical System | WTR-PWT | [6 empty] | West Toronto Pumping Station
81663 | 77626 | TNT-SES-SQ-0001 | First Aid Kit-Lab, Admin Bldg | TNT-SES-FEQ | Safety,First Aid Kit | Safety Equipment |  | SQ | http://www.toronto.ca/TWONTO#first_aid_kit |  | Fire Extinguishers
50541 | 77732 | FCL-DCL-FSL-0003A-SUS | Switch, Flow Low, Discharge, FCL-BEFORE SO2 Sample Pump 0001A, Sampling Pumps | FCL-SUSPENDED | Switch,Flow-Low | Switch | 36427 | FSL | http://www.toronto.ca/TWONTO#flow_switch |  | Suspended entity
105784 | 72626 | SWM-PWD-CP-0004 | Control Panel, Operator | SWM-PWD | Control Panel |  |  | CP |  |  | Warden Storm
42972 | 38145 | TAB-CAP-PRJ-0021 | Odour Control Project - Biorem | TAB-SLO-BIO |  |  |  | PRJ |  |  | Odour Control Facility-WA4
101530 | 25445 | MAIN-101 | Main 101 | WTR-LWA | [6 empty] | Work Area 2 Central Mains and Chambers
85767 | 18789 | WTR-PHL-T-0005-SUS | SCBA 3000 psi Bottle, ARAP | WTR-SUSPENDED | Tank | Safety Equipment | 47438 | T | http://www.toronto.ca/TWONTO#compressed_gas_cylinder |  | Suspended Obsolete entity for storage purpose
7227 | 8643 | COL-PSI-LSLL-0102 | Switch, Level Low-Low | COL-PSI | Switch,Level |  |  | LSLL |  |  | Sixth Street Sewage Pumping Station (Wards Island PS#11)
130446 | 62174 | THR-ACC-T-0101 | Tank, Glycol Skid, Grit Bldg, Old Stores, Gallery Ventilation, Zone 1A,1B | THR-ACC-AHU | Tank | Tank |  | T | http://www.toronto.ca/TWONTO#chemical_storage_tank |  | Air Conditioning, Air Handling Unit, Gallery Ventilation
55540 | 83735 | TAB-WA2-SQ-0292 | Body Harness. Randish | TAB-WA2-SQ-0001 | PPE,Harness | Safety Equipment |  | SQ | http://www.toronto.ca/TWONTO#fall_arrest_harness |  | Fall Arrest System , Tripod and SRL
4959 | 66856 | COL-PMM-FN-0004 | Fan, Exhaust | COL-PMM-CP-0100 | Fan | HVAC |  | FN | http://www.toronto.ca/TWONTO#blower_or_fan_with_drive |  | Ventillation control panel
17270 | 11513 | COL-PKP-SS-0001 | Station Security System | COL-PKP |  | Security System |  | SS | http://www.toronto.ca/TWONTO#security_system |  | Kennedy Park Sewage Pumping Station
72323 | 43017 | THR-ACC-ADM | Air Conditioning, HVAC, Admin Building | THR-ACC-WA3 | H.V.A.C.,Air Conditioner | HVAC |  |  | http://www.toronto.ca/TWONTO#collection_of_assets |  | Air Conditioning, Boiler, Fans & AHU
29586 | 97454 | COL-PWP-RPU-0001 | Remote Processing Unit | COL-PWP-MISC | RPU |  |  | RPU |  |  | Miscellaneous Equipment
93253 | 71896 | FHO-GRK-DR-2018L | Door, (FD-2-18), Fire Rated, Admin Building, L2, West Admin Entrance | FHO-GRK-FEQ-0001 | Fire Prevention,Door | Door |  | DR | http://www.toronto.ca/TWONTO#fire_rated_door
13102 | 35887 | COL-PEV-LP-0001 | Control Panel, Lighting | COL-PEV-MISC | Control Panel |  |  | LP |  |  | Miscellaneous Equipment
18462 | 65351 | FHA-SES-LDR-0418 | FHA-SES-LD-0039 - 10' Ladder Fiberglass ( Phosphoric Acid Room ) | FHA-SES | Safety | Safety Equipment |  | LDR | http://www.toronto.ca/TWONTO#ladder |  | Safety & Environmental Services
56117 | 67514 | TAB-STR-RPU-0505 | RPU-GE0505 | TAB-STR-RPU |  | Remote Processor Unit |  | RPU | http://www.toronto.ca/TWONTO#RPU_panel |  | Aeration Gallery - RPUs
130595 | 16901 | THR-ACC-TS-0751 | Switch, Temperature, AHU-0751, Headhouse, Gallery Ventilation, Zone 1A and 1B | THR-ACC-AHU-0751 | Switch,Temperature | Switch |  | TS | http://www.toronto.ca/TWONTO#temperature_switch |  | Air Handling Unit, Blow Thru, Headhouse, Gallery Ventilation, Zone 1A and 1B
104471 | 79021 | MTMH420 | HILLHURST STS | TRK-NTO | [6 empty] | NORTH TORONTO DRAINAGE AREA
23675 | 3796 | COL-PPU-FN-0001 | Fan, Centrifugal | COL-PPU-MISC | Fan |  |  | FN |  |  | Miscellaneous Equipment
4114 | 23271 | COL-PCU-MCC-0001 | Motor Control Centre | COL-PCU-SUSPENDED | Control Panel,MCC |  | 34924 | MCC |  |  | Cumber P.S.suspended entities
8911 | 73454 | COL-YKP-DA-0009(S) | Davit Arm-153456 | COL-W-OBSOLETE |  | Safety Equipment | 39114 | DA | http://www.toronto.ca/TWONTO#fall_arrest_Davit_arm |  | Col West Obsolete Entities
9601 | 16350 | DOS-MCS-LD-RM-4137 | Lifting Device, Fall Arrest Support System, TRI POD, 350LBS, 42X42X60" | FAC-YCM-SES | Lifting Device,Sling | Safety Equipment |  | RM | lifting_device_support |  | SAFETY & ENVIRONMENTAL SERVICES
117477 | 15316 | TAB-RTE-WA2 | TAB-Routine Work Area 2 | TAB-WORK-AREA-LIQ | [6 empty] | TAB Work Area Liq
107181 | 79693 | TAB-ACC-MEQ-6503 | Mechanical Equipment, Electronic Trap Priming, WashRoom, Screen Bldg., P Bldg. | TAB-PLT-PLQ-P | Building Service,Floor Drain | Plumbing |  | MEQ | http://www.toronto.ca/TWONTO#trap_priming_device |  | Plumbing, General, P Bldg Prelim Treatment
84454 | 96124 | WTR-EAST-REV | Revenue Metering | WTR-EAST | [6 empty] | Water Supply Work Area 1 EAST
140579 | 32034 | TNT-GRK-SCBA | SCBA Breathing Apparatus | TNT-GRK |  | Safety Equipment |  |  | http://www.toronto.ca/TWONTO#self-contained_breathing_apparatus |  | Groundskeeping, Building services, Safety Equipment
119274 | 45736 | TAB-THK-FSL-4112 | Switch,Flow Indication, Polymer inlet to Pump-P-4112 | TAB-THK-P-4112 | Switch,Flow | Switch |  | FSL | http://www.toronto.ca/TWONTO#flow_switch |  | Pump, Polymer Solution Transfer SX2032
119830 | 70816 | TAB-WA2-SQ-2028 | Spill Response Kit, Oil Off Water | TAB-SUSPENDED ENTITY | Spill Kit | Safety Equipment | 34526 | SQ | http://www.toronto.ca/TWONTO#spill_kit |  | Suspended entities
14428 | 63309 | FCL-WWW-AHU-0101-SUS | Air Handling Unit - Screen Room | FCL-ACC-P-LL | Air Handling Unit | HVAC | 42193 | AHU | http://www.toronto.ca/TWONTO#air_handler_unit |  | Low Lift Pumping Station HVAC Equipment
44458 | 47776 | TAB-DIG-BU-7400 | Waste Gas Burner, Digester Gas, Waste Gas Burner Station | TAB-DIG-BU | Burner | Burner |  | BU | http://www.toronto.ca/TWONTO#waste_gas_burner |  | Waste Gas Burner
79458 | 97935 | THR-THK-PSL-3020 | Switch, Pressure Low, Centrifuge Feed Pump-3020 | THR-THK-P-3020 | Switch,Pressure-Low | Switch |  | PSL | http://www.toronto.ca/TWONTO#pressure_switch |  | Centrifuge Feed Pump
42118 | 79477 | TAB-ACC-V-6581 | Valve, 2-Way Modulating, PreHeater Coil,AHU-6580, Roof, Workshop Bldg. | TAB-ACC-AHU-6580 | Valve | HVAC |  | V | http://www.toronto.ca/TWONTO#valve |  | Air Handling Unit, Workshop Roof, P Bldg.
128893 | 90977 | THC-STR-LSLL-1601 | Switch,Level Low Low,Sump,Tunnel T16 & T13 Intersection | THC-STR-CP-1601 |  | Switch |  | LSLL | http://www.toronto.ca/TWONTO#level_switch |  | Control Panel,Sump Pumps,Tunnel T16 & T13 Intersection
4097 | 23336 | COL-PCU-LSL-5201 | Switch, Level-Low | COL-PCU-MISC | Switch |  | 34976 | LSL |  |  | Miscellaneous Equipment
6357 | 19151 | COL-PMY-DM-0005 | Damper, Gas | COL-PMY-MISC | Damper/Louver |  |  | DM |  |  | Miscellaneous Equipment
132411 | 72922 | THR-DCL-ZONE-2 | Zone 2, Simulator Contact Point | THR-DCL-ZONE | Sampler | Sampler |  | ZONE | http://www.toronto.ca/TWONTO#sampling_point |  | Simulator Zone, De-chlorination System
65246 | 25634 | THC-ELS-MCC-1601 | Motor Control Centre,Sludge Treatment Area,Biosolids Building | THC-ELS-PS-0001-M | Control Panel,MCC | Motor Control Centre |  | MCC | http://www.toronto.ca/TWONTO#LV_electrical_panel |  | Primary Power Equipment, Building M
24703 | 17124 | FHO-PCL-P-0601-KQ | PACL Train 6 | FHO-OBSOLETE |  |  |  | P |  |  | Removed From Service
131178 | 31894 | THR-AER-RPU-0023 | Remote Processor Unit, North Aeration, Blower 1911 (172.22.37.171) | THR-AER-BL-1911 | RPU | Remote Processor Unit |  | RPU | http://www.toronto.ca/TWONTO#RPU_panel |  | Blower, Centrifugal, Secondary Treatment, Aeration Blower System - HPBB
81469 | 65386 | FHA-SES-LD-0086 | 6 Step rolling ladder Blue in Treated water basement | FHA-SES-LD-1 | Safety | Safety Equipment |  | LD | http://www.toronto.ca/TWONTO#portable_ladder |  | Ladders
105574 | 34434 | SWM-PMG-RPU-0001 | Remote Processing Unit | SWM-PMG-MISC | RPU | Remote Processor Unit |  | RPU | http://www.toronto.ca/TWONTO#RPU_panel |  | Miscellaneous Equipment
118170 | 28507 | TAB-SLO-LSHH-8086 | Switch, Level High-High, Biosolds Truck Loading Bldg, Elevator Sump | TAB-SLO-P-8086 |  | Switch |  | LSHH | http://www.toronto.ca/TWONTO#level_switch |  | Pump, Elevator Sump
139366 | 93606 | THR-WA1-57-15 | Sling, Nylon, Work Area 1 (NYLON BELT SLING SIZE; 2" X 12`, CAPACITY 6400 LBS, SN 1553457-15) A | THR-LD-NYLN-WA1 | Lifting Device,Sling | Lifting Device |  |  | synthetic_web_sling |  | Slings, Nylon, Work Area 1
65438 | 60948 | THC-ELS-PDP-4042 | Power Distribution Panel, Vortex Gallery, Headworks | THC-ELS-MCC-4024 | Control Panel,Power Distribution Panel | Power Distribution Panel |  | PDP | http://www.toronto.ca/TWONTO#LV_electrical_panel |  | Motor Control Centre, Electrical Room, Headworks
3538 | 95751 | COL-PBR-LP-0001 | Control Panel, Electrical | COL-PBR-MISC | Control Panel |  |  | LP |  |  | Miscellaneous Equipment
55295 | 41997 | TAB-WA1-LD-1210 | Chain Hoist | TAB-WA1-SQ-1000 | Lifting Device,Hoist,Electrical | Lifting Device |  | LD | http://www.toronto.ca/TWONTO#lifting_equipment_hoist |  | WA1 Lifting Devices and Slings
131083 | 66910 | THR-AER-PSLL-1911 | Switch, Pressure-Low-Low, Lube Oil, Blower 1911, Secondary Treatment, Aeration Blower System - North | THR-AER-BL-1911 | Switch,Pressure-Low | Switch |  | PSLL | http://www.toronto.ca/TWONTO#pressure_switch |  | Blower, Centrifugal, Secondary Treatment, Aeration Blower System - HPBB
51691 | 32774 | TAB-GRK-VEH-378256 | Polaris, Ranger, LEICT | TAB-GRK-VEH | Vehicle,Unlicensed | Vehicle |  | VEH | http://www.toronto.ca/TWONTO#golf_cart
63754 | 39300 | THC-PLT-PSL-5325 | Switch, Pressure-Low, Mechanical Seal from Pumps 5320, Headhouse | THC-PLT-P-5320 | Switch,Pressure-Low | Switch |  | PSL | http://www.toronto.ca/TWONTO#pressure_switch |  | Grit Pump 5320
10120 | 83306 | FCL-ACC-FN-0012 | Fan (FN-8), Exhaust,workshop and MCC room , Gaseous Chemical Building, Roof | FCL-ACC-CL |  |  |  | FN |  |  | Gaseous Chemical Building HVAC Equipment
74144 | 88619 | THR-EPS-PSL-0410 | Switch, Pressurel-Low, Oil Pump, Centrifugal 0411, Plant Service, Effluent Pump, Centrifugaling | THR-EPS-P-0410 | Switch,Pressure-Low | Switch |  | PSL | http://www.toronto.ca/TWONTO#pressure_switch |  | Pump, Centrifugal, Screw
120990 | 80713 | THC-ACC-HTR-6022 | Heater, Unit, Electric, Heating System, Ground Floor, Electrical Room, Headworks | THC-ELS-MCC-4022 | H.V.A.C.,Heater,Unit | HVAC |  | HTR | http://www.toronto.ca/TWONTO#heater |  | Motor Control Centre, Electrical Room, Headworks
130490 | 50400 | THR-ACC-RPU-3400 | Remote Processor Unit, Controller,HVAC,Plant Water Bldg | THR-ELS-HPBB |  | Remote Processor Unit |  | RPU | http://www.toronto.ca/TWONTO#RPU_panel |  | Electrical System, High Pressure Blower Building
25220 | 80058 | COL-PSL-LSH-0002 | Switch, Level-High | COL-PSL-MISC | Switch,Level |  |  | LSH |  |  | Miscellaneous Equipment
73949 | 51279 | THR-ELS-SQ-1786S | Electrical Rubber Gloves, PPE Issued to Dhiren Parmar 10kV | THR-ELS-SQ-ERG | Safety | Safety Equipment | 40912 | SQ | http://www.toronto.ca/TWONTO#rubber_insulating_gloves |  | Electrical Rubber Gloves, Safety Equipment
2759 | 35525 | COL-CENTRAL-PS | Central Pumping Stations | COL-CENTRAL | [6 empty] | Central
41532 | 61656 | TAB-ACC-TSL-3660 | Switch, Temperature, low | TAB-ACC-AHU-3660 | Switch,Temperature-Low | Switch |  | TSL | http://www.toronto.ca/TWONTO#temperature_switch |  | AHU, OPS #1
18648 | 82742 | COL-PLB-TSH-0151C | Switch, Temperature-High | COL-PLB | Switch | Switch | 34552 | TSH | http://www.toronto.ca/TWONTO#temperature_switch |  | Long Branch Pumping Station
30058 | 70392 | COL-PWR-LSH-5406 | Switch, Level-High | COL-PWR | Switch,Level |  | 35095 | LSH |  |  | West Rouge Pumping Station
144391 | 12394 | WTR-PJS-AUX | Auxiliary Equipment (Building Facilities) | WTR-PJS | [6 empty] | John Street Pumping Station
29894 | 34789 | FIS-PW | Plant Water | FIS-TRW | [6 empty] | Treated Water Production
136536 | 31661 | THR-GRK-PRTY-0102 | Groundskeeping, Grass Cutting | THR-GRK-PRTY1 |  | Grounds |  | PRTY | activity |  | Groundskeeping for Waste Water Worker
23282 | 25350 | FHO-FL-FSL-0302 | Switch, Flow, Sample Line To Chlorine Residual Analyzer FL-AIT-0001, S2, Sluice Gate Hall East | FHO RESERVOIR | Switch,Flow-Low | Switch |  | FSL | http://www.toronto.ca/TWONTO#flow_switch |  | Sampling
145277 | 93282 | WTR-PMI-FAK-0001 | First Aid Kit Station, Milliken Pumping Station, Beside to the Washroom | WTR-PMI | Safety,First Aid Kit | Safety Equipment |  | FAK | http://www.toronto.ca/TWONTO#first_aid_station_equipment |  | Milliken Pumping Station
26391 | 63117 | FHO-SES-SQ-8009 | Eye Wash Bottle, Station # 9, Admin Building, S4, Switchgear Room | FHO-SES-SQ-0004 | PPE,Eyewash Station | Safety Equipment |  | SQ | eye_wash_bottle |  | First Aid
109326 | 53517 | TAB-DEW SLUDGE CAKE | Sludge Cake Pumping | TAB-WORK-AREA-SOL | [6 empty] | TAB Work Area Sol
130340 | 5459 | THR-ACC-OCS | Air Conditioning, HVAC, Odour Control Bldg. | THR-ACC-WA3 | H.V.A.C.,Air Conditioner | HVAC |  |  | http://www.toronto.ca/TWONTO#collection_of_assets |  | Air Conditioning, Boiler, Fans & AHU
78765 | 91044 | THR-SES-SCBA-0508 | SCBA 30 Minutes Pack | THR-SES-SCBA | Safety | Safety Equipment |  | SCBA | http://www.toronto.ca/TWONTO#self-contained_breathing_apparatus |  | Self Contained Breathing Apparatus
69241 | 18461 | FCL-WWW-V-5605 | Valve, Plug, Isolation, Centrifuge/Conveyor Centrate to Process Drain Sump, RMF Centrifuge Building | FCL-WWW-CF-5601 |  |  |  | V |  |  | Centrifuge Dewatering, East
139550 | 31387 | THR-WA4-LD-0011 | Sling, Nylon, Work Area 4 (1" X 6') | THR-LD-NYLN-WA4 | Lifting Device,Sling | Lifting Device |  | LD | synthetic_web_sling |  | Slings, Nylon, Work Area 4
14883 | 38866 | FCL-SPC-COM-1805 | Termination Panel, Low Lift PS Building, Switchgear Room | FCL-RAW WATER BLDG |  |  |  | COM |  |  | Building Location
16416 | 2615 | FHA-FLT-MX-0201 | FHA-FLT-SW-0201 - Sweeps, Surface Wash, Filter #2 | FHA-FLT-F-0201 | Filter | Filter |  | MX | filter_sweeping_arm |  | Filter #02, Filter Building, West Filter Gallery North
24428 | 75983 | FHO-NEX-7 CHANNEL 7-SUS | Emergency and Exit light 7 Channel 7 | FHO-NEXUS |  | Safety Equipment | 44457 | NEX | http://www.toronto.ca/TWONTO#lighting_unit |  | Emergency and Exits lights- Expansion Site
128163 | 91696 | THC-PWA-LSH-0002 | Switch, Level, Capacitance, Station Flooding, S.E. Pumping Station | THC-PWA-SOUTH |  | Switch |  | LSH | http://www.toronto.ca/TWONTO#level_switch |  | South Pumping Station
76135 | 56047 | THR-MCS-LD-0528A | Jib Crane, 0.5 T, ,for Chain Hoist LD-528 | THR-LD-WA3 | Lifting Device,Hoist,Manual | Lifting Device |  | LD | http://www.toronto.ca/TWONTO#crane |  | Lifting Devices, Chain Hoist, Come Along & Slings
139537 | 47561 | THR-WA3-LD-0112 | Sling, Nylon, Work Area 3 (1" X 4') | THR-LD-NYLN-WA3 | Lifting Device,Sling | Lifting Device |  | LD | synthetic_web_sling |  | Slings, Nylon, Work Area 3
54205 | 31325 | TAB-STR-DRN-AT | Drains, Floor, Aeration Tanks | TAB-STR-STRC-AT |  | Plumbing |  |  | http://www.toronto.ca/TWONTO#drain |  | Aeration Tanks - Safety, Drains, Plumbing & PA System
146205 | 34270 | WTR-PSA-DR-0002 | Door | WTR-PSA-AUX | Door,Access | Door |  | DR | http://www.toronto.ca/TWONTO#door
129174 | 52146 | THC-THK-LSH-0110 | Level Switch High,Flotation Building | THC-THK-P-0111 | Switch,Level | Switch |  | LSH | http://www.toronto.ca/TWONTO#level_switch |  | Pump,Sump,Flotation Building
72905 | 47952 | THR-DIS-PSL-0111 | Switch, Pressure-Low, Chlorine Injector 0114 Water, Chlorination Building, Disinfection, Chlorination System | THR-DIS-CHL-1211 | Switch,Pressure-Low | Switch | 34845 | PSL | http://www.toronto.ca/TWONTO#pressure_switch |  | Chlorinator, Chlorination Building, Disinfection, Chlorination System
115419 | 21991 | TAB-PRM-FSL-2200 | Switch ,Flow, Low, Seal Water to P-2200 | TAB-PRM-P-2200 | Switch,Flow | Switch |  | FSL | http://www.toronto.ca/TWONTO#flow_switch |  | Pump, Scum, PST 3 & 4
70947 | 34500 | FHA-AUX-ANL-0010 | Colorimeter, Pocket CL2 |  |  |  |  | ANL
8946 | 88519 | COL-YKP-DA-0024S | Davit Arm Assembly with CENTRE BASE-1671129 | COL-YKP-DA | Safety | Safety Equipment | 45987 | DA | http://www.toronto.ca/TWONTO#fall_arrest_Davit_arm |  | Davit Arm Assembly
113459 | 9849 | TAB-ELS-SQ-6101 | Electrical - Rubber Insulating Gloves | TAB-ELS-ESQ | PPE,Insulated Glove | Safety Equipment |  | SQ | http://www.toronto.ca/TWONTO#rubber_insulating_gloves |  | Electrical Safety Equipment
9620 | 11394 | DOS-SES-SCBA-7952 | SCBA 10 minutes escape pack | FAC-YCM-SES | Safety | Safety Equipment |  | SCBA | http://www.toronto.ca/TWONTO#self-contained_breathing_apparatus |  | SAFETY & ENVIRONMENTAL SERVICES
107127 | 55453 | TAB-ACC-HTR-6581 | Heater, Electric Forced Air Heater, AHU-6580, Workshop Roof, Screen Bldg., P Bldg. | TAB-ACC-AHU-6580 | H.V.A.C.,Heater | HVAC |  | HTR | http://www.toronto.ca/TWONTO#heater |  | Air Handling Unit, Workshop Roof, P Bldg.
34550 | 10428 | MAIN-216 | Main 216 | WTR-LWA | [6 empty] | Work Area 2 Central Mains and Chambers
128976 | 27800 | THC-STR-T-1680 | Scum Pit, Tank 1600, Secondary Clarifier | THC-FT-T-1600 | Tank,Non-Pressurized | Tank |  | T | http://www.toronto.ca/TWONTO#storage_tank |  | Tank, Secondary Clarifier
118373 | 56377 | TAB-SPC-COM-3900 | Communication Unit, Bio-Solid Loading Bay, Mezzanine | TAB-SLO-INQ | SCADA | Communications Equipment |  | COM | http://www.toronto.ca/TWONTO#network_panel |  | Sludge Loading & Odour Control - Bio-Solids - Instrument Equipment
62490 | 667 | THC-ITS-TEL-6003 | Telephone Outlet and Phone, Headworks, Second Floor, Mech Room #2, N Wall E | THC-TPA-PA-6010A | Network,Telecommunication | Communications Equipment |  | TEL | telephone_system |  | Paging Panel, Headworks, Electrical Room, Ground Floor
119956 | 83167 | TAB-WA4-SQ-3412 | Lanyard - 6 Ft.- 8928-Z7/18INBK | TAB-WA4-SQ-0010 |  | Safety Equipment |  | SQ | lifeline |  | WA4 Fall arrest systems
47990 | 25017 | TAB-EL3-MCC-6223 | Motor Control Unit, MCC-301, Bio Solid Loading Bay, Mezzanine | TAB-EL3-PDP-6016 | Control Panel,MCC | Motor Control Centre |  | MCC | http://www.toronto.ca/TWONTO#LV_electrical_panel |  | Power distribution Panel, 600V
53616 | 63108 | TAB-SES-LTX-2290 | Exit Sign, Battery Unit, 2 LED heads, PRS Bldg | TAB-SUSPENDED ENTITY | Lighting,Exit | Safety Equipment | 41293 | LTX | http://www.toronto.ca/TWONTO#lighting_unit |  | Suspended entities
125521 | 22205 | THC-FEQ-FSP-0021 | Fire Hose cabinets,Digesters,. Bldg U | THC-FEQ-FSP | Fire Prevention,Hose | Safety Equipment | 43245 | FSP | ? |  | Sprinkler System
55905 | 32880 | TAB-WA7-SQ-1102 | WA7 Fall Arrest Equipment - Lanyard - S/N FP28822/4 | WA7-LAN | PPE | Safety Equipment |  | SQ | lifeline |  | Lanyard
120586 | 14441 | THC-ACC-F-0711 | Filter,Supply Air,Thickening Centrifuge Area Air Handling Unit | THC-ACC-AHU-0710 | Filter | HVAC |  | F | http://www.toronto.ca/TWONTO#replaceable_air_filter |  | Air Handling Unit,Outdoor,Centrifuge Area,Thickening Building
76961 | 77815 | THR-PLT-LD-2142B | Lifting Device, Sparger Arm, Tank 200, Grit Bldg. | THR-PLT-T-0200 | Lifting Device | Hydraulic System | 35258 | LD | http://www.toronto.ca/TWONTO#hydraulic_system |  | Tank, Grit Removal, Grit Tank, North Grit Building
112624 | 2302 | TAB-EL1-LP-6141A | Panel,Lighting,208-120V,Heat Trace Equip,Electrical Room,PRS Bldg | TAB-EL1-TR-6141A | Control Panel,Lighting | Power Distribution Panel |  | LP | http://www.toronto.ca/TWONTO#LV_electrical_panel |  | Transformer,Lighting,3 phase,600V/120-208V ,LP-6141A,Heat Trace Loads,Electrical Room,PRS Bldg
144427 | 98582 | WTR-PJS-ELS | Electrical System | WTR-PJS | [6 empty] | John Street Pumping Station
23547 | 93656 | COL-PNT-T-0001 | Tank, Diesel Fuel | COL-PNT | Tank,Domestic Hot Water | Tank |  | T | http://www.toronto.ca/TWONTO#fuel_oil_tank |  | New Toronto Pumping Station
67770 | 30462 | THR-ACC-FSL-0100 | Switch, Flow, Low, Air Flow, Air Handling Unit AHU-0100, Headhouse Roof | THR-ACC-AHU-0100 | Switch,Flow-Low | Switch |  | FSL | http://www.toronto.ca/TWONTO#flow_switch |  | Air Handling Unit,Main Equipment Room Mezzanine,Main Equipment Room Air Handling Unit
27128 | 56564 | FIS-DCL-F-0002-SUS | Filter, SDL Line2, Sulphur Dioxide System | FIS-SUSPENDED |  | Filter | 38182 | F | http://www.toronto.ca/TWONTO#replaceable_air_filter |  | Obsolete Entities/Processes
53772 | 3768 | TAB-RSP-F-3003 | Filter, Granular Activated Charcoal, OCU-5-2 | TAB-RSP-FN-3003 | Filter | Filter | 32959 | F | media_based_filter |  | M Building Odour Control Fan, OCU 5-2
58213 | 11099 | THC-ACC-CPU-0010 | Work Station, HVAC, Admin Building | THC-ACC-BLDG K |  | HVAC |  | CPU | http://www.toronto.ca/TWONTO#operator_interface_terminal |  | Administration Building, HVAC
137413 | 99609 | THR-PLT-LSH | Switch, Level-High, PM Activity Lead Task | THR-PLT-SC-0102 | Switch,Level-High | Switch |  |  | http://www.toronto.ca/TWONTO#level_switch |  | Bar Screen, Preliminary Treatment
121011 | 62518 | THC-ACC-MEQ-5901 | Penthouse,Louvered,Disinfection Bldg,Roof | THC-ACC-BLDG G |  | HVAC |  | MEQ | ? |  | Air Treatment Building HVAC
4197 | 6664 | COL-PDG-LSH-0101 | Switch, Level-High | COL-PDG-MISC | Switch,Level |  |  | LSH |  |  | Miscellaneous Equipment
4828 | 18329 | COL-PHP-MISC | Miscellaneous Equipment | COL-PHP | [6 empty] | High Park Sewage Pumping Station
40495 | 11881 | TAB-ACC-RPU-1406 | RPU-GE1406 | TAB-ELS-WA6 | RPU | Remote Processor Unit |  | RPU | http://www.toronto.ca/TWONTO#RPU_panel |  | Panel Boards, MCC, WA6
50016 | 57728 | TAB-PLT-MSL-0141 | Switch, Motion Low, Grit Distribution Conveyor CV-0140, Truck Loading Area, P Bldg. | TAB-PLT-CV-0140 | Switch,Motion | Switch |  | MSL | http://www.toronto.ca/TWONTO#motion_sensor_element |  | Conveyor, Reversing, Grit Distribution, Truck Loading Area, P Bldg.
16423 | 3540 | FHA-FLT-MX-1201 | FHA-FLT-SW-1201 - Sweeps, Surface Wash, Filter #12 | FHA-FLT-F-1201 | Filter | Filter |  | MX | filter_sweeping_arm |  | Filter #12, Filter Building, West Filter Gallery North
74538 | 58878 | THR-FT-FSL-3540 | Switch, Flow-Low, Seal Water, Pump 3540, Secondary Treatment, Scum Pumping | THR-FT-P-3540 | Switch,Flow-Low | Switch |  | FSL | http://www.toronto.ca/TWONTO#flow_switch |  | Pump, Rotary Vane, Scum Tank 3500, System 7, Scum Pumping
10005 | 15388 | FCL-ACC-ADMIN | Administration Building HVAC Equipment | FCL-ACC | [6 empty] | Climate Control (HVAC)
136931 | 6642 | THR-OCS-FSL-3956A | Switch, Flow-Low, Outlet to Drain, Ozone Generator 3956, Ozonator Room, Plant Services, Odour Control System | THR-OCS-OZ-3956S | Switch,Flow-Low | Switch |  | FSL | http://www.toronto.ca/TWONTO#flow_switch |  | Ozone Generator, Odour Control System
58808 | 81343 | THC-DEW-T-1900 | Tank,Centrate,Solid Treatment | THC-DEW-T-1800 | Tank,Non-Pressurized | Tank |  | T | http://www.toronto.ca/TWONTO#storage_tank |  | Tank,Centrate,Solid Treatment
18131 | 32143 | FHA-SED-ZSH-0401A | Switch, Limit, Access Hatch Zone 1, Settling Basin T-0401 | FHA-SED-ZSH-0401 |  | Security System |  | ZSH | http://www.toronto.ca/TWONTO#position_switch |  | Switch, Limit, Access Hatch Zone 4
136696 | 11329 | THR-MCS-LD-1395 | Come Along, Work Area 1 | THR-LD-WA1 | Lifting Device,Chain | Lifting Device |  | LD | winch |  | Lifting Devices, Chain Hoist, Come Along & Slings
48971 | 80426 | FCL-CENTRIFUGE-BLDG | Building Location | FCL-EUS | [6 empty] | Production & End User Support
112749 | 14725 | TAB-EL1-MCC-6922 | MCC,Electrical Room,Ground Floor,Screen Build,P Building | TAB-EL1-PDP-6022 | Control Panel,MCC | Motor Control Center |  | MCC | http://www.toronto.ca/TWONTO#LV_electrical_panel |  | Panel,Power Distribution,Walk-in Switchgear 600V,Outdoor,P Building Substation
21952 | 39843 | FHO-ELS-WR-1004 | Welding Receptacle, Admin Building, S4, Near Elevator | FHO-ELS-LTG |  | Power Distribution Panel |  | WR | http://www.toronto.ca/TWONTO#welding_receptacle |  | Facility Electrical System
86918 | 74365 | WTR-PLW-ZS-0001 | Switch, Position,Door Security | WTR-PLW-AUX | Switch,Position | Switch |  | ZS | http://www.toronto.ca/TWONTO#position_switch |  | Auxilliary Equipment (Building Facilities)
135973 | 79417 | THR-FT-RPU-0003S | Remote Processor Unit, Final Tank 0500, Tank 0700 (172.22.37.181) | THR-FT-RPU | RPU | Remote Processor Unit | 39566 | RPU | http://www.toronto.ca/TWONTO#RPU_panel |  | Final Tank, Remote Processor Unit, UPS & RTU
19800 | 60671 | FHO-ACC-FS-1518 | Switch, Flow, Air, FN-1518 Outlet, Ozone Building, S2, Sampling Area No.4 | FHO-ACC-FN-1518 |  | Switch |  | FS | http://www.toronto.ca/TWONTO#flow_switch |  | Blower, Centrifugal SWSI Stainless Steel, Exhaust, Ozone Building, Sampling Area No.4
38011 | 20014 | SM2003A | Filter, Air, Floatation Bsmt., North Side Compr.room | TAB-AI FLOATATION | Filter | Filter |  |  | http://www.toronto.ca/TWONTO#filtration_tank |  | Air Equipment, Floatation Building
27149 | 38443 | DOS-YCM-TRL-VEH268010 | 2009 TITAN Trailer - Vehicle Unit# 268010 | FAC-YCM-VEH | Vehicle,Licensed | Vehicle |  |  | trailer
80324 | 70989 | TNT-ACC-TSH-0001 | Switch,Temperature,High, Boiler #5200 | TNT-ACC-BO-5200 | Switch,Temperature | Switch |  | TSH | http://www.toronto.ca/TWONTO#temperature_switch |  | Boiler, Hot Water
24380 | 17926 | FHO-MCS-PSL-0101 | Switch, Pressure, Low, Service Water to Vacuum Priming Pump P-0101, S3, Compressor Room | FHO-MCS-P-0101-KQ | Switch,Pressure-Low | Switch |  | PSL | http://www.toronto.ca/TWONTO#pressure_switch |  | Vacuum Priming Pump 1
63411 | 51084 | FCL-MCS-LD-0201 | Winch - CAP: 310 lbs - 50 FT cable | FCL-MCS-LD | Lifting Device,Hoist,Manual | Lifting Device |  | LD | winch |  | Lifting Devices
21115 | 51804 | FHO-CLB-P-0401-KQ | Clearwell Sampling Pump 4 | FHO-OBSOLETE | Pump,Positive Displacement,Rotary Vane |  |  | P |  |  | Removed From Service
45162 | 59421 | TAB-DIG-LSHH-0624 | Switch,Level, High,High, Digester #6 | TAB-DIG-T-0500 | Switch,Level-High-High | Switch |  | LSHH | http://www.toronto.ca/TWONTO#level_switch |  | Digestion Tank 05
4627 | 83379 | COL-PHA-V-0201 | Valve | COL-PHA-P-0200 |  |  |  | V |  |  | Pump
107561 | 72210 | TAB-ACC-TE-1402B | Temperature Element, Space Temperature | TAB-ACC-VAV-1402 | Sensor,Temperature | HVAC |  | TE | http://www.toronto.ca/TWONTO#temperature_sensor_element |  | Heater, Hot Water Reheat Coil, Variable air
76861 | 68326 | THR-PLT-FSL-1804 | Switch, Flow, Low, Water Scour, Grit Vortex Chamber CYC-1161, Headhouse | THR-PLT-CYC-1161 | Switch,Flow-Low | Switch |  | FSL | http://www.toronto.ca/TWONTO#flow_switch |  | Cyclone, Prelimary Treatment, Grit Removal - Vortex Chambers #5 (OLD Tag THR-PLT-CYC-1162)
145360 | 46221 | WTR-PMI-LSHH-0003 | Instrument, Level Switch, High High, Water Transmission | WTR-PMI-AUX |  | Switch |  | LSHH | http://www.toronto.ca/TWONTO#level_switch |  | Auxiliary Equipment (Building Facilities)
132851 | 96554 | THR-DIG-PSL-3072 | Switch, Pressure-Low, Inlet Pump 3072, Digester Tank 0600, Digester Tank 1-6 | THR-DIG-P-3072 | Switch,Pressure-Low | Switch |  | PSL | http://www.toronto.ca/TWONTO#pressure_switch |  | Centrifugal Pump, Sludge Transfer to MTI Line 1 & 2, Tank 0600
135562 | 55878 | THR-FT-FSL-3405 | Switch, Flow-Low, WAW, Tank 1400, Secondary Treatment, Scum Pumping - North | THR-FT-T-1400 | Switch,Flow-Low | Switch |  | FSL | http://www.toronto.ca/TWONTO#flow_switch |  | Tank, Final Settling, Mixed Liquor, Secondary Treatment, Secondary Clarification - North (Tank#14)
30747 | 73177 | FIS-SM-T-0201 | Tank, Reservoir, Center Caustic Solution, Caustic Soda System | FIS-SM-SB | Tank,Reservoir | Tank | 32803 | T | http://www.toronto.ca/TWONTO#chemical_storage_tank |  | Scrubber
96945 | 42217 | FIS-FEQ-DR-0039(S) | Door, Fire, Workshop & Office Building | FIS-GRK-STRC-0001 |  | Door |  | DR | http://www.toronto.ca/TWONTO#door
12189 | 28740 | COL-PCF-LSH-0103 | Switch Level, High, Wet Well | COL-PCF-MISC | Switch,Level-High | Switch |  | LSH | http://www.toronto.ca/TWONTO#level_switch |  | Miscellaneous Equipment
58064 | 2108 | THC-ACC-AHU-0220 | Air Handling Unit, Building K | THC-ACC-BLDG K | H.V.A.C.,Air Conditioner | HVAC | 35458 | AHU | http://www.toronto.ca/TWONTO#air_handler_unit |  | Administration Building, HVAC
92653 | 68834 | FHO-FL-P-0301-KQ | Reservoir Sampling | FHO-OBSOLETE |  |  |  | P |  |  | Removed From Service
44082 | 25152 | TAB-DEW-TSH-0221B | Switch, Temperature, High, Lub Oil Return from Bearing, Drive end | TAB-DEW-CF-0221 | Switch,Temperature | Switch |  | TSH | http://www.toronto.ca/TWONTO#temperature_switch |  | Centrifuge # 2
85381 | 11814 | FHA-WWW-P-0001-KQ | Sample Pump Unit 1 | FHA-WWW-EFFL |  |  | 33376 | P |  |  | Effluent Discharge
101637 | 87632 | MAIN-237 | Main 237 | WTR-LWA | [6 empty] | Work Area 2 Central Mains and Chambers
132449 | 82851 | THR-DIG-FSL-3211 | Flow Switch, Pump Seal Water | THR-DIG-T-9-10 | Transmitter,Pressure | Switch |  | FSL | http://www.toronto.ca/TWONTO#flow_switch |  | Digester, Entities Common to Tanks 9-10
96030 | 57599 | FIS-AM-LSHH-0201 | Switch, Level, High High, Tank 0201, Aqua Ammonia Storage | FIS-AM-T-0201 |  | Switch |  | LSHH | http://www.toronto.ca/TWONTO#level_switch |  | Tank, Ammonia Bulk Storage, Ammonia & Fluoride Building, Storage Room
14 | 10824 | 16821 | Raw Water Intake | FIS-RW | [6 empty] | Raw Water Production
27230 | 45046 | COL-PSU-MISC | Miscellaneous Equipment | COL-PSU | [6 empty] | Sunnyside Pumping Station
47545 | 5471 | TAB-EL1-TS-6320 | Power Distribution, Automatic Transfer Switch, Generator, Standby Power, 600V | TAB-EL1-MCC-6005 |  |  |  | TS |  |  | Motor Control Centre 600V - Blower Bldg
86717 | 29705 | WTR-PKN-ZS-0002 | Position Switch, open/close | WTR-PKN-AUX | Switch,Position | Switch |  | ZS | http://www.toronto.ca/TWONTO#position_switch |  | Auxiliary Equipment (Building Facilities)
128112 | 26801 | THC-PWA-RPU-2401 | Remote Processor Unit,Effluent Pumping and Sampling,South Effluent PS,Electrical Room,Ground Floor | THC-ITS-COM-2402 | RPU | Remote Processor Unit |  | RPU | http://www.toronto.ca/TWONTO#RPU_panel |  | Telecommunication Enclosure,South Effluent Pump Station,Sampling Room,Ground Floor
6075 | 92561 | COL-PMM-DR-0001 | Door entry system | COL-PMM-MISC | Security System | Security System |  | DR | http://www.toronto.ca/TWONTO#security_system |  | Miscellaneous Equipment
145828 | 60321 | WTR-PRH-FSH-0001 | Switch, Flow High, Eywash Unit | WTR-PRH-AUX | Switch,Flow-High | Switch |  | FSH | http://www.toronto.ca/TWONTO#flow_switch |  | Auxiliary Equipment (Building Facilities)
60299 | 48306 | THC-ACC-V-6001 | Valve, Motorized, Heating Glycol Supply, HE-6001, Lower Level 2 Blower Room, Headworks | THC-ACC-HE-6001 | Valve,Ball | HVAC |  | V | http://www.toronto.ca/TWONTO#valve |  | Heat Exchanger, Heating Glycol System, Lower Level 2 Blower Room, Headworks
52810 | 55927 | TAB-PLT-DR-4026 | Door, Roll up | TAB-PLT-LOA-D | Door,Overhead | Door |  | DR | http://www.toronto.ca/TWONTO#roll_up_door
114549 | 91683 | TAB-PLT-G-5403 | Gate, Knife Gate, Pneumatic, Screenings Outloading Conveyor 5400, Conveyor Area | TAB-PLT-CV-5400 | Valve,Knife Gate | Gate |  | G | http://www.toronto.ca/TWONTO#valve
136774 | 32298 | THR-MCS-MT-0689 | Welding Machine, Arc | THR-MT-WA3 |  | Tool |  | MT | welder |  | Machine Tools
21763 | 47390 | COL-PMY-FA-0003S | Fire Alarm System, Fan Room | COL-PMY | Building Service,Fire Alarm |  | 42921 | FA |  |  | Maryport Sewage Pumping Station
55055 | 73398 | TAB-THK-PSH-4313 | Switch,Pressure,High,Pump 4313 | TAB-THK-P-4313 | Switch,Pressure | Switch |  | PSH | http://www.toronto.ca/TWONTO#pressure_switch |  | Pump, Mixed Polymer Feed (Standby)
106690 | 79143 | TAB-ACC-FSL-6104 | Switch,Flow, Low, | TAB-ACC-AHU-6104 | Switch,Flow-Low | Switch |  | FSL | http://www.toronto.ca/TWONTO#flow_switch |  | AHU, Digester 5-8 Pump Room
116205 | 57053 | TAB-PRS-PSL-3010 | Switch, Pressure-Low, Chemical Dosing Pump, Secondary Dosing | TAB-PRS-P-3010 | Switch,Pressure-Low | Switch |  | PSL | http://www.toronto.ca/TWONTO#pressure_switch |  | Pump, Chemical Dosing, Secondary Dosing
72524 | 48172 | THR-ACC-CU-0200A | Air Conditioning, Condensing Unit,Final Tanks Control Room | THR-ACC-WA4 | H.V.A.C.,Air Conditioner | HVAC |  | CU | http://www.toronto.ca/TWONTO#AC_condenser_unit |  | Air Conditioning, AHU, HVAC,Work Area4
8337 | 61281 | COL-PWR-T-0002 | Tank 2, Diesel Fuel | COL-PWR | Tank |  | 35067 | T |  |  | West Rouge Pumping Station
17273 | 23939 | COL-PKP-TS-0001 | Transfer Switch | COL-PKP | Switch | Switch |  | TS | http://www.toronto.ca/TWONTO#transfer_switch |  | Kennedy Park Sewage Pumping Station
24758 | 24318 | COL-PSB-SW-0001 | Switch, Generator Power Disconnect Switch | COL-PSB | Switch |  |  | SW |  |  | Silverbirch Sewage Pumping Station
135572 | 47554 | THR-FT-FSL-3620 | Switch, Flow-Low, Seal Water, Pump 3620, Secondary Treatment, Secondary Scum Pumping - North Plant | THR-FT-P-3620 | Switch,Flow-Low | Switch |  | FSL | http://www.toronto.ca/TWONTO#flow_switch |  | Pump, Rotary Vane, Scum Tank 3600, System 9, Scum Pumping
26247 | 19607 | FHO-GRK-DR-2003L | Door, (FD-2-03), Fire Rated, Admin Building, L2, Men's Washroom | FHO-GRK-FEQ-0001 | Fire Prevention,Door | Door |  | DR | http://www.toronto.ca/TWONTO#fire_rated_door
4960 | 91740 | COL-PMM-FN-0005 | Fan, Exhaust | COL-PMM | Fan | HVAC |  | FN | http://www.toronto.ca/TWONTO#blower_or_fan_with_drive |  | Mimico Pumping Station
337 | 1476 | B | Cluster B
136956 | 55407 | THR-OCS-DM-0041 | Damper, Butterfly, Suction, Fan 0040, South Biofilter | THR-OCS-FN-0040 | Damper/Louver | HVAC |  | DM | http://www.toronto.ca/TWONTO#air_damper |  | Fan, Centrifugal, Odourous Air, South Biofilter
8753 | 45718 | COL-SKW-HTR-0002 | Heater, Baseboard | COL-SKW | Heater |  |  | HTR |  |  | Kew Beach Detention Tank (Kenilworth)-storm
40890 | 32439 | TAB-ACC-LSL-2100S | Level Switch Low, Glycol Low Level Switch | TAB-SUSPENDED ENTITY |  | Switch | 45509 | LSL | http://www.toronto.ca/TWONTO#level_switch |  | Suspended entities
50094 | 40173 | TAB-PLT-PSH-0622 | Switch, Pressure High, Grit Pump P-0622 Discharge, Grit Bldg., P Bldg. | TAB-PLT-P-0622 | Switch,Pressure-High | Switch |  | PSH | http://www.toronto.ca/TWONTO#pressure_switch |  | Pump, Centrifugal, Submersible, Grit Tank, T-0600, Grit Bldg., P Bldg.
36056 | 51956 | MTMH188 | ALLEN ROAD STM | TRK-DON | [6 empty] | DON DRAINAGE AREA
40097 | 67865 | DOS-SES-SCBA-4226 | SCBA 10 minutes escape pack | FAC-YCM-SES | Safety | Safety Equipment |  | SCBA | http://www.toronto.ca/TWONTO#self-contained_breathing_apparatus |  | SAFETY & ENVIRONMENTAL SERVICES
67277 | 70890 | THC-TPA-PA-6003 | Speaker, Headworks, Second Floor, Conveyor Platform Middle | THC-TPA-PA-6010A | Public Address System | Communications Equipment |  | PA | http://www.toronto.ca/TWONTO#public_annoucement_speaker |  | Paging Panel, Headworks, Electrical Room, Ground Floor
137364 | 35131 | THR-PLT-LD-2132C | Lifting Device, Sparger Arm, Tank 100, Grit Bldg. | THR-PLT-T-0100 | Lifting Device | Hydraulic System | 35254 | LD | http://www.toronto.ca/TWONTO#hydraulic_system |  | Tank, Grit Removal, Grit Tank, North Grit Building
81138 | 74396 | FHA-SES-DEF-0301 | FHA-SQ-DEF-0002 - Defibrillator / AED Alum Room -Machine Shop Bldg - Outside Alum Room | FHA-SES-SQ-4 | Safety,Defibrillator | Safety Equipment |  | DEF | http://www.toronto.ca/TWONTO#automatic_external_defibrillator |  | First Aid
65632 | 14430 | THC-PWA-STR-1020 | Filter, Plant Water, Plant Water System | THC-PWA-V-1000 | Filter | Tank |  | STR | http://www.toronto.ca/TWONTO#strainer |  | Valve, Ball, Manual, Isolation, Plant Water, Header, Headworks, Tunnel T12
55761 | 32527 | TAB-WA5-SQ-0010 | WA5 Fall arrest systems portable cranes/hoists, come alongs, slings, wire rope, chains, electrical equipment etc., | TAB-THK-SQ | Lifting Device | Safety Equipment |  | SQ | http://www.toronto.ca/TWONTO#collection_of_assets |  | WA5 Safety Equipment
116645 | 50978 | TAB-PWA-RPU-0423 | RPU,Plant Water,Plant Water Pumping Station | TAB-PWA | RPU | Remote Processor Unit |  | RPU | http://www.toronto.ca/TWONTO#RPU_panel |  | Plant Water
109763 | 99056 | TAB-DEW-SB-3966 | Canister, Carbon, Equalization Tank Odour Control Train 2 | TAB-DEW EQUAL OCS | Tank,Non-Pressurized | Tank |  | SB | http://www.toronto.ca/TWONTO#discrete_unit_of_treatment_filter |  | Equalization Tank Odour Control System
34127 | 55238 | COL-YKP-DA-150911 | Davit Centre Base-150911 | COL-YKP-DA | Safety | Safety Equipment |  | DA | davit_base |  | Davit Arm Assembly
14778 | 24541 | FCL-SES-SQ-GLOVES-B | High Voltage Insulated Gloves (Group B) | FCL-SES | PPE,Insulated Glove | Safety Equipment |  |  | http://www.toronto.ca/TWONTO#rubber_insulating_gloves |  | Safety and Environmental Services
49973 | 87146 | TAB-PLT-LSH-0541? | Switch,Level, High,Inlet Channel, Screen 0541 | TAB-SUSPENDED ENTITY | Switch,Level | Switch | 35870 | LSH | http://www.toronto.ca/TWONTO#level_switch |  | Suspended entities
125230 | 40318 | THC-ELS-SQ-6279142 | Spares, Electrical Safety rubber gloves, High Voltage, Class 0, # 6279142 | THC-SES-SQ | PPE,Insulated Glove | Safety Equipment |  | SQ | http://www.toronto.ca/TWONTO#rubber_insulating_gloves |  | Safety Equipment
119689 | 5329 | TAB-WA1-SQ-1128 | Sling | TAB-WA1-SQ-1000 | Lifting Device,Sling | Lifting Device |  | SQ | http://www.toronto.ca/TWONTO#fall_protection_sling |  | WA1 Lifting Devices and Slings
10150 | 91712 | COL-MTI-HPU-2301B | Hydraulic Power Unit, Simcoe Control Chamber #23B | COL-MTI-CH-2300B | Actuator,Hydraulic | Hydraulic System |  | HPU | http://www.toronto.ca/TWONTO#hydraulic_power_pack |  | Chamber,Simcoe Control Chamber No.23B, MTI
9339 | 75704 | COL-YKP-SRL-1401001 | Self Retrieval Line -1401001 | YKP-BLD | Safety | Safety Equipment |  | SRL | self_retracting_line |  | Collections - 435 Kipling Ave. Building envelope
52967 | 6662 | TAB-RSP-PS-2210D | Power Supply, Hydraulic, Valve | TAB-RSP-P-2210 |  | Hydraulic System |  | PS | http://www.toronto.ca/TWONTO#hydraulic_power_pack |  | Pump, Raw Sewage #10
72526 | 38576 | THR-ACC-CU-0230 | Condensing Unit, South Grit Elecrical Room, North Grit Building | THR-ACC-AC-0230 |  | HVAC |  | CU | http://www.toronto.ca/TWONTO#AC_condenser_unit |  | Air Conditioner, New Elecrical Room, North Grit Building
139129 | 74288 | THR-THK-PSH-5030 | Switch, Pressure High, TWAS Transfer P-5030 | THR-THK-P-5030 | Switch,Pressure-High | Switch |  | PSH | http://www.toronto.ca/TWONTO#pressure_switch |  | TWAS Transfer Pump
107164 | 16554 | TAB-ACC-MEQ-6401 | Mechanical Equipment, Air separator, Mechanical Room No.5, Old Screen Bldg., P Bldg. | TAB-ACC-HE-6401 | H.V.A.C. | HVAC |  | MEQ | http://www.toronto.ca/TWONTO#collection_of_assets |  | Heat Exchanger, Mechanical Room No.5, Old Screen Bldg., P Bldg.
107603 | 83171 | TAB-ACC-TE-1489B | Temperature Element, Space Temperature | TAB-ACC-VAV-1489 | Sensor,Temperature | HVAC |  | TE | http://www.toronto.ca/TWONTO#temperature_sensor_element |  | Heater, Hot Water Reheat Coil, Variable air
135298 | 13907 | THR-FPW-T-0005S | Tank, Plant Water System, Plant Water Building | THR-S-E | Tank | Tank | 47403 | T | http://www.toronto.ca/TWONTO#storage_tank |  | SUSPENDED ENTITY
122355 | 13617 | THC-CW-SQ-0108 | Emergency Shower & Eyewash, Building M, Incinerator Building M, 3rd Floor South end Sludge Conveyor | THC-SES-SQ-EYE | PPE,Eyewash Station | Safety Equipment | 35808 | SQ | http://www.toronto.ca/TWONTO#emergency_eyewash_and_shower |  | Eyewash Stations THC (Virtual entity #)
114497 | 41227 | TAB-PLT-G-0403 | Gate, Slide, Unwatering Drain, Screen Channel No. 4 Effluent | TAB-PLT-SC-0400 | Gate,Sluice,Act. | Gate |  | G | http://www.toronto.ca/TWONTO#channel_gate
113755 | 93966 | TAB-MCS-CRN-DEW | Cranes - Dewatering | TAB-MCS-CRN | [6 empty] | TAB Cranes and Lifting Devices
7421 | 91203 | COL-PSN-P-0100 | Pump | COL-PSN |  |  | 34594 | P |  |  | Second Street Sewage Pumping Station (Wards Island PS#10)
11235 | 87869 | FCL-AM-LSH-0201 | Switch, Level-High, Tank 0201, , Aqua Ammonia System | FCL-AM-T-0201 | Switch,Level-High | Switch |  | LSH | http://www.toronto.ca/TWONTO#level_switch |  | Tank, Storage, Pressurised, Aqua Ammonia Storage Room, Dry Chemical Building
111105 | 73783 | TAB-DIG-SQ-9115 | First Aid Kit-WA5 Control Room in Digester 13-16 | TAB-DIG-SQ-T13-16 | Safety,First Aid Kit | Safety Equipment |  | SQ | http://www.toronto.ca/TWONTO#first_aid_kit |  | Digester Tanks 13-16, Safety Equipments
113291 | 76387 | TAB-EL3-MCC-6354 | Motor Control Centre, Gas Compressor Bldg | TAB-EL3-MCC-6324 |  | Motor Control Centre |  | MCC | http://www.toronto.ca/TWONTO#LV_electrical_panel |  | Motor Control Centre, Gas Compressor Bldg
2694 | 96679 | COL-BCV-SW-0001 | Switch, Power | COL-BCV | Switch | Switch |  | SW | http://www.toronto.ca/TWONTO#disconnect_switch |  | Carlingview Blower Station
91406 | 49824 | FHO-DOZ-TSH-4404 | Switch, Temperature, High, Off-Gas Preheater,Ozone Building, L1, Ozone Equipment Room | FHO-DOZ-OFFGAS |  | Switch |  | TSH | http://www.toronto.ca/TWONTO#temperature_switch |  | OFFGAS DESTRUCTION
115439 | 10673 | TAB-PRM-FSL-5003 | Switch ,Flow, Low,Hot Water Recirculation ,P-2301 | TAB-PRM-P-2301 | Switch,Flow | Switch |  | FSL | http://www.toronto.ca/TWONTO#flow_switch |  | Pump, Hot Water Recirculating
79779 | 38333 | THR-WA1-LD-0050 | Sling, Nylon, Work Area 1 (NYLON BELT SLING SIZE; 6" X 13` CAPACITY 16800Lbs ) | THR-LD-NYLN-WA1 | Lifting Device,Sling | Lifting Device |  | LD | synthetic_web_sling |  | Slings, Nylon, Work Area 1
76316 | 94630 | FHO-ELS-DP-0922 | Distribution Panel, 600 V, 200A, Panel Board, Admin Building, S4, Main Electrical Room, MCC-0920 | FHO-ELS-MCC-0920 |  | Power Distribution Panel |  | DP | http://www.toronto.ca/TWONTO#LV_electrical_panel |  | Motor Control Centre, Admin Building, S4, Main Electrical Room
8495 | 60691 | COL-RBB-AIT-0205 | Analysis Indicating Transmitter | COL-RBB-MISC | Transmitter |  |  | AIT |  |  | Miscellaneous Equipment
120532 | 24425 | THC-ACC-DM-6261 | Damper, Inlet, Supply Fan FN-6260, 2nd Floor Mech Room #2, Headworks | THC-ACC-AHU-6200 | Damper/Louver | HVAC |  | DM | http://www.toronto.ca/TWONTO#air_damper |  | Air Handling Unit, Blower Room, 2nd Floor Mech Room #2, Headworks
9803 | 15103 | DRN18411 | Drains, Floor, Old Biosolids Bldg | TAB-SLO-STRC-OBS |  | Plumbing |  |  | http://www.toronto.ca/TWONTO#drain |  | Old Biosolids Bldg - Drains, Electrical Service(110/220V), Lighting, Plumbing
55412 | 12362 | TAB-WA1-SQ-1055 | Sling | TAB-WA1-SQ-1000 | Lifting Device,Sling | Lifting Device |  | SQ | http://www.toronto.ca/TWONTO#fall_protection_sling |  | WA1 Lifting Devices and Slings
24292 | 35458 | FHO-MCS-CRN-0101 | Crane, Overhead, Travelling, 20 Ton, S2, TRW Pump Station | FHO-MCS-LD | Crane,Overhead | Lifting Device |  | CRN | http://www.toronto.ca/TWONTO#crane |  | Lifting Devices & Elevators
120912 | 18150 | THC-ACC-HTR-0357 | Air Heater, Building M | THC-ACC-HEATERS | H.V.A.C.,Heater,Unit | HVAC |  | HTR | http://www.toronto.ca/TWONTO#heater |  | Air Heaters, Building M
145322 | 1951 | WTR-PMI-FSL-0701 | Switch, Flow, Compressor 0701, | WTR-PMI-CW | Switch,Flow | Switch |  | FSL | http://www.toronto.ca/TWONTO#flow_switch |  | City Water System
8904 | 36829 | COL-YKP-DA-0006(S) | Davit Arm-110678 | YKP-BLD |  | Safety Equipment | 39111 | DA | http://www.toronto.ca/TWONTO#fall_arrest_Davit_arm |  | Collections - 435 Kipling Ave. Building envelope
139419 | 4780 | THR-WA1-LD-95-36 | Sling, Nylon, Work Area 1 (NYLON SLING SIZE; 2" X 4', CAPACITY 6400 LBS, SN 1547395-36) A | THR-LD-WIRE-WA1 | Lifting Device,Sling | Lifting Device |  | LD | synthetic_web_sling |  | Slings, Wire Rope, Work Area 1
133021 | 1675 | THR-DIG-RPU-0017A | Remote Processor Unit, Digester 1-6 Mezzanine | THR-DIG-T | RPU | Remote Processor Unit |  | RPU | http://www.toronto.ca/TWONTO#RPU_panel |  | Digester, Tanks
73389 | 21704 | THR-ELS-ATS-3701 | Automatic Transfer Switch, MCC-3701 & 3702, Aeration Tank Electrical Building | THR-ELS-AER | Circuit Breaker | Switch |  | ATS | http://www.toronto.ca/TWONTO#transfer_switch |  | Electrical System, Aeration and Galleries
72798 | 26705 | THR-DIS-EV-1120 | Evaporator, Chlorine, Chlorination Building, Disinfection, Chlorination System | THR-DIS-EV | Evaporator,Chlorine | Evaporator | 34319 | EV | http://www.toronto.ca/TWONTO#chlorinator_system |  | Disinfection, Chlorine Evaporator
63222 | 41467 | THC-OCS-LSLL-0400 | Switch, Level Low Low, Humidification Chamber #2, Phase I/IV Odour Control | THC-OCS-HU-0100 | Switch,Level-Low-Low | Switch |  | LSLL | http://www.toronto.ca/TWONTO#level_switch |  | Integrated Humidification Chamber #1, Humidification Chamber #1, Phase I/IV Odour Control
71697 | 56471 | THR-DIG-PSL-5840A | Switch, Pressure-Low, Inlet Gas compressor 5840 | THR-DIG-C-5840 | Switch,Pressure-Low | Switch |  | PSL | http://www.toronto.ca/TWONTO#pressure_switch |  | Compressor, Gas, Mixing System, Digester Tank#10
136447 | 23806 | THR-GQ-THK | Sludge Thickening, Work Area 1 | THR-GQ-WA1 | [6 empty] | Grounds, Work Area 1
145514 | 11618 | WTR-PMI-TSL-0005 | Switch, Temperature, Low, Water Transmission | WTR-PMI-AUX |  | Switch |  | TSL | http://www.toronto.ca/TWONTO#temperature_switch |  | Auxiliary Equipment (Building Facilities)
101669 | 57648 | MAIN-280 | Main 280 | WTR-MT3 | [6 empty] | Work Area 3 WEST Mains and Chambers
80790 | 87455 | TNT-CSO-T-0600 | Tank, Storm Tank | TNT-CSO | Tank | Tank |  | T | http://www.toronto.ca/TWONTO#detention_tank |  | Combined Sewer Overflow and storage system
24320 | 33036 | FHO-MCS-LD-0217 | CM Hoist Trolley, Surge Building | FHO-MCS-LD | Lifting Device,Hoist,Manual | Lifting Device |  | LD | http://www.toronto.ca/TWONTO#lifting_equipment_hoist |  | Lifting Devices & Elevators
26394 | 2786 | FHO-SES-SQ-8016 | Eye Wash Bottle, Station # 14, Flocculation Building, S2, Employee Enterance | FHO-SES-SQ-0004 | PPE,Eyewash Station | Safety Equipment |  | SQ | eye_wash_bottle |  | First Aid
116656 | 96236 | TAB-PWA-LSHH-5145 | Switch, Level High-High, Plant Water Bldg, Main Floor, East Sump | TAB-PWA-P-5145 |  | Switch |  | LSHH | http://www.toronto.ca/TWONTO#level_switch |  | Pump, Sanitary Sump
59453 | 69394 | THC - D01 - 0001 | Door, Building D | THC-GRK-DR-C |  | Door |  |  | http://www.toronto.ca/TWONTO#door
27694 | 388 | COL-PTS-P-0200 | Pump Submersible | COL-PTS | Pump |  |  | P |  |  | Third Street Sewage Pumping Station (Wards Island PS#12)
55413 | 43184 | TAB-WA1-SQ-1060 | Sling | TAB-WA1-SQ-1000 | Lifting Device,Sling | Lifting Device |  | SQ | http://www.toronto.ca/TWONTO#fall_protection_sling |  | WA1 Lifting Devices and Slings
83558 | 46166 | FHA-SES-SQ-1125 | FHA-SES-SQ-9 - Portable Gas Detectors | FHA-SES |  | Safety Equipment |  | SQ | http://www.toronto.ca/TWONTO#portable_gas_detector |  | Safety & Environmental Services
116541 | 6471 | TAB-PRS2 | Phosphorus Removal System | TAB-WORK-AREA-LIQ | [6 empty] | TAB Work Area Liq
30954 | 59760 | FIS-FEQ-DR-0072(S) | Door, Fire, Flourode & Ammonia Building | FIS-GRK-STRC-0001 |  | Door |  | DR | http://www.toronto.ca/TWONTO#fire_rated_door
72555 | 30085 | THR-ACC-CU-5101 | Condensing Unit, Ductless Split System outdoor Unit, Plant Water Effluent PS | THR-ACC-FPW | H.V.A.C.,Air Conditioner | HVAC |  | CU | http://www.toronto.ca/TWONTO#AC_condenser_unit |  | Air Conditioning, HVAC, Filtered Plant Water Building
101707 | 67063 | MAIN-328 | Main 328 | WTR-MT1 | [6 empty] | Work Area 1 EAST Mains and Chambers
34614 | 99846 | MAIN-269 | Main 269 | WTR-MT1 | [6 empty] | Work Area 1 EAST Mains and Chambers
62558 | 85886 | THC-MCS-LD-10906950 | WIRE ROPE CRANE - SGUH (insp Liftsafe) | THC-MCS-LD | Lifting Device | Lifting Device |  | LD | http://www.toronto.ca/TWONTO#crane |  | Mechanical Services, Lifting Device
121176 | 89419 | THC-ACC-STR-6080 | Strainer, P-6004, Lower Level 2 Blower Room, Headworks | THC-ACC-P-6004 | Filter | HVAC |  | STR | http://www.toronto.ca/TWONTO#strainer |  | Pump, Heating Glycol System, Lower Level 2 Blower Room, Headworks
18094 | 58854 | FHA-SED-ZSH-0105F | Switch, Limit, Access Hatch Zone 5, Settling Basin T-0101 | FHA-SED-ZSH-0105 |  | Security System |  | ZSH | http://www.toronto.ca/TWONTO#position_switch |  | Switch, Limit, Access Hatch Zone 1,
126536 | 47030 | THC-NGS | Natural Gas, Enbridge Plant Natural Gas Supply | THC-GRK-MCS | Transmitter,Flow | [5 empty] | Mechanical Services
72311 | 99428 | THR-ACC-AC-4510 | Fan Coil Unit, Ductless Split System Indoor Unit, Switchgear Bldg North | THR-ACC-WA4 | H.V.A.C.,Air Conditioner | HVAC |  | AC | http://www.toronto.ca/TWONTO#air_condition |  | Air Conditioning, AHU, HVAC,Work Area4
81816 | 45071 | THR-OCS-DM-2218 | Damper, Butterfly, Discharge, Fan 2210, North Biofilter | THR-OCS-FN-2210 | Damper/Louver | HVAC |  | DM | http://www.toronto.ca/TWONTO#air_damper |  | Fan, Centrifugal, Odourous Air, North Biofilter
82848 | 46409 | FHA-SES-SQ-0047 | Safety Harnesses Safewaze 7510 full body harness Ser 07308 | FHA-SES-SQ-6 |  | Safety Equipment |  | SQ | http://www.toronto.ca/TWONTO#fall_arrest_harness |  | Safety Fall Protection Equipment
117336 | 48606 | TAB-RSP-PS-2208D | Power Supply, Hydraulic, Valve | TAB-RSP-P-2208 |  | Hydraulic System |  | PS | http://www.toronto.ca/TWONTO#hydraulic_power_pack |  | Pump, Raw Sewage #8
62666 | 55818 | THC-MCS-SM-0170 | Machine Tool,Milling Machine, Building A | THC-MCS-MEQ | Machine Tool,Milling Machine | Tool |  | SM | http://www.toronto.ca/TWONTO#milling_machine |  | Machine Shop and Equipment
121768 | 93655 | THC-ACC-V-6432 | Valve, Ball, Manual, AHU-6400, 2nd Floor Mech Room #1, Headworks | THC-ACC-AHU-6400 | Valve,Ball | HVAC |  | V | http://www.toronto.ca/TWONTO#valve |  | Air Handling Unit, Screen Room/Conveyor Areas, 2nd Floor Mech Room #1, Headworks
18195 | 30469 | FHA-SED-ZSH-0605C | Switch, Limit, Access Hatch Zone 5, Settling Basin T-0601 | FHA-SED-ZSH-0605 |  | Security System |  | ZSH | http://www.toronto.ca/TWONTO#position_switch |  | Switch, Limit, Access Hatch Zone 6
113410 | 54037 | TAB-ELS-NON-PHYC | Top-level hierarchy for generic entities that represent muliti-equipment inspection routes and shutdowns | TAB POWER DISTRIB | [6 empty] | TAB Power Distribution and Process Control
89672 | 22005 | WTR-RWL-CW | City Water System | WTR-RWL | [6 empty] | Whitlam Tank
12853 | 79137 | FCL-ELS-TSHA-0100 | Switch,Temperature-High,Outdoor Main Substation,Transformer TR-0100 Winding | FCL-ELS-TR-0100 | Switch,Temperature-High | Switch |  | TSHA | http://www.toronto.ca/TWONTO#temperature_switch |  | Transformer,Power,Oil Filled,Outdoor Main Substation,27.6-4.16kV,10/13.3MVA
52916 | 30676 | TAB-RSP-P-T | T Building - Raw Sewage Pumping | TAB-RSP | [6 empty] | Raw Sewage Pumping
15847 | 52173 | COL-PKG-GRF-0001 | Indicator, Ground Fault | COL-PKG-MISC |  |  |  | GRF |  |  | Miscellaneous Equipment
48094 | 64820 | TAB-ELS-AM-5263 | MSA Portable Atmospere Gas Monitor (Jeff) | TAB-ELS-SQ-4000 | Atmosphere Monitoring Device,Portable | Safety Equipment |  | AM | http://www.toronto.ca/TWONTO#portable_gas_detector |  | MSA Gas Monitor Bump Test Stand
93436 | 41116 | FHO-MCS | Mechanical Services | FHO WORK AREA 2 | [6 empty] | Services
82157 | 37341 | FHA-SES-SHOW-0009 | Emergency Shower | FHA-SES-SQ-0008 | PPE,Eyewash Station | Safety Equipment | 33412 | SHOW | http://www.toronto.ca/TWONTO#emergency_eyewash_and_shower |  | Eyewash Stations & Showers
71792 | 82291 | THR-DIG-T-5661 | Tank, Reservoir, Auxiliary Oil, Gas Compressor 5660, Digester Mixing System | THR-DIG-C-5660 | Tank,Reservoir | Tank |  | T | http://www.toronto.ca/TWONTO#chemical_storage_tank |  | Compressor, Gas, Mixing System, Digester Tank#7/8
16429 | 98617 | FHA-FLT-MX-2301 | FHA-FLT-SW-2301 - Sweeps, Surface Wash, Filter #23 | FHA-FLT-F-2301 | Filter | Filter |  | MX | filter_sweeping_arm |  | Filter #23, Filter Building, East Filter Gallery South
77747 | 53143 | THR-PRM-PSL-3330 | Switch, Pressure-Low, Diischarge, Pump 3330, Sludge Pumping - South | THR-PRM-P-3330 | Switch,Pressure-Low | Switch |  | PSL | http://www.toronto.ca/TWONTO#pressure_switch |  | Pump, Rotary Lobe, Scum from Tank 3300, Scum Pumping - South
89907 | 53067 | YTF DECOM | Building Location | YTF-SPC2 | [6 empty] | Process Control Systems - Equipment
15193 | 32308 | FCL-TRW-LSL-0900 | Switch, Level, Low, Treated Water Pump P-0900 Loss of Prime, High Lift Building, Pump Room | FCL-TRW-P-0900 | Switch,Level-Low | Switch |  | LSL | http://www.toronto.ca/TWONTO#level_switch |  | Pump, Treated Water
42911 | 46065 | FCL-ACC-AHU-0907-SUS | Air Handling Unit, RMF Clarification Facility, HVAC Room 2, Ground Floor | FCL-ACC-RMF |  |  | 42192 | AHU |  |  | Residue Management HVAC Equipment
88939 | 41095 | FHO-ACC-FS-1642 | Switch, Flow, Air, Fan FN-1642 Outlet, Standby Power Building, S4, CCS Room, N/W | FHO-ACC-FN-1642 |  | Switch |  | FS | http://www.toronto.ca/TWONTO#flow_switch |  | Fan, Centrifugal Square Exhaust, Standby Power Building, S4, CCS Room, N/W
120981 | 89727 | THC-ACC-HTR-5000 | Heater, Hydronic Unit Heater, SE Access House Tunnel 33A | THC-ACC-TUNNEL |  |  |  | HTR |  |  | Plant Tunnels, HVAC
65080 | 89727 | THC-PRM-V-1114 | Valve, Hydraulic Cylinder, Bottom Scraper, Primary Clarifier 1100, NW Plant | THC-PRM-CLR-1130 | Actuator,Hydraulic,Cylinder | Hydraulic System |  | V | http://www.toronto.ca/TWONTO#hydraulic_power_pack |  | Sludge Bottom Scraper Mechanism, Primary Clarifier 1100, NW Plant
21489 | 41511 | FHO-DIS | Disinfection | FHO WORK AREA 1 | [6 empty] | Process
10734 | 84697 | FCL-ACC-TT-0310 | Transmitter, Temperature, Admin Building, Second Floor, Men's Washroom 211 | FCL-ACC-ADMIN |  |  |  | TT |  |  | Administration Building HVAC Equipment
19535 | 96950 | FHO RAW WATER | Computer Location | FHO MAIN BLDG | [6 empty] | Building Location
98854 | 9457 | IH2026A | Door,Overhead, Heat Recovery | TAB-MCS-DR | Door,Overhead | Door |  |  | http://www.toronto.ca/TWONTO#roll_up_door
27223 | 57254 | COL-PSU-LSLL-0101 | Switch, Level Low-Low | COL-PSU-MISC | Switch,Level |  |  | LSLL |  |  | Miscellaneous Equipment
4755 | 65944 | COL-PMM-D-0100 | Dehumidifier, Motor Floor | COL-PMM-AHU-0100 | H.V.A.C.,Dehumidifier | HVAC |  | D | http://www.toronto.ca/TWONTO#dehumidifier |  | Air Handling Unit
49982 | 68736 | TAB-PLT-LSHH-5575 | Switch, Level, High-High, Pump 5570, Drain Sump Area, D. Bldg. | TAB-PLT-P-5570 | Switch,Level-High-High | Switch |  | LSHH | http://www.toronto.ca/TWONTO#level_switch |  | Pump, Centrifugal (Wet), Underdrain, Drain Sump Area, D. Bldg.
63678 | 83856 | THC-PLT-LSHH-5104 | Level Switch High High,Sump, pump pit THC-PLT-P-5110 and 5120 | THC-PLT-P-5110 | Switch,Level | Switch |  | LSHH | http://www.toronto.ca/TWONTO#level_switch |  | Pump, Sump, Preliminary
137095 | 67961 | THR-PLQ-THK | Sludge Thickening, Work Area 1 | THR-PLQ-WA1 | [6 empty] | Plumbing, Work Area 1
93181 | 45284 | FHO-GRK-DR-0601 | Door, Overhead, Chemical Building, S2, Storage Room Breezeway | FHO-GRK-PRTY-0001 | Door,Overhead | Door |  | DR | http://www.toronto.ca/TWONTO#roll_up_door
63971 | 83811 | FCL-POL-LSH-4101 | Switch, Level, High, Polymer Containment Sump, RMF Centrifuge Building Polymer Room | FCL-WWW-POL |  |  |  | LSH |  |  | Polymer
34510 | 34379 | MAIN-170 | Main 170 | WTR-LWA | [6 empty] | Work Area 2 Central Mains and Chambers
19525 | 58521 | FHO EUS MACH SHOP | Computer Location | FHO-EUS | [6 empty] | Production & End User Support
71789 | 65352 | THR-DIG-T-5603 | Tank, Gas Scrubber, Digester Tank 0700 | THR-DIG-SB-4 | Tank | Tank |  | T | http://www.toronto.ca/TWONTO#air_scrubber |  | Scrubber Building 4, Digester 7 & 8
3455 | 32875 | COL-PBG-LSL-0102 | Switch, Level-Low | COL-PBG | Switch | Switch |  | LSL | http://www.toronto.ca/TWONTO#level_switch |  | Brule Gardens Sewage Pumping Station
43474 | 42229 | FCL-ACC-F-0701A | Filter, AHU-0701, Gaseous Building Roof | FCL-ACC-AHU-0701 |  |  |  | F |  |  | Air Handling Unit,Gaseous Chlorine Building, Roof S/W
61709 | 56925 | THC-FT-PSL-1195 | Switch, Inlet, Pressure-Low, Scum Transfer Pump 1190,Secondary, Phase I | THC-FT-P-1190SUSPENDED | Switch,Pressure-Low | Switch |  | PSL | http://www.toronto.ca/TWONTO#pressure_switch |  | Pump, for Scum Pit Tank 1180, for final tank 1100, Secondary Clarifier
129557 | 22204 | THR WORK AREA 3 | Plant Services | THR | [6 empty] | Humber Treatment Plant
8475 | 20598 | COL-PWY-LSLL-0101 | Switch, Level Low-Low | COL-PWY | Switch,Level |  |  | LSLL |  |  | Wyandot Ave. Sewage Pumping Station (Algonquin Island PS#1)
71425 | 23739 | THR-DIG-PD-1000 | Tank, Primary Digester-10, Solids Treatment | THR-DIG-T | Tank | Tank |  | PD | http://www.toronto.ca/TWONTO#digester_tank |  | Digester, Tanks
53633 | 57505 | TAB-SES-RING-3007 | Lifebuoy Ring | TAB-SES-RING-3000 | PPE | Safety Equipment |  | RING | http://www.toronto.ca/TWONTO#life_ring |  | Lifebuoy Ring
261 | 71521 | 378251F | Forklift, Attachments, Small Bucket, WA-7 | TAB-GRK-VEH-378251 | Forklift | Tool |  |  | machine_attachments |  | Vehicle, Utility, Multi-Attachment, Propane, BobCat 5600, WA-7
27200 | 41546 | COL-PSU-FEQ-0001S | Fire Prevention, Extinguisher | COL-W-OBSOLETE | Fire Prevention,Extinguisher |  | 46866 | FEQ |  |  | Col West Obsolete Entities
4617 | 28576 | COL-PHA-V-0002 | Valve | COL-PHA-MISC |  |  |  | V |  |  | Miscellaneous Equipment
132545 | 72949 | THR-DIG-LSH-0706 | Switch, Level High, Tank 0700 Coffin Overflow, Solids Treatment, Transfer System - Digesters - Tank 0700 & Tank 0800 | THR-DIG-PD-0700 | Switch,Level-High | Switch |  | LSH | http://www.toronto.ca/TWONTO#level_switch |  | Tank, Primary Digester-7, Solids Treatment
105465 | 87492 | SQ-47077 | FHO SCBA #5 | FHO-OBSOLETE | PPE,SCBA | Safety Equipment | 32129 |  | http://www.toronto.ca/TWONTO#self-contained_breathing_apparatus |  | Removed From Service
139459 | 95342 | THR-WA2-LD-496-6 | Sling, Nylon, Work Area 2 (Sr 903496-6) SIZE; 2" X 4', | THR-LD-NYLN-WA2 | Lifting Device,Sling | Lifting Device |  | LD | synthetic_web_sling |  | Slings, Nylon, Work Area 2
427 | 41862 | BUS | Business Unit Support | TW | [6 empty] | Toronto Water
129581 | 10350 | THR-ACC-AC-2201 | Air Conditioner, HVAC, Admin Bldg (Temp),Trailer | THR-ACC-ADM | H.V.A.C.,Air Conditioner | HVAC |  | AC | http://www.toronto.ca/TWONTO#air_condition |  | Air Conditioning, HVAC, Admin Building
105305 | 67380 | QQ7001 | Gate, Turnstiles, Guard House, Parking Lot | TAB-GRK-DR-34556 |  | Door |  |  | http://www.toronto.ca/TWONTO#door
106643 | 7375 | TAB-ACC-FSL-1810 | Switch,Flow,Low,Water From Pump | TAB-ACC-P-1810 | Switch,Flow | Switch |  | FSL | http://www.toronto.ca/TWONTO#flow_switch |  | Pump, Hot Water Circulating, Blower Bldg,,P28-1
26281 | 9192 | FHO-GRK-DR-2034L | Door, (FD-2-34), Fire Rated, Admin Building, L2, East Emergency Exit | FHO-GRK-FEQ-0001 | Fire Prevention,Door | Door |  | DR | http://www.toronto.ca/TWONTO#fire_rated_door
140680 | 29886 | TNT-PRM-PSL-1101 | Switch, Pressure, Low, Pump Suction | TNT-PRM-P-1101 | Switch,Pressure | Switch |  | PSL | http://www.toronto.ca/TWONTO#pressure_switch |  | Pump, Primary Sludge # 1
102861 | 37787 | MTMH160 | CADORNA CTS | TRK-DON | [6 empty] | DON DRAINAGE AREA
107349 | 24740 | TAB-ACC-PDSH-6313 | Switch, Pressure Differential Switch High, MAU-0313, Mechanical Room, Dig 9-12 Control Building. | TAB-ACC-MAU-6313 | Switch,Pressure-High | Switch |  | PDSH | http://www.toronto.ca/TWONTO#pressure_switch |  | Air Handling Unit, Supply Make Up Air Unit, Basement Heat Relief Ventilation, Roof, Dig 9-12 Control Building.
4870 | 18300 | COL-PIR-TR-0001 | Transformer, Power | COL-PIR | Transformer |  |  | TR |  |  | Island Road Sewage Pumping Station
5076 | 57943 | COL-PKP-SW-0002 | Switch, Emergency Power | COL-PKP-MISC | Switch | Switch |  | SW | http://www.toronto.ca/TWONTO#disconnect_switch |  | Miscellaneous Equipment
98777 | 57551 | FPP-LAB-MX-0001 | Stir plate, Laboratory benchtop | FHA-FPP | Mixer | Test Equipment |  | MX | lab_equipment |  | Harris Filtration Pilot Plant
110362 | 21212 | TAB-DEW-V-C05 | Centrifuge 5 Centrate Line | CENTRATE | [6 empty] | Centrate Collection
82830 | 7365 | FHA-SES-SPL-0501 | FHA-SES-SPILL-2 - Spill Response Kit 2- Chlorine Storage Room | FHA-SES-SM |  | Safety Equipment |  | SPL | http://www.toronto.ca/TWONTO#spill_kit |  | Spill /Waste Management
4598 | 61320 | COL-PGR-SS-0001 | Security System | COL-PGR | Security System |  |  | SS |  |  | Grand River Sewage Pumping Station
3506 | 63592 | COL-PBP-OIT-0001 | Operator Interface Terminal | COL-PBP-MISC | Computer Equipment,Monitor |  |  | OIT |  |  | Miscellaneous Equipment
18690 | 92551 | FHA-SES-SQ-0113 | Davit Base | FHA-SES |  | Safety Equipment |  | SQ | davit_base |  | Safety & Environmental Services
112683 | 91310 | TAB-EL1-LSL-8060 | Switch,Level-Low,Sump Pump,North Substation,Outdoor Chamber | TAB-EL1-P-8060 | Switch,Level-Low | Switch |  | LSL | http://www.toronto.ca/TWONTO#level_switch |  | Pump,Submersible,North Substation,Outdoor Chamber
4852 | 78001 | COL-PIR-FEQ-0001S | Fire Prevention, Extinguisher | COL-W-OBSOLETE | Fire Prevention,Extinguisher |  | 42687 | FEQ |  |  | Col West Obsolete Entities
130398 | 78544 | THR-ACC-PSH-0231 | Gauge, Pressure, Air Filter, AHU-0230, North Grit Storage Room | THR-ACC-AHU-0230 | Switch,Pressure-High | Switch |  | PSH | http://www.toronto.ca/TWONTO#pressure_switch |  | Air Handling Unit, Air Supply, North Grit Fan Room
128975 | 71019 | THC-STR-T-1580 | Scum Pit, Tank 1500, Secondary Clarifier | THC-FT-T-1500 | Tank,Non-Pressurized | Tank |  | T | http://www.toronto.ca/TWONTO#storage_tank |  | Tank, Secondary Clarifier
14751 | 58337 | FCL-SES-SHOW-0002-SUS | Emergency Shower | FCL-SES-1 | PPE,Eyewash Station | Safety Equipment | 36708 | SHOW | http://www.toronto.ca/TWONTO#emergency_eyewash_and_shower |  | Emergency Showers
76221 | 88662 | THR-MCS-MT-0517 | Bench Grinder | THR-MT-WA3 |  | Tool |  | MT | bench_grinder |  | Machine Tools
88018 | 77179 | WTR-PSA-LSHH-0701 | Switch, Level-High-High,Pump 0701 | WTR-PSA-P-0701 | Switch,Level-High | Switch |  | LSHH | http://www.toronto.ca/TWONTO#level_switch |  | Pump, Sump
122 | 32964 | 50683 | Emerg. Eyewash & Shower Stns, South Training Bldg | TAB-SLO-SES | PPE,Eyewash Station | Safety Equipment |  |  | http://www.toronto.ca/TWONTO#emergency_eyewash_and_shower |  | TABWA4 Health and Safety Equipment
132447 | 11751 | THR-DIG-FSL-3166 | Flow Switch, Pump Seal Water | THR-DIG-T-7-8 | Transmitter,Pressure | Switch |  | FSL | http://www.toronto.ca/TWONTO#flow_switch |  | Digester, Entities Common to Tanks 7-8
61168 | 26878 | THC-ELS-SQ-6124599 | Electrical Safety gloves, High Voltage, Class 1, # 6124599 | THC-SES-SQ | PPE,Insulated Glove | Safety Equipment |  | SQ | http://www.toronto.ca/TWONTO#rubber_insulating_gloves |  | Safety Equipment
65690 | 87379 | FCL-SPC-COM-1200 | Access Closet, High Lift Switchgear Room | FCL-SPC |  |  |  | COM |  |  | Process Control Systems - Services Area
30067 | 31461 | COL-PST-MCC-0001 | Motor Control Center | COL-PST |  | Motor Control Centre |  | MCC | http://www.toronto.ca/TWONTO#LV_electrical_panel |  | Strachan Pumping Station
119567 | 76485 | TAB-WA1-LD-1209 | Rescue Tripod | TAB-WA1-SQ-1000 | Lifting Device | Lifting Device |  | LD | http://www.toronto.ca/TWONTO#fall_arrest_Davit_arm |  | WA1 Lifting Devices and Slings
5075 | 6191 | COL-PKP-SW-0002 | Switch, Emergency Power | COL-PKP | Switch | Switch |  | SW | http://www.toronto.ca/TWONTO#disconnect_switch |  | Kennedy Park Sewage Pumping Station
25044 | 75284 | COL-PSK-FEQ-0001S | Fire Prevention, Extinguisher | COL-PSK-MISC | Fire Prevention,Extinguisher |  | 40966 | FEQ |  |  | Miscellaneous Equipment
117124 | 49570 | TAB-RSP-F-1231A | Filter, Lube Oil Supply, Raw Sewage Pump 1230, A Side | TAB-RSP-T-1231 | Filter | Filter |  | F | http://www.toronto.ca/TWONTO#replaceable_oil_or_fuel_filter |  | Tank, Oil, Raw Sewage Pump #3 Bearing Lubrication System
34817 | 21482 | COL-YKP-FAK-0021 | First Aid Kit, Truck #112431 (Transit 250) | COL-YKP | Safety,First Aid Kit | Safety Equipment |  | FAK | http://www.toronto.ca/TWONTO#first_aid_kit |  | Kipling Yard
130183 | 39865 | THR-ACC-NR-741 | HVAC Unit & Fan, 2nd Floor North Stairwell | THR-ACC-ADM | H.V.A.C.,Heater,Unit | HVAC |  | NR | http://www.toronto.ca/TWONTO#heater |  | Air Conditioning, HVAC, Admin Building
70403 | 35665 | FHA-AM-T-0301 | Tank, Aqua Ammomia #3 Storage Cap. 8500 L | FHA-AM | Tank | Tank | 33294 | T | http://www.toronto.ca/TWONTO#chemical_storage_tank |  | Ammoniation
7835 | 76584 | COL-PSW-PSL-0120 | Switch, Pressure-Low | COL-PSW-P-0120 | Switch,Pressure-Low | Switch |  | PSL | http://www.toronto.ca/TWONTO#pressure_switch |  | Pump, Centrifugal Swage
26329 | 46368 | FHO-SES-SQ-6023 | Harness-656764 - Peter D'Rozario | FHO-SES-SQ-0006 | PPE,Harness | Safety Equipment |  | SQ | http://www.toronto.ca/TWONTO#fall_arrest_harness |  | Fall Arrest Systems
87075 | 52062 | WTR-PMI-LSH-0004 | Instrument, Level Switch, High, Water Transmission | WTR-PMI-AUX |  | Switch |  | LSH | http://www.toronto.ca/TWONTO#level_switch |  | Auxiliary Equipment (Building Facilities)
13908 | 7468 | FCL-POL-V-4222 | Valve, Solenoid, Service Water to Polymer Skid No.5, RMF Centrifuge Building, Polymer Room | FCL-POL-P-4220 |  |  |  | V |  |  | Pump, Standby, Polymer Skid No.5, Polymer Feed to Thickeners, Centrifuge Building Polymer Room
71268 | 45744 | THC-SES-MEQ-5900 | Emergency Water Tempering System,Hot Water,Hot Water Supply,Disinfection Bldg | THC-SES-SQ-EYE |  | HVAC |  | MEQ | ? |  | Eyewash Stations THC (Virtual entity #)
21335 | 91433 | FHO-DCL-PSH-0202 | Switch, Pressure-High, Vent Header Dechlorination Train 2 Evaporator, Chemical Bldg, Machine Room | FHO-DCL-SO-0201 | Switch,Pressure-High | Switch |  | PSH | http://www.toronto.ca/TWONTO#pressure_switch |  | Sulphonator, Dechlorination Train 2, Chemical Building, Main Floor, Machine Room
58810 | 15949 | THC-DEW-T-2309 | Hopper,Polymer Dry,Polymer Make-Up 2300, Polymer Make up System | THC-DEW-T-2300 |  | Tank |  | T | http://www.toronto.ca/TWONTO#chemical_storage_tank |  | Tank,Polymer Make-up,Polymer Make Up System
131631 | 23629 | THR-CG-LSH-1101 | Switch, Level, High, Tank 1109, Lube Oil System, Engine-Gen 1101 | THR-CG-ENG-1101 | Switch,Level-High | Switch |  | LSH | http://www.toronto.ca/TWONTO#level_switch |  | Engine, Generator 1101, Engine Room, Engine-Generator & Heat Recovery System
131875 | 2080 | THR-CW-CH | City Water & Fire Water Chambers | THR-CW | [6 empty] | City Water
6375 | 94301 | COL-PMY-FEQ-0002S | Fire Prevention, Extinguisher | COL-PMY-MISC | Fire Prevention,Extinguisher |  | 40921 | FEQ |  |  | Miscellaneous Equipment
119299 | 63589 | TAB-THK-MEQ-0301 | Flocculator | TAB-THK-T-0300 | Flocculator | Tank |  | MEQ | http://www.toronto.ca/TWONTO#mixer_or_agitator |  | Floatation Tank #3, Subnatant Recycling
117961 | 74682 | TAB-SES-FSH-2204 | Switch, Flow, High, Emergency Eyewash/Shower, PRS Bldg, Pump Room | TAB-SES-SQ-2204 | Switch,Flow-High | Switch |  | FSH | http://www.toronto.ca/TWONTO#flow_switch |  | Emergency Eyewash/Shower, PRS Bldg, Pump Room
59256 | 1712 | THC-ACC-MEQ-0901 | Pressure Wash System, Dechlorination Building | THC-DCL |  | HVAC |  | MEQ | http://www.toronto.ca/TWONTO#power_washer |  | Dechlorination Process
106275 | 9021 | TAB-ACC-DM-6555 | Damper, Motorized, Supply Air, AHU-6530,6540, 6550 & 6560, Mech. RM No. 3, Screen Bldg., P Bldg. | TAB-ACC-AHU-6530 | Damper/Louver | HVAC |  | DM | http://www.toronto.ca/TWONTO#air_damper |  | Air Handling Unit, Mechanical Room no.3, Screen Bldg., P Bldg.
78795 | 80138 | THR-SES-SQ-0106S | Eyewash and Shower Station, Ferrous Chemical Building | THR-SQ-PEWS-WA1 | Safety,Eye wash | Safety Equipment | 38622 | SQ | http://www.toronto.ca/TWONTO#emergency_eyewash_and_shower |  | Portable. (Gravity Operated) Eyewash Station, Dig9&10 Bsmnt
9186 | 36907 | COL-YKP-FAK-0026 | First Aid Kit, Truck #065125 (F250) | COL-YKP | Safety,First Aid Kit | Safety Equipment |  | FAK | http://www.toronto.ca/TWONTO#first_aid_kit |  | Kipling Yard
144214 | 92573 | WTR-PHL-TPD-0003 | Tripod, Fall Arrest, S/N 7-99, Spare | WTR-CENTRAL-SES | PPE | Safety Equipment |  | TPD | http://www.toronto.ca/TWONTO#fall_arrest_Davit_arm |  | Safety & Lifting Devices
122263 | 5719 | THC-CAP-RAP-9117-13-7066 | THC Capital Works, RAS Pumping, Aeration and Phosphorous Systems Upgrades (RAP), RFP # 9117-13-7066 | THC-SUSPENDED |  |  | 37924 | RAP |  |  | Suspended entity
118811 | 66504 | TAB-STR-RPU-0502 | RPU-GE0502 | TAB-STR-RPU | RPU | Remote Processor Unit |  | RPU | http://www.toronto.ca/TWONTO#RPU_panel |  | Aeration Gallery - RPUs
38280 | 84824 | PA50298 | Paging/Intercom System, Old Admin Bldg | TAB-ADM-STRC |  | Communications Equipment |  |  | http://www.toronto.ca/TWONTO#public_annoucement_speaker |  | Old Admin Building - General
31409 | 38303 | COL-RBB-FEQ-0001S | Fire Prevention, Extinguisher | COL-W-OBSOLETE | Fire Prevention,Extinguisher |  | 42905 | FEQ |  |  | Col West Obsolete Entities
89021 | 86129 | WTR-REL-T-0200 | Tank, South-West Basin (Cell 2) | WTR-REL-TRW | Tank | Tank |  | T | http://www.toronto.ca/TWONTO#storage_tank |  | Treated Water (Transmission)
129262 | 1970 | THC-THK-T-1120 | Tank,Mixing,Polymer Make-up System-1100,Thickening Building | THC-THK-T-1100 | Chemical Feeder | Tank |  | T | http://www.toronto.ca/TWONTO#chemical_storage_tank |  | Tank,Make-up,Polymer Make-up System-1100,Thickening Building
118371 | 11251 | TAB-SPC-COM-1600 | Communication Access Cabinet | TAB-PRM-INQ-P | SCADA | Communications Equipment |  | COM | http://www.toronto.ca/TWONTO#network_panel |  | P Building - Instrument Equipment
97331 | 96852 | FIS-GRK-DR-0001 | Door Overhead, Raw Water PS Building, Pump Room North | FIS-GRK-0001 | Door,Overhead | Door |  | DR | http://www.toronto.ca/TWONTO#roll_up_door
55734 | 65092 | TAB-WA4-SQ-489F | Self Retracting Lifeline(SIMM1 Shared) | TAB-WA4-SQ-0010 |  | Safety Equipment |  | SQ | self_retracting_line |  | WA4 Fall arrest systems
2748 | 97233 | COL-CCC-LSH-0103 | Switch, Level High | COL-CCC-MISC | Switch,Level | Switch |  | LSH | http://www.toronto.ca/TWONTO#level_switch |  | Miscellaneous Equipment
62235 | 18231 | THC-INC-PSL-2053 | Switch, Pressure-Low, Shaft Seal, Slurry Pump 2053 | THC-INC-P-2053 |  | Switch |  | PSL | http://www.toronto.ca/TWONTO#pressure_switch |  | Pump, Ash Slurry, Incinerator 2000
134028 | 78944 | THR-DIS-T-0200 | Tank, Air Reciever, Disinfection Building Mezzanine Floor, (CRN-H5556.5, SNo.-5.1014186, TSSA UID-65022716) | THR-DIS | Tank | Tank |  | T | http://www.toronto.ca/TWONTO#pressure_vessel |  | Disinfection
30709 | 49784 | FIS-SES-SQ-6201 | High Voltage Insulated Ground Cables | FIS-SES | Safety | Safety Equipment |  | SQ | ? |  | Safety, Instrumentation & Environmental Services
38967 | 50836 | SWM-PNQ-TSL-0002 | Switch, Temperature-Low | SWM-PNQ | Switch | Switch |  | TSL | http://www.toronto.ca/TWONTO#temperature_switch |  | North Queen Storm Pumping Station
119661 | 46620 | TAB-WA1-SQ-1080 | Sling | TAB-WA1-SQ-1000 | Lifting Device,Sling | Lifting Device |  | SQ | http://www.toronto.ca/TWONTO#fall_protection_sling |  | WA1 Lifting Devices and Slings
8159 | 79919 | COL-PWP-CP-0001 | Control Panel, Electrical | COL-PWP-MISC | Control Panel |  |  | CP |  |  | Miscellaneous Equipment
130879 | 11638 | THR-AER-BL | Aeration Blowers | THR-AER | [6 empty] | Aeration
119579 | 39882 | TAB-WA1-LD-1234 | Chain Pulley Block | TAB-WA1-SQ-1000 | Lifting Device | Lifting Device |  | LD | http://www.toronto.ca/TWONTO#lifting_equipment_hoist |  | WA1 Lifting Devices and Slings
13978 | 87681 | FCL-SPC-RPU-1821 | RPU Panel, Screens, Raw Water Pumping | FCL_ELS_MISCELLANEOUS | Control Panel | Remote Processor Unit |  | RPU | http://www.toronto.ca/TWONTO#RPU_panel |  | FCL_ELS_MISCELLANEOUS
28250 | 36409 | FIS-CLA-INJ-0101 | Eductor, Pre-Chlorine Train 1, Gaseous Chemical Building, Main Floor, Machine Room | FIS-CLA-CHL-0101 |  | Chemical Feeder |  | INJ | http://www.toronto.ca/TWONTO#ejector |  | Chlorinator, Pre Chlorination Train 1, Gaseous Chemical Building, Machine Room
146776 | 20856 | WTR-RDF-DR-0002 | Door, Hatch, Northeast | WTR-RDF-AUX | Door | Door |  | DR | http://www.toronto.ca/TWONTO#door
118716 | 64608 | TAB-STR-LSHH-6095 | Switch, Level High-High, Aeration Gallery, East, Tank #5 | TAB-STR-P-6095 |  | Switch |  | LSHH | http://www.toronto.ca/TWONTO#level_switch |  | Pump, Sump, GX2018A
34422 | 69982 | MAIN-028C | Main 028C | WTR-MT1 | [6 empty] | Work Area 1 EAST Mains and Chambers
78624 | 30962 | FHO-ELS-PDP-0500 | Power Distribution Panel, 600V Switchgear, Filter Building, S2, Electrical Room | FHO-ELS-MCC-0510 |  | Power Distribution Panel |  | PDP | http://www.toronto.ca/TWONTO#LV_electrical_panel |  | Motor Control Centre, Filter Building 1-8., S2, Electrical Room
78885 | 15985 | THR-GRK-DR-0500 | Main Gate, Motorized, Main Entrance Roadway Near Burner House | THR-SS-WA3 | Gate | Gate |  | DR | http://www.toronto.ca/TWONTO#door
71370 | 280 | THC-SPC-COM-3010 | Communication Panel, Multilink Cabinet, Electrical Room, Headworks | THC-PLT-BLDG-0001 | SCADA | Network |  | COM | http://www.toronto.ca/TWONTO#network_panel |  | New Head House, preliminary process
137378 | 10272 | THR-PLT-LD-2152D | Lifting Device, Sparger Arm, Tank 300, Grit Bldg. | THR-PLT-T-0300 | Lifting Device | Hydraulic System | 35265 | LD | http://www.toronto.ca/TWONTO#hydraulic_system |  | Tank, Grit Removal, Grit Tanks, North Grit Building
84452 | 82392 | WTR-EAST-ANL | Analyzers, Air Monitors & Calibration Equipment - EWA | WTR-EAST-SES | Analyzer | Safety Equipment |  |  | http://www.toronto.ca/TWONTO#fixed_gas_detector |  | Safety & Lifting Devices
104385 | 87280 | MTMH361 | MOUNT DENNIS CTS | TRK-DON | [6 empty] | DON DRAINAGE AREA
107107 | 28051 | TAB-ACC-HTR-6501 | Heater, Unit, Hot Water, maintenance Workshop, Screen Bldg., P Bldg. | TAB-ACC-HTR-PBLDG | H.V.A.C.,Heater | HVAC |  | HTR | http://www.toronto.ca/TWONTO#heater |  | Unit Heaters- P Bldg
51658 | 6481 | TAB-PRS-PSH-3330 | Switch, Pressure-High, Chemical Dosing Pump, Secondary Dosing | TAB-PRS-P-3330 | Switch,Pressure-High | Switch |  | PSH | http://www.toronto.ca/TWONTO#pressure_switch |  | Pump, Chemical Dosing, Secondary Dosing
111042 | 84698 | TAB-DIG-PSH-4135 | Switch Pressure,High,Delivery,Digester Gas Compressor C-4135 | TAB-DIG-C-4135 | Switch,Pressure | Switch |  | PSH | http://www.toronto.ca/TWONTO#pressure_switch |  | Compressor # 2, Gas (DX2602)
115433 | 76719 | TAB-PRM-FSL-3602? | Switch ,Flow, Low,Seal water to Pump-3602 | TAB-SUSPENDED ENTITY | Switch,Flow | Switch | 34199 | FSL | http://www.toronto.ca/TWONTO#flow_switch |  | Suspended entities
114815 | 86594 | TAB-PLT-SP-0301 | Sampler, Grit Tank T-0300 Discharge, Old Screen Area, Grit Bldg., P Bldg. | TAB-PLT-T-0300 | Sampler | Sampler | 46073 | SP | http://www.toronto.ca/TWONTO#auto_sampler |  | Tank, Reservoir, Grit Removal, Grit Bldg., P Bldg.
58426 | 87306 | THC-ACC-DM-0122 | Bubble Tight Damper Supply,Air Handling Unit 0120,Scrubber Room,Phase 4 | THC-ACC-AHU-0120 | Air Handling Unit | HVAC |  | DM | http://www.toronto.ca/TWONTO#air_damper |  | Air Handlling Unit,Roof,Scrubber Room,Phase 4
78950 | 51978 | THR-SES-T-0507 | Tank, Air Cylinder, 4500 PSI | THR-SES-JHSC | Safety | Safety Equipment |  | T | http://www.toronto.ca/TWONTO#compressed_gas_cylinder |  | Joint Health and Safety Coordination
71152 | 53312 | FHA-BW-TSH-0603 | Switch, Temperature High, Backwash Pump P-0501 Bearing, Low Lift PS | FHA-BW-P-0501 | Switch,Temperature-High | Switch |  | TSH | http://www.toronto.ca/TWONTO#temperature_switch |  | Pump Centrifugal, Wash Water to Filter Bldg.
12633 | 76446 | FCL-ELS-LP-0200P | Lighting Panel, Heating, 208/120V, 3PH, Admin Building, Corridor 217 Second Floor | FCL-ELS-TR-0200P |  |  |  | LP |  |  | Transformer, 600/120/208V,112.5kW, Lighting Panels LP-0200P &0200B, High Lift Switchgear Floor East
15831 | 23864 | COL-PKG-DM-0001 | Damper/Louver, Generator Room | COL-PKG-MISC | Damper/Louver |  |  | DM |  |  | Miscellaneous Equipment
21744 | 19089 | COL-PMY-DM-0008 | Damper, Gas | COL-PMY-MISC | Damper/Louver |  |  | DM |  |  | Miscellaneous Equipment
119879 | 66286 | TAB-WA3-SQ-0231 | Spill Response Kit, Oil | TAB-DEW-SAFETY | Spill Kit | Safety Equipment |  | SQ | http://www.toronto.ca/TWONTO#spill_kit |  | Safety Equipment
14795 | 17800 | FCL-SM-LSH-0001-SUS | Switch, Level-High, Tank Containment System, Caustic Soda System | FCL-SUSPENDED | Switch,Level-High | Switch | 36712 | LSH | http://www.toronto.ca/TWONTO#level_switch |  | Suspended entity
85124 | 78476 | WTR-PEL-LSH-1101 | Switch, Level, High, Diesel Fuel Day Tank T-1100, Generator Building, Product Handling Room | WTR-PEL-T-1100 | Switch,Level-High | Switch |  | LSH | http://www.toronto.ca/TWONTO#level_switch |  | Tank, Non-Pressurized, Diesel Fuel Day, Generator Building, Product Handling Room
46532 | 70021 | TAB-DIS | Disinfection | TAB-WORK-AREA-8 | [6 empty] | Electrical Sub- Stations
69012 | 59540 | FCL-WWW-V-0001 | Valve, Check, Discharge, Sanitary Sump Pump P-0001, RMF Clarification Facility, Pump Room | FCL-WWW-P-0001 |  |  |  | V |  |  | Pump Sanitary Clarification Building, South
30943 | 89426 | FIS-FEQ-DR-0051 | Door, Fire, Pipe Gallery | FIS-GRK-STRC-0001 |  | Door |  | DR | http://www.toronto.ca/TWONTO#fire_rated_door
7649 | 50856 | COL-PST-WEL-0500 | Wet Well | COL-PSK-MISC |  |  |  | WEL |  |  | Miscellaneous Equipment
93218 | 72648 | FHO-GRK-DR-1063L | Door, (FD-1-63), Fire Rated, East Filter Building, L1, Hallway South Side to Exit | FHO-GRK-FEQ-0001 | Fire Prevention,Door | Door |  | DR | http://www.toronto.ca/TWONTO#fire_rated_door
68876 | 42666 | THC-PRM-G-0903 | Valve, Ball, Effluent, Sample Sink, Flush Water, T33 | THC-PRM-T-0900 | Valve,Sluice Gate | Gate |  | G | http://www.toronto.ca/TWONTO#channel_gate
62626 | 9774 | FHA-FLT-MX-1301 | FHA-FLT-SW-1301 - Sweeps, Surface Wash, Filter #13 | FHA-FLT-F-1301 | Filter | Filter |  | MX | filter_sweeping_arm |  | Filter #13, Filter Building, West Filter Gallery South
132631 | 4188 | THR-DIG-PD-0100 | Tank, Primary Digester-1, Solids Treatment | THR-DIG-SB-1 | Tank | Tank |  | PD | http://www.toronto.ca/TWONTO#digester_tank |  | Scrubber Building 1, Digester 1 & 2
26393 | 97151 | FHO-SES-SQ-8013A | Eye Wash Bottle, Station # 13 A, TW Building, S9, Near RW Pump 21 | FHO-SES-SQ-0004 | PPE,Eyewash Station | Safety Equipment |  | SQ | eye_wash_bottle |  | First Aid
39195 | 7923 | TAB-ACC-F-6431 | Filter, Prefilter, AHU-6430, Roof, Grit Bldg., P Bldg. | TAB-ACC-AHU-6430 | Filter | HVAC |  | F | http://www.toronto.ca/TWONTO#replaceable_air_filter |  | Air Handling Unit, Roof, Grit Bldg., P Bldg.
39070 | 84516 | COL-YKP-SRL-036157 | Self Retrieval Line -036157 | YKP-BLD | Safety | Safety Equipment |  | SRL | self_retracting_line |  | Collections - 435 Kipling Ave. Building envelope
11120 | 88850 | COL-PBR-LSH-0103 | Switch, Level | COL-PBR-MISC | Switch,Level |  |  | LSH |  |  | Miscellaneous Equipment
159 | 58180 | 535058 | Extinguisher, Fire, SN# 535058, Dry, 18 lbs, Ozone #1, Aeration | TAB-SUSPENDED ENTITY | Fire Prevention,Extinguisher |  | 32990 |  |  |  | Suspended entities
138811 | 14338 | THR-SES-SQ-2516 | Cleaner, Air/Welding Fume Extractor | THR-SES-SQ | Safety | Filter |  | SQ | http://www.toronto.ca/TWONTO#replaceable_air_filter |  | Safety Equipment
118172 | 13335 | TAB-SLO-LSHH-8088 | Switch, Level High-High, Biosolds Truck Loading Bldg, Biofilter Outdoor Sump | TAB-SLO-P-8088 |  | Switch |  | LSHH | http://www.toronto.ca/TWONTO#level_switch |  | Pump, Sump, Biosolds Truck Loading Bldg, Biofilter Outdoor Sump
4795 | 56605 | COL-PHP-CB-0001 | Circuit Breaker, Main | COL-PHP | Circuit Breaker |  |  | CB |  |  | High Park Sewage Pumping Station
74238 | 42979 | THR-FPW-PSH-4903 | Switch, Pressure-High, Valve Chamber, Raw Plant Water Pumping | THR-FPW-P-4903 | Switch,Pressure-High | Switch |  | PSH | http://www.toronto.ca/TWONTO#pressure_switch |  | Pump, Submersible, Plant Water
92793 | 25452 | FHO-FLO-T-0401 | Tank, Flocculation No.0401 | FHO-FLO-T-0401-KQ | Tank,Reservoir | Tank |  | T | http://www.toronto.ca/TWONTO#flocculation_tank |  | Flocculation Tank
80350 | 7166 | FHA-SED-ZSH-0404F | Switch, Limit, Access Hatch Zone 4, Settling Basin T-0401 | FHA-SED-ZSH-0404 |  | Security System |  | ZSH | http://www.toronto.ca/TWONTO#position_switch |  | Switch, Limit, Access Hatch Zone 4
106699 | 60313 | TAB-ACC-HC-9004 | Heating Coil, T Bldg | TAB-ACC-HTR-M&T | H.V.A.C.,Heater,Convection | HVAC |  | HC | heating_coil |  | Unit Heaters- M&T Bldg
55725 | 60838 | TAB-WA4-SQ-3418 | Harness, Safety - RDT-TB/UBK | TAB-WA4-SQ-0010 |  | Safety Equipment |  | SQ | http://www.toronto.ca/TWONTO#fall_arrest_harness |  | WA4 Fall arrest systems
31432 | 87036 | COL-RBB-LIT-0202B | Transmitter, Level | COL-RBB | Transmitter,Level |  |  | LIT |  |  | Western Beaches Tunnel (Battery Park)-Storm
137665 | 99829 | THR-PRM-BH-0003 | Bulk Head, Channel Gate Stop/Block, Primary | THR-PRM-BH |  |  |  | BH |  |  | Bulk Head, Channel Gate Stop/Block, Primary
41537 | 21495 | TAB-ACC-TSL-4477 | Switch,Temperature,Low,Supply Air , | TAB-ACC-AHU-4477 | Switch,Temperature | Switch |  | TSL | http://www.toronto.ca/TWONTO#temperature_switch |  | AHU, Aux Bldg
95694 | 72356 | FHO-ZMC-P-0101-KQ | Zebra Mussel Chlorination Pump 1 | FHO-OBSOLETE |  |  |  | P |  |  | Removed From Service
34384 | 81547 | COL-YKP-DA-1731955 | Davit Upper Arm-1731955 | COL-YKP-DA | Safety | Safety Equipment |  | DA | http://www.toronto.ca/TWONTO#fall_arrest_Davit_arm |  | Davit Arm Assembly
87204 | 98761 | WTR-PMI-TRW | Treated Water (Transmission) | WTR-PMI | [6 empty] | Milliken Pumping Station
119789 | 70904 | TAB-WA2-SQ-1208 | EE2 - 901 T4 Nylon Sling | TAB-SES-LD | Lifting Device,Sling | Lifting Device |  | SQ | synthetic_web_sling |  | WA2 Lifting devices
21655 | 95032 | FHO-DOZ-T-5007-SUS | Tank, Chemical Pot Feeder | FHO-DOZ-P-5030 | Chemical Feeder | Chemical Feeder | 37569 | T | http://www.toronto.ca/TWONTO#chemical_storage_tank |  | Pump, Closed Loop Cooling Water Pump, Ozone Building, L1, Ozone Equipment Room
33541 | 93158 | COL-YKP-DA-0007S | Davit Arm Assembly with Upper Arm-150960 | COL-YKP-DA | Safety | Safety Equipment | 45973 | DA | http://www.toronto.ca/TWONTO#fall_arrest_Davit_arm |  | Davit Arm Assembly
105149 | 18704 | PX2520A | Corrosion Control Unit, Grease House #3 | TAB-ACC-PRM | H.V.A.C.,Air Conditioner | HVAC |  |  | ? |  | HVAC, Primary & Corrosion Control Units
139560 | 61833 | THR-WA4-LD-0024 | Sling, Nylon, Work Area 4 (2" X 4') | THR-LD-NYLN-WA4 | Lifting Device,Sling | Lifting Device |  | LD | synthetic_web_sling |  | Slings, Nylon, Work Area 4
113516 | 82369 | TAB-GRK-VEH-043231SUS | Truck, GMC Chevy Sierra, WA-5 | TAB-GRK-VEH1 | Vehicle,Licensed | Vehicle | 47531 | VEH | http://www.toronto.ca/TWONTO#pickup_truck
30697 | 2394 | FIS-SES-SQ-6007 | Safety Harness, Full Body | FIS-SES-SQ-6001 |  | Safety Equipment |  | SQ | http://www.toronto.ca/TWONTO#fall_arrest_harness |  | Safety Harness, Full Body
117255 | 14074 | TAB-RSP-INQ | T Building - Instrumentation | TAB-RSP-T | [6 empty] | T Building
143746 | 37871 | WTR-PEL-TSL-1001 | Switch, Temperature Low, Generator Building, Electrical Room | WTR-PEL-AUX | Switch,Temperature-Low | Switch |  | TSL | http://www.toronto.ca/TWONTO#temperature_switch |  | Auxilliary Equipment (Building Facilities)
133919 | 70202 | THR-DIS-LSL-1001 | Switch, Level, Low, Capacitive, Hypochlorite Tank T-1000, Disinfection Building Main Floor | THR-DIS-T-1000 | Switch,Level-High | Switch |  | LSL | http://www.toronto.ca/TWONTO#level_switch |  | Tank, Sodium Hypochlorite Storage, Disinfection Building
21750 | 9435 | COL-PMY-DM-0015 | Damper, Gas | COL-PMY | Damper/Louver |  |  | DM |  |  | Maryport Sewage Pumping Station
30820 | 90515 | FIS-SPC1 | Process Control Systems - Administrative | FIS | [6 empty] | Island Water Treatment Plant
8033 | 39083 | COL-PWC-HTR-0001 | Heater, Electrical Room | COL-PWC-MISC | Heater |  |  | HTR |  |  | Miscellaneous Equipment
85211 | 70048 | WTR-PEL-T-1010 | Tank, Non-Pressurized, Diesel Fuel Storage, Generator Building, Bulk Fuel Storage Room | WTR-PEL-AUX | Tank,Non-Pressurized | Tank |  | T | http://www.toronto.ca/TWONTO#fuel_oil_tank |  | Auxilliary Equipment (Building Facilities)
63294 | 54063 | FCL-GRK-4 | Underground Chambers | FCL-GRK |  |  |  | GRK |  |  | Buildings and Grounds
83556 | 53479 | FHA-SES-SQ-1108 | FHA-SES-SQ-0108 - Davit Base 4941 | FHA-SES |  | Safety Equipment |  | SQ | davit_base |  | Safety & Environmental Services
146414 | 3844 | WTR-PSC-T-0008-SUS | SCBA 3000 psi Bottle, ARAP | WTR-EAST-SES | Tank | Safety Equipment | 47455 | T | http://www.toronto.ca/TWONTO#compressed_gas_cylinder |  | Safety & Lifting Devices
72478 | 47522 | FHO-CLC-F-0101 | Filter, Gas, Trim Chlorination Train 1, Chemical Building, Main Floor, Machine Room | FHO-CLC-CHL-0101 |  | Filter |  | F | http://www.toronto.ca/TWONTO#replaceable_air_filter |  | Chlorinator, Trim Chlorination Train 1, Chemical Building, L1, Machine Room
126490 | 78164 | THC-MCS-MEQ-0004 | Backflow Preventer Testing Kit, Building A | THC-SUSPENDED |  | Tool | 36938 | MEQ | backflow_preventer_tester |  | Suspended entity
83268 | 23278 | THR-PRM-RPU-0005 | RPU, Primary Treatment, South Tanks 0700 to 0800 (172.22.37.126) | THR-PRM-STA-3 | RPU | Remote Processor Unit |  | RPU | http://www.toronto.ca/TWONTO#RPU_panel |  | South Primary Station 3
122795 | 32841 | THC-DEW-RPU-2202 | Remote Processing Unit,Dewatering,Basement B2,Biosolids Building East | THC-DEW-RPU | Computer Equipment,UPS | Remote Processor Unit |  | RPU | http://www.toronto.ca/TWONTO#RPU_panel |  | Incineration RPUs
115453 | 26805 | TAB-PRM-FSL-7008 | Switch ,Flow, Low, Exhaust Fan- FN-7008 | TAB-PRM-FN-7008 | Switch,Flow | Switch |  | FSL | http://www.toronto.ca/TWONTO#flow_switch |  | Fan, Exhaust (Primary Scum Air Process)
131075 | 82981 | THR-AER-PSL-1215 | Switch, Pressure-Low, Pump 1215, Secondary Treatment, Aeration - Blower System - South | THR-AER-T-1114 | Switch,Pressure-Low | Switch |  | PSL | http://www.toronto.ca/TWONTO#pressure_switch |  | Tank, Reservoir, Auxiliary Oil for Blower 1111, Secondary Treatment, Aeration - Blower System - South
136619 | 43298 | THR-LD-NYLN-WA2 | Slings, Nylon, Work Area 2 | THR-LD-WA2 | Lifting Device,Sling | Lifting Device |  |  | synthetic_web_sling |  | Lifting Devices, Chain Hoist, Come Along & Slings
34438 | 48879 | MAIN-063 | Main 063 (Transferred to D&C) | WTR-LWA |  |  | 36951 |  |  |  | Work Area 2 Central Mains and Chambers
15096 | 70488 | COL-PHP-LSH-0203 | Switch, Level-High | COL-PHP-MISC | Switch,Level |  |  | LSH |  |  | Miscellaneous Equipment
120911 | 35925 | THC-ACC-HTR-0355 | Air Heater, Building M | THC-ACC-HEATERS | H.V.A.C.,Heater,Unit | HVAC |  | HTR | http://www.toronto.ca/TWONTO#heater |  | Air Heaters, Building M
132104 | 8635 | THR-DCL | Dechlorination | THR WORK AREA 4 | [6 empty] | Liquid Handling 2
81485 | 85703 | FHA-SES-LDR-0103 | FHA-SES-LD-0002 - 2' Rolling Ladder steel (Switch gear Room) | FHA-SES-LD-1 | Safety | Safety Equipment |  | LDR | http://www.toronto.ca/TWONTO#portable_ladder |  | Ladders
34988 | 55543 | COL-YKP-FAK-0025S | First Aid Kit, Truck #189018 (M2 106) | COL-YKP | Safety,First Aid Kit | Safety Equipment | 40243 | FAK | http://www.toronto.ca/TWONTO#first_aid_kit |  | Kipling Yard
120274 | 80471 | THC-ACC-AHU-5202 | Air Handling Unit, Workshop | THC-ACC-BLDG X | Air Handling Unit | HVAC |  | AHU | http://www.toronto.ca/TWONTO#air_handler_unit |  | New Workshop WA2 Building HVAC
55438 | 80144 | TAB-WA1-SQ-1117 | Sling | TAB-WA1-SQ-1000 | Lifting Device,Sling | Lifting Device |  | SQ | http://www.toronto.ca/TWONTO#fall_protection_sling |  | WA1 Lifting Devices and Slings
117996 | 11114 | TAB-SES-LTX-2289 | Exit Sign, Battery Unit, 2 LED heads, PRS Bldg | TAB-SUSPENDED ENTITY | Lighting,Exit | Safety Equipment | 41292 | LTX | http://www.toronto.ca/TWONTO#lighting_unit |  | Suspended entities
125810 | 19293 | THC-GRK-DR-H | Doors, Building H | THC-GRK-ELS-G |  | Door |  |  | http://www.toronto.ca/TWONTO#door
121218 | 51468 | THC-ACC-TC-0566 | Controller,Temperature,Heater 0566,Electrical Room,Lower Plant Blower Building | THC-ACC-HTR-0566 | Air Handling Unit | HVAC |  | TC | http://www.toronto.ca/TWONTO#thermostat_or_zone_controller_unit |  | Heater,Electric,Electrical Room,Blower Building,Lower Plant, bldg.A
27674 | 84124 | FIS-ELS-PDP-0503 | Power Distribution Panel,Filter Area,347 / 600V,300A,3ph,4W | {FIS-ELS-PDP} | Control Panel,Power Distribution Panel | Power Distribution Panel |  | PDP | http://www.toronto.ca/TWONTO#LV_electrical_panel |  | Asset Group, Power Distribution Cabinets,600 V,Island WTP
71338 | 85417 | THR-DIG-LSHH-0507 | Switch, Level-High-High,Overflow Chamber,Tank 0500, Solids Treatment, Digester - Tanks 1-6 | THR-DIG-PD-0500 | Switch,Level-High-High | Switch |  | LSHH | http://www.toronto.ca/TWONTO#level_switch |  | Tank, Primary Digester-5, Solids Treatment
34584 | 85768 | MAIN-248 | Main 248 | WTR-LWA | [6 empty] | Work Area 2 Central Mains and Chambers
60760 | 95828 | THC-ELS-ELQ-0001 | Electrical Services 110 - 220V | THC-GRK-ELS | Building Service,Electrical 110 - 220 V |  |  | ELQ |  |  | Electrical Services, Maintenance- virtual entity
14478 | 13227 | FCL-SES-EYE-0002 | Eyewash Station, Plumbed Centrifuge Building beside Polymer Skids | FCL-SES-5 | PPE,Eyewash Station | Safety Equipment |  | EYE | http://www.toronto.ca/TWONTO#emergency_eyewash |  | Eye Wash Stations Chemical Building
53663 | 14585 | TAB-SES-SQ-0017 | SCBA Breathing Apparatus, Z Building, 1st Floor North of Control Room - LAH 304 226 FS | TAB-SES-SCBA | PPE,SCBA | Safety Equipment |  | SQ | http://www.toronto.ca/TWONTO#self-contained_breathing_apparatus |  | WA4 Safety Equipment, SCBA
26314 | 87149 | FHO-GRK-DR-2087S | Door, (FD-S2-87), Fire Rated, Chemical Building, S2, North Breezeway, North | FHO-GRK-FEQ-0001 | Fire Prevention,Door | Door |  | DR | http://www.toronto.ca/TWONTO#fire_rated_door
75181 | 31110 | THR-FT-PSL-4065S | Switch, Pressure-Low, WAS Pump 4065 Suction, Secondary Treatment, WAS Pumping | THR-FT-P-4065 | Switch,Pressure-Low | Switch | 39562 | PSL | http://www.toronto.ca/TWONTO#pressure_switch |  | Pump, Centrifugal, WAS, Secondary Treatment, WAS Pumping
146626 | 58848 | WTR-PWT-RPU-0001 | Control Panel, Process Control Unit, Bristol | WTR-PWT-ELS | RPU | Remote Processor Unit |  | RPU | http://www.toronto.ca/TWONTO#RPU_panel |  | Electrical System
55666 | 12338 | TAB-WA3-SQ-8456 | Lanyard 4 Ft (Ian Singh) | TAB-DEW-SQ-0010 | PPE,Lanyard | Safety Equipment |  | SQ | lifeline |  | WA3 Fall arrest systems portable cranes/hoists, come alongs, slings, wire rope, chains, electrical equipment etc.,
65340 | 246 | FCL-SES-LTX-0104-SUS | Exit light, 104, Admin Building, Second Floor, Kitchen West Exit | FCL-ELS-6 |  |  | 46607 | LTX |  |  | Interior Lighting
6400 | 91742 | COL-PMY-HTR-0002 | Heater, Unit | COL-PMY-MISC | Heater |  |  | HTR |  |  | Miscellaneous Equipment
70032 | 44372 | THR-CG-PSH-1417 | Switch, Pressure, High, Engine Exhaust System, Engine-Gen 1201 | THR-CG-ENG-1201 |  | Switch |  | PSH | http://www.toronto.ca/TWONTO#pressure_switch |  | Engine, Generator NT1788901, Engine Room, Engine-Generator & Heat Recovery System
138763 | 76935 | THR-SES-SQ-2632 | Lanyard for Harness, PPE Danny Oliveira | THR-SES-FAS | Safety | Safety Equipment | 35739 | SQ | lifeline |  | Fall Arrest Sytem (Harness and Lanyard), Safety Equipment
62521 | 72280 | THC-MCS-LD | Mechanical Services, Lifting Device | THC-GRK-MCS | Lifting Device | [5 empty] | Mechanical Services
119831 | 44504 | TAB-WA2-SQ-2029 | Spill Response Kit, Oil Off Water | TAB-STR-SQ | Spill Kit | Safety Equipment | 34527 | SQ | http://www.toronto.ca/TWONTO#spill_kit |  | WA2 Safety Equipment,lifting devices, ladders, Eye Wash station, First Aid Kits, Lock out stations
40996 | 19817 | TAB-ACC-TIT-6453 | Transmitter, Temperature, Exhaust Air, FN- 6453 & 6454, Ground, East Operating Gallery | TAB-ACC-AHU-6450 | Transmitter,Temperature | HVAC |  | TIT | http://www.toronto.ca/TWONTO#temperature_transmitter |  | Air Handling Unit, Primary Tank Operating Gallery, Ground, East Side
34158 | 50549 | COL-YKP-DA-1671145S | Davit Mast -1671145 | COL-YKP-DA-0028S | Safety | Safety Equipment | 45997 | DA | davit_base |  | Davit Arm Assembly with Upper Arm-1657
95073 | 57304 | FHO-SPC1 | Process Control Systems - Administrative | FHO-SPC | [6 empty] | Process Control Systems - Services Area
121746 | 63501 | THC-ACC-V-6113 | Valve, Circuit Balancing, AHU-6100, 2nd Floor Mech Room #2, Headworks | THC-ACC-AHU-6100 | Valve,Ball | HVAC |  | V | http://www.toronto.ca/TWONTO#valve |  | Air Handling Unit, Truck Loading Bay, Mech Room #2, Headworks
11659 | 80035 | FCL-CLB-PSH-0201 | Switch, Pressure High, Chlorine Gas, Expansion Tank 0201, Chlorination System | FCL-CLB-CHL-0201 | Switch,Pressure-High | Switch |  | PSH | http://www.toronto.ca/TWONTO#pressure_switch |  | Chlorinator, Chlorine Gas, Chlorination System
20954 | 93238 | FHO-CL | Cl & SO2 Gas Monitoring Systems | FHO-DIS | [6 empty] | Disinfection
114536 | 39726 | TAB-PLT-G-4804 | Gate, Knife Gate, Pneumatic, Screenings Outloading Conveyor 4800, Conveyor Area | TAB-PLT-CV-4800 | Valve,Knife Gate | Gate |  | G | http://www.toronto.ca/TWONTO#valve
78923 | 73234 | THR-SES-SQ-8406 | Lanyard for Harness, PPE for Xu Peng | THR-SES-FAS | Safety | Safety Equipment |  | SQ | lifeline |  | Fall Arrest Sytem (Harness and Lanyard), Safety Equipment
10478 | 89720 | COL-MTI-TS-2701B | Transfer Switch, Strachan Control Chamber No.27B, MTI | COL-MTI-CH-2700B | Switch | Switch |  | TS | http://www.toronto.ca/TWONTO#transfer_switch |  | Chamber,Strachan St. Control Chamber No.27B, MTI
5946 | 92138 | COL-PLV-HTR-0001 | Heater | COL-PLV-MISC | Heater |  |  | HTR |  |  | Miscellaneous Equipment
65823 | 67176 | FCL-SPC-COM-1703 | Termination Panel, Low Lift Building, PAC Pump Area, North West | FCL-RAW WATER BLDG |  |  |  | COM |  |  | Building Location
66766 | 43490 | THC-GRK-DR-1001 | Door, Interior, Plant wide | THC-GRK-DR-G |  | Door |  | DR | http://www.toronto.ca/TWONTO#door
55312 | 86615 | TAB-WA1-LD-1245 | Tripod | TAB-WA1-SQ-1000 | Lifting Device | Lifting Device |  | LD | http://www.toronto.ca/TWONTO#fall_arrest_Davit_arm |  | WA1 Lifting Devices and Slings
40076 | 30432 | DOS-REVIEW | Control Standards Review | DOS ADMIN |  | System Process Control |  |  | activity |  | Administration
34524 | 17475 | MAIN-188 | Main 188 | WTR-MT3 | [6 empty] | Work Area 3 WEST Mains and Chambers
34708 | 47623 | MAIN-374 | Main 374 | WTR-MT1 | [6 empty] | Work Area 1 EAST Mains and Chambers
70030 | 63008 | THR-CG-PSH-1265 | Switch, Pressure High, P-1264 Pump Lube Oil, Air Starting System, Engine-Gen 1201 | THR-CG-ENG-1201 |  | Switch |  | PSH | http://www.toronto.ca/TWONTO#pressure_switch |  | Engine, Generator NT1788901, Engine Room, Engine-Generator & Heat Recovery System
13714 | 17083 | FCL-PAC-LSH-0101 | Switch, Level High, Feed Tank T-0501, Dry Chemical Building Basement | FCL-PAC-T-0501 |  |  |  | LSH |  |  | Tank, Reservoir, PAC Slurry Calibrated Cylinder, Dry Chemical Building, Basement
88467 | 7119 | WTR-PTH-TRW | Treated Water (Transmission) | WTR-PTH | [6 empty] | Thornhill Pumping Station
9521 | 84679 | DOS-YCM-VEH-076090 | 2021 Chevrolet Silverado 3500 - Vehicle Unit# 076090 | FAC-YCM-VEH | Vehicle,Licensed | Vehicle |  | VEH | http://www.toronto.ca/TWONTO#pickup_truck
24700 | 69300 | FHO-PCL-P-0301-KQ | PACL Train 3 | FHO-PCL |  | Chemical Feeder |  | P | chemical_dosing_system |  | PACL System
9207 | 4337 | COL-YKP-FAK-080108 | First Aid Kit, Truck #80108 (2022 FORD F550) | COL-YKP-VEH-080108 | Safety,First Aid Kit | Safety Equipment |  | FAK | http://www.toronto.ca/TWONTO#first_aid_kit |  | Vehicle, Truck #080108 (2022 FORD F550)
34172 | 76704 | COL-YKP-DA-1697333 | Davit Centre Base-1697333 | COL-YKP-DA | Safety | Safety Equipment |  | DA | davit_base |  | Davit Arm Assembly
46755 | 42920 | FCL-ACC-HTR-0782 | Heater, Snow Melting, Gaseous Chemical Building, Service Area First Floor | FCL-ACC-CL |  |  |  | HTR |  |  | Gaseous Chemical Building HVAC Equipment
120038 | 52847 | TAB-WA6-LD-1002 | PALLET JACK TRUCK | TAB-WA6-LD-1000 | Lifting Device,Electric Pallet Truck | Lifting Device |  | LD | lift_truck |  | WA6 portable cranes/hoists, come alongs, slings, wire rope, chains, etc.,
44718 | 96069 | TAB-DEW-V-C02 | Centrifuge 2 Centrate Line | CENTRATE | [6 empty] | Centrate Collection
7094 | 65067 | COL-PRX-SQ-0001 | Eye Wash Station | COL-PRX-MISC |  | Safety Equipment |  | SQ | http://www.toronto.ca/TWONTO#emergency_eyewash |  | Miscellaneous Equipment
59224 | 2969 | THC-DIG-BURNERS | Waste Gas Burners | THC-DIG | [6 empty] | Digestion
76946 | 75354 | THR-PLT-HS-0250 | Switch, Hand, Conveyor 0250, Path B, Head house, Preliminary Treatment, Screening | THR-PLT-CV-0250 | Switch,Hand | Switch |  | HS | hand_switch |  | Conveyor, Screw, Trailer, Inlet, Path B, Head house, Preliminary Treatment - S
134645 | 68443 | THR-ELS-COM-0002 | Plant External & Internal Telephone System | THR-ELS-COMM | Public Address System | Communications Equipment |  | COM | telephone_system |  | Plant External & Internal Phone System
131179 | 69436 | THR-AER-RPU-0030 | Remote Processor Unit, North Aeration, Tank 0600 (172.22.37.172) | THR-ELS-AER | RPU | Remote Processor Unit |  | RPU | http://www.toronto.ca/TWONTO#RPU_panel |  | Electrical System, Aeration and Galleries
96402 | 55885 | YTF-ACC-AHU-5101 | Air Handling Unit, RN122, HVAC Exhaust Fans and AHU's | YTF-ACC | Air Handling Unit | HVAC |  | AHU | http://www.toronto.ca/TWONTO#air_handler_unit |  | HVAC Equipment
130179 | 28293 | THR-ACC-NR-734 | HVAC Unit & Fan, 2nd Floor Corridor, West Wall | THR-ACC-ADM | H.V.A.C.,Heater,Unit | HVAC |  | NR | http://www.toronto.ca/TWONTO#heater |  | Air Conditioning, HVAC, Admin Building
78778 | 86547 | THR-SES-SPL-0103 | Spill Kit, Oil, Hazardous Waste Containment Area,WA4 | THR-SES-SPL | Safety | Safety Equipment |  | SPL | http://www.toronto.ca/TWONTO#spill_kit |  | Spill Containment Kits, Humber Treatment Plant
61099 | 56797 | THC-ELS-PDP-2002 | Distribution Panel, Building K | THC-ELS-PS-0001-K | Control Panel,Electrical |  |  | PDP |  |  | Primary Power Equipment, Building K
52968 | 23005 | TAB-PLT-G-5502 | Gate, Knife Gate, Pneumatic, Screenings Outloading Conveyor 5500, Conveyor Area | TAB-PLT-CV-5500 | Valve,Knife Gate | Gate |  | G | http://www.toronto.ca/TWONTO#valve
116213 | 49139 | TAB-PRS-SQ-0005 | Emerg. Eyewash and Shower Stations, Ferric Gallery | TAB-PRS-STRC | PPE,Eyewash Station | Safety Equipment |  | SQ | http://www.toronto.ca/TWONTO#emergency_eyewash_and_shower |  | Ferric Gallery and PRS Bldg - Drains, Electrical Service, Lighting, Paging & Plumbing
38655 | 77655 | TAB-ACC-AC-1311 | Conditioner, Air,Aeration Hut No.1 East(2.5 Tons) | TAB-ACC-CI | H.V.A.C.,Air Conditioner | HVAC |  | AC | http://www.toronto.ca/TWONTO#air_condition |  | Chiller and Air Coolers
61187 | 77070 | THC-ELS-SQ-848958 | Spares, Electrical Safety gloves, High Voltage, Class 0, # 848958 | THC-SES-SQ | PPE,Insulated Glove | Safety Equipment |  | SQ | http://www.toronto.ca/TWONTO#rubber_insulating_gloves |  | Safety Equipment
125243 | 14915 | THC-ELS-SQ-7490607SP | Spares, Electrical Safety gloves, High Voltage, Class 0, # 7490607 | THC-SUSPENDED |  | Safety Equipment | 35159 | SQ | http://www.toronto.ca/TWONTO#rubber_insulating_gloves |  | Suspended entity
118827 | 58396 | TAB-STR-PSL-4003 | Switch,Pressure,Low, Oil, Blower BL4003 lubrication | TAB-STR-P-4003 | Switch,Pressure | Safety Equipment |  | PSL | http://www.toronto.ca/TWONTO#pressure_switch |  | Pump, Main Oil ,Blower BL4003
64411 | 98401 | THC-PRM-LSH-0143 | Level Switch High | THC-PRM-P-0143 | Switch,Level | Switch |  | LSH | http://www.toronto.ca/TWONTO#level_switch |  | Pump,Sump
132456 | 31649 | THR-DIG-FSL-5842 | Switch, Flow-Low, Lube Oil, C-5840, Gas Mixing System | THR-DIG-T-5841 | Switch,Flow-Low | Switch |  | FSL | http://www.toronto.ca/TWONTO#flow_switch |  | Tank, Reservoir, Auxiliary Oil, Gas Compressor 5840, Digester Mixing System
97334 | 47636 | FIS-ITS-COM-2100 | Access Closet | FIS COMMUNICATIONS |  | System Process Control |  | COM | http://www.toronto.ca/TWONTO#network_panel |  | FIS Communications
105462 | 77727 | SQ-47074 | FHO SCBA #2 | FHO-OBSOLETE | PPE,SCBA | Safety Equipment | 32126 |  | http://www.toronto.ca/TWONTO#self-contained_breathing_apparatus |  | Removed From Service
55517 | 29261 | TAB-WA2-LD-1007 | Come Along | TAB-SES-LD | Lifting Device | Lifting Device |  | LD | winch |  | WA2 Lifting devices
59272 | 81953 | THC-DIG-DT-0001 | Isolation Facility, enclosure and Drip Trap, HP Dry Digested Gas (Hazardous Area ) | THC-DIG-PIP-0001 |  | Drain |  | DT | http://www.toronto.ca/TWONTO#condensate_trap |  | Piping,Digester Gas,Digesters to Plant Wide
29110 | 59864 | COL-PWN-LSH-0104 | Switch, Level-High | COL-PWN-MISC | Switch,Level | Switch |  | LSH | http://www.toronto.ca/TWONTO#level_switch |  | Miscellaneous Equipment
58376 | 77431 | THC-DCL-HWT-0001 | Domestic Hot Water Tank, Dechlorination Building | THC-PWA-HWT | Tank,Domestic Hot Water | Tank |  | HWT | http://www.toronto.ca/TWONTO#tanked_hot_water_heater |  | Domestic Hot Water Tanks
15250 | 78710 | COL-PCF-FN-0100 | Drywell Supply Fan, FN-0100 | COL-PCF | Fan | HVAC |  | FN | http://www.toronto.ca/TWONTO#blower_or_fan_with_drive |  | Clark Pumping Station
23799 | 80542 | FHO-FLT-T-0301-KQ | Filter 3 | FHO-FLT |  |  |  | T |  |  | Filtration
53382 | 86773 | TAB-SES-AED-0005 | Automated external defibrillators- AED | TAB-SES-AED | Safety,Defibrillator | Safety Equipment |  | AED | http://www.toronto.ca/TWONTO#automatic_external_defibrillator |  | Safety Medical Instruments-AED
89223 | 88100 | WTR-RMA-LSH-0201 | Switch, Level-High, Tank 0200 | WTR-RMA-T-0200 | Switch,Level-High | Switch | 36099 | LSH | http://www.toronto.ca/TWONTO#level_switch |  | Tank, Reservoir
46735 | 8077 | FCL-ACC-HTR-0759 | Heater, Snow Melting, Gaseous Chemical Building, Service Area Second Floor | FCL-ACC-CL |  |  |  | HTR |  |  | Gaseous Chemical Building HVAC Equipment
107582 | 86752 | TAB-ACC-TE-1446B | Temperature Element, Space Temperature | TAB-ACC-HTR-1446 | Sensor,Temperature | HVAC |  | TE | http://www.toronto.ca/TWONTO#temperature_sensor_element |  | Heater, Hot Water Reheat Coil
93610 | 28923 | FHO-PAC-FD-0201-SUS | Feeder, PAC skid 2 | FHO-SUSPENDED | Chemical Feeder,Powder | Chemical Feeder | 37697 | FD | chemical_dosing_system |  | Suspended Entity List
41527 | 90042 | TAB-ACC-TSL-1837 | Switch,Temperature,Low,Supply Air , | TAB-ACC-AHU-1837 | Switch,Temperature | Switch |  | TSL | http://www.toronto.ca/TWONTO#temperature_switch |  | AHU, Blower Bldg
31897 | 1116 | COL-RBB-T-0001 | Tank, Domestic Hot Water | COL-RBB | Tank |  |  | T |  |  | Western Beaches Tunnel (Battery Park)-Storm
86185 | 22133 | FHO-SES-DEF-0001 | Defibrillation Unit, Admin Building, Control Room, | FHO-SES-SQ-0004 | Safety,Defibrillator | First Aid |  | DEF | http://www.toronto.ca/TWONTO#automatic_external_defibrillator |  | First Aid
34717 | 55532 | MAIN-386 | Main 386 | WTR-LWA | [6 empty] | Work Area 2 Central Mains and Chambers
125177 | 85047 | THC-ELS-SQ-1093805 | Electrical Safety gloves, High Voltage, Class 0, # 1093805 | THC-SES-SQ |  | Safety Equipment | 40031 | SQ | http://www.toronto.ca/TWONTO#rubber_insulating_gloves |  | Safety Equipment
127268 | 73660 | THC-PLT-T-6200 | Reservoir, Oil, Hydraulic Pack 2, Bar Screens | THC-PLT-BAR SCREENS | Tank,Reservoir | Tank | 40025 | T | http://www.toronto.ca/TWONTO#chemical_storage_tank |  | Bar Screening
138694 | 76064 | THR-SES-SQ-0003 | Eyewash Station, Disinfection Building,,Loading Bay North door Fillstation Area | THR-EWSS-WA1 | Safety,Eye wash | Safety Equipment |  | SQ | http://www.toronto.ca/TWONTO#emergency_eyewash |  | Eyewash and Shower Station, Work Area 1
4899 | 38847 | COL-PKG-GDR-0300 | Grinder, Comminutor | COL-PKG-MISC | Grinder |  |  | GDR |  |  | Miscellaneous Equipment
83877 | 54612 | FHA-TRW-P-0400B-KQ | Treated Water Pumping Unit #4B | FHA-TRW-TWP |  |  | 33372 | P |  |  | Treated Water Pumping
71215 | 38915 | THR-DIG-FSL-5642 | Switch, Flow-Low, Lube Oil, C-5640, Gas Mixing System | THR-DIG-C-5640 | Switch,Flow-Low | Switch |  | FSL | http://www.toronto.ca/TWONTO#flow_switch |  | Compressor, Gas, Mixing System, Digester Tank#7
3309 | 42085 | COL-PBF-LIT-0100 | Transmitter, Level | COL-PBF-MISC | Transmitter,Level |  |  | LIT |  |  | Miscellaneous Equipment
10293 | 11055 | FCL-ACC-HTR-0004 | Heater, Unit, Electric, 15kW, Gaseous Chemical Building, Cl & SO2 Storage Room N | FCL-ACC-CL |  |  |  | HTR |  |  | Gaseous Chemical Building HVAC Equipment
88599 | 19211 | WTR-PWT-LSLL-1010 | Switch, Level, Low Low, Fuel Bulk Storage Tank | WTR-PWT-T-1010 | Switch,Level-Low-Low | Switch |  | LSLL | http://www.toronto.ca/TWONTO#level_switch |  | Tank, Fuel, Bulk Storage, Pumping Station, Outdoor Generator Enclosure
53849 | 37675 | TAB-SLO-SQ | Safety Equipment | TAB-SLO-LOADING |  | Safety Equipment |  |  | http://www.toronto.ca/TWONTO#collection_of_assets |  | Sludge Loading - Bio-Solids
107154 | 5395 | TAB-ACC-LSH-0170 | Switch,Level,high | TAB-ACC-P-0170B | Switch,Level-High | Switch |  | LSH | http://www.toronto.ca/TWONTO#level_switch |  | Pump, Sump, Digester 1-4
33531 | 11141 | COL-YKP-DA-0003(S) | Davit Arm-110677 | COL-W-OBSOLETE |  | Safety Equipment | 39110 | DA | http://www.toronto.ca/TWONTO#fall_arrest_Davit_arm |  | Col West Obsolete Entities
136724 | 30643 | THR-MCS-LD-5062 | Chain Hoist, Manual, Work Area 3 | THR-LD-WA3 | Lifting Device,Hoist,Manual | Lifting Device |  | LD | http://www.toronto.ca/TWONTO#lifting_equipment_hoist |  | Lifting Devices, Chain Hoist, Come Along & Slings
6225 | 70273 | COL-PMM-LSH-0153 | Switch, Level-High | COL-PMM | Switch,Level-High | Switch |  | LSH | http://www.toronto.ca/TWONTO#level_switch |  | Mimico Pumping Station
122498 | 15272 | THC-DCL-HWT-0001 | Domestic Hot Water Tank, Dechlorination Building | THC-MCS-T-BLDG J | Tank,Domestic Hot Water | Tank |  | HWT | http://www.toronto.ca/TWONTO#tanked_hot_water_heater |  | Domestic Hot Water Tank, Building J
139456 | 71919 | THR-WA2-LD-4080-1 | Sling, Wire Rope, Work Area 2 (Sr LS#514080) SIZE; 3/8" X 4', | THR-LD-NYLN-WA2 | Lifting Device,Sling | Lifting Device |  | LD | wire-rope_sling |  | Slings, Nylon, Work Area 2
34396 | 63240 | COL-YKP-DA-1734513 | Davit Base Leg-1734513 | COL-YKP-DA | Safety | Safety Equipment |  | DA | davit_base |  | Davit Arm Assembly
15128 | 13556 | COL-PIR-GEN-0001 | Generator, Electricity | COL-PIR | Generator |  |  | GEN |  |  | Island Road Sewage Pumping Station
98919 | 20254 | JX2091A1 | Receiver, Air | TAB-AER-QUAD | Vessel,Pressure | Tank | 33585 |  | http://www.toronto.ca/TWONTO#pressure_vessel |  | Quad Building
101675 | 90533 | MAIN-289 | Main 289 | WTR-MT1 | [6 empty] | Work Area 1 EAST Mains and Chambers
145368 | 59212 | WTR-PMI-LSL-1000 | Switch, Level-Low, Pump 1000 | WTR-PMI-P-1000 | Switch,Level-Low | Switch |  | LSL | http://www.toronto.ca/TWONTO#level_switch |  | Pump, Centrifugal, Water Transmission (VFD), West Pump Room
43927 | 61423 | FCL-ACC-HTR-0052 | Heater, Convection, Electric, 6kW,Gaseous Chemical Building, NH3 Maintenance Room, East | FCL-ACC-CL |  |  |  | HTR |  |  | Gaseous Chemical Building HVAC Equipment
23548 | 70653 | COL-PNT-T-0001 | Tank, Diesel Fuel | COL-PNT-MISC | Tank,Domestic Hot Water | Tank |  | T | http://www.toronto.ca/TWONTO#fuel_oil_tank |  | Miscellaneous Equipment
78868 | 1077 | THR-SES-SQ-2151 | Harness, Full Body, PPE Nardo Serrano | THR-SES-SQ | Safety | Safety Equipment |  | SQ | http://www.toronto.ca/TWONTO#fall_arrest_harness |  | Safety Equipment
88127 | 67438 | WTR-PSA-ZS-0001 | Position Switch, open/close | WTR-PSA-AUX | Switch,Position | Switch |  | ZS | http://www.toronto.ca/TWONTO#position_switch |  | Auxiliary Equipment (Building Facilities)
125807 | 81331 | THC-GRK-DR-C | Doors, Building C | THC-GRK-ELS-C |  | Door |  |  | http://www.toronto.ca/TWONTO#door
93485 | 40566 | FHO-MCS-MEQ-1202 | Valve Operator Tool, Hand Held | FHO-MCS-MEQ | Machine Tool | Tool |  | MEQ | valve_operator |  | Machine Shop & Equipment
47431 | 40099 | TAB-EL1-PSH-1503A | Switch,Pressure,High,EL1-TR-1503,North Substation | TAB-EL1-TR-1503 | Switch,Pressure-High | Switch |  | PSH | http://www.toronto.ca/TWONTO#pressure_switch |  | Transformer,EL1-TR-1503,13.8-4.16KV,3 PH
132640 | 87184 | THR-DIG-PD-0800 | Tank, Primary Digester-8, Solids Treatment | THR-DIG-T-7-10 | Tank | Tank |  | PD | http://www.toronto.ca/TWONTO#digester_tank |  | Digester, Entities Common to Tanks 7-10
11140 | 34274 | COL-PBR-WEL-0100 | Well, Wet | COL-PBR-MISC |  |  |  | WEL |  |  | Miscellaneous Equipment
112642 | 80110 | TAB-EL1-LP-6926 | Lighting Panel,120/208V,Penthouse,Second Floor,Screen Build,P Building | TAB-EL1-MCC-6963 | Control Panel,Lighting | Power Distribution Panel |  | LP | http://www.toronto.ca/TWONTO#LV_electrical_panel |  | MCC,Electrical Room,Second Floor,Screen Build,P Building
18434 | 58 | FHA-SES-LDR-0112 | FHA-SES-LD-0080 - 12' Ladder Fiberglass ( Scarborough Pump Room ) | FHA-SES-LD-1 | Safety | Safety Equipment |  | LDR | http://www.toronto.ca/TWONTO#ladder |  | Ladders
92645 | 97272 | FHO-FL-FSL-0002 | Switch,Flow Low,Diluted Fluoride Solution to E.Chem.Mixing Conduit,Filter 9-13 Pipe Gallery, S Wall | FHO-FL | Switch,Flow-Low | Switch |  | FSL | http://www.toronto.ca/TWONTO#flow_switch |  | Fluoridation
60347 | 77175 | THC-ACC-V-6336 | Valve, Circuit Balancing, AHU-6300, 2nd Floor Mech Room #1, Headworks | THC-ACC-AHU-6300 | Valve,Ball | HVAC |  | V | http://www.toronto.ca/TWONTO#valve |  | Air Handling Unit, Screen Room/Conveyor Areas, 2nd Floor Mech Room #1, Headworks
62609 | 24840 | THC-MCS-LD-494100 | ELECTRIC HOIST (insp Liftsafe) | THC-MCS-LD | Lifting Device | Lifting Device |  | LD | http://www.toronto.ca/TWONTO#lifting_equipment_hoist |  | Mechanical Services, Lifting Device
30055 | 35366 | COL-PWR-LSH-5404 | Switch, Level-High | COL-PWR | Switch,Level |  | 35093 | LSH |  |  | West Rouge Pumping Station
85880 | 5218 | WTR-PJO-GFI-0001 | Ground Fault Circuit Interrupter | WTR-PJO-AUX |  |  |  | GFI |  |  | Auxiliary Equipment (Building Facilities)
68612 | 66313 | FHO-ACC-F-0604 | Filter, Dry Air, Raw Water HVAC Dehumidifier D-0602, S7, Storage Room | FHO-ACC-D-0602 |  | Filter |  | F | http://www.toronto.ca/TWONTO#replaceable_air_filter |  | Dehumidifier, Raw Water HVAC, S7, Storage Area, South
116646 | 81236 | TAB-PWA-LSH-5101 | Switch,Level High,Washwater Sump, Plant Water Pumping | TAB-PWA-P-5100 | Switch,Level-High | Switch |  | LSH | http://www.toronto.ca/TWONTO#level_switch |  | Pump,Submersible,Washwater Sump, Plant Water Pumping
6349 | 43471 | COL-PMY-CRN-0001 | Crane, Shaft 8A | COL-PMY | Crane |  |  | CRN |  |  | Maryport Sewage Pumping Station
58994 | 77814 | THC-ACC-HTR-0083 | Heater, Towel Radiator, Admin Building Ground Floor, Unisex Shower 123 | THC-ACC-BLDG K |  | HVAC |  | HTR | http://www.toronto.ca/TWONTO#heater |  | Administration Building, HVAC
76945 | 92262 | THR-PLT-HS-0240 | Switch, Hand, Conveyor 0240, Path A, Head house, Preliminary Treatment, Screening | THR-PLT-CV-0240 | Switch,Hand | Switch |  | HS | hand_switch |  | Conveyor, Screw, Trailer, Inlet, Path A, Head house, Preliminary Treatment - S
39000 | 66839 | SWM-PWD-ENG-0001 | Engine, Diesel | SWM-PWD-MISC | Engine |  |  | ENG |  |  | Miscellaneous Equipment
125744 | 18239 | THC-FT-T-0200 | Tank, Secondary Clarifier | THC-FT-T-OLD PLANT |  | Tank |  | T | http://www.toronto.ca/TWONTO#clarifier |  | Tank, Secondary Clarifier
114790 | 92584 | TAB-PLT-PSH-0421 | Switch, Pressure High, Grit Pump P-0421 Discharge, Grit Bldg., P Bldg. | TAB-PLT-P-0421 | Switch,Pressure-High | Switch |  | PSH | http://www.toronto.ca/TWONTO#pressure_switch |  | Pump, Centrifugal, Submersible, Grit Tank, T-0400, Grit Bldg., P Bldg.
116229 | 67037 | TAB-PRS-T-2020 | Tank, Chemical Storage, East Chemical Storage Tanks | TAB-PRS-T-FECL2 | Tank | Tank |  | T | http://www.toronto.ca/TWONTO#chemical_storage_tank |  | Ferrous Chloride Tanks & Valves
68790 | 86571 | THC-PLT-F-6213 | Filter, Return, Hydraulic Pack 2 | THC-PLT-T-6200 | Filter | Filter |  | F | http://www.toronto.ca/TWONTO#replaceable_oil_or_fuel_filter |  | Reservoir, Oil, Hydraulic Pack 2, Bar Screens
68623 | 21678 | FHO-ACC-F-1541 | Filter, Air Inlet, AHU-1541, Ozone Building, L1, Mechanical Room 1 | FHO-ACC-AHU-1541 |  | Filter |  | F | http://www.toronto.ca/TWONTO#replaceable_air_filter |  | Air Handling Unit, Ozone Equipment Room Ventilation, Ozone Building, L1, Mechanical Room 1
10961 | 65115 | COL-PBF-CP-0200 | Control Panel | COL-PBF-MISC | Control Panel |  |  | CP |  |  | Miscellaneous Equipment
31384 | 86532 | FIS-GRK-DR-0005SUS | Overhead Door, Marine Yard Building, West Side | FIS-GRK-STRC-0001 | Door,Overhead | Door | 39078 | DR | http://www.toronto.ca/TWONTO#roll_up_door
25221 | 32962 | COL-PSL-LSH-0103 | Switch, Level-High | COL-PSL | Switch,Level |  |  | LSH |  |  | Sewells Road Sewage Pumping Station
73218 | 65212 | THR-DL-WA4 | Dosing Lines-Work Area4 | THR-DIS | [6 empty] | Disinfection
43861 | 83583 | FCL-ACC-HTR-0008 | Heater, Unit, Electric, 15kW, Gaseous Chemical Building, Cl & SO2 Machine Room S | FCL-ACC-CL |  |  |  | HTR |  |  | Gaseous Chemical Building HVAC Equipment
74550 | 91621 | THR-FT-FSL-4404 | Switch, Flow-Low, Seal Water, Pump P-4404, RAS Pumping - South | THR-FT-P-4404 | Switch,Pressure-Low | Switch |  | FSL | http://www.toronto.ca/TWONTO#flow_switch |  | Pump, Centrifugal, RAS, RAS Pumping Station - South
87463 | 63858 | WTR-PPD-TSL-0001 | Switch, Temperature-Low, Building | WTR-PPD-AUX | Switch,Temperature-Low | Switch |  | TSL | http://www.toronto.ca/TWONTO#temperature_switch |  | Auxiliary Equipment (Building Facilities)
38329 | 25408 | PLQ18551 | Plumbing, General, South Substation | TAB-ELS-STRC-S |  | Plumbing |  |  | plumbing |  | South Substation
110780 | 87919 | TAB-DIG-LSH-0223 | Switch,Level, High, Digester # 2 | TAB-DIG-T-0200 | Switch,Level-High | Switch |  | LSH | http://www.toronto.ca/TWONTO#level_switch |  | Digestion Tank 02
109542 | 9226 | TAB-DEW-HPU-6008 | Power Pack, Hydraulic, Sliding Frame for Silo DEW-T-6004, DEW Level Bsmt | TAB-DEW-T-6003 | Tank | Hydraulic System |  | HPU | http://www.toronto.ca/TWONTO#hydraulic_power_pack |  | Tank, Dewatered Solids Silo DEW-T-6003 East, DEW Bsmt
18710 | 9559 | FHA-SES-SQ-0462 | FHA-SQ-LP-0012 - Life Preserver | FHA-SES-LP |  | Safety Equipment |  | SQ | http://www.toronto.ca/TWONTO#personal_floatation_device |  | Life Preservers
78169 | 87962 | THR-PRS-PSL-0056 | Switch, Pressure-Low, Pump P-0056 Suction, Ferrous Chloride System | THR-PRS-P-0056 | Switch,Pressure-Low | Switch |  | PSL | http://www.toronto.ca/TWONTO#pressure_switch |  | Pump, Ferrous Chloride, Secondary Standby, Chemical Building
55353 | 58349 | TAB-WA1-LD-1251 | A Frame | TAB-WA1-SQ-1000 | Lifting Device | Lifting Device |  | LD | lifting_device_support |  | WA1 Lifting Devices and Slings
119970 | 19001 | TAB-WA4-SQ-6322 | Lanyard 6' - Jignesh Patel | TAB-WA4-SQ-0010 | PPE,Harness | Safety Equipment |  | SQ | lifeline |  | WA4 Fall arrest systems
112676 | 6348 | TAB-EL1-MCC-6145 | MCC, Aeration Tank 2, East Control Building,600V | TAB-AER-ELQ | Switchgear,Indoor | Motor Control Centre |  | MCC | http://www.toronto.ca/TWONTO#LV_electrical_panel |  | Aeration - Electrical Equipment
55376 | 58209 | TAB-WA1-MEQ | WA1 Portablel Pumps & Equipment | TAB-WA1 | [6 empty] | Common to WA1 - Safety, Bldg. Services, , etc.
114508 | 69458 | TAB-PLT-FSL-2701 | Switch, Flow, Low, Seal Water, Grit Pump 2700, Great Slury Pump Area, City water | TAB-PLT-P-2700 | Switch,Flow-Low | Switch |  | FSL | http://www.toronto.ca/TWONTO#flow_switch |  | Pump, Centrifugal,Grit Slury, West Grit Gallery
57110 | 18150 | THC-ACC-T-0148 | Domestic Hot Water Tank, Building S | THC-PWA-HWT | Tank,Domestic Hot Water | Tank |  | T | http://www.toronto.ca/TWONTO#tanked_hot_water_heater |  | Domestic Hot Water Tanks
88101 | 86279 | WTR-PSA-TSH-0801 | Switch, Temperature-High, Discharge, AHU 0801 | WTR-PSA-AHU-0801 | Switch,Temperature-High | Switch |  | TSH | http://www.toronto.ca/TWONTO#temperature_switch |  | Air Handling Unit
41884 | 14144 | FCL-ACC-AHU-0907 | Air Handling unit, RMF Clarification Facility, HVAC Room 2, Ground Floor, outside toward 23rd street. | FCL-ACC | Air Handling Unit | HVAC |  | AHU | http://www.toronto.ca/TWONTO#air_handler_unit |  | Climate Control (HVAC)
143711 | 62326 | WTR-PEL-PSU-1004 | Power Supply, 24VDC, Redundancy Module IN1, Generator Building, Electrical Room | WTR-PEL-PSU-1006 |  | Power Supply Unit |  | PSU | power_supply |  | Power Supply, 125VDC, Battery Charger BAT-1011, Generator Building, Electrical Room
34493 | 82345 | MAIN-147 | Main 147 | WTR-MT1 | [6 empty] | Work Area 1 EAST Mains and Chambers
48157 | 90670 | FCL-DCL-INJ-0001B | Eductor, Dechlorination, High Lift PS Basement | FCL-DCL | Injector | Injector |  | INJ | http://www.toronto.ca/TWONTO#ejector |  | Sulphur Dioxide System
9085 | 40133 | COL-YKP-DA-1710024 | Davit Mast (45")-1710024 | COL-W-OBSOLETE | Safety | Safety Equipment |  | DA | davit_base |  | Col West Obsolete Entities
9122 | 10672 | COL-YKP-DA-187984 | Davit Mast - 187984 | COL-YKP-DA | Safety | Safety Equipment |  | DA | davit_base |  | Davit Arm Assembly
12965 | 49757 | FCL-FL | Fluoridation | FCL-DIS | [6 empty] | Disinfection and Conditioning
55399 | 31209 | TAB-WA1-SQ-1027 | Sling | TAB-WA1-SQ-1000 | Lifting Device,Sling | Lifting Device |  | SQ | http://www.toronto.ca/TWONTO#fall_protection_sling |  | WA1 Lifting Devices and Slings
15846 | 55116 | COL-PKG-GRF-0001 | Indicator, Ground Fault | COL-PKG |  |  |  | GRF |  |  | Kingston Rd Pumping Station
15828 | 10295 | COL-PKG-CB-0001 | Circuit Breaker, Main | COL-PKG-MISC | Circuit Breaker |  |  | CB |  |  | Miscellaneous Equipment
81437 | 29641 | TNT-MCS-LS-0101 | Switch, Level, Sump Well | TNT-MCS-T-0100 | Switch,Level | Switch |  | LS | http://www.toronto.ca/TWONTO#level_switch |  | Tank, Reservoir, Sump Well
32218 | 64249 | COL-SKW-CH-0003 | Chamber, Water | COL-SKW-MISC | Chamber |  |  | CH |  |  | Miscellaneous Equipment
35561 | 43859 | COL-PWR-MCC-0100 | Control Panel, MCC, West Rouge PS | COL-PWR-AUX-ELEC | Control Panel,MCC | Motor Control Center |  | MCC | http://www.toronto.ca/TWONTO#LV_electrical_panel |  | Electrical Equipment
135661 | 17176 | THR-FT-LSH-4840 | Switch, Level-High, Sump, Gallery T-15, Flood Monitoring System | THR-FT-P-4840 | Switch,Level-High-High | Switch |  | LSH | http://www.toronto.ca/TWONTO#level_switch |  | Pump, Centrifugal, Sump, T15
21108 | 25357 | FHO-CLB-FSL-0002B | Switch, Flow, Secondary Post Resid. Analyzer Supply, AIT-0001B,Filter Pipe Gallery1-8,Upper Lvl. S/E | FHO CLEARWELL | Switch,Flow-Low | Switch |  | FSL | http://www.toronto.ca/TWONTO#flow_switch |  | Sampling
140968 | 82336 | VP2030 | Detector, Gas | TAB-ELS-AM | Sensor,Gas | Safety Equipment |  |  | http://www.toronto.ca/TWONTO#portable_gas_detector |  | WA8 Safety Equipment Gas Detectors, Plant Wide
69837 | 15425 | THR-BG-T-0400 | Oil Separator, Compressor 0401, Compressor Building, Gas Compressor (And Dryer) | THR-BG-C-0401 | Tank | Tank |  | T | http://www.toronto.ca/TWONTO#condensate_trap |  | Compressor, Screw, Fuel Gas, Compressor Building, Gas Compressor (And Dryer) Tag-THR-BG-C-0401-Susp
116196 | 58452 | TAB-PRS-PSH-3220 | Switch, Pressure-High, Chemical Dosing Pump, Secondary Dosing | TAB-PRS-P-3210 | Switch,Pressure-High | Switch |  | PSH | http://www.toronto.ca/TWONTO#pressure_switch |  | Pump, Chemical Dosing, Secondary Dosing
31884 | 98650 | COL-RBB-SP-0217 | Sampler, Forcemain Flow | COL-RBB-MISC | Sampler |  |  | SP |  |  | Miscellaneous Equipment
10828 | 86517 | FCL-ALM-CP-0401 | Control Panel, Electrical, Pump 0401, Alum System | FCL-ALM-P-0401 |  |  |  | CP |  |  | Pump, PD, Pump, Alum System
121007 | 25071 | THC-ACC-MAN-0051 | Manifold, Snow Melting System, Zone #5, Admin Building | THC-ACC-BLDG K |  | HVAC |  | MAN | http://www.toronto.ca/TWONTO#pipe_manifold |  | Administration Building, HVAC
79183 | 44375 | THR-ELS-PDP-0802S | Control Panel, Power Distribution Panel, Line 0802, Return Activated Sludge 600V Switchgear, Indoor | THR-ELS-TB-0708S | Control Panel,Power Distribution Panel | Power Distribution Panel | 39050 | PDP | http://www.toronto.ca/TWONTO#LV_electrical_panel |  | Circuit Breaker, Tie, Return Activated Sludge 600V Switchgear, Indoor
114538 | 83873 | TAB-PLT-G-4904 | Gate, Knife Gate, Pneumatic, Screenings Outloading Conveyor 4900, Conveyor Area | TAB-PLT-CV-4900 | Valve,Knife Gate | Gate |  | G | http://www.toronto.ca/TWONTO#valve
55841 | 34915 | FCL-ELS-LP-0200K | Lighting Panel, 208/120V, 3PH, (LP-K), Admin Building Servers Room 106 First Floor | FCL-ELS-6 |  |  |  | LP |  |  | Interior Lighting
58245 | 6052 | THC-CW-SQ-0103 | Emergency Eyewash & Shower, TWAS B2, West Unit | THC-SES-SQ-EYE | PPE,Eyewash Station | Safety Equipment |  | SQ | http://www.toronto.ca/TWONTO#emergency_eyewash_and_shower |  | Eyewash Stations THC (Virtual entity #)
6415 | 63665 | COL-PMY-LSHH-0104 | Switch, Level-High High | COL-PMY-MISC | Switch |  |  | LSHH |  |  | Miscellaneous Equipment
38598 | 93365 | TAB-ACC-AC-0501 | Conditioner, Air,MCC Room South of Digester 5-8 | TAB-ACC-CI | H.V.A.C.,Air Conditioner | HVAC |  | AC | http://www.toronto.ca/TWONTO#air_condition |  | Chiller and Air Coolers
62489 | 85001 | FHA-FLT-F-2401 | Filter #24, Filter Building, East Filter Gallery North | FHA-FLT | Filter | Filter |  | F | http://www.toronto.ca/TWONTO#filtration_tank |  | Filtration
134945 | 22972 | THR-ELS-MCC-0022 | Control Panel, MCC 0022, Primary Pumping Station 2, SUSPENDED | THR-ELS-PRMS | Control Panel,MCC | Motor Control Centre | 35413 | MCC | http://www.toronto.ca/TWONTO#LV_electrical_panel |  | Electrical System, Primary Station South
30951 | 43536 | FIS-FEQ-DR-0067 | Door, Fire, Flourode & Ammonia Building | FIS-GRK-STRC-0001 |  | Door |  | DR | http://www.toronto.ca/TWONTO#fire_rated_door
146966 | 90152 | WTR-RLW-LSH-0101 | Switch, Level-High, Tank 0100 | WTR-RLW-T-0100 | Switch,Level-High | Switch |  | LSH | http://www.toronto.ca/TWONTO#level_switch |  | Tank, Reservoir, (South-West Basin)
135016 | 61446 | THR-ELS-PDP-3222 | Lighting Panel, 120/208V, North Grit Old Blower Room | THR-ELS-TR-3222 | Control Panel,Power Distribution Panel | Power Distribution Panel |  | PDP | http://www.toronto.ca/TWONTO#LV_electrical_panel |  | Transformer 600V/120-208V, Power, PDP-3222, North Grit Old Blower Room
89588 | 78019 | WTR-RRV-T-0200 | Tank, Reservoir, (North West Basin) | WTR-RRV-TRW | Tank,Reservoir | Tank |  | T | http://www.toronto.ca/TWONTO#reservoir_tank |  | Treated Water (Transmission)
132990 | 92021 | THR-DIG-T-5841 | Tank, Reservoir, Auxiliary Oil, Gas Compressor 5840, Digester Mixing System | THR-DIG-C-5840 | Tank,Reservoir | Tank |  | T | http://www.toronto.ca/TWONTO#chemical_storage_tank |  | Compressor, Gas, Mixing System, Digester Tank#10
94866 | 82531 | FHO-SES-SQ-6072 | High Voltage Safety Equipment, Insulated Gloves, Class 0, Serial Number 2583, Barry Kelly | FHO-SES-SQ-1000 | PPE,Insulated Glove | Safety Equipment |  | SQ | http://www.toronto.ca/TWONTO#rubber_insulating_gloves |  | High Voltage Insulated Gloves
15137 | 7228 | COL-PIR-LSHH-0105 | Switch, Level High-High | COL-PIR-MISC | Switch,Level |  |  | LSHH |  |  | Miscellaneous Equipment
132543 | 59320 | THR-DIG-LSH-0406 | Switch, Level-High, Over Flow Chamber, Tank 0400, Solids Treatment, Digester Tank 1-6 | THR-DIG-SD-0400 | Switch,Level-High | Switch |  | LSH | http://www.toronto.ca/TWONTO#level_switch |  | Tank, Secondary Digester-4, Solids Treatment
55496 | 55960 | TAB-WA1-SQ-2035 | Spill Response Kit, Non-Aggressive Fluid | TAB-WA1-SQ | Spill Kit | Safety Equipment |  | SQ | http://www.toronto.ca/TWONTO#spill_kit |  | Safety Equipment & Supplies Common to WA1
105969 | 89719 | TAB-ACC-AHU-6550 | Air Handling Unit, Mechanical Room no.3, Screen Bldg., P Bldg. | TAB-ACC-AHU-PBLDG | Air Handling Unit | HVAC |  | AHU | http://www.toronto.ca/TWONTO#air_handler_unit |  | AHUs/Supply Fans P. Bldg.
55726 | 92648 | TAB-STR-F-4011U | Filter,Air | TAB-STR-BL-4011 | Filter | Filter |  | F | http://www.toronto.ca/TWONTO#replaceable_air_filter |  | Blower #4011
7453 | 93785 | COL-PSP-LSLL-0101 | Switch, Level Low-Low | COL-PSP | Switch,Level |  |  | LSLL |  |  | Southport Sewage Pumping Station
71784 | 40038 | THR-DIG-T-5415 | Tank, Gas Scrubber, Digester Tank 0500 | THR-DIG-SB | Scrubber | Tank |  | T | http://www.toronto.ca/TWONTO#air_scrubber |  | Scrubbers, Digester Tanks 1-10
59505 | 25469 | THC-DIG-PD-0500 | Tank,Primary Digesters,Digested Sludge,Building U | THC-DIG-DIGESTERS |  | Tank |  | PD | http://www.toronto.ca/TWONTO#digester_tank |  | Primary Anerobic Digesters 0400-0700
118384 | 33370 | TAB-STORE | Computer Storage Location | TAB-EUS | [6 empty] | Production & End User Support
40337 | 7708 | TAB-ACC-FN-CHL | Exhaust Fans , Chlorine Bldg. | TAB-ACC-FN | [6 empty] | Exhaust Fans
93997 | 82003 | FHO-RW-LSL-2401 | Switch, Level, Low, Raw Water Pump P-2401 Loss of Prime, S9, RW Pump Room | FHO-RW-P-2401 |  | Switch |  | LSL | http://www.toronto.ca/TWONTO#level_switch |  | Pump, Centrifugal, RW Pump 2401. S9, RW Pump Room
40278 | 27966 | DP PUMP | Toronto Water - Pump DP
2959 | 83219 | COL-MTI-HPU-2301B | Hydraulic Power Unit, Simcoe Control Chamber #23B | COL-MTI-CH-2300 | Actuator,Hydraulic | Hydraulic System |  | HPU | http://www.toronto.ca/TWONTO#hydraulic_power_pack |  | Chamber,Simcoe Control Chamber No.23,MTI
78295 | 93217 | THR-SAFT-LSHH | Switch,High High Level, Sump Pumps, South Aeration and Final Tank | THR-GRK-DRN-WA3 | Switch,Level-High-High | Switch |  |  | http://www.toronto.ca/TWONTO#level_switch |  | Drains, Floor, Gratings,Work Area 3
27723 | 44406 | COL-PVM-FEQ-0001S | Fire Prevention, Extinguisher | COL-PVM | Fire Prevention,Extinguisher |  | 42896 | FEQ |  |  | Valleymede Sewage Pumping Station
77082 | 8475 | THR-PLT-TSH-2110 | Switch, Temperature-High, Blower 2110, Preliminary Treatment, Grit Removal - Grit Tanks - North Plant | THR-PLT-BL-2110 | Switch,Temperature-High | Switch |  | TSH | http://www.toronto.ca/TWONTO#temperature_switch |  | Blower, Centrifugal, Process Air, Preliminary Treatment, Grit Removal - Grit Tanks - North Plant
79467 | 38908 | THR-THK-PSL-5080 | Switch, Pressure Low, TWAS Transfer P-5080 | THR-THK-P-5080 | Switch,Pressure-Low | Switch |  | PSL | http://www.toronto.ca/TWONTO#pressure_switch |  | TWAS Transfer Pump
140787 | 10780 | TNT-SES-RING-1006 | Lifebuoy Ring | TNT-SES-RING | PPE | Safety Equipment |  | RING | http://www.toronto.ca/TWONTO#life_ring |  | Lifebuoy Ring
119936 | 20036 | TAB-WA4-SQ-1215 | Sling, Nylon, Sling Tech EE-903-T3, 4 Ft. (S/N 25759) | TAB-WA4-SQ-0010 |  | Lifting Device |  | SQ | synthetic_web_sling |  | WA4 Fall arrest systems
118446 | 8785 | TAB-STR-ANL-0100 | Portable Meters | TAB-AER-INQ |  |  |  | ANL |  |  | Aeration - WA2 Instrumentation Equipment
18256 | 60604 | COL-PLB-HIC-0100 | Humidistat | COL-PLB-AUX-MECH |  | Switch |  | HIC | http://www.toronto.ca/TWONTO#thermostat_or_zone_controller_unit |  | Mechanical Equipment
3511 | 52654 | COL-PBP-TS-0001 | Switch, Transfer | COL-PBP-MISC | Switch | Switch |  | TS | http://www.toronto.ca/TWONTO#transfer_switch |  | Miscellaneous Equipment
26283 | 78297 | FHO-SES-SCBA-FEB | SCBA Cylinder Group 2 | FHO-SES-SQ-0002 | PPE,SCBA | Safety Equipment |  |  | http://www.toronto.ca/TWONTO#compressed_gas_cylinder |  | Emergency Breathing Apparatus
18173 | 46707 | FHA-SED-ZSH-0505A | Switch, Limit, Access Hatch Zone 5, Settling Basin T-0501 | FHA-SED-ZSH-0505 |  | Security System |  | ZSH | http://www.toronto.ca/TWONTO#position_switch |  | Switch, Limit, Access Hatch Zone 5
139909 | 34678 | TNT-AER-RX-0205 | Reactor, Mabr Cassette, Aeration Tank 2 - Mabr Cassette 5, Aeration | TNT-AER-T-0200 |  |  |  | RX |  |  | Tank,Aeration, # 2
47541 | 28758 | TAB-EL1-TS-6161 | Switch, Automatic Transfer 600V - Aeration Chemical Gallery | TAB-EL1-MCC-6125 |  | Switch |  | TS | http://www.toronto.ca/TWONTO#transfer_switch |  | Motor Control Centre, 600V
88273 | 37159 | WTR-PSC-MEQ-0006 | Backflow Preventer Test Kit, S/N 644931 | WTR-PSC-AUX |  | Tool |  | MEQ | backflow_preventer_tester |  | Auxiliary Equipment (Building Facilities)
61741 | 71468 | THC-FT-T-1500 | Tank, Secondary Clarifier | THC-FT-PHASE I-IV | Tank | Tank |  | T | http://www.toronto.ca/TWONTO#clarifier |  | Secondary Clarifiers, Phase I-IV
132105 | 96417 | THR-DCL | Dechlorination | THR-DIS | [6 empty] | Disinfection
67765 | 16441 | THR-ACC-FSL-0001 | Switch, Flow-Low, P-0201A | THR-ACC-P-0201A | Switch,Flow-Low | Switch |  | FSL | http://www.toronto.ca/TWONTO#flow_switch |  | Pump, Centrifugal, Glycol Heating Supply to AHU-0001
107340 | 1636 | TAB-ACC-PDSH-4501 | Switch, Presure Diferential, High | TAB-ACC-AHU-4501 | Switch,Pressure-High | Switch |  | PDSH | http://www.toronto.ca/TWONTO#pressure_switch |  | AHU, Digester 1-4, Drip Trap Room
106078 | 60809 | TAB-ACC-CU-1302 | Conditioner,Air,North Substation,Outside East Wall,South | TAB-ACC-AC-1302 | H.V.A.C.,Air Conditioner | HVAC |  | CU | http://www.toronto.ca/TWONTO#AC_condenser_unit |  | Conditioner, Air,New North Sub station- Electrical Room
121010 | 77554 | THC-ACC-MEQ-5801 | Energy/Heat recovery,Heat Exchanger,Office,Plant Stores | THC-ACC-BLDG B |  | HVAC |  | MEQ | http://www.toronto.ca/TWONTO#heat_exchanger |  | Mechanical Shop (Chlorine) Building HVAC
111127 | 89391 | TAB-DIG-T-0760 | Tank, moisture /Sediment Trap- in Gas delivery line | TAB-DIG-FX-T5-8 | Tank | Tank |  | T | sediment_trap |  | Digester Tanks 5-8, Flame Arrester, Condensate Tanks & Moisture Separators
143101 | 57060 | WTR-PAH-SQ-0001 | Eye Wash Station | WTR-PAH-AUX | PPE,Eyewash Station | Safety Equipment |  | SQ | http://www.toronto.ca/TWONTO#emergency_eyewash |  | Auxiliary Equipment (Building Facilities)
11865 | 78944 | FCL-ELS-MCC-1111-SUS | Control Panel, MCC, Gaseous Chemical Building, Electrical Switchgear Room | FCL-SUSPENDED | Control Panel,MCC | Motor Control Center | 36557 | MCC | http://www.toronto.ca/TWONTO#LV_electrical_panel |  | Suspended entity
123464 | 74221 | THC-DIG-LSH-5284 | Switch,Level-High,Sump,West Storm Sump Pump 5284A & 5284B,Primary Digesters | THC-GRK-SUMP PUMP | Switch,Level | Switch |  | LSH | http://www.toronto.ca/TWONTO#level_switch |  | Sump Pumps,
105467 | 41028 | SQ-47078 | FHO SCBA #6 | FHO-SES-SQ-0002 | PPE,SCBA | Safety Equipment | 32130 |  | http://www.toronto.ca/TWONTO#self-contained_breathing_apparatus |  | Emergency Breathing Apparatus
94493 | 6566 | FHO-SES-INQ-6007 | High Voltage Detector, Group 2, Admin Building, S2, Electrical Shop | FHO-SES-SQ-0001 | PPE | Safety Equipment |  | INQ | http://www.toronto.ca/TWONTO#voltage_tester |  | Safety Equipment
43441 | 43876 | TAB-DEW SUMP | Dewatering Bldg - Sump Pumps | TAB-DEW-SERVICES | [6 empty] | Dewatering Building Service & Safety Systems
18488 | 51977 | FHA-SES-LDR-0515 | FHA-SES-LD-0045 - 12' Ladder Fiberglass ( Chlorine Room ) | FHA-SES | Safety | Safety Equipment |  | LDR | http://www.toronto.ca/TWONTO#ladder |  | Safety & Environmental Services
143742 | 60618 | WTR-PEL-TSH-0002 | Switch, Temperature-High, Building | WTR-PEL-AUX | Switch,Temperature-High | Switch |  | TSH | http://www.toronto.ca/TWONTO#temperature_switch |  | Auxilliary Equipment (Building Facilities)
56164 | 27755 | TAB-STR-RPU-0724 | RPU-GE0724 | TAB-STR-RPU | RPU | Remote Processor Unit |  | RPU | http://www.toronto.ca/TWONTO#RPU_panel |  | Aeration Gallery - RPUs
7496 | 48887 | COL-PSS-CB-0001 | Circuit Breaker, Incoming | COL-PSS | Circuit Breaker |  |  | CB |  |  | Scott Sewage Pumping Station
26255 | 87920 | FHO-GRK-DR-2009S | Door, (FD-S2-09), Fire Rated, Admin Building, S2, Loading Bay West | FHO-GRK-FEQ-0001 | Fire Prevention,Door | Door |  | DR | http://www.toronto.ca/TWONTO#fire_rated_door
48199 | 68692 | TAB-ELS-SQ-5014 | Body Harness ( Wei) | TAB-ELS-SQ-FALL ARST | PPE,Harness | Safety Equipment |  | SQ | http://www.toronto.ca/TWONTO#fall_arrest_harness |  | Fall Arrest -Safety Harness & Lanyard
51547 | 94910 | FCL-FLT-F-0901 | Filter, Carbon Activated, Filter Building, Filter Gallery West | FCL-FLT | Filter | Filter |  | F | media_based_filter |  | Filtration
6339 | 60360 | COL-PMY-CB-0003 | Breaker, Power Supply | COL-PMY | Circuit Breaker |  |  | CB |  |  | Maryport Sewage Pumping Station
53000 | 32675 | TAB-RSP-T-0004 | Wet Well, High Level Channel 1 | TAB-RSP-PM | Tank,Reservoir | Tank |  | T | http://www.toronto.ca/TWONTO#storage_tank |  | M Building - Raw Sewage Pumping
76678 | 79458 | FHO-ELS-LP-0711 | Load Panel, Chemical Feed Panel #1, 120/208V, Chemical Building, S2, Room CH402 | FHO-ELS-LTG-2000 |  | Power Distribution Panel |  | LP | http://www.toronto.ca/TWONTO#LV_electrical_panel |  | Lighting, Facility Interior : Plant wide, interior lighting
120755 | 89018 | THC-ACC-FN-2172 | Fan, Exhaust, Access Building T19A, Phase IV Secondary | THC-ACC-TUNNEL | Air Handling Unit | HVAC |  | FN | http://www.toronto.ca/TWONTO#blower_or_fan_with_drive |  | Plant Tunnels, HVAC
132457 | 44111 | THR-DIG-FSL-5862 | Switch, Flow-Low, Lube Oil, C-5860, Gas Mixing System | THR-DIG-C-5860 | Switch,Flow-Low | Switch |  | FSL | http://www.toronto.ca/TWONTO#flow_switch |  | Compressor, Gas, Mixing System, Digester Tank#9/10
15085 | 22025 | COL-PHP-FN-0001 | Fan, Centrifugal | COL-PHP | Fan |  |  | FN |  |  | High Park Sewage Pumping Station
31402 | 17794 | COL-RBB-DRV-0101 | Drive, Variable Speed Elec | COL-RBB-MISC | Drive |  |  | DRV |  |  | Miscellaneous Equipment
78780 | 12707 | THR-SES-SPL-0106 | Spill Kit, Chemicals, Tote Bag, Stores WA4 | THR-SES-SPL | Safety | Safety Equipment |  | SPL | http://www.toronto.ca/TWONTO#spill_kit |  | Spill Containment Kits, Humber Treatment Plant
94996 | 814 | FHO-SPC-COM-1902 | Termination Panel, Ozone Building, L1, Ozone Equipment Room | FHO-SPC |  | Communications Equipment |  | COM | termination_panel |  | Process Control Systems - Services Area
136766 | 33080 | THR-MCS-MT-0553 | Bench Grinder | THR-MT-WA3 |  | Tool |  | MT | bench_grinder |  | Machine Tools
79943 | 66408 | THR-WA2-LD-63-46 | Sling, Nylon, Work Area 2 (Sr 1472763-46) SIZE; 1" X 3', | THR-SES-LD | Lifting Device,Sling | Lifting Device |  | LD | synthetic_web_sling |  | Lifting Device, Safety Equipment
105917 | 14699 | TAB-ACC-AHU-1846 | AHU, Blower Bldg | TAB-ACC-AHU-BL | Air Handling Unit | HVAC |  | AHU | http://www.toronto.ca/TWONTO#air_handler_unit |  | AHUs/Supply Fans Blower Bldg.
136648 | 93096 | THR-MCS-LD-0101 | Chain Hoist, WESTWARD,2T | THR-LD-WA3 | Lifting Device,Hoist,Manual | Lifting Device |  | LD | http://www.toronto.ca/TWONTO#lifting_equipment_hoist |  | Lifting Devices, Chain Hoist, Come Along & Slings
48472 | 76462 | FCL-AM-FSL-0101-SUS | Switch, Flow, Low, Ammoniation | FCL-AM | Switch,Flow-Low | Switch | 36357 | FSL | http://www.toronto.ca/TWONTO#flow_switch |  | Ammoniation
27844 | 5789 | COL-PVM-WEL-0500 | Wet well | COL-PHP-MISC |  |  |  | WEL |  |  | Miscellaneous Equipment
10069 | 58881 | FCL-ACC-DM-0301 | Damper, Motorized, Inlet AHU-0303, Admin Building | FCL-ACC-AHU-0303 |  |  |  | DM |  |  | Air Handling Unit, Roof Top, Admin Building Top of N/E Stairwell
133916 | 88075 | THR-DIS-LSH-8001 | Switch, Level, High, Capacitive, Hypochlorite Tank T-8000, Disinfection Building Main Floor | THR-DIS-T-8000 | Switch,Level-High | Switch |  | LSH | http://www.toronto.ca/TWONTO#level_switch |  | Tank, Sodium Hypochlorite Storage, Disinfection Building
79 | 92542 | 50598 | WA1 portable cranes/hoists, come alongs, slings, wire rope, chains, electrical equipment etc., | TAB-WA1-SQ | Lifting Device | Safety Equipment |  |  | http://www.toronto.ca/TWONTO#collection_of_assets |  | Safety Equipment & Supplies Common to WA1
38326 | 44219 | PLQ18515 | Plumbing, General, Old Admin Bldg | TAB-ADM-STRC |  | Plumbing |  |  | plumbing |  | Old Admin Building - General
130977 | 19536 | THR-AER-LSHH-4810 | Switch, Level-High-High, Sump, Gallery T-14S (North End), Flood Monitoring System | THR-AER-P-4810 | Switch,Level-High | Switch |  | LSHH | http://www.toronto.ca/TWONTO#level_switch |  | Pump, Centrifugal, Sump, T14S
107567 | 93005 | TAB-ACC-TE-1419B | Temperature Element, Space Temperature | TAB-ACC-VAV-1419 | Sensor,Temperature | HVAC |  | TE | http://www.toronto.ca/TWONTO#temperature_sensor_element |  | Heater, Hot Water Reheat Coil, Variable air
138183 | 26232 | THR-PRS-PDSH-0164S | Switch, Differential Pressure, Filter 0006, Chemical Building, Secondary Treatment, Phosphorous Removal | THR-PRS-F-0006S | Switch,Pressure | Switch | 39853 | PDSH | http://www.toronto.ca/TWONTO#pressure_switch |  | Filter, Fine Bag, Ferrous Chloride Storage Tanks Outlet, Chemical Building, Secondary Treatment, Phosphorous Removal
47722 | 15952 | TAB-EL2-MCC-6174 | Motor Control Center- Chlorine Bldg | TAB-ELS-WA8 | Control Panel,MCC | Motor Control Centre |  | MCC | http://www.toronto.ca/TWONTO#LV_electrical_panel |  | Electrical Equipment, Work Area 8, ( Panel Boards, MCC )
27217 | 10390 | COL-PSU-LSH-0002 | Switch, Level-High | COL-PSU | Switch,Level |  |  | LSH |  |  | Sunnyside Pumping Station
9190 | 31791 | COL-YKP-FAK-0028S | First Aid Kit, Truck #067038 (F250) | COL-YKP-VEH-0028S | Safety,First Aid Kit | Safety Equipment | 44893 | FAK | http://www.toronto.ca/TWONTO#first_aid_kit |  | Vehicle, Truck #067038 (F250)
3861 | 3346 | COL-PCP-LIT-0101 | Transmitter, Level | COL-PCP | Transmitter,Level |  |  | LIT |  |  | Copeland Pumping Station
19145 | 14187 | FHO-ACC-F-0104 | Filter, Dry Air, Fan FN-0109 Intake, Admin Building, S1, AHU Room | FHO-ACC-FN-0109 |  | Filter |  | F | http://www.toronto.ca/TWONTO#replaceable_air_filter |  | Fan, Supply, Gallery Ventilation System, S1 Admin Building AHU Room
110554 | 7403 | TAB-DIG-DT-1180 | Drain, Moisture/Sediment Trap, Digester 9-12 Gas Discharge, Digester 9-12 Control Building Second Floor | TAB-DIG-T-1100 | Drain | Drain |  | DT | sediment_trap |  | Tank, Digester tank, Digester 11
58160 | 53674 | THC-CAP-BTU-13FS-08WP | THC Capital Works, Biosolids Treatment Upgrade (Incinerator), Contract # 13FS-08WP | THC-CAP-WA1 |  |  | 37922 | BTU |  |  | THC WA1 Capital Projects
4919 | 99448 | COL-PKG-MISC | Miscellaneous Equipment | COL-PMM | [6 empty] | Mimico Pumping Station
4536 | 6920 | COL-PGA-MCC-0001 | Motor Control Centre | COL-PGA-MISC | Control Panel,MCC |  |  | MCC |  |  | Miscellaneous Equipment
7260 | 65097 | COL-PSK-GC-0001 | Grit Chamber | COL-PSK-MISC |  |  |  | GC |  |  | Miscellaneous Equipment
113397 | 20595 | TAB-ELS-LTG-1012 | Emergency Light,Double Head,North Substation,Electrical Control Room,North Wall | NRTH SUBSTN_ELE_CNTRL_RM | Lighting,Emergency | Safety Equipment |  | LTG | http://www.toronto.ca/TWONTO#lighting_unit |  | MSA Substation,Electrical Control Room
78954 | 28841 | THR-SES-T-0510 | Tank, SCBA Air Cylinder, 30 Minutes | THR-SES-SCBA | Safety | Safety Equipment |  | T | http://www.toronto.ca/TWONTO#compressed_gas_cylinder |  | Self Contained Breathing Apparatus
6749 | 86624 | COL-PSW-HIC-0100 | Humidistat | COL-PSW-AHU-0100 |  | HVAC |  | HIC | http://www.toronto.ca/TWONTO#thermostat_or_zone_controller_unit |  | Air Handling Unit
107556 | 27357 | TAB-ACC-T-8801 | Tank, Condensation, Main | TAB-HRS-P-DEA | Tank | Tank |  | T | http://www.toronto.ca/TWONTO#pressure_vessel |  | Deaerator Equipment/ Cndensation ,
25216 | 44180 | COL-PSL-GEN-0001 | Generator, Electricity | COL-PSL-MISC | Generator |  |  | GEN |  |  | Miscellaneous Equipment
78677 | 67319 | THR-SES-LD-0504 | Retractable Winch for Davit Arm(SUSPENDED) | THR-SES-SQ | Safety | Safety Equipment | 34647 | LD | winch |  | Safety Equipment
118822 | 76914 | TAB-STR-SP-1001 | Sampler, Settled Sewage, North Conduit | TAB-STR-INQ | Sampler | Sampler |  | SP | http://www.toronto.ca/TWONTO#auto_sampler |  | WA1 Instrumentation & Safety Equipment (Gas Monitors)
58157 | 96477 | THC-AUX | Auxiliary Systems
26423 | 99936 | FHO-SM-SPL-0003 | Spill Containment Kit Station, TW Building, S5, Waste Water Transfer Pump Room,Wall Besides Elevator | FHO-SM | PPE | Safety Equipment |  | SPL | http://www.toronto.ca/TWONTO#spill_kit |  | Spill Containment & Chemical Sump Systems
125191 | 71635 | THC-ELS-SQ-1537799 | Spares, Electrical Safety gloves, High Voltage, Class 0, # 1537799 | THC-SUSPENDED |  | Safety Equipment | 35221 | SQ | http://www.toronto.ca/TWONTO#rubber_insulating_gloves |  | Suspended entity
65395 | 36623 | THC-PRM-ZSL-0973 | Switch, Position Low, Cylinder Retract, Valve 0973 | THC-PRM-V-0973 |  | Switch |  | ZSL | http://www.toronto.ca/TWONTO#position_switch |  | Valve, Hydraulic Cylinder, Scum Skimmer, Primary Clarifier 0900, SW Plant
76695 | 57012 | FHO-ELS-LP-1032 | Lighting Panel, 120/208V, Clarifier Building, L1, Main Foyer | FHO-ELS-LTG-2000 |  | Power Distribution Panel |  | LP | http://www.toronto.ca/TWONTO#LV_electrical_panel |  | Lighting, Facility Interior : Plant wide, interior lighting
53028 | 34229 | TAB-PWA-STR-0120 | Strainer, Plant Water Process Piping | TAB-PWA-F | Strainer | Filter |  | STR | http://www.toronto.ca/TWONTO#strainer |  | Plant Water - Filters and Strainers
11144 | 40004 | COL-PBY-CP-0003 | Control Panel, Backup float relay | COL-PBY-MISC | Control Panel |  |  | CP |  |  | Miscellaneous Equipment
11345 | 11883 | FCL-BW-PDIT-0001 | Transmitter, Pressure Differential, Intake Filter Air Scour Blowers Header | FCL-BW-F-0001 |  |  |  | PDIT |  |  | Air Filter, Blower Common Inlet
11034 | 29255 | COL-PBG-SW-0002 | Switch, Emergency Power | COL-PBG | Switch | Switch |  | SW | http://www.toronto.ca/TWONTO#disconnect_switch |  | Brule Gardens Sewage Pumping Station
26376 | 39420 | FHO-SES-SQ-6265 | Lanyard H656764, Burt Donaldson | FHO-SES-SQ-0009 | PPE,Lanyard | Safety Equipment |  | SQ | lifeline |  | Fall Lanyards
67953 | 23000 | THR-ACC-LSL-0900 | Switch, Low Water Cut Off, North Grit Boiler 0900, Plant Central Hot Water System | THR-ACC-BO-0900 | Switch,Level-Low | Switch |  | LSL | http://www.toronto.ca/TWONTO#level_switch |  | Boiler, Low Pressure, North Grit Boilers, Plant Services, Natural Gas Overview (CRN-B9917.5,TSSA UID-65022712, SNo.-5.867337,S-87072)
110684 | 71657 | TAB-DIG-FSL-4205 | Switch ,Flow, Low,Chill water Supply to Compressor C-4205 | TAB-DIG-C-4205 | Switch,Flow | Switch |  | FSL | http://www.toronto.ca/TWONTO#flow_switch |  | Compressor #5, Gas (DX5005A) Digester Tank 20 & 22
119573 | 81477 | TAB-WA1-LD-1221 | Hoist | TAB-WA1-SQ-1000 | Lifting Device,Hoist | Lifting Device |  | LD | http://www.toronto.ca/TWONTO#lifting_equipment_hoist |  | WA1 Lifting Devices and Slings
138791 | 76214 | THR-SES-SQ-7P | Portable, (Bottled) Eyewash Station, STB Centrifuge Room | THR-SQ-PEWS-WA2 | Safety,Eye wash | Safety Equipment |  | SQ | eye_wash_bottle |  | Portable, (Bottled) Eye Wash Station, Work Area 2
8053 | 46943 | COL-PWC-SC-0001 | Screen, Bar | COL-PWC-MISC | Screen |  |  | SC |  |  | Miscellaneous Equipment
138813 | 96456 | THR-SES-SQ-WA3 | Safety Equipment -Work Area3 | THR-SES-WA3 |  | Safety Equipment |  |  | http://www.toronto.ca/TWONTO#collection_of_assets |  | Safety & Environmental Services
70768 | 94339 | THR-DCL-SBCP-0001 | Control Panel, Containment Tank, Sodium Bisulphite | THR-ELS-DIS | Switch,Level-High | Switch |  | SBCP | http://www.toronto.ca/TWONTO#process_control_panel |  | Electrical System, Disinfection, Chlorine Building
112126 | 42781 | TAB-DIG-V-T9-12 | Digester Tank 9-12, Valves, Header & Transfer Line, | TAB-DIG-T-09-12 | [6 empty] | Digester Tanks 9-12
143097 | 41608 | WTR-PAH-P | Pumping | WTR-PAH | [6 empty] | Armour Heights Pumping Station
111126 | 52519 | TAB-DIG-T-0752 | Tank, moisture /Sediment Trap- in Gas delivery line | TAB-DIG-FX-T5-8 | Tank | Tank |  | T | sediment_trap |  | Digester Tanks 5-8, Flame Arrester, Condensate Tanks & Moisture Separators
146330 | 22561 | WTR-PSC-HRN-0001 | PPE, Body Harness, S/N 982000114001030 | WTR-EAST-SES | PPE,Harness | Safety Equipment |  | HRN | http://www.toronto.ca/TWONTO#fall_arrest_harness |  | Safety & Lifting Devices
38656 | 17425 | TAB-ACC-AC-1321 | Conditioner, Air,Aeration Hut No.2 East(2.5 Tons) | TAB-ACC-CI | H.V.A.C.,Air Conditioner | HVAC |  | AC | http://www.toronto.ca/TWONTO#air_condition |  | Chiller and Air Coolers
7916 | 3751 | COL-PTS-LSLL-0101 | Switch, Level Low-Low | COL-PTS | Switch,Level |  |  | LSLL |  |  | Third Street Sewage Pumping Station (Wards Island PS#12)
9559 | 38665 | DOS-YCM-VEH-73118 | 2012 DODGE RAM 3500 - Vehicle Unit# 73118 | FAC-YCM-VEH | Vehicle,Licensed | Vehicle |  | VEH | http://www.toronto.ca/TWONTO#pickup_truck
146331 | 10615 | WTR-PSC-HRN-0003 | PPE, Body Harness, S/N 219543 | WTR-EAST-SES | PPE,Harness | Safety Equipment |  | HRN | http://www.toronto.ca/TWONTO#fall_arrest_harness |  | Safety & Lifting Devices
113287 | 11082 | TAB-EL3-MCC-6326 | Motor Control Centre, Digester 19-22 bldg | TAB-EL3-MCC | Control Panel,MCC | Motor Control Centre |  | MCC | http://www.toronto.ca/TWONTO#LV_electrical_panel |  | Motor Control Center- South Substation
85498 | 94333 | WTR-PHL-FAR-0006 | Winch, Fall Arrest, S/N 03007 (85ft) | WTR-CENTRAL-SES | Lifting Device,Sling | Safety Equipment |  | FAR | winch |  | Safety & Lifting Devices
139431 | 35221 | THR-WA2-LD-0021S | Sling, Chain, Work Area 2 (SUSPENDED) | THR-LD-WIRE-WA2 | Lifting Device,Sling | Lifting Device |  | LD | chain_sling |  | Slings, Wire Rope, Work Area 2
117991 | 85913 | TAB-SES-LTX-2287 | Exit Sign, Battery Unit, 2 LED heads, PRS Bldg | TAB-STR-SQ | Lighting,Exit | Safety Equipment | 41290 | LTX | http://www.toronto.ca/TWONTO#lighting_unit |  | WA2 Safety Equipment,lifting devices, ladders, Eye Wash station, First Aid Kits, Lock out stations
53659 | 7980 | TAB-SES-SQ-0010 | SCBA Breathing Apparatus, Dewatering Bldg., 1st Flr.Emergency Response Rm. - LAH 310 803 FS | TAB-SES-SCBA | PPE,SCBA | Safety Equipment |  | SQ | http://www.toronto.ca/TWONTO#self-contained_breathing_apparatus |  | WA4 Safety Equipment, SCBA
92665 | 90358 | FHO-FL-T-0004 | Tank, Fluoride Dilution, S2, North Penthouse | FHO-FL | Tank | Tank |  | T | http://www.toronto.ca/TWONTO#chemical_storage_tank |  | Fluoridation
137415 | 47635 | THR-PLT-LSH-0152 | Switch, Level-High, Screen 0152, Preliminary Treatment, Screening | THR-PLT-SC-0152 | Switch,Level-High | Switch |  | LSH | http://www.toronto.ca/TWONTO#level_switch |  | Bar Screen, Preliminary Treatment
124985 | 9566 | THC-ELS-LTX-BLDG DCL | Exit Lights, Bldg. DCL | THC-GRK-DCL | Building Service,Lighting - Room | Safety Equipment | 41946 |  | http://www.toronto.ca/TWONTO#collection_of_assets |  | Dechlorination Building
93457 | 36182 | FHO-MCS-LD-0111 | Web Slings | FHO-MCS-LD | Lifting Device,Sling | Lifting Device |  | LD | http://www.toronto.ca/TWONTO#collection_of_assets |  | Lifting Devices & Elevators
118163 | 19204 | TAB-SLO-STR-2407 | Strainer, Lub Pump suction | TAB-SLO-P-2407 | Strainer | Filter |  | STR | http://www.toronto.ca/TWONTO#strainer |  | Pump, Sludge Transfer Lube,#7
94492 | 58990 | FHO-SES-INQ-6004 | High Voltage Detector, CT010C, Admin Building, S2, Electrical Shop | FHO-SES-SQ-0001 | PPE | Safety Equipment |  | INQ | http://www.toronto.ca/TWONTO#voltage_tester |  | Safety Equipment
119633 | 6807 | TAB-WA1-SQ-1031 | Sling | TAB-WA1-SQ-1000 | Lifting Device,Sling | Lifting Device |  | SQ | http://www.toronto.ca/TWONTO#fall_protection_sling |  | WA1 Lifting Devices and Slings
126504 | 87455 | THC-MCS-MT-0022 | Argon Welding Machine, Building A | THC-MCS-MEQ | Welding Equipment,Welding Machine | Tool |  | MT | welder |  | Machine Shop and Equipment
57945 | 68724 | THC-AER-T-2800 | Tank, Aeration | THC-AER-T | Tank,Non-Pressurized | Tank |  | T | http://www.toronto.ca/TWONTO#aeration_tank |  | Tank, Aeration
47727 | 8413 | TAB-EL2-MCC-6222 | Motor Control Center- Heat Recovery | TAB-EL2-PDP-6012 | Control Panel,MCC | Motor Control Centre |  | MCC | http://www.toronto.ca/TWONTO#LV_electrical_panel |  | Power distribution Panel, 600V
62425 | 29235 | THC-ITS-PA-0003 | PBX Phone System, Weridom 1, Control System, Digester Bldg, | THC-ITS | Network,Telecommunication | Communications Equipment |  | PA | telephone_system |  | Information Technology Systems, Plant wide
134332 | 55910 | THR-DR-DH-0511 | Overhead Door, Digester Tank 9-10 Loading Bay East | THR-DR-WA1 | Door,Overhead | Door |  | DH | http://www.toronto.ca/TWONTO#roll_up_door
78812 | 88433 | FHO-ELS-WR-0601 | Welding Receptacle, Filter Building, S2, Filter Pipe Gallery, North | FHO-ELS-LTG |  | Power Distribution Panel |  | WR | http://www.toronto.ca/TWONTO#welding_receptacle |  | Facility Electrical System
37563 | 97934 | NX3054 | AHU, Dewatering Bldg, Main Roof, West (S1) | TAB-ACC-AHU | Air Handling Unit | HVAC |  |  | http://www.toronto.ca/TWONTO#air_handler_unit |  | Air Handling Unit & Supply Fan
111021 | 96186 | TAB-DIG-PSH-0734 | Switch,Pressure, High | TAB-DIG-P-0734 | Switch,Pressure-High | Switch |  | PSH | http://www.toronto.ca/TWONTO#pressure_switch |  | Pump, Sludge Recirculation #7
44138 | 3626 | FCL-ACC-HTR-0342 | Heater, Baseboard, 208V, 2kW, Admin Building, Second Floor, Office 200, East Wall | FCL-ACC-ADMIN |  |  |  | HTR |  |  | Administration Building HVAC Equipment
23674 | 90140 | COL-PPU-FN-0001 | Fan, Centrifugal | COL-PPU | Fan |  |  | FN |  |  | Port Union Road Sewage Pumping Station
30005 | 41862 | FIS-RW-PSL-0301-SUS | Switch, Pressure-Low, Seal Water, Pump 0301, Raw Water Pumping Station | FIS-SUSPENDED | Switch,Pressure-High | Switch | 38350 | PSL | http://www.toronto.ca/TWONTO#pressure_switch |  | Obsolete Entities/Processes
135238 | 21639 | THR-FPW-F | Filtered Plant Water, Filter Beds | THR-FPW | [6 empty] | Filtered Plant Water
115589 | 22598 | TAB-PRM-T | D Building - Scum, Sludge Hoppers & Primary Tanks 10-12 | TAB-PRM-D | Collector,Bridge | [5 empty] | D Bldg - Primary Treatment
93355 | 21280 | FHO-GRK-DR-7001S | Door, (FD-S7-01), Fire Rated, Raw Water Building, S7, Electrical Cable Shaft | FHO-GRK-FEQ-0001 | Fire Prevention,Door | Door |  | DR | http://www.toronto.ca/TWONTO#fire_rated_door
66682 | 43380 | THC-STR-T-8030 | Tank, Hypochlorite Storage, Odour Control, Old Plant | THC-SUSPENDED |  | Tank | 33424 | T | http://www.toronto.ca/TWONTO#chemical_storage_tank |  | Suspended entity
86315 | 74911 | WTR-PJS-SQ-0001 | Eye wash Station | WTR-PJS-AUX | Fan,Centrifugal | Safety Equipment |  | SQ | http://www.toronto.ca/TWONTO#emergency_eyewash |  | Auxiliary Equipment (Building Facilities)
115989 | 2751 | TAB-PRM-WR-0002 | Receptacle,600V,Fed From MCC-6631,Gallery,Primary Tank 0900,P Building | TAB-EL1-MCC-6631 | Control Panel,Electrical | Power Distribution Panel |  | WR | http://www.toronto.ca/TWONTO#welding_receptacle |  | Control Panel, MCC,Electrical Room,Grit Build,P Building
139407 | 15302 | THR-WA1-LD-57-10 | Sling, Nylon, Work Area 1 (NYLON BELT SLING SIZE; 2" X 12`, CAPACITY 6400 LBS, SN 1553457-10) A | THR-LD-NYLN-WA1 | Lifting Device,Sling | Lifting Device |  | LD | synthetic_web_sling |  | Slings, Nylon, Work Area 1
144785 | 4334 | WTR-PJS-YAN-0002 | Sensor | WTR-PJS-AUX | Transmitter,Flow | Security System |  | YAN | http://www.toronto.ca/TWONTO#security_motion_sensor |  | Auxiliary Equipment (Building Facilities)
88323 | 78439 | WTR-PSC-T-0600 | Tank,Hot Water,Office | WTR-PSC-AUX | Tank,Domestic Hot Water | Tank |  | T | http://www.toronto.ca/TWONTO#tanked_hot_water_heater |  | Auxiliary Equipment (Building Facilities)
39997 | 37545 | TAB-ACC-HTR-6552 | Heater, Unit, Hot Water, truck loading bay, Screen Bldg., P Bldg. | TAB-ACC-HTR-PBLDG | H.V.A.C.,Heater | HVAC |  | HTR | http://www.toronto.ca/TWONTO#heater |  | Unit Heaters- P Bldg
76218 | 70317 | THR-MCS-LD-9870S | Come Along, Work Area 2 | THR-LD-WA2 | Lifting Device,Chain | Lifting Device | 47394 | LD | winch |  | Lifting Devices, Chain Hoist, Come Along & Slings
138667 | 94207 | THR-SES-SCBA-0512 | SCBA 5 Minutes Escape Pack | THR-SES-SCBA | Safety | Safety Equipment |  | SCBA | http://www.toronto.ca/TWONTO#self-contained_breathing_apparatus |  | Self Contained Breathing Apparatus
39610 | 96407 | TAB-ACC-HE-1417 | Heat Exchange, Hot Water Reheat Coil | TAB-ACC-VAV-1417 | Heat Exchanger | HVAC |  | HE | http://www.toronto.ca/TWONTO#heat_exchanger |  | Heater, Hot Water Reheat Coil, Variable air
106669 | 10031 | TAB-ACC-FSL-4506 | Switch, Flow, Low, Exhaust Fan Inlet | TAB-ACC-FN-4506 | Switch,Flow-Low | Switch |  | FSL | http://www.toronto.ca/TWONTO#flow_switch |  | Fan, Exhaust, Drip Trap Room Exhaust Dig .1~4
34802 | 29548 | COL-YKP-FAK-0010S | First Aid Kit, Truck #064100 (RAM 2500) | COL-W-OBSOLETE | Safety,First Aid Kit | Safety Equipment | 39334 | FAK | http://www.toronto.ca/TWONTO#first_aid_kit |  | Col West Obsolete Entities
7698 | 71785 | COL-PSU-LTG-0003 | Control Panel, Electrical | COL-PSU-MISC | Control Panel |  |  | LTG |  |  | Miscellaneous Equipment
59357 | 54266 | THC-ACC-P-6004 | Pump, Heating Glycol System, Lower Level 2 Blower Room, Headworks | THC-ACC-AHU-6100 | Pump | HVAC |  | P | http://www.toronto.ca/TWONTO#pump_set_-_with_drive |  | Air Handling Unit, Truck Loading Bay, Mech Room #2, Headworks
76155 | 14905 | THR-MCS-LD-0985 | Come Along, Work Area 4 | THR-LD-WA3 | Lifting Device,Chain | Lifting Device |  | LD | winch |  | Lifting Devices, Chain Hoist, Come Along & Slings
134986 | 55718 | THR-ELS-MCC-3401A | Control Panel, MCC 3401A, Digesters, Tanks 0900 & 1000,(MCC D9 & D10) | THR-ELS-LTG-EMS | Control Panel,MCC | Motor Control Centre |  | MCC | http://www.toronto.ca/TWONTO#LV_electrical_panel |  | Lighting System, Security , East Maintenance Building
39653 | 63911 | TAB-ACC-HE-6404 | Heat Exchanger, Heating Coil box, Mechanical Room No.5, Old Screen Bldg., P Bldg. | TAB-ACC-HTR-PBLDG | Heat Exchanger | HVAC |  | HE | http://www.toronto.ca/TWONTO#heat_exchanger |  | Unit Heaters- P Bldg
33632 | 51279 | COL-YKP-DA-0016(S) | Davit Arm-110675 | COL-YKP-DA |  | Safety Equipment | 39121 | DA | http://www.toronto.ca/TWONTO#fall_arrest_Davit_arm |  | Davit Arm Assembly
140607 | 62398 | TNT-MCS-LD-0027 | Chain Hoist | TNT-MCS-LD | Lifting Device,Chain | Lifting Device |  | LD | http://www.toronto.ca/TWONTO#lifting_equipment_hoist |  | Lifting Devices , cranes/ Portable crane/hoists, come alongs, slings, wire rope, chains
135855 | 10458 | THR-FT-PSH-3740 | Switch, Pressure-High, Discharge, Pump 3740, Secondary Treatment, Scum Pumping - North | THR-FT-P-3740 | Switch,Pressure-High | Switch |  | PSH | http://www.toronto.ca/TWONTO#pressure_switch |  | Pump, Rotary Vane, Scum Tank 3700, System 8, Scum Pumping
119332 | 97901 | TAB-THK-RPU-0605 | RPU-GE0605 | TAB-THK-RPU | RPU | Remote Processor Unit |  | RPU | http://www.toronto.ca/TWONTO#RPU_panel |  | RPU Location
130845 | 31754 | THR-ACC-ZSH-0410 | Switch,Position-High, Outdoor Damper,Tunnel T5 | THR-ACC-AHU-0410 | Switch,Temperature-High | Switch |  | ZSH | http://www.toronto.ca/TWONTO#position_switch |  | Air Handling Unit,Tunnel T5
42104 | 81945 | TAB-ACC-V-6520 | Valve, 2-Way Modulating, PreHeater Coil,AHU-6520, Mechanical RM No. 2, Screen Bldg., P Bldg. | TAB-ACC-AHU-6520 | Valve | HVAC |  | V | http://www.toronto.ca/TWONTO#valve |  | Air Handling Unit, Mechanical Room no.2, Screen Bldg., P Bldg.
5947 | 41003 | COL-PLV-HTR-0003 | Heater | COL-PLV-MISC | Heater |  |  | HTR |  |  | Miscellaneous Equipment
126496 | 34914 | THC-MCS-MT-0006 | Personal Tool Kit, B. Shortill | THC-MCS-MEQ-0005 |  | Tool | 35551 | MT | tool_kit |  | Mechanical Equipment, Building M
26353 | 86099 | FHO-SES-SQ-6077 | High Voltage Safety Equipment, Insulated Gloves, Class 0, Serial Number 4401, Paramjit Sandhu | FHO-SES-SQ-1000 | PPE,Insulated Glove | Safety Equipment |  | SQ | http://www.toronto.ca/TWONTO#rubber_insulating_gloves |  | High Voltage Insulated Gloves
58387 | 3978 | THC-DCL-LSL-0601 | Level Switch Low, SBSS Feed Tank, Dechlorination | THC-DCL-T-0100 |  | Switch | 34141 | LSL | http://www.toronto.ca/TWONTO#level_switch |  | Tank, Storage 38% Sodium Bisulphite, Dechlorination
132944 | 46093 | THR-DIG-SSL-5104A | Switch, Speed-Low, Digester Gas Mixing, Tank 0100, Solids Treatment, Digester Tanks 1-6 | THR-DIG-MX-0100 | Switch,Speed-Low | Switch |  | SSL | http://www.toronto.ca/TWONTO#speed_switch |  | Digester Gas Mixing, Digester Tank 0100
59489 | 81275 | THC-ACC-T-6006 | Heater, Instantaneous, Domestic Water, Washroom, Ground Floor Washroom, Headworks | THC-PLT-BLDG-0001 | Tank,Domestic Hot Water | HVAC |  | T | http://www.toronto.ca/TWONTO#heater |  | New Head House, preliminary process
112682 | 89363 | TAB-EL1-MCC-6222 | Motor Control Centre 600V - D Bldg | TAB-EL1-PDP-6004 | Control Panel,MCC | Motor Control Centre |  | MCC | http://www.toronto.ca/TWONTO#LV_electrical_panel |  | Switchgear, 600V, D Building Outdoor Sub.
128760 | 91664 | THC-SES-MEQ-95497 | FALL ARREST- LANYARD (insp Liftsafe) - VITALY | THC-MCS-LD | PPE | Lifting Device |  | MEQ | fall_arrest_lanyard |  | Mechanical Services, Lifting Device
16463 | 30470 | COL-PKG-T-0001 | Tank, Domestic Hot Water | COL-PKG | Tank |  |  | T |  |  | Kingston Rd Pumping Station
89648 | 28637 | WTR-RWA-AMT | Atmospheric Monitoring | WTR-RWA | [6 empty] | Warden Tank
143974 | 10355 | WTR-PEL-VENT-1200 | Vent, T-1200, Generator Building, Product Handling Room | WTR-PEL-T-1200 |  | Vent |  | VENT | http://www.toronto.ca/TWONTO#vent |  | Tank, Non-Pressurized, Diesel Fuel Day, Generator Building, Product Handling Room
27819 | 40598 | COL-PVM-LSH-0001 | Switch, Level-High | COL-PVM | Switch,Level |  |  | LSH |  |  | Valleymede Sewage Pumping Station
122505 | 78134 | THC-DCL-LSH-0501 | Level Switch High, SBS Dilution Tank, Dechlorination | THC-DCL-T-0100 |  | Switch |  | LSH | http://www.toronto.ca/TWONTO#level_switch |  | Tank, Storage 38% Sodium Bisulphite, Dechlorination
8834 | 68 | COL-SMC-LSL-0102 | Switch, Level-Low | COL-SMC-MISC | Switch,Level |  |  | LSL |  |  | Miscellaneous Equipment
107133 | 32003 | TAB-ACC-HTR-POL | Unit Heaters- Polymer,Filter & Equlisation tank Bldg | TAB-ACC-HTR | [6 empty] | Heaters- Convection,
59071 | 31474 | THC-ACC-HTR-0363 | Air Heater, Building M | THC-ACC-HEATERS | H.V.A.C.,Heater,Unit | HVAC |  | HTR | http://www.toronto.ca/TWONTO#heater |  | Air Heaters, Building M
11355 | 71830 | FCL-BW-T-0100A | Tank, Reservoir, Water Back Wash, Wash Water Tank | FCL-BW | Tank,Reservoir | Tank |  | T | http://www.toronto.ca/TWONTO#reservoir_tank |  | Backwash System
57968 | 29799 | THC-AER-TSH-7309 | Switch, Inlet, Temperature-High, Blower 7300,Phase I & IV Blower Building | THC-AER-BL-7300-I-IV | Switch,Temperature | Switch |  | TSH | http://www.toronto.ca/TWONTO#temperature_switch |  | Blower, Aeration System
121148 | 70020 | THC-ACC-PSH-0121 | Switch,Pressure-High,Air Handling Unit 0120,Scrubber Room,Phase 4 | THC-ACC-AHU-0120 | Air Handling Unit | Switch |  | PSH | http://www.toronto.ca/TWONTO#pressure_switch |  | Air Handlling Unit,Roof,Scrubber Room,Phase 4
18234 | 32040 | FHA-SPC-RPU-1421 | RPU, Screens, Pump Building, Screen Room | FHA-ELS |  | Remote Processor Unit |  | RPU | http://www.toronto.ca/TWONTO#RPU_panel |  | Electrical
8028 | 89661 | COL-PWC-FQ-0001 | Meter, Flow | COL-PWC-MISC | Meter,Flow |  |  | FQ |  |  | Miscellaneous Equipment
90873 | 99383 | FHO-CLB-PSH-0301 | Switch, Pressure, Post ChlorinationTrain 3 Evapororator Inlet, Chemical Bldg, Main Floor, Machine Rm | FHO-CLB | Switch,Pressure-High | Switch |  | PSH | http://www.toronto.ca/TWONTO#pressure_switch |  | Post Chlorination System
4208 | 60371 | COL-PEV-CP-0001 | Control Panel, Operator | COL-PEV | Control Panel |  |  | CP |  |  | Ellis Sewage Pumping Station
40324 | 5605 | DRN18468 | Drains, Floor, Digestion Pipe Gallery | TAB-DIG-STRC | Drain | Drain |  |  | http://www.toronto.ca/TWONTO#drain |  | Digestion Pipe Gallery - Drains, Walls, Lighting, Bldg, Services, PA System, Plumbing, Safety Equipments
34513 | 44036 | MAIN-171 | Main 171 | WTR-MT3 | [6 empty] | Work Area 3 WEST Mains and Chambers
91151 | 41977 | FHO-DEW-LS-2101 | Switch, Level, Sump Pumps P-2101 & P-2102 Control, Ozone Building, S2, Raw Water Process Room | FHO-DEW-P-2101 |  | Switch |  | LS | http://www.toronto.ca/TWONTO#level_switch |  | Pump, Submersible, Centrifugal, DeWatering, Foundation Drain, S2, Raw Water Process Room
30059 | 78199 | COL-PWR-LSH-5406 | Switch, Level-High | COL-PWR-MISC | Switch,Level |  | 35095 | LSH |  |  | Miscellaneous Equipment
121032 | 50277 | THC-ACC-OIT-1602 | Operator Interface Terminal,HVAC RPU,Centrifuge Room AHU,WAS Thickening Building | THC-ACC-RPU-1602 | Control Panel,Operator | Communications Equipment |  | OIT | http://www.toronto.ca/TWONTO#operator_interface_terminal |  | RPU,HVAC,WAS Thickening Building (2)
80497 | 97236 | THR-FT-SP-0001 | Sampler, Final Effluent | THR-FT-AIT | Sampler | Sampler |  | SP | http://www.toronto.ca/TWONTO#auto_sampler |  | Analyzer, Turbidity, Sampler & Pump, Final Tanks
75185 | 73061 | THR-FT-PSL-4519 | Switch, Pressure-Low, Pump P-4501 Suction, Scum Pumping - South | THR-FT-P-4501 | Switch,Pressure-High | Switch |  | PSL | http://www.toronto.ca/TWONTO#pressure_switch |  | Pump, Centrifugal, WAS, RAS Pumping Station - South
7362 | 64177 | COL-PSM-DRV-0001 | Drive, Variable Speed Drive Panel | COL-PSM-MISC | Drive |  |  | DRV |  |  | Miscellaneous Equipment
40879 | 52100 | TAB-ACC-HTR-TLB | Unit Heaters- Truck Loading Bay | TAB-ACC-HTR | [6 empty] | Heaters- Convection,
88908 | 20512 | WTR-REG-LSH-0201 | Switch, Level-High, Tank 0200 | WTR-REG-T-0200 | Switch,Level-High | Switch |  | LSH | http://www.toronto.ca/TWONTO#level_switch |  | Tank, Reservoir, East Basin
47445 | 46940 | TAB-EL1-MCC-6641A | Motor Control Centre ,Digesters 9-12 | TAB-EL1-MCC | Control Panel,MCC | Motor Control Centre |  | MCC | http://www.toronto.ca/TWONTO#LV_electrical_panel |  | Motor Control Center- North Substation
140256 | 58440 | TNT-DIG-PD-0400 | Digester, Primary, Vessel | TNT-DIG-PD | Vessel,Pressure | Tank |  | PD | http://www.toronto.ca/TWONTO#digester_tank |  | Primary Digester Tanks,Drainage Tanks
15106 | 87051 | COL-PHP-MON-0002 | Monitor | COL-PSS-MISC |  |  |  | MON |  |  | Miscellaneous Equipment
78708 | 95342 | FHA-MCS-ACC | HVAC | FHA-MCS | [6 empty] | Mechanical
84501 | 91068 | WTR-OWR-OFFICE | Computer Location | WTR-WORK AREA 1 | [6 empty] | Building Location
77793 | 91671 | THR-PRM-T-3100 | Tank, Scum, from Hopper T-0130, South Primary Tank | THR-PRM-SCUM-T | Tank,Non-Pressurized | Tank |  | T | http://www.toronto.ca/TWONTO#storage_tank |  | Scum/Sludge Pumping, Tanks & Hopper, South Primary
86341 | 47504 | WTR-PJS-T-4200 | Vessel,Pressure,Surge,Level 73 Heat Exchanger Room North Wall West ,DLCW City Water Supply Line Surge Tank | WTR-PJS-ENW | Vessel,Pressure,Surge | Tank |  | T | http://www.toronto.ca/TWONTO#pumping_surge_suppression_tank |  | Enwave Process
70441 | 59455 | THR-CW-SQ-0102S | Eyewash and Shower Station, Disinfection Building, Tank Area | THR-EWSS-WA4 | Safety,Eye wash | Safety Equipment | 40941 | SQ | http://www.toronto.ca/TWONTO#emergency_eyewash_and_shower |  | Eyewash and Shower Station, Work Area 4
26311 | 81374 | FHO-GRK-DR-2082S | Door, (FD-S2-82), Fire Rated, Chemical Building, S2, Unloading Vestibule, West, Exit To Outdoor | FHO-GRK-FEQ-0001 | Fire Prevention,Door | Door |  | DR | http://www.toronto.ca/TWONTO#fire_rated_door
55432 | 87449 | TAB-WA1-SQ-1101 | Sling | TAB-WA1-SQ-1000 | Lifting Device,Sling | Lifting Device |  | SQ | http://www.toronto.ca/TWONTO#fall_protection_sling |  | WA1 Lifting Devices and Slings
118706 | 42201 | TAB-STR-LS-3037 | Switch, Level,Sump Pit | TAB-STR-P-3037 | Switch,Level | Switch |  | LS | http://www.toronto.ca/TWONTO#level_switch |  | Pump, Sump
128883 | 73933 | THC-STR-LSHH-0181 | Switch, Level High High, Sump Pump Control, NW Plant | THC-STR-P-0181 | Switch,Level | Switch |  | LSHH | http://www.toronto.ca/TWONTO#level_switch |  | Pump, Centrifugal Submersible, Drainage, NW Plant
14330 | 57857 | COL-PHP-CP-0002 | Control Panel, Operator | COL-PHP | Control Panel |  |  | CP |  |  | High Park Sewage Pumping Station
44167 | 26460 | FCL-ACC-HTR-0430 | Heater, (CH-14) Convection, Electric, 1.5kW, High Lift Basement B2, Compressor Room, South | FCL-ACC-P-HL |  |  |  | HTR |  |  | High Lift Pumping Station HVAC Equipment
65819 | 96781 | FCL-SPC-COM-1602 | Termination Panel, Filter Building, Pipe Gallery, South, Ceiling | FCL-SPC |  |  |  | COM |  |  | Process Control Systems - Services Area
140622 | 82871 | TNT-MCS-SQ-1008 | Sling | TNT-MCS-LD | Lifting Device,Sling | Lifting Device |  | SQ | http://www.toronto.ca/TWONTO#fall_protection_sling |  | Lifting Devices , cranes/ Portable crane/hoists, come alongs, slings, wire rope, chains
57926 | 87368 | THC-AER-PSL-7156 | Switch,Pressure-Low,Oil Pumps 7150&7160 to Blower Header,Blow 7100,Phase I & IV Blower Building | THC-AER-BL-7100-I-IV | Switch,Pressure | Switch |  | PSL | http://www.toronto.ca/TWONTO#pressure_switch |  | Blower, Aeration System
93284 | 13116 | FHO-GRK-DR-2048L | Door, (FD-2-48), Fire Rated, Ozone Building, L2, Exit to Roof | FHO-GRK-FEQ-0001 | Fire Prevention,Door | Door |  | DR | http://www.toronto.ca/TWONTO#fire_rated_door
27538 | 92066 | FIS-ACC-ADMIN BUILDING | HVAC Admin Buliding | FIS-HVAC | [6 empty] | Climate Control
8761 | 57073 | COL-SKW-LSH-0201 | Switch, Level-High | COL-SKW-MISC | Switch,Level |  |  | LSH |  |  | Miscellaneous Equipment
85747 | 4597 | WTR-PHL-PPE-0005-SUS | SCBA Facemask - Naser Ansari | WTR-SUSPENDED | PPE,SCBA | Safety Equipment | 47426 | PPE | http://www.toronto.ca/TWONTO#self-contained_breathing_apparatus |  | Suspended Obsolete entity for storage purpose
137479 | 68578 | THR-PLT-T-0300 | Tank, Grit Removal, Grit Tanks, North Grit Building | THR-PLT-T | Tank | Tank |  | T | http://www.toronto.ca/TWONTO#sedimentation_tank |  | Preliminary Treatment, Grit Removal Tanks and Grit Bin
5997 | 59665 | COL-PMD-FN-0002 | Fan, Exhaust | COL-PMD | Fan |  |  | FN |  |  | Midland Pumping Station
128774 | 45758 | THC-SPC-CPU-2601 | SCADA Workstation, Dechlorination Building | THC-DCL |  | Network |  | CPU | http://www.toronto.ca/TWONTO#operator_interface_terminal |  | Dechlorination Process
88821 | 15524 | WTR-194-PDP-0006A | Panel, Electrical Distribution | WTR-194-CH-0006A | Control Panel,Power Distribution Panel | Power Distribution Panel |  | PDP | http://www.toronto.ca/TWONTO#LV_electrical_panel |  | Chamber,Revenue Meter,Keele-Steeles (Magmeter)
88316 | 6962 | WTR-PSC-T-0002-SUS | SCBA 3000 psi Bottle, ARAP | WTR-SUSPENDED | Tank | Safety Equipment | 47449 | T | http://www.toronto.ca/TWONTO#compressed_gas_cylinder |  | Suspended Obsolete entity for storage purpose
8741 | 5322 | COL-SKW-CH-0004 | Manhole, Sanitary Intercepting Server Monitoring | COL-SKW | Chamber |  |  | CH |  |  | Kew Beach Detention Tank (Kenilworth)-storm
24664 | 53498 | COL-PRX-FEQ-0002S | Fire Prevention, Extinguisher | COL-PRX-MISC | Fire Prevention,Extinguisher |  | 40962 | FEQ |  |  | Miscellaneous Equipment
101743 | 25363 | MAIN-363 | Main 363 | WTR-MT3 | [6 empty] | Work Area 3 WEST Mains and Chambers
115435 | 22701 | TAB-PRM-FSL-3801 | Switch ,Flow, Low,Seal water to Pump-3801 | TAB-PRM-P-3801 | Switch,Flow | Switch |  | FSL | http://www.toronto.ca/TWONTO#flow_switch |  | Pump, Raw Sludge
33642 | 13275 | COL-YKP-DA-0020(S) | Davit Arm-35408 | YKP-BLD |  | Safety Equipment | 39125 | DA | http://www.toronto.ca/TWONTO#fall_arrest_Davit_arm |  | Collections - 435 Kipling Ave. Building envelope
113811 | 35968 | TAB-NGS-PSL-0201 | Switch,Pressure,Low, PSL100-2, Natural Gas Train, Boiler #2, Z Building | TAB-ACC-NGS-0020A | Switch,Pressure | Switch |  | PSL | http://www.toronto.ca/TWONTO#pressure_switch |  | Natural Gas Train, Boiler #2, Z Building
79799 | 53649 | THR-WA1-LD-86-45 | Sling, Nylon, Work Area 1 (NYLON BELT SLING SIZE; 2" X 6', CAPACITY 6400 LBS.SN 1543386-45) A | THR-LD-NYLN-WA1 | Lifting Device,Sling | Lifting Device |  | LD | synthetic_web_sling |  | Slings, Nylon, Work Area 1
30932 | 68563 | FIS-FEQ-DR-0027(S) | Door, Fire, Storage Building | FIS-GRK-STRC-0001 |  | Door |  | DR | http://www.toronto.ca/TWONTO#fire_rated_door
113050 | 67220 | TAB-EL2-MCC-6324A | Motor Control Center- Incinerator | TAB-WA4-ELS | Control Panel,MCC | Motor Control Centre |  | MCC | http://www.toronto.ca/TWONTO#LV_electrical_panel |  | WA4 Electric Equipments
23640 | 11339 | COL-POM-LS-0103 | Switch, Level-High | COL-POM-MISC | Switch,Level | Switch |  | LS | http://www.toronto.ca/TWONTO#level_switch |  | Miscellaneous Equipment
32966 | 97585 | KR2202A | Unit Heater, Silo #1, Basement, Silo Building | TAB-ACC-HTR-SLO | H.V.A.C.,Heater | HVAC |  |  | http://www.toronto.ca/TWONTO#heater |  | Unit Heaters- Silo Bldg
105158 | 77391 | OTH-SLW | SOLID WASTE | OTH | [6 empty] | DOS - OTHERS
58066 | 14599 | THC-ACC-AHU-0253 | Air Handling Unit, Admin Bldg K | THC-ACC-BLDG K | Air Handling Unit | HVAC | 35459 | AHU | http://www.toronto.ca/TWONTO#air_handler_unit |  | Administration Building, HVAC
14204 | 79379 | COL-PGR-RPU-0001 | Control Panel, Electrical | COL-PGR-MISC | Control Panel |  |  | RPU |  |  | Miscellaneous Equipment
93399 | 59515 | FHO-MCS-GQ-0201 | Mini Max Floor Cleaning Machine | FHO-GRK-PRTY-0001 | Floor maintenance,Polisher | Vehicle |  | GQ | http://www.toronto.ca/TWONTO#golf_cart
6340 | 79500 | COL-PMY-CB-0003 | Breaker, Power Supply | COL-PMY-MISC | Circuit Breaker |  |  | CB |  |  | Miscellaneous Equipment
124907 | 93740 | THC-ELS-MCC-3702 | Control Panel,MCC,New Blower Building | THC-GRK-ELS-G | Control Panel,MCC | Motor Control Centre |  | MCC | http://www.toronto.ca/TWONTO#LV_electrical_panel |  | Building G
145862 | 9160 | WTR-PRH-LSH-1100 | Switch, Level High, Fuel Day Tank | WTR-PRH-AUX | Switch,Level-High | Switch |  | LSH | http://www.toronto.ca/TWONTO#level_switch |  | Auxiliary Equipment (Building Facilities)
46612 | 73863 | TAB-DIS-CHL-5 | Chlorination Train #5 | TAB-DIS-CHL |  |  |  | CHL |  |  | Chlorination Process
28084 | 42154 | FIS-AUX | Lab, Analyzers | FIS WORK AREA 1 | [6 empty] | Process
58678 | 82544 | THC-ACC-F-0721 | Filter,Supply Air,AHU-0720,Thickening Building Basement/Sub-basement Area | THC-ACC-AHU-0720 | Filter | HVAC |  | F | http://www.toronto.ca/TWONTO#replaceable_air_filter |  | Air Handling Unit,Basement/Sub-basement Area,Thickening Building
145025 | 52350 | WTR-PLW-AED-0001 | Automated external defibrillators- AED | WTR-WEST-SES | Safety,Defibrillator | Safety Equipment |  | AED | http://www.toronto.ca/TWONTO#automatic_external_defibrillator |  | Safety & Lifting Devices
21159 | 12195 | FHO-CLB-T-0101 | Tank, Expansion, Post Chlorination Train 1, Chlorination System, S2 Chlorine Storage Room | FHO-CLB-CHL-0101-KQ | Vessel,Pressure | Tank |  | T | expansion_tank |  | Post ChlorinationTrain 1
19518 | 27144 | FHO CONTROL ROOM | Computer Location | FHO MAIN BLDG | [6 empty] | Building Location
78620 | 84600 | FHO-ELS-MCC-1010 | Motor Control Centre, Raw Water PS, S7, Electrical Room | FHO-ELS-INQ | Control Panel,MCC | Motor Control Centre |  | MCC | http://www.toronto.ca/TWONTO#LV_electrical_panel |  | Power Management
66918 | 78757 | THC-INC-BU-1032 | Burner, Hearth 1, Incinerator 1000 | THC-INC-FU-1000 | Burner | Burner |  | BU | http://www.toronto.ca/TWONTO#burner_component_of_asset |  | Furnace, Incinerator 1000
106332 | 98788 | TAB-ACC-F-9201 | Filter, Air Purifier, T Building, B2, MCC Room (WPC 2190) | TAB-ACC-AHU-9200 | Filter | Filter |  | F | http://www.toronto.ca/TWONTO#replaceable_air_filter |  | AHU,T Bldg
47264 | 10177 | TAB-EL1-LP-6634 | Lighting Panel,208/120V,Electrical Room,Groud Floor,Grit Build,P Building | TAB-EL1-MCC-6634 | Control Panel,Lighting | Power Distribution Panel |  | LP | http://www.toronto.ca/TWONTO#LV_electrical_panel |  | Motor Control Centre 600V - Galery 9
58775 | 26026 | THC-ACC-FN-0187 | Fan,Centrifugal,Exhuast,Standby,Boiler Building,North Zones | THC-ACC-BLDG E | Fan | HVAC |  | FN | http://www.toronto.ca/TWONTO#blower_or_fan_with_drive |  | Boiler House, HVAC
9516 | 23768 | DOS-YCM-TRL-VEH268011 | 2009 TITAN Trailer - Vehicle Unit# 268011 | DOS-YCM-VEH-TRL | Vehicle,Licensed | Vehicle |  |  | trailer
18681 | 96422 | FHA-SES-SQ-0073 | Miller 216 WLS 4’ shock absorber lanyard 12-04 | FHA-SES |  | Safety Equipment |  | SQ | lifeline |  | Safety & Environmental Services
68891 | 52126 | THC-PRM-G-5121 | Valve, Ball, Effluent, Sample Sink, Flush Water, T33 | THC-PRM-CH-5120 | Valve,Sluice Gate | Gate |  | G | http://www.toronto.ca/TWONTO#channel_gate
18711 | 76473 | FHA-SES-SQ-0463 | Safety Equipment, Life Preserver, RMF, Central Thickener Gallery, Between Thickener Tanks T-3031 & 3041 | FHA-SES-LP | Safety | Safety Equipment |  | SQ | http://www.toronto.ca/TWONTO#personal_floatation_device |  | Life Preservers
42803 | 35539 | TAB-AERATION BLDG | Building Location | TAB-SPC | [6 empty] | Process Control Systems - Services Area
58744 | 10479 | THC-ACC-FIT-6581 | Transmitter, Flow, Outlet, Return Fan FN-6580, 2nd Floor Mech Room #1, Headworks | THC-ACC-AHU-6500 | Meter,Flow,Mass | HVAC |  | FIT | http://www.toronto.ca/TWONTO#flow_transmitter |  | Air Handling Unit, Pipe Gallery, 2nd Floor Mech Room #1, Headworks
85636 | 46883 | TNT-ACC-CU-2002B | Air Conditioner, outdoor condensor | TNT-ACC-AC | H.V.A.C.,Chiller | HVAC |  | CU | http://www.toronto.ca/TWONTO#AC_condenser_unit |  | HVAC- Air conditioner and cooling units
105290 | 77376 | QT0301A | Iron Worker | TAB-MCS-MT | Welding Equipment,Welding Tools | Tool |  |  | sheet_metal_bender |  | Machine Shop Mechanical Equipment
61711 | 8896 | THC-FT-PSL-1595 | Switch, Inlet, Pressure-Low, Scum Transfer Pump 1590,Secondary,Phase IV | THC-FT-P-1590-SCRP | Switch,Pressure-Low | Switch |  | PSL | http://www.toronto.ca/TWONTO#pressure_switch |  | Pump, for Scum Pit Tank 1580, for final tank 1500, Secondary Clarifier
24730 | 72631 | COL-PRX-RPU-0001 | Remote Processing Unit | COL-PRX | RPU |  |  | RPU |  |  | Roxborough Sewage Pumping Station
120282 | 12988 | THC-ACC-AIT-6000 | Transmitter, Humidity, O/A, General, North Elevation Shielded From Solar Radiation, Headworks | THC-PLT-BLDG-0001 | Transmitter | HVAC |  | AIT | http://www.toronto.ca/TWONTO#instrument_transmitter |  | New Head House, preliminary process
34139 | 64012 | COL-YKP-DA-151050S | Davit Base Leg-151050 | COL-YKP-DA-0010S | Safety | Safety Equipment | 45528 | DA | davit_base |  | Davit Arm Assembly with Upper Arm-11553
40412 | 93306 | TAB-ACC-FSL-4904 | Switch, Flow-Low, Tertiary Pump, Seawall Tunnel, East | TAB-ACC-P-4904 | Switch,Flow-Low | Switch |  | FSL | http://www.toronto.ca/TWONTO#flow_switch |  | Pump, Tertiary, Glycol, Seawall Tunnel, East
11107 | 56593 | COL-PBR-CH-0001 | Chamber, Valve | COL-PBR | Chamber |  |  | CH |  |  | Berry Road Sewage Pumping Station
8297 | 82692 | COL-PWR-LSLL-0201 | Switch,Level, Low-Low, Wet Well #2 | COL-PWR-AUX-INST | Switch,Level-Low-Low | Switch |  | LSLL | http://www.toronto.ca/TWONTO#level_switch |  | Instrumentation Equipment
50005 | 86691 | FCL-ELS-MCC-0601A-SUS | Control Panel, MCC, Treated Water High Lift Pumping Station, Electrical Switchgear Room | FCL-SUSPENDED | Control Panel,MCC | Motor Control Center | 36538 | MCC | http://www.toronto.ca/TWONTO#LV_electrical_panel |  | Suspended entity
60913 | 80662 | FCL-EUS | Production & End User Support | FCL-ITM | [6 empty] | Integrated Technology Management
78816 | 26985 | FHO-ELS-WR-0701 | Welding Receptacle, Chemical Building, S2, Storage Room, South | FHO-ELS-LTG |  | Power Distribution Panel |  | WR | http://www.toronto.ca/TWONTO#welding_receptacle |  | Facility Electrical System
3584 | 955 | COL-PBY-SQ-0001 | Eye Wash Station | COL-PBY-MISC |  | Safety Equipment |  | SQ | http://www.toronto.ca/TWONTO#emergency_eyewash |  | Miscellaneous Equipment
114725 | 67603 | TAB-PLT-MSL-0400 | Switch, Motion Low, Grit Conveyor CV-0400, Grit Tank Area, Grit Bldg., P Bldg. | TAB-PLT-CV-0400 | Switch,Motion | Switch |  | MSL | http://www.toronto.ca/TWONTO#motion_sensor_element |  | Conveyor, Screw, Submersible, Grit Tank, T-0400, Grit Bldg., P Bldg.
105330 | 88444 | SCADA SUPPORT | SCADA Support | YTF-SPC1 | [6 empty] | Process Control Systems - Administrative
64929 | 325 | THC-PRM-T-1270 | Oil Tank, Hydraulic Power System for Scum Skimmer System, Primary Clarifier 1200 | THC-PRM-T-1200 | Tank,Reservoir | Tank |  | T | http://www.toronto.ca/TWONTO#chemical_storage_tank |  | Tank, Primary Clarifier
145364 | 75239 | WTR-PMI-LSL-0300 | Switch, Level-Low, Pump 0300, | WTR-PMI-P-0300 | Switch,Level-Low | Switch |  | LSL | http://www.toronto.ca/TWONTO#level_switch |  | Pump, Centrifugal, District 5 & 6S, East Pump Room
105976 | 45471 | TAB-ACC-AHU-9200 | AHU,T Bldg | TAB-ACC-AHU-M&T | Air Handling Unit | HVAC |  | AHU | http://www.toronto.ca/TWONTO#air_handler_unit |  | AHUs/Supply Fans, Dampers M&T Bldg.
111031 | 94223 | TAB-DIG-PSH-1674 | Switch Pressure,High,Delivery,Sludge Transfer Pump-1674 | TAB-DIG-P-1674 | Switch,Pressure | Switch |  | PSH | http://www.toronto.ca/TWONTO#pressure_switch |  | Pump, Sludge Transfer (DX2626) Digester Tank 16
76496 | 48918 | THR-DIG-RPU-0021 | Remote Processor Unit, Digester 1-6 mezzanine (172.22.39.139) | THR-ELS-DIG | RPU | Remote Processor Unit |  | RPU | http://www.toronto.ca/TWONTO#RPU_panel |  | Electrical System, Digester Tanks
140974 | 5741 | VP2042 | Detector, Gas | TAB-ELS-AM | Sensor,Gas | Safety Equipment |  |  | http://www.toronto.ca/TWONTO#portable_gas_detector |  | WA8 Safety Equipment Gas Detectors, Plant Wide
12380 | 7007 | FCL-ELS-LP-001DB | Lighting Panel, 225A, 120/208V, 3PH, Dry Chemical Building MCC Room, N/W | FCL-ELS-TR-001DB |  |  |  | LP |  |  | Transformer, Lighting, LP-001DB Feed, Dry Chemical Building Outside PAC Room West Entrance
55552 | 44826 | TAB-WA2-SQ-1205 | EE2 - 901 T4 Nylon Sling | TAB-SES-LD | Lifting Device,Sling | Lifting Device |  | SQ | synthetic_web_sling |  | WA2 Lifting devices
45464 | 22230 | TAB-DIG-SQ-0011 | Emergency Eye Wash Pack, # 1 Digester 1-4 Bsmt | TAB-DIG-SQ-T01-04 | PPE,Eyewash Station | Safety Equipment | 34477 | SQ | http://www.toronto.ca/TWONTO#emergency_eyewash |  | Digester Tanks 01-04, Safety Equipments
107783 | 88344 | TAB-ACC-TSH-0200 | Switch, Temperature, High, AHU-0200, Exist. Grit Bldg. Rooftop | TAB-ACC-AHU-0200 | Switch,Temperature-High | Switch |  | TSH | http://www.toronto.ca/TWONTO#temperature_switch |  | Air Handling Unit, Old D Bldg. Rooftop
90720 | 32449 | FHO-CL-T-0101-SU | Tank, Caustic Soda Storage | FHO-SM-SB-0100 | Tank,Reservoir | Tank | 32923 | T | http://www.toronto.ca/TWONTO#chemical_storage_tank |  | Scrubber, Chlorine and SO2, Outdoor, East of Chemical Building
21727 | 43802 | COL-PMY-CAP-0001 | Capacitor, MCC-0001 | COL-PMY | Capacitor |  |  | CAP |  |  | Maryport Sewage Pumping Station
27429 | 73431 | COL-PSW-LSL-0109 | Switch, Level-Low | COL-PSW | Switch,Level | Switch | 36088 | LSL | http://www.toronto.ca/TWONTO#level_switch |  | Swansea Pumping Station
47457 | 12646 | TAB-EL1-MCC-6995 | MCC,Electrical Room,Second Floor,Screen Build,P Building | TAB-EL1-MCC-6961 | Control Panel,MCC | Motor Control Center |  | MCC | http://www.toronto.ca/TWONTO#LV_electrical_panel |  | MCC,Electrical Room,Ground Floor,Screen Build,P Building
23804 | 90621 | FHO-FLT-T-0801-KQ | Filter 8 | FHO-FLT |  |  |  | T |  |  | Filtration
79797 | 96285 | THR-WA1-LD-799-3 | Sling, Nylon, Work Area 1 (NYLON BELT SLING SIZE; 2" X 4', CAPACITY 6400 LBS, SN 1045799-3) A | THR-LD-NYLN-WA1 | Lifting Device,Sling | Lifting Device |  | LD | synthetic_web_sling |  | Slings, Nylon, Work Area 1
125238 | 2390 | THC-ELS-SQ-725046 | Electrical Safety gloves, High Voltage, Class 1, # 725046 | THC-SUSPENDED |  | Safety Equipment | 35227 | SQ | http://www.toronto.ca/TWONTO#rubber_insulating_gloves |  | Suspended entity
47380 | 28418 | FCL-ACC-TT-0307 | Transmitter, Temperature, Admin Building, Second Floor, Office Room 203 | FCL-ACC-ADMIN |  |  |  | TT |  |  | Administration Building HVAC Equipment
70439 | 91325 | THR-CW-SQ-0001S | Eyewash and Shower Station, De-chlorination, South Chlorine Building | THR-EWSS-WA4 | Safety,Eye wash | Safety Equipment | 39196 | SQ | http://www.toronto.ca/TWONTO#emergency_eyewash_and_shower |  | Eyewash and Shower Station, Work Area 4
51688 | 80353 | TAB-PRS-T-0201 | Tank, Ferrous Chloride #1 | TAB-PRS-T-FECL2 | Tank | Tank |  | T | http://www.toronto.ca/TWONTO#chemical_storage_tank |  | Ferrous Chloride Tanks & Valves
120439 | 66495 | THC-ACC-DM-0169 | VAV Box, Admin Building, Ground Floor, Admin Corridor 103, South | THC-ACC-AHU-0071 |  | HVAC |  | DM | http://www.toronto.ca/TWONTO#air_damper |  | Air handling Unit, Ground Floor West Zone(Administration), Admin Building Roof
27257 | 89115 | FHO-WWW-P-0901-KQ | WW Polymer Pump System | FHO-WWW |  |  |  | P |  |  | Residue Management / Waste Water System
2438 | 88113 | CL2004A1 | Injector # 4 | TAB-DIS-CHL-4 |  | Injector |  |  | http://www.toronto.ca/TWONTO#ejector |  | Chlorination Train #4
86861 | 14312 | WTR-PLW-PPE-0004B | Gloves, Electrical Protection, 1kv - Manjit Parmar | WTR-PLW-PPE | PPE,Insulated Glove | Safety Equipment |  | PPE | http://www.toronto.ca/TWONTO#rubber_insulating_gloves |  | Personal Protection Equipment - WWA
85765 | 76774 | WTR-PHL-T-0003-SUS | SCBA 3000 psi Bottle, EEBA | WTR-SUSPENDED | Tank | Safety Equipment | 47436 | T | http://www.toronto.ca/TWONTO#compressed_gas_cylinder |  | Suspended Obsolete entity for storage purpose
97606 | 72409 | FIS-RESERVOIR | Sampling | FIS-SAMP | [6 empty] | Sampling Systems
50940 | 92459 | TAB-PRM-PSL-0112 | Switch, Pressure Differential, Water to Tank T-0110, Polymer Room, Old Screen Bldg., P Bldg. | TAB-PRM-T-0110 | Switch,Pressure-Low | Switch |  | PSL | http://www.toronto.ca/TWONTO#pressure_switch |  | Tank, Polymer Make-Up, Polymer Room, Old Screen Bldg., P Bldg.
65300 | 33938 | THC-ELS-MCC-1850 | Motor Control Centre,Thickening Building | THC-ELS-LVS-1800 |  | Motor Control Center |  | MCC | http://www.toronto.ca/TWONTO#LV_electrical_panel |  | Low Voltage Switchgear,Administration Building,Control Room
74346 | 44732 | THR-AER-RPU-0020 | Remote Processor Unit, North Aeration, Blower 1611 (172.22.37.168) | THR-ELS-AER | RPU | Remote Processor Unit |  | RPU | http://www.toronto.ca/TWONTO#RPU_panel |  | Electrical System, Aeration and Galleries
136685 | 80686 | THR-MCS-LD-0960 | Davit Arm with Hoist, Electric, Effluent Bldg. | THR-LD-WA4 | Lifting Device,Hoist,Manual | Lifting Device |  | LD | http://www.toronto.ca/TWONTO#fall_arrest_Davit_arm |  | Lifting Devices, Chain Hoist, Come Along & Slings
121747 | 11635 | THC-ACC-V-6114 | Valve, 2-Way Motorized, AHU-6100, 2nd Floor Mech Room #2, Headworks | THC-ACC-AHU-6100 | Valve,Ball | HVAC |  | V | http://www.toronto.ca/TWONTO#valve |  | Air Handling Unit, Truck Loading Bay, Mech Room #2, Headworks
114898 | 49424 | TAB-PLT-T-0621? | Grit Hopper #6 | TAB-PLT-T | Tank | Tank | 46068 | T | http://www.toronto.ca/TWONTO#storage_tank |  | P Building - Grit Tanks 1-12 & Hoppers 1 - 6
92885 | 9384 | FIS-ACC-HTR-3001 | Heater, Unit, RMF Polymer Storage & Feeder Building, Ceiling, N/W Corner | FIS-ACC-CHEMICAL BUILDING | H.V.A.C.,Heater,Unit | HVAC |  | HTR | http://www.toronto.ca/TWONTO#heater |  | HVAC Chemical Building
16956 | 74956 | FHA-FEQ-DT-0007 | Firesystem Sprinkler drain trap, RMF North chemical corridor outside ammonia room | FHA-SES-FEQ-1 | Drain | Drain |  | DT | http://www.toronto.ca/TWONTO#drain |  | Fire Sprinkler System
84400 | 64497 | THR-SES-SQ-2516 | Cleaner, Air/Welding Fume Extractor | THR-SES-SQ-WA2 | Safety | Filter |  | SQ | http://www.toronto.ca/TWONTO#replaceable_air_filter |  | Safety Equipment -Work Area2
147286 | 83896 | WTR-RRV-LSH-0101 | Switch, Level-High, Tank 0100 | WTR-RRV-T-0100 | Switch,Level-High | Switch |  | LSH | http://www.toronto.ca/TWONTO#level_switch |  | Tank, Reservoir, (South-West Basin)
121344 | 29570 | THC-ACC-TSH-1080 | Switch, Temperature, High, Exhaust Fan Motor | THC-ACC-FN-1080 |  |  |  | TSH |  |  | Fan, Exhaust, PC10 HPU Building
116199 | 9210 | TAB-PRS-PSH-3240 | Switch, Pressure-High, Chemical Dosing Pump, Secondary Dosing | TAB-PRS-P-3240 | Switch,Pressure-High | Switch |  | PSH | http://www.toronto.ca/TWONTO#pressure_switch |  | Pump, Chemical Dosing, Secondary Dosing
113774 | 20584 | TAB-MCS-MEQ-0101 | Grease Gun,Hydraulic, High Pressure | TAB-AUX |  | Hydraulic System |  | MEQ | grease_gun |  | Gas Services, Natural Gas, Digester Gas
117333 | 68225 | TAB-RSP-PS-2204D | Power Supply, Hydraulic, Valve | TAB-RSP-V-2204D |  | Hydraulic System |  | PS | http://www.toronto.ca/TWONTO#hydraulic_power_pack |  | Valve, Check, Raw Sewage Pump P-2204
113493 | 5591 | TAB-ELS-SQ-6174 | Electrical - Rubber Insulating Gloves Class 1 | TAB-ELS-SQ-GLOVE | PPE,Insulated Glove | Safety Equipment |  | SQ | http://www.toronto.ca/TWONTO#rubber_insulating_gloves |  | High Voltage Gloves
41126 | 45039 | TAB-ACC-PSH-1510 | Switch, Pressure, High, Filter, Fan 1510, AHU-1500, Loading Bay Rooftop | TAB-ACC-AHU-1500 | Switch,Pressure-High | Switch |  | PSH | http://www.toronto.ca/TWONTO#pressure_switch |  | Air Handling Unit, D Bldg Roof
97634 | 92465 | FIS-RW-FSL-0006SUS | Switch, Flow, Low, Particle Counter AIT-0006, Intake Valve Chamber Upper Level,Sampling Pumps Intake | FIS-RW-AIT-0006SUS | Switch,Flow-Low | Switch | 38917 | FSL | http://www.toronto.ca/TWONTO#flow_switch |  | Analyzer, Particle Counter, Intake Valve Building, Upper Level, Sampling Pumps Intake
80293 | 69771 | FHA-SED-ZSH-0402B | Switch, Limit, Access Hatch Zone 2, Settling Basin T-0401 | FHA-SED-ZSH-0402 |  | Security System |  | ZSH | http://www.toronto.ca/TWONTO#position_switch |  | Switch, Limit, Access Hatch Zone 4
121149 | 6351 | THC-ACC-PSH-0123 | Switch,Pressure High,Heating Glycol Return,AHU-0120 | THC-ACC-AHU-0120 | Air Handling Unit | Switch |  | PSH | http://www.toronto.ca/TWONTO#pressure_switch |  | Air Handlling Unit,Roof,Scrubber Room,Phase 4
10731 | 55191 | FCL-ACC-TT-0304 | Transmitter, Temperature, Admin Building, Second Floor, Corridor 217, West | FCL-ACC-ADMIN |  |  |  | TT |  |  | Administration Building HVAC Equipment
34824 | 72912 | COL-YKP-FAK-0023S | First Aid Kit, Truck #080040 (F550) | COL-YKP-VEH-0023S | Safety,First Aid Kit | Safety Equipment | 40245 | FAK | http://www.toronto.ca/TWONTO#first_aid_kit |  | Vehicle, Truck #080040 (F550)
34654 | 3411 | MAIN-310 | Main 310 | WTR-MT1 | [6 empty] | Work Area 1 EAST Mains and Chambers
107570 | 5217 | TAB-ACC-TE-1434A | Temperature Element, Supply Air Temperature | TAB-ACC-HTR-1434 | Sensor,Temperature | HVAC |  | TE | http://www.toronto.ca/TWONTO#temperature_sensor_element |  | Heater, Hot Water Reheat Coil
26276 | 27097 | FHO-SES-SCBA-0049 | Cylinder, SCBA, Air Pack, 3000 PSI, Ser #LT29006 | FHO-SES-SQ-0001 | PPE,SCBA | Safety Equipment |  | SCBA | http://www.toronto.ca/TWONTO#compressed_gas_cylinder |  | Safety Equipment
114785 | 25458 | TAB-PLT-RPU-0331 | RPU Panel, Plant Services, Operating Gallery Area, Blower Room, P Bldg. | TAB-EL1-LP-6631 | RPU | Remote Processor Unit |  | RPU | http://www.toronto.ca/TWONTO#RPU_panel |  | Lighting Panel,120/208V,Electrical Room,Ground Floor,Grit Build,P Building
126121 | 44876 | THC-ITS-COM-2804 | Termination Panel,Disinfection Bldg | THC-DIS |  | Network |  | COM | http://www.toronto.ca/TWONTO#network_panel |  | Disinfection (Chlorination) Process
30904 | 77509 | FIS-TRW-PSH-0001-SUS | Switch, Pressure-High, Treated Water to Island Distribution, High Lift Pumping Station | FIS-SUSPENDED | Switch,Pressure-High | Switch | 38442 | PSH | http://www.toronto.ca/TWONTO#pressure_switch |  | Obsolete Entities/Processes
74147 | 12492 | THR-AER-F-0520 | Filter, Roll Media, Supply Air, Aeration Blower 1411 & 1511 | THR-AER-BL | Filter | Filter |  | F | http://www.toronto.ca/TWONTO#replaceable_air_filter |  | Aeration Blowers
61946 | 50077 | THC-DEW-RPU-2103 | Remote Processing Unit | THC-DEW | Controller,PLC | Remote Processor Unit |  | RPU | http://www.toronto.ca/TWONTO#RPU_panel |  | Dewatering Process
107151 | 81261 | TAB-ACC-LS-7301 | Switch, Level, Z Bldg 2nd Flr, Flash Tank 7301 | TAB-ACC-T-7302 | Switch,Level | Switch |  | LS | http://www.toronto.ca/TWONTO#level_switch |  | Tank, Float Chamber
138856 | 8581 | THR-SQ-FAK-MPU | First Aid Kit, Maintenance Pick-up Truck | THR-SQ-FAK-WA2 | Safety | Safety Equipment | 35463 |  | http://www.toronto.ca/TWONTO#first_aid_kit |  | First Aid Kit, Work Area 2
9191 | 80383 | COL-YKP-FAK-0032 | First Aid Kit, Truck #112520 (FORD TRANSIT 250) | COL-YKP | Safety,First Aid Kit | Safety Equipment |  | FAK | http://www.toronto.ca/TWONTO#first_aid_kit |  | Kipling Yard
76175 | 55447 | THR-MCS-LD-4305 | Come Along, 1 1/2T, STB, Work Area 1 | THR-LD-WA1 | Lifting Device,Hoist,Electrical | Lifting Device |  | LD | winch |  | Lifting Devices, Chain Hoist, Come Along & Slings
136451 | 71007 | THR-GQ-WA4 | Grounds, Work Area 4 | THR-GRK-WA4 |  | Grounds |  |  | space |  | Building & Grounds Work Area 4
55381 | 90891 | TAB-WA1-SQ-1001 | Sling | TAB-WA1-SQ-1000 | Lifting Device,Sling | Lifting Device |  | SQ | http://www.toronto.ca/TWONTO#fall_protection_sling |  | WA1 Lifting Devices and Slings
52222 | 96226 | TAB-PWA-PDSH-2660 | Switch, Pressure Differential, Strainer | TAB-PWA-STR-2660 | Switch,Pressure | Switch |  | PDSH | http://www.toronto.ca/TWONTO#pressure_switch |  | Strainer, Automatic, Pump Discharge, Plant Water Pumping
25901 | 77605 | COL-PSP-LP-0001 | Control Panel, Electrical | COL-PSP-MISC | Control Panel |  |  | LP |  |  | Miscellaneous Equipment
89291 | 50709 | WTR-RMI-TSL-0001 | Switch, Temperature-Low, (Building) | WTR-RMI-AUX | Switch,Temperature-Low | Switch |  | TSL | http://www.toronto.ca/TWONTO#temperature_switch |  | Auxiliary Equipment (Building Facilities)
30003 | 33506 | FIS-RW-PSL-0201-SUS | Switch, Pressure-Low, Seal Water, Pump 0201, Raw Water Pumping Station | FIS-SUSPENDED | Switch,Pressure-High | Switch | 38349 | PSL | http://www.toronto.ca/TWONTO#pressure_switch |  | Obsolete Entities/Processes
96500 | 81104 | FIS-DEW-LSH-0003 | Switch, Level, High, Main Sump Pit Tank T-0005, Filter Building, Sub Basement | FIS-DEW-T-0005 | Sensor,Level | Switch |  | LSH | http://www.toronto.ca/TWONTO#level_switch |  | Tank, Dewatering Chamber, Filter Building Sub Basement, Main Sump Pit Area
38769 | 40381 | TAB-ACC-AHU-2002 | AHU- New West Control Bldg | TAB-ACC-AHU | Air Handling Unit | HVAC |  | AHU | http://www.toronto.ca/TWONTO#air_handler_unit |  | Air Handling Unit & Supply Fan
7975 | 87930 | COL-PVM-LSH-0103 | Switch, Level-High | COL-PVM-MISC | Switch,Level |  |  | LSH |  |  | Miscellaneous Equipment
145506 | 76983 | WTR-PMI-TS-0001 | Automatic Transfer Switch, Water Transmission | WTR-PMI-ELS | Switch | Switch |  | TS | http://www.toronto.ca/TWONTO#transfer_switch |  | Electrical System
95590 | 50275 | FHO-WWW-T-0201 | Tank 0201, Waste Water Storage, Waste Water System, South/East of Clarifier Building | FHO-WWW | Tank,Reservoir | Tank |  | T | http://www.toronto.ca/TWONTO#storage_tank |  | Residue Management / Waste Water System
78887 | 28544 | THR-GRK-DR-0501 | South Gate, South Entrance Roadway on Queensway | THR-DR-WA3 | Gate | Gate |  | DR | http://www.toronto.ca/TWONTO#door
91717 | 58789 | WTR-PJS-BUS-0102 | Electrical Bus | WTR-PJS-ELS | Control Panel,MCC | Motor Control Center |  | BUS | http://www.toronto.ca/TWONTO#LV_electrical_panel |  | Electrical System
55458 | 12332 | TAB-WA1-SQ-1151 | Sling | TAB-WA1-SQ-1000 | Lifting Device,Sling | Lifting Device |  | SQ | http://www.toronto.ca/TWONTO#fall_protection_sling |  | WA1 Lifting Devices and Slings
20380 | 15275 | FHO-CLB-INJ-0301 | Eductor, Post-Chlorine, Filter Pipe Gallery 9-13 | FHO-CLB-CHL-0301 |  | Injector |  | INJ | http://www.toronto.ca/TWONTO#ejector |  | Chlorinator, Post Chlorination East Train 3, Chemical Building, L1, Evaporator Room
23080 | 140 | FHO-FEQ-FSH-0006 | Switch, Flow-High, Fire System, Admin Building, S4, South of Ramp | FHO-SES-FEQ-1000 |  | Switch |  | FSH | http://www.toronto.ca/TWONTO#flow_switch |  | Fire Equipment, Built In
14010 | 81815 | FCL-RW-LIT-0002A | Transmitter, Level, Backup, Raw Water Suction Well, Raw Water Pumping Station | FCL-MCS-CRN |  |  |  | LIT |  |  | Cranes
80094 | 35114 | THR-WA4-LD-0030 | Sling, Nylon, Work Area 4 ( 2" X 8') | THR-LD-NYLN-WA4 | Lifting Device,Sling | Lifting Device |  | LD | synthetic_web_sling |  | Slings, Nylon, Work Area 4
53611 | 89631 | TAB-SES-LTX-2284 | Exit Sign, Battery Unit, 2 LED heads, PRS Bldg | TAB-STR-SQ | Lighting,Exit | Safety Equipment | 41287 | LTX | http://www.toronto.ca/TWONTO#lighting_unit |  | WA2 Safety Equipment,lifting devices, ladders, Eye Wash station, First Aid Kits, Lock out stations
113256 | 55443 | TAB-EL3-LP-6014C | Control Panel, Power Distribution, Auxiliary Systems Building, 2nd Floor | TAB-EL3-MCC-6014 | Control Panel,Power Distribution Panel | Power Distribution Panel |  | LP | http://www.toronto.ca/TWONTO#LV_electrical_panel |  | MCC, Electrical Room, Auxiliary System Building 2nd Floor East
55619 | 95472 | TAB-WA3-LD-2356 | Sling, Nylon, 12 FT | TAB-DEW-SAFETY | PPE | Lifting Device |  | LD | synthetic_web_sling |  | Safety Equipment
119933 | 68731 | TAB-WA4-SQ-1210 | Sling, Nylon, Sling Tech (S/N VCO 151412-01) 3 Ft. | TAB-WA4-SQ-0010 |  | Lifting Device |  | SQ | synthetic_web_sling |  | WA4 Fall arrest systems
39607 | 29980 | TAB-ACC-HE-1402 | Heat Exchanger, Hot Water Reheat Coil | TAB-ACC-VAV-1402 | Heat Exchanger | HVAC |  | HE | http://www.toronto.ca/TWONTO#heat_exchanger |  | Heater, Hot Water Reheat Coil, Variable air
26137 | 9262 | FHO-GRK-DR-1012L | Door, (FD-1-12), Fire Rated, Admin Building, L1, Admin Corridor, Janitor Room | FHO-GRK-FEQ-0001 | Fire Prevention,Door | Door |  | DR | http://www.toronto.ca/TWONTO#fire_rated_door
53779 | 3842 | TAB-SLO-LSH-0302 | Switch,level,High-Hopper | TAB-SLO-T-0301 | Switch,Level | Switch |  | LSH | http://www.toronto.ca/TWONTO#level_switch |  | Hopper #1, HBS-301
144346 | 21508 | WTR-PJO-P | Pumping | WTR-PJO | [6 empty] | Wm. H. Johnston Pumping Station
4570 | 73674 | COL-PGB-SW-0001 | Switch, Main Electrical Disconnect | COL-PGB-MISC | Switch |  |  | SW |  |  | Miscellaneous Equipment
106589 | 85731 | TAB-ACC-FN-DBLDG | Exhaust Fans , D Bldg | TAB-ACC-FN | [6 empty] | Exhaust Fans
107171 | 33961 | TAB-ACC-LSL-6151 | Switch, Level, Low, | TAB-ACC-T-6151 | Switch,Level-Low | Switch |  | LSL | http://www.toronto.ca/TWONTO#level_switch |  | Tank, Feed & Mixing, Glycol
120036 | 55083 | TAB-WA6-LD-1000 | WA6 portable cranes/hoists, come alongs, slings, wire rope, chains, etc., | TAB-WA6-SQ | Lifting Device | Safety Equipment |  | LD | http://www.toronto.ca/TWONTO#collection_of_assets |  | WA6 Safety Equipment
71739 | 67043 | THR-DIG-SCUM | Digester, Scum Line | THR-DIG | [6 empty] | Digester
130172 | 33314 | THR-ACC-NR-723 | HVAC Unit & Fan, Men's Wash Room Corridor | THR-ACC-ADM | H.V.A.C.,Heater,Unit | HVAC |  | NR | http://www.toronto.ca/TWONTO#heater |  | Air Conditioning, HVAC, Admin Building
89016 | 32565 | WTR-REL-LSH-0401 | Switch, Level-High, Pump 0402 | WTR-REL-P-0402 | Switch,Level-High | Switch |  | LSH | http://www.toronto.ca/TWONTO#level_switch |  | Pump, Sump, Centrifugal
76198 | 14621 | THR-MCS-LD-8659 | Gantry, Portable, 2000LB/907KG Work Area 2 | THR-SES-LD | Lifting Device,Hoist | Lifting Device |  | LD | lifting_device_support |  | Lifting Device, Safety Equipment
40807 | 37815 | TAB-ACC-TE-1442A | Temperature Element, Supply Air Temperature | TAB-ACC-VAV-1442 | Sensor,Temperature | HVAC |  | TE | http://www.toronto.ca/TWONTO#temperature_sensor_element |  | Heater, Hot Water Reheat Coil, Variable air
108987 | 30858 | TAB-CHL-RPU-0522S | RPU GE0522 for PLC46 | TAB-DIS-INQ |  | Remote Processor Unit | 46212 | RPU | http://www.toronto.ca/TWONTO#RPU_panel |  | Disinfection - Instrument Equipment
87843 | 36755 | WTR-PRV-LSL-0001 | Switch, Level, Flood | WTR-PRV-AUX | Switch,Level-High | Switch |  | LSL | http://www.toronto.ca/TWONTO#level_switch |  | Auxiliary Equipment (Building Facilities)
55809 | 80486 | TAB-WA6-SQ-0041 | Lanyard 11' - Peter Wen | TAB-WA6-SQ | PPE | Safety Equipment |  | SQ | lifeline |  | WA6 Safety Equipment
7691 | 43673 | COL-PSU-LSH-0001 | Switch, Level-High | COL-PSU-MISC | Switch,Level |  |  | LSH |  |  | Miscellaneous Equipment
58532 | 45344 | THC-ACC-DM-0444 | Damper/Louver,FN-0444 Suction,Building UU | THC-ACC-FN-0444 | Damper/Louver | HVAC |  | DM | http://www.toronto.ca/TWONTO#air_damper |  | Fan,Exhaust,AHU-0440,Drip Trap Room,Building UU
70277 | 84418 | FHA-ACC-SECONDARY | Small Air Moving Equipment | FHA-MCS | [6 empty] | Mechanical
58209 | 36393 | THC-ACC-CP-6010 | Control Panel, Alarm Annunciator, HVAC System, Main Entrance, Headworks | THC-ACC-RPU-3012 | Control Panel,HVAC | HVAC |  | CP | http://www.toronto.ca/TWONTO#process_control_panel |  | RPU, HVAC, Mech Room #2, Headworks
45572 | 28941 | TAB-DIG-TSH-4135B | Switch,Temperature, High, Chill Water Return, Compressor C-4135 | TAB-DIG-C-4135 | Switch,Temperature | Switch |  | TSH | http://www.toronto.ca/TWONTO#temperature_switch |  | Compressor # 2, Gas (DX2602)
38419 | 70556 | SWM-PWD-MCC-0001 | Motor Control Center | SWM-PWD |  | Motor Control Centre |  | MCC | http://www.toronto.ca/TWONTO#LV_electrical_panel |  | Warden Storm
16264 | 56328 | FHA-CLB-CHL-0201-KQ | Post Chlorination Location,Train #2 | FHA-SUSPENDED |  |  | 33335 | CHL |  |  | Suspended Obsolete entity for storage purpose
140892 | 74119 | TRK-STM | STORM SEWERS (ALTERNATE GL) | TRK-AGL | [6 empty] | TRK (ALTERNATE GL)
62488 | 14962 | FHA-FLT-F-2301 | Filter #23, Filter Building, East Filter Gallery South | FHA-FLT | Filter | Filter |  | F | http://www.toronto.ca/TWONTO#filtration_tank |  | Filtration
2744 | 57419 | COL-BEB-TSL-0001 | Switch, Temperature-Low | COL-BEB-MISC | Switch | Switch |  | TSL | http://www.toronto.ca/TWONTO#temperature_switch |  | Miscellaneous Equipment
15810 | 20436 | COL-PIR-SW-0001 | Switch, Fused | COL-PIR | Switch |  |  | SW |  |  | Island Road Sewage Pumping Station
62656 | 92186 | THC-MCS-MT-0019 | Tool Grinder Unit, Building A | THC-SUSPENDED | Machine Tool | Tool | 35554 | MT | bench_grinder |  | Suspended entity
89480 | 3894 | WTR-RRH-TSL-0001 | Switch, Temperature-Low, Building | WTR-RRH-AUX | Switch,Temperature-Low | Switch |  | TSL | http://www.toronto.ca/TWONTO#temperature_switch |  | Auxiliary Equipment (Building Facilities)
106650 | 6680 | TAB-ACC-FSL-2812 | Switch,Flow,Low,Water From Pump | TAB-ACC-P-2811 | Switch,Flow | Switch |  | FSL | http://www.toronto.ca/TWONTO#flow_switch |  | Pump, Hot Water Circulating,Secondary Loop 7, Dewatering Space Heating, P7-2,
12647 | 21234 | FCL-ELS-LSH-0201 | Switch, Level, High, Fuel Oil Day Tank T-0201, Low Lift Building, Screen Room | FCL-ELS-PS-0003 | Switch,Level-High | Switch |  | LSH | http://www.toronto.ca/TWONTO#level_switch |  | Emergency Power
65465 | 38468 | THC-PRS-T-0100 | Tank, FRP, Ferrous Chloride, Storage, Storage Tank Area | THC-PRS-BLDG | Tank | Tank |  | T | http://www.toronto.ca/TWONTO#chemical_storage_tank |  | Phosphorous removal system, Building and Storage
62027 | 67649 | THC-GRK-VEH-329072 | Vehicle, Model 2EPC6000 Fork Lift (WA1) | THC-GRK-VEHICLES | Forklift,Gas/Propane Dual Fuel | Grounds |  | VEH | http://www.toronto.ca/TWONTO#forklift |  | Vehicles
39156 | 18827 | TAB-ACC-DM-6594 | Damper, Motorized, Outside Air, Corridor Area of AHU-6580, Workshop Bldg. | TAB-ACC-AHU-6580 | Damper/Louver | HVAC |  | DM | http://www.toronto.ca/TWONTO#air_damper |  | Air Handling Unit, Workshop Roof, P Bldg.
105814 | 31488 | SWM-PWD-T-0001 | Tank, Diesel Fuel | SWM-PWD-MISC | Tank |  |  | T |  |  | Miscellaneous Equipment
12798 | 46043 | FCL-ELS-TR-004FE | Transformer,Lighting,(LT4F),Lighting Panel LP-003FA,600/120/208V,30kVA,Filter Bldg. Transformer Room | FCL-ELS-6 |  |  |  | TR |  |  | Interior Lighting
131072 | 49006 | THR-AER-PSL-1115 | Switch, Pressure-Low, Pump 1115, Secondary Treatment, Aeration - Blower System - South | THR-AER-P-1115 | Switch,Pressure-Low | Switch |  | PSL | http://www.toronto.ca/TWONTO#pressure_switch |  | Pump, Centrifugal, Auxiliary Oil Supply to Blower 1111, Secondary Treatment, Aeration - Blower System - South
30056 | 91071 | COL-PWR-LSH-5404 | Switch, Level-High | COL-PWR-MISC | Switch,Level |  | 35093 | LSH |  |  | Miscellaneous Equipment
32988 | 28428 | KR2251A | Unit Heater, Silo #1, 5th Floor, Silo Building | TAB-ACC-HTR-SLO | H.V.A.C.,Heater | HVAC |  |  | http://www.toronto.ca/TWONTO#heater |  | Unit Heaters- Silo Bldg
9089 | 7757 | COL-YKP-DA-17106 | Davit Centre Base-17106 | COL-YKP-DA | Safety | Safety Equipment |  | DA | davit_base |  | Davit Arm Assembly
28024 | 67699 | FIS-AM-LSH-0801 | Switch, Level, High, Ammonia Scrubber SB-0801, Ammonia & Fluoride Building, Main Floor, Scrubber Room | FIS-AM-SB-0801 |  | Switch |  | LSH | http://www.toronto.ca/TWONTO#level_switch |  | Scrubber, Ammonia, Ammonia & Fluoride Building, Main Floor, Scrubber Room
41234 | 93612 | TAB-ACC-T-0010 | Tank, Air Separator, Primary loop, Near Boiler | TAB-PWH | Tank | Tank |  | T | air_seperator |  | Primary Heating Loop
38834 | 86658 | TAB-ACC-AHU-6410 | Air Handling Unit, Roof, Grit Bldg., P Bldg. | TAB-ACC-AHU-PBLDG | Air Handling Unit | HVAC |  | AHU | http://www.toronto.ca/TWONTO#air_handler_unit |  | AHUs/Supply Fans P. Bldg.
71224 | 84631 | THR-DIG-FSL-5882 | Switch, Flow-Low, Lube Oil, C-5880, Gas Mixing System | THR-DIG-C-5880 | Switch,Flow-Low | Switch |  | FSL | http://www.toronto.ca/TWONTO#flow_switch |  | Compressor, Gas, Mixing System, Digester Tank#09
26134 | 35345 | FHO-GRK-DR-1010L | Door, (FD-1-10), Fire Rated, Admin Building, L1, Stairway 6, North | FHO-GRK-FEQ-0001 | Fire Prevention,Door | Door |  | DR | http://www.toronto.ca/TWONTO#fire_rated_door
144362 | 98391 | WTR-PJO-TSH-0002 | Switch, Temperature-High, Building | WTR-PJO-AUX | Switch,Temperature-High | Switch |  | TSH | http://www.toronto.ca/TWONTO#temperature_switch |  | Auxiliary Equipment (Building Facilities)
27210 | 48348 | COL-PSU-HTR-0003 | Heater, Wet Well Room | COL-PSU | Heater |  |  | HTR |  |  | Sunnyside Pumping Station
115569 | 39197 | TAB-PRM-PSL-4100 | Switch,Pressure, Low | TAB-PRM-P-4100 | Switch,Pressure-Low | Switch |  | PSL | http://www.toronto.ca/TWONTO#pressure_switch |  | Pump, Density, Primary Sludge Line2
55310 | 2387 | TAB-WA1-LD-1243 | Tripod | TAB-WA1-SQ-1000 | Lifting Device | Lifting Device |  | LD | http://www.toronto.ca/TWONTO#fall_arrest_Davit_arm |  | WA1 Lifting Devices and Slings
86497 | 7914 | WTR-PKL-CW | City Water System | WTR-PKL | [6 empty] | Keele Pumping Station
109098 | 63074 | TAB-CW-FSH-0661 | Switch, Flow High, Emerg. Eyewash & Shower Stns, Seawall Substation | TAB-SES-SQ-0661 | Safety,Eye wash | Safety Equipment |  | FSH | http://www.toronto.ca/TWONTO#flow_switch |  | Emergency Eyewash Station,Seawall Substation,Electrical Room
98235 | 57269 | FIS-SES-SQ-1026 | Safety,Plant,Safety Grounding Cables | FIS-SES_SQ | Safety | Safety Equipment |  | SQ | ? |  | Asset Group, PPE, Electrical Personal Protection
90832 | 16817 | FHO-CLB-CHL-0201-KQ | Post Chlorination Train 2 | FHO-CLB |  |  |  | CHL |  |  | Post Chlorination System
26507 | 36974 | COL-PSS-SW-0001 | Switch, Disconnect | COL-PSS | Switch |  |  | SW |  |  | Scott Sewage Pumping Station
41866 | 74962 | DRN18540 | Drains, Floor, North Substation | TAB-ELS-STRC-N |  | Plumbing |  |  | http://www.toronto.ca/TWONTO#drain |  | North Substation, Sump Pump
27861 | 59686 | FIS-ELS-WR-0401 | Welding Receptacle, 600V, Raw Water PS Building, Main Floor, Pump Room South | FIS-ELS-MCC-0400 |  | Power Distribution Panel |  | WR | http://www.toronto.ca/TWONTO#welding_receptacle |  | MCC,600 V,Raw Water Pumping Station,Upper Level,West
43690 | 76566 | TAB-DEW-HPU-6004 | Power Pack, Hydraulic, Sludge Cake Power Pack for Conveyor DEW-CV-6020 & Pump DEW-P-6004, DEW Level 2 | TAB-DEW-T-6004 | Tank | Hydraulic System |  | HPU | http://www.toronto.ca/TWONTO#hydraulic_power_pack |  | Tank, Dewatered Solids Silo DEW-T-6004 East, DEW Bsmt
129761 | 42639 | THR-ACC-DM-0141 | Damper, Discharge, Air Handling Unit AHU-140, Headhouse Loading Bay Roof | THR-ACC-AHU-0140 | Damper/Louver | HVAC |  | DM | http://www.toronto.ca/TWONTO#air_damper |  | Air Handling Unit, Headhouse Loading Bay Air Supply, Headhouse Roof
112736 | 3302 | TAB-EL1-MCC-6632 | Motor Control Centre 600V - P Bldg. | TAB-PLT-ELQ-P | Control Panel,MCC | Motor Control Centre |  | MCC | http://www.toronto.ca/TWONTO#LV_electrical_panel |  | P Building - Electrical Equipment
93209 | 69873 | FHO-GRK-DR-1044L | Door, (FD-1-44), Fire Rated, Admin Building, L1, Stairway 5 | FHO-GRK-FEQ-0001 | Fire Prevention,Door | Door |  | DR | http://www.toronto.ca/TWONTO#fire_rated_door
29648 | 296 | FIS-MCS-MEQ-3007 | Davit base, wall-mounted, man-entry, Transfer pump station 7 | FIS-MCS | Safety | Lifting Device |  | MEQ | davit_base |  | Mechanical Services
119977 | 97392 | TAB-WA4-SQ-8403SUS | Lock Out Tag out and Log Book Station | TAB-SUSPENDED ENTITY | PPE | Safety Equipment | 47541 | SQ | emergency_kit |  | Suspended entities
26353 | 88188 | COL-YKP-VEH-067144 | Vehicle, Truck # 067144 (2023 DODGE RAM 2500) | COL-YKP | Vehicle,Licensed | Vehicle |  | VEH | http://www.toronto.ca/TWONTO#pickup_truck
78609 | 75027 | FHO-ELS-MCC-0720 | Motor Control Centre, Admin Building, S4, Main Electrical Room | FHO-ELS-INQ | Control Panel,MCC | Motor Control Centre |  | MCC | http://www.toronto.ca/TWONTO#LV_electrical_panel |  | Power Management
133034 | 26318 | THR-DIG-TSH-5240 | Switch, Tempreature-High, Outlet Gas compressor 5240 | THR-DIG-C-5240 | Switch,Temperature-High | Switch |  | TSH | http://www.toronto.ca/TWONTO#temperature_switch |  | Compressor, Gas, Mixing System, Digester Tank#1
18247 | 87460 | FHA-SPC-RPU-1924 | FHA-WWW-RPU-1924 - RPU is for Centrifuge CF 2501 | FHA-WWW-CF-2501 |  | Remote Processor Unit |  | RPU | http://www.toronto.ca/TWONTO#RPU_panel |  | Centrifuge, Dewatering, RMF, Centrifuge Service Platform
18720 | 97236 | FHA-SES-SQ-0610 | FHA-SQ-LP-0022 - Life Preserver | FHA-SES-LP |  | Safety Equipment |  | SQ | http://www.toronto.ca/TWONTO#personal_floatation_device |  | Life Preservers
8610 | 97524 | COL-BCV-TSL-0001 | Switch, Temperature-Low | COL-BCV | Switch | Switch |  | TSL | http://www.toronto.ca/TWONTO#temperature_switch |  | Carlingview Blower Station
58998 | 95756 | THC-ACC-HTR-0118 | Unit Heater,Pump House,Aeration Building,Phase 4 | THC-ACC-BLDG O | Air Handling Unit | HVAC |  | HTR | http://www.toronto.ca/TWONTO#heater |  | Phase IV , Building O HVAC
130997 | 41841 | THR-AER-F-1610 | Filter, Bag, Air Supply, Blower 1611, Secondary Treatment, Aeration Blower System - North | THR-AER-BL-1611 | Filter | Filter |  | F | http://www.toronto.ca/TWONTO#replaceable_air_filter |  | Blower, Centrifugal, Secondary Treatment, Aeration Blower System - HPBB
30935 | 26361 | FIS-FEQ-DR-0035(S) | Door, Fire, Workshop & Office Building | FIS-GRK-STRC-0001 |  | Door |  | DR | http://www.toronto.ca/TWONTO#fire_rated_door
31289 | 66460 | FPP-LAB-MX-0002 | Stir plate, Laboratory benchtop | FHA-FPP | Mixer | Test Equipment |  | MX | lab_equipment |  | Harris Filtration Pilot Plant
42114 | 69735 | TAB-ACC-V-6542 | Valve, 2-Way Modulating, PreHeater Coil,AHU-6540, Mechanical RM No. 3, Screen Bldg., P Bldg. | TAB-ACC-AHU-6540 | Valve | HVAC |  | V | http://www.toronto.ca/TWONTO#valve |  | Air Handling Unit, Mechanical Room no.3, Screen Bldg., P Bldg.
49738 | 16380 | TAB-PLT-FSL-0101 | Switch, Flow, Low, Spray Water, Screen SC-0100 | TAB-PLT-SC-0100 | Switch,Flow-Low | Switch |  | FSL | http://www.toronto.ca/TWONTO#flow_switch |  | Screen, Perforated Plate, Screen Area
2538 | 81303 | COL-CED-RPU-0100 | Remote Processing Unit | COL-CED-MISC | RPU | Remote Processor Unit |  | RPU | http://www.toronto.ca/TWONTO#RPU_panel |  | Miscellaneous Equipment
120246 | 65349 | THC-ACC-AHU-0091 | Air handling Unit, Ground Floor East Zone(Field Services), Admin Building Roof | THC-ACC-BLDG K | Air Handling Unit | HVAC |  | AHU | http://www.toronto.ca/TWONTO#air_handler_unit |  | Administration Building, HVAC
30698 | 23897 | FIS-SES-SQ-6011 | Safety Harness, Full Body | FIS-SES |  | Safety Equipment |  | SQ | http://www.toronto.ca/TWONTO#fall_arrest_harness |  | Safety, Instrumentation & Environmental Services
117994 | 51186 | TAB-SES-LTX-2288A | Lighting, 2 LED heads, PRS Bldg | TAB-STR-SQ | Lighting | Safety Equipment |  | LTX | http://www.toronto.ca/TWONTO#lighting_unit |  | WA2 Safety Equipment,lifting devices, ladders, Eye Wash station, First Aid Kits, Lock out stations
94297 | 42338 | FHO-SES-CHEM SUIT | Chemical Suits, Plant Wide | FHO |  | Safety Equipment |  |  | http://www.toronto.ca/TWONTO#chemical_suit |  | F.J. Horgan Water Treatment Plant
139446 | 68297 | THR-WA2-LD-0070S | Sling, Wire Rope, Work Area 2 SIZE; 3/8" X 6', | THR-LD-NYLN-WA2 | Lifting Device,Sling | Lifting Device | 40048 | LD | wire-rope_sling |  | Slings, Nylon, Work Area 2
10040 | 53444 | FCL-ACC-AT-0406 | Analyzer, Humidity, Outside Admin Building West, South of Server Room/PCS room | FCL-ACC-ADMIN |  |  |  | AT |  |  | Administration Building HVAC Equipment
56184 | 8181 | TAB-RSP-G-1105 | Gate, Sluice, Actuated, Connecting M.T.I. & Wet Wells T-1100 & T-1101 | TAB-RSP-T-1100 | Valve,Sluice Gate | Gate |  | G | http://www.toronto.ca/TWONTO#channel_gate
146939 | 96618 | WTR-RLL-ELS | Electrical System | WTR-RLL | [6 empty] | Leslie Tank
2465 | 5775 | COL-120-RPU-0700 | Remote Processing Unit, Coxwell Control Chambers No. 7&8, MTI | COL-MTI | RPU | Remote Processor Unit |  | RPU | http://www.toronto.ca/TWONTO#RPU_panel |  | Mid-Toronto Interceptor
41503 | 61681 | TAB-ACC-TSH-1510 | Switch, Temperature, High, AHU-1500, Loading Bay Rooftop | TAB-ACC-AHU-1500 | Switch,Temperature-High | Switch |  | TSH | http://www.toronto.ca/TWONTO#temperature_switch |  | Air Handling Unit, D Bldg Roof
135953 | 37143 | THR-FT-T-3200S | Tank, Non-Pressurized, Scum, System 3A, Scum Pumping | THR-FT-T-SCUM | Tank,Non-Pressurized | Tank | 41003 | T | http://www.toronto.ca/TWONTO#storage_tank |  | Final Tank, Scum Tanks
77593 | 15673 | THR-PRM-DRV-2120 | Drive, Variable Frequency P-2120, South Primary Station 3, T-12 basement | THR-PRM-P-2120 | Switch,Pressure-Low | Switch |  | DRV | http://www.toronto.ca/TWONTO#VFD |  | Pump, Centrifugal, Sludge, Primary Station 1
66937 | 72649 | THC-INC-BU-2039 | Burner, Hearth 5, Incinerator 2000 | THC-INC-FU-2000? | Burner | Burner |  | BU | http://www.toronto.ca/TWONTO#burner_component_of_asset |  | Furnace, Incinerator 2000
54043 | 99013 | TAB-RSP-UPS-0204 | UPS for RPU, | TAB-RSP-RPU-0204 | UPS | Remote Processor Unit |  | UPS | http://www.toronto.ca/TWONTO#UPS |  | RPU,Pumps MSP-8, MSP-9 & MSP-10 High Level Channel 1
61613 | 60664 | FHA-ELS-PDP-0201 | Power Distribution Panel, 45A, 600V, 3PH, RMF Electrical Room 1 South Wall | FHA-ELS | Control Panel,Power Distribution Panel | Power Distribution Panel |  | PDP | http://www.toronto.ca/TWONTO#LV_electrical_panel |  | Electrical
18446 | 22418 | FHA-SES-LDR-0310 | FHA-SES-LD-0033 - 10' Ladder Fiberglass ( Alum Room ) | FHA-SES | Safety | Safety Equipment |  | LDR | http://www.toronto.ca/TWONTO#ladder |  | Safety & Environmental Services
111228 | 83653 | TAB-DIG-TSH-4205 | Switch,Temperature, High, Discharge, Digester Gas, Compressor C-4205 | TAB-DIG-C-4205 | Switch,Temperature | Switch |  | TSH | http://www.toronto.ca/TWONTO#temperature_switch |  | Compressor #5, Gas (DX5005A) Digester Tank 20 & 22
55804 | 84887 | TAB-WA6-MEWP-0002 | Mobile Elevating work platform- SCISSORLIFT | TAB-WA6-LD-1000 |  |  |  | MEWP |  |  | WA6 portable cranes/hoists, come alongs, slings, wire rope, chains, etc.,
123466 | 48705 | THC-DIG-LSH-5286 | Switch,Level-High,South-East Storm Sump,CP-5286,Building U | THC-DIG-P-5286A | Switch,Level | Switch |  | LSH | http://www.toronto.ca/TWONTO#level_switch |  | Pump,Submersible,South-East Storm Sump,Building U
40078 | 90228 | DOS-SES-AED-0002 | Automated External Defibrilators - AED | FAC-YCM-SES | Safety,Defibrillator | Safety Equipment |  | AED | http://www.toronto.ca/TWONTO#automatic_external_defibrillator |  | SAFETY & ENVIRONMENTAL SERVICES
21953 | 11135 | FHO-ELS-WR-1005 | Welding Receptacle, Admin Building, S2, Welding Shop | FHO-ELS-LTG |  | Power Distribution Panel |  | WR | http://www.toronto.ca/TWONTO#welding_receptacle |  | Facility Electrical System
47736 | 96245 | TAB-EL2-MCC-6371 | Motor Control Centre, Chlorine Bldg | TAB-EL2-MCC-6326 | Control Panel,MCC | Motor Control Centre |  | MCC | http://www.toronto.ca/TWONTO#LV_electrical_panel |  | Motor Control Center- Biosolids Silo Bldg
42661 | 69810 | FCL WORK AREA 1 | Process | FCL | [6 empty] | R L Clark Water Treatment Plant
66346 | 64296 | THC-SES-MEQ-8005 | FALL ARREST- BEAM STRAP (insp Liftsafe) | THC-MCS-LD | PPE | Lifting Device |  | MEQ | lifting_device_support |  | Mechanical Services, Lifting Device
125258 | 81795 | THC-FEQ-DM-0053 | Fire Damper, Admin Building, Ground Floor, Near Equipment Room | THC-FEQ-BLDG K |  | HVAC | 43284 | DM | http://www.toronto.ca/TWONTO#air_damper |  | Fire fighting protection equipment, Admin Building
70354 | 70253 | FHA-AM | Ammoniation | FHA-DIS | [6 empty] | Disinfection
26278 | 33801 | FHO-SES-SCBA-0052 | Cylinder, SCBA, Air Pack, 3000 PSI, Ser #LT29075 | FHO-SES-SQ-0001 | PPE,SCBA | Safety Equipment |  | SCBA | http://www.toronto.ca/TWONTO#compressed_gas_cylinder |  | Safety Equipment
89884 | 35121 | YDE-HLG | Haulage | YDE |  | Grounds |  |  | activity |  | Dee Avenue Yard
118011 | 17876 | TAB-SES-RING-3003 | Lifebuoy Ring | TAB-SES-RING-3000 | PPE | Safety Equipment |  | RING | http://www.toronto.ca/TWONTO#life_ring |  | Lifebuoy Ring
23640 | 16991 | COL-PWR-SS-0004 | Security System -wet well door | COL-PWR-SUSPENDED | Security System | Door | 35066 | SS | http://www.toronto.ca/TWONTO#door
55816 | 33365 | TAB-WA6-SQ-4363 | Lanyard | TAB-WA6-SQ | PPE | Safety Equipment |  | SQ | lifeline |  | WA6 Safety Equipment
117165 | 50109 | TAB-RSP-C-M | M Building, Compressed Air | TAB-RSP-M | [6 empty] | M Building
42953 | 33285 | TAB-BL-SQ-9101 | First Aid Kit-First Aid Station Blower Bldg., Control Room | TAB-STR-SQ | Safety,First Aid Kit | Safety Equipment |  | SQ | http://www.toronto.ca/TWONTO#first_aid_kit |  | WA2 Safety Equipment,lifting devices, ladders, Eye Wash station, First Aid Kits, Lock out stations
19212 | 66815 | FHA-WWW-MSL-2440 | Switch, Motion-Low, CV-2440, RMF, Dewatering Cake Loading Area | FHA-WWW-CF-2401 | Switch | Switch |  | MSL | http://www.toronto.ca/TWONTO#motion_sensor_element |  | Centrifuge, Dewatering, RMF, Centrifuge Service Platform
127670 | 80465 | THC-PRM-PT-1011B | Transmitter, Pressure, Return Line, Valve 1011 | THC-PRM-V-1011 |  |  |  | PT |  |  | Valve, Hydraulic Cylinder, Bottom Scraper, Primary Clarifier 1000, SW Plant
10077 | 47150 | FCL-ACC-DM-0901B | Damper, Motorized, Reactivation Air, AHU-0903, RMF Centrifuge Building | FCL-ACC-AHU-0903-SUS |  |  |  | DM |  |  | Air Handling Unit, Centrifuge Building, HVAC Room North
9093 | 71069 | COL-YKP-DA-1717104 | Davit Base Leg-1717104 | COL-YKP-DA-0022S | Safety | Safety Equipment |  | DA | davit_base |  | Davit Arm Assembly with CENTRE BASE-150911
60344 | 8348 | THC-ACC-V-6317 | Valve, Ball, Manual, AHU-6300, 2nd Floor Mech Room #1, Headworks | THC-ACC-AHU-6300 | Valve,Ball | HVAC |  | V | http://www.toronto.ca/TWONTO#valve |  | Air Handling Unit, Screen Room/Conveyor Areas, 2nd Floor Mech Room #1, Headworks
86176 | 57972 | WTR-PJS-LSL-0100 | Switch, Level-Low, Pump 0100 | WTR-PJS-P-0100 | Switch,Level-Low | Switch |  | LSL | http://www.toronto.ca/TWONTO#level_switch |  | Pump, Centrifugal, To DLWC
87192 | 81457 | WTR-PMI-PS-0002 | Switch, Pressure, Low/High, Discharge, District 6S, | WTR-PMI-TRW | Switch | Switch |  | PS | http://www.toronto.ca/TWONTO#pressure_switch |  | Treated Water (Transmission)
81153 | 33994 | FHA-SES-FAK-0501 | First Aid Kit, Filter Building, Filter Gallery Centre | FHA-SES-SQ-4 | Safety,First Aid Kit | Safety Equipment |  | FAK | http://www.toronto.ca/TWONTO#first_aid_kit |  | First Aid
34375 | 9621 | COL-YKP-DA-1717107A(S) | Davit Mast-1717107A | COL-W-OBSOLETE | Safety | Safety Equipment | 46004 | DA | davit_base |  | Col West Obsolete Entities
105950 | 8709 | TAB-ACC-AHU-4465 | AHU, Aux. Bldg , North Tunnel | TAB-ACC-AHU | Air Handling Unit | HVAC |  | AHU | http://www.toronto.ca/TWONTO#air_handler_unit |  | Air Handling Unit & Supply Fan
26132 | 69032 | FHO-GRK-DR-1008S | Door, (FD-S1-08), Fire Rated, Standby Power Building, S1, Vestibule 5 South, From StairWay 8 | FHO-GRK-FEQ-0001 | Fire Prevention,Door | Door |  | DR | http://www.toronto.ca/TWONTO#fire_rated_door
13977 | 59625 | FCL-SPC-RPU-1727 | RPU Panel, Corrosion Control, Raw Water Pumping | FCL-CCS | Control Panel | Remote Processor Unit |  | RPU | http://www.toronto.ca/TWONTO#RPU_panel |  | Corrosion Control System
86872 | 21606 | WTR-PLW-T-0003-SUS | SCBA 3000 psi Bottle, ARAP | WTR-SUSPENDED | Tank | Safety Equipment | 47445 | T | http://www.toronto.ca/TWONTO#compressed_gas_cylinder |  | Suspended Obsolete entity for storage purpose
93197 | 52429 | FHO-GRK-DR-1024L | Door, (FD-1-24), Fire Rated, Admin Building, L1, Conference Room Vestibul, East | FHO-GRK-FEQ-0001 | Fire Prevention,Door | Door |  | DR | http://www.toronto.ca/TWONTO#fire_rated_door
134987 | 59327 | THR-ELS-SQ-0801 | Electrical Rubber Gloves, PPE Issued to Igor Chamsoutdinov 5kV | THR-ELS-SQ-ERG | Safety | Safety Equipment |  | SQ | http://www.toronto.ca/TWONTO#rubber_insulating_gloves |  | Electrical Rubber Gloves, Safety Equipment
59194 | 90198 | THC-DIG-0500 | Eliminated Role: Digester 0500 | THC-SUS |  |  | 40440 | DIG |  |  | THC records of assets and roles that are no longer in service or exists
131871 | 37041 | THR-CW-BFP-WA1 | City Water, Back Flow Preventer, Work Area 1 | THR-CW | [6 empty] | City Water
27731 | 38471 | FIS-ELS-PDP-0601 | Power Distribution Panel,Pipe Gallery,347 / 600V,225A,3ph,3W | FIS-ELS-MCC-0600 | Control Panel,Power Distribution Panel | Power Distribution Panel |  | PDP | http://www.toronto.ca/TWONTO#LV_electrical_panel |  | MCC,600 V,Filter Building,Mezzanine,West
58552 | 80429 | THC-ACC-DM-0811 | Damper,Actuated,Outside Air,AHU-0810,Sludge Storage Building | THC-ACC-AHU-0810 | Damper/Louver | HVAC |  | DM | http://www.toronto.ca/TWONTO#air_damper |  | Air Handling Unit,Roof,Sludge Storage Building
78893 | 93226 | THR-GRK-DR-4801 | Door, Access, West Electrical Substation | THR-DR-WA4 | Door,Access | Door |  | DR | http://www.toronto.ca/TWONTO#door
130165 | 89735 | THR-ACC-NR-700 | HVAC Unit & Fan, Main Floor Board Room | THR-ACC-ADM | H.V.A.C.,Heater,Unit | HVAC |  | NR | http://www.toronto.ca/TWONTO#heater |  | Air Conditioning, HVAC, Admin Building
43705 | 14434 | TAB-DEW-RPU-1133 | RPU | TAB-DEW-SLUDGE SILO | RPU | Remote Processor Unit |  | RPU | http://www.toronto.ca/TWONTO#RPU_panel |  | Sludge Holding Tank System, Conveyors
34483 | 58138 | MAIN-135 | Main 135 | WTR-LWA | [6 empty] | Work Area 2 Central Mains and Chambers
24329 | 64578 | FHO-MCS-LD-0231 | Loading Dolly # 231 | FHO-MCS-LD | Lifting Device,Hoist,Manual | Rigging Equipment |  | LD | manual_handling_device |  | Lifting Devices & Elevators
81886 | 59957 | FHA-SES-LDR-0502 | FHA-SES-LD-0076 - 17' Single Ladder ( Dehumidifer Pipe Gallery ) | FHA-SES | Safety | Safety Equipment |  | LDR | http://www.toronto.ca/TWONTO#ladder |  | Safety & Environmental Services
31218 | 64259 | COL-RBB-ANL-0122 | Analysis Indicating Transmitter | COL-RBB | Transmitter |  |  | ANL |  |  | Western Beaches Tunnel (Battery Park)-Storm
81428 | 15818 | TNT-MCS-LD-0038 | Electric Chain Hoist | TNT-MCS-LD | Lifting Device,Hoist,Electrical | Lifting Device |  | LD | http://www.toronto.ca/TWONTO#lifting_equipment_hoist |  | Lifting Devices , cranes/ Portable crane/hoists, come alongs, slings, wire rope, chains
76320 | 16323 | FHO-ELS-DP-1024 | Distribution Panel, 347/600V, 100A, Admin Building, S2, Machine Shop, West Wall | FHO-ELS-MCC-1020 |  | Power Distribution Panel |  | DP | http://www.toronto.ca/TWONTO#LV_electrical_panel |  | Motor Control Centre, Cadmin Building, S4, Main Electrical Room
125194 | 78443 | THC-ELS-PS-0001-F | Primary Power Equipment, Building F | THC-GRK-ELS-F |  | Control Panel,MCC |  | PS | http://www.toronto.ca/TWONTO#collection_of_assets |  | Building F
49763 | 72399 | FCL-ELS-MCC-0100 | Control Panel,MCC,High Lift Bldg - Switchgear Room,600V | FCL_ELS_600V_ELECABS | Control Panel,MCC | Motor Control Centre |  | MCC | http://www.toronto.ca/TWONTO#LV_electrical_panel |  | Electrical Cabinets,600V
10001 | 93051 | FCL PLC | FCL PLC | FCL-SPC1 | [6 empty] | Process Control Systems - Administrative
106065 | 28487 | TAB-ACC-CT-1456 | Control Panel, Zone Controller | TAB-ACC-HTR-1456 | Control Panel,HVAC | HVAC |  | CT | http://www.toronto.ca/TWONTO#thermostat_or_zone_controller_unit |  | Heater, Hot Water Reheat Coil
21142 | 52595 | FHO-CLB-PSL-0302 | Switch, Pressure Low, Post East, Train 3, Outlet from Evaporator,Main Floor, Chemical Supply Room | FHO-CLB | Switch,Pressure-Low | Switch |  | PSL | http://www.toronto.ca/TWONTO#pressure_switch |  | Post Chlorination System
109082 | 43128 | TAB-CW-FSH-0027 | Switch, Flow High, Chemical Gallery, Ferrous Truck Unloading | TAB-CW-SQ-0027 |  | Safety Equipment |  | FSH | http://www.toronto.ca/TWONTO#flow_switch |  | Emerg. Eyewash and Shower Stations, Chemical Gallery, Ferrous Truck Unloading
134985 | 99896 | THR-ELS-SQ-0405S | Electrical Rubber Gloves, PPE Issued to Danny Campolucci 10kV | THR-ELS-SQ-ERG | Safety | Safety Equipment | 40910 | SQ | http://www.toronto.ca/TWONTO#rubber_insulating_gloves |  | Electrical Rubber Gloves, Safety Equipment
112810 | 58773 | TAB-EL1-PSH-1505B | Switch,Sudden Pressure,EL1-TR-1505,North Substation | TAB-EL1-TR-1505 | Switch,Pressure-High | Switch |  | PSH | http://www.toronto.ca/TWONTO#pressure_switch |  | Transformer,EL1-TR-1505,13.8-4.16KV,3 PH
70059 | 72757 | THR-CG-T-1107 | Tank, High Pressure Air Storage, Engine Air Starting System | THR-AI-C | Tank | Tank | 34872 | T | http://www.toronto.ca/TWONTO#pressure_vessel |  | Compressors, Instrument & Service Air
122009 | 67436 | THC-AER-PSL-7256 | Switch,Pressure-Low,Oil Pumps 7250&7260 to Blower Header,Blow 7200,Phase I & IV Blower Building | THC-AER-BL-7200-I-IV | Switch,Pressure | Switch |  | PSL | http://www.toronto.ca/TWONTO#pressure_switch |  | Blower, Aeration System
118049 | 53667 | TAB-SES-SQ-5400 | Emergency Eyewash Station ,Plant Water Basement Disinfection Pump Compound | TAB-SLO-SES | Safety,Eye wash | Safety Equipment |  | SQ | http://www.toronto.ca/TWONTO#emergency_eyewash |  | TABWA4 Health and Safety Equipment
4089 | 54856 | COL-PCU-LSH-5334 | Switch, Level-High | COL-PCU-SUSPENDED | Switch,Level |  | 34973 | LSH |  |  | Cumber P.S.suspended entities
92464 | 5811 | YTF-ACC-DR-0003 | Door, RN149, North, Electric Door Operators | YTF-ACC | Door | Door |  | DR | http://www.toronto.ca/TWONTO#door
43179 | 75103 | TAB-CW-FSH-0010S | Switch,Flow, High,Eye Wash Station- No.401 Blower Bldg South east wall next to Stores | TAB-SUSPENDED ENTITY | Switch,Flow-High | Safety Equipment | 46695 | FSH | http://www.toronto.ca/TWONTO#flow_switch |  | Suspended entities
76161 | 63702 | THR-MCS-LD-1537S | Chain Hoist, Manual, Work Area 2 | THR-LD-WA3 | Lifting Device,Hoist,Manual | Lifting Device | 36133 | LD | http://www.toronto.ca/TWONTO#lifting_equipment_hoist |  | Lifting Devices, Chain Hoist, Come Along & Slings
108810 | 92935 | TAB-AUX | Gas Services, Natural Gas, Digester Gas | TAB-WORK-AREA-8 | [6 empty] | Electrical Sub- Stations
9340 | 41591 | COL-YKP-SRL-1403004 | Self Retrieval Line -1403004 | COL-YKP | Safety | Safety Equipment |  | SRL | self_retracting_line |  | Kipling Yard
69219 | 14673 | FCL-WWW-V-5012 | Valve, Plug, Isolation, Centrifuge Feed Pump Suction Header, RMF Clarification Facility, Pump Room | FCL-WWW-T-5010 |  |  |  | V |  |  | Thickener, North, RMF Clarification Facility
31458 | 80296 | COL-PSW-D-0100 | Dehumidifier | COL-PSW-MISC | H.V.A.C.,Dehumidifier | HVAC |  | D | http://www.toronto.ca/TWONTO#dehumidifier |  | Miscellaneous Equipment
120984 | 92392 | THC-ACC-HTR-6010 | Heater, Unit, Glycol, Heating System, Ground Floor, Screen Room, Headworks | THC-ACC-P-6003 | H.V.A.C.,Heater,Unit | HVAC |  | HTR | http://www.toronto.ca/TWONTO#heater |  | Pump, Heating Glycol System, Lower Level 2 Blower Room, Headworks
94882 | 44275 | FHO-SES-SQ-6256 | Lanyard, Serial Number 53366, Barry Kelly | FHO-SES-SQ-0009 | PPE,Lanyard | Safety Equipment |  | SQ | lifeline |  | Fall Lanyards
73663 | 12569 | THR-ELS-INQ-3900 | Portable Spectrophotometer(DR3900) with RFID, Electrical & Instrument Shop | THR-ELS-INQ | Safety | Test Equipment |  | INQ | lab_equipment |  | Instrument Equipment, Meter, Calibrators, Spectrophotometer
117350 | 87971 | TAB-RSP-PSL-2602 | Switch, Pressure,Low, WPS for Low level RS Pump Seals | TAB-RSP-PM | Switch,Pressure | Switch |  | PSL | http://www.toronto.ca/TWONTO#pressure_switch |  | M Building - Raw Sewage Pumping
32270 | 77215 | COL-SMC-CP-0001 | Control Panel, Operator | COL-SMC-MISC | Control Panel |  |  | CP |  |  | Miscellaneous Equipment
26352 | 13247 | COL-YKP-VEH-064161 | Vehicle, Truck #064161 (F250) | COL-YKP | Vehicle,Licensed | Vehicle |  | VEH | http://www.toronto.ca/TWONTO#pickup_truck
13127 | 36546 | COL-PEV-TS-0001 | Switch, Transfer | COL-PEV | Switch |  |  | TS |  |  | Ellis Sewage Pumping Station
130481 | 92205 | THR-ACC-RPU-0001B | Remote Processor Unit, SCADA, North Grit Gallery (172.22.39.171) | THR-SPC | RPU | Remote Processor Unit |  | RPU | http://www.toronto.ca/TWONTO#RPU_panel |  | Process Control Systems - Services Area
111023 | 40120 | TAB-DIG-PSH-1333 | Switch Pressure,High,Delivery,Recirc. Pump-13373 | TAB-DIG-P-1333 | Switch,Pressure | Switch |  | PSH | http://www.toronto.ca/TWONTO#pressure_switch |  | Pump, Sludge Recirculation (DX2611) Digester Tank 13
119666 | 20043 | TAB-WA1-SQ-1089 | Sling | TAB-WA1-SQ-1000 | Lifting Device,Sling | Lifting Device |  | SQ | http://www.toronto.ca/TWONTO#fall_protection_sling |  | WA1 Lifting Devices and Slings
21689 | 36241 | FHO-DOZ-TSH-1120 | Switch,Temperature, High,Ozone Generator OZ-1100 Closed Loop CWR,Ozone Bldg.,L1,Ozone Equipment Room | FHO-DOZ-OZ-1100 | Switch,Temperature-High | Switch |  | TSH | http://www.toronto.ca/TWONTO#temperature_switch |  | Ozonator, Ozone Generator 1, Ozone Building, L1, Ozone Equipment Room, Ozone Generator Skid
131182 | 8685 | THR-AER-RPU-0054 | Remote Processor Unit, Engine Room (Under Stairs) (172.22.37.175) | THR-AER | RPU | Remote Processor Unit |  | RPU | http://www.toronto.ca/TWONTO#RPU_panel |  | Aeration
29957 | 14531 | FIS-RW-FSL-0001 | Switch, Flow, Low, Turbidity Analyser AIT-0001 Inlet, Intake Valve Chamber Upper Level | FIS-RW | Switch,Flow-Low | Switch |  | FSL | http://www.toronto.ca/TWONTO#flow_switch |  | Raw Water Production
137888 | 15186 | THR-PRM-T-0900 | Tank, Primary Clarification - Primary Tank - North | THR-PRM-T | Tank | Tank |  | T | http://www.toronto.ca/TWONTO#clarifier |  | Primary Sedimentation Tanks
127859 | 81772 | THC-PRM-V-1211 | Valve, Hydraulic Cylinder, Bottom Scraper, Primary Clarifier 1200, NW Plant | THC-PRM-CLR-1230SUSP | Actuator,Hydraulic,Cylinder | Hydraulic System |  | V | http://www.toronto.ca/TWONTO#hydraulic_power_pack |  | Sludge Bottom Scraper Mechanism, Tank 1200, Primary Clarifier
117127 | 32583 | TAB-RSP-F-1241A | Filter, Lube Oil Supply, Raw Sewage Pump 1240, A Side | TAB-RSP-P-1240 | Filter | Filter |  | F | http://www.toronto.ca/TWONTO#replaceable_oil_or_fuel_filter |  | Pump,Raw Sewage Transfer #4
79470 | 90570 | THR-THK-PSL-7020 | Switch, Pressure, Low, Suction, MTI Transfer Pump | THR-THK-P-7020 | Switch,Pressure-Low | Switch |  | PSL | http://www.toronto.ca/TWONTO#pressure_switch |  | MTI Transfer Pump
43652 | 18462 | TAB-DEW-FSL-0111 | Switch, Flow, Low,Seal water, Sludge Feed Pump 0111 | TAB-DEW-P-0111 | Switch,Flow | Switch |  | FSL | http://www.toronto.ca/TWONTO#flow_switch |  | Pump , Sludge Feed 0111
69278 | 54854 | FHO-ACC-RPU-0902 | Remote Programming Unit, Filter Gallery1-8 HVAC, Filter Building, L1, Filter Gallery, East | FHO-MCS-HVAC | Controller,PLC | Remote Processor Unit |  | RPU | http://www.toronto.ca/TWONTO#RPU_panel |  | Plant HVAC
87291 | 4482 | WTR-PEG-DR-0004 | Door | WTR-PEG-AUX | Door | Door |  | DR | http://www.toronto.ca/TWONTO#door
83054 | 35544 | FHA-SES-SQ-0601 | FHA-SQ-LP-0013 - Life Preserver | FHA-SES-LP |  | Safety Equipment |  | SQ | http://www.toronto.ca/TWONTO#personal_floatation_device |  | Life Preservers
16003 | 61788 | FHA-AUX-T-0104 | Tank, Air Receiver Compressed Air #4, Service Bldg. Alum Room | FHA-AUX-T-0104-KQ | Tank | Tank |  | T | http://www.toronto.ca/TWONTO#pressure_vessel |  | Compressed Air Tank 4
16169 | 50496 | FHA-CLA-CHL-0101 | Chlorinator, Solution Feed Gas Dispenser Vacuum Operated, Filtration Bldg., Chlorine Feed Room | FHA-CLA-CHL-0101-KQ | Chemical Feeder,Gas | Chemical Feeder |  | CHL | http://www.toronto.ca/TWONTO#chlorinator_system |  | Chlorination Location,Train #1
79054 | 7203 | THR-SQ-LP-0010 | Life Preserver, Ring Type, Final Tank 13 | THR-SQ-LP-FT | Safety | Safety Equipment |  | LP | http://www.toronto.ca/TWONTO#life_ring |  | Life Preserver, Ring Type Floating Device, Final Tanks
136653 | 88616 | THR-MCS-LD-0335 | Chain Hoist, Manual,1/2tT, Work Area 1, | THR-LD-WA1 | Lifting Device | Lifting Device |  | LD | http://www.toronto.ca/TWONTO#lifting_equipment_hoist |  | Lifting Devices, Chain Hoist, Come Along & Slings
93279 | 37506 | FHO-GRK-DR-2044S | Door, (FD-S2-44), Fire Rated, Ozone Building, S2, DOZ 4, Exit to Outdoor Valves | FHO-GRK-FEQ-0001 | Fire Prevention,Door | Door |  | DR | http://www.toronto.ca/TWONTO#fire_rated_door
69236 | 60206 | FCL-WWW-V-5533 | Valve, Plug, Discharge, Centrifuge Building Process Drain Pump P-5532, RMF Centrifuge Building | FCL-WWW-P-5532 |  |  |  | V |  |  | Pump Submersible Centrifuge Process Drain
75796 | 71988 | THR-FT-WAS-P | Final Tank, Waste Activated Sludge Pumping | THR-FT | [6 empty] | Final Tank
9077 | 48263 | COL-YKP-VEH-080122 | Vehicle, Truck # 080122 (2022 FORD F550) | COL-YKP | Vehicle,Licensed | Vehicle |  | VEH | http://www.toronto.ca/TWONTO#pickup_truck
12727 | 180 | COL-BDC-RPU-0001 | Remote Processing Unit | COL-BDC-MISC | RPU | Remote Processor Unit |  | RPU | http://www.toronto.ca/TWONTO#RPU_panel |  | Miscellaneous Equipment
147367 | 67623 | WTR-RWA-ACC | Air Conditioning, Heating and Ventilation | WTR-RWA | [6 empty] | Warden Tank
71752 | 78194 | THR-DIG-SSH-5178A | Digester Gas Mixing, Tank 0200, Solids Treatment, Digester Tanks 1-6 | THR-DIG-MX-0200 | Switch,Speed-High | Switch |  | SSH | http://www.toronto.ca/TWONTO#speed_switch |  | Digester Gas Mixing, Digester Tank 0200
86041 | 35325 | FHA-WWW-SCREEN | Intake Screening Pumping System | FHA-RW-S | [6 empty] | Intake & Screening
106637 | 67737 | TAB-ACC-FSL-1403 | Switch, Flow-Low, Pump, Tertiary Glycol Circulating | TAB-ACC-P-1440 | Switch,Flow-Low | Switch |  | FSL | http://www.toronto.ca/TWONTO#flow_switch |  | Pump,Centrifugal, Tertiary Glycol Circulating
140624 | 24596 | TNT-MCS-SQ-1010 | Sling | TNT-MCS-LD | Lifting Device,Sling | Lifting Device |  | SQ | http://www.toronto.ca/TWONTO#fall_protection_sling |  | Lifting Devices , cranes/ Portable crane/hoists, come alongs, slings, wire rope, chains
28738 | 65540 | FIS-ELS-GFI-0006 | Ground Fault Circuit Interrupter, Lunch Room's countertop south wall east corner, Admin. Area, Filter Building | FIS-FILTER-BUILDING |  | Safety Equipment |  | GFI | ? |  | FIS Filter Building
34675 | 40046 | MAIN-342 | Main 342 | WTR-LWA | [6 empty] | Work Area 2 Central Mains and Chambers
135950 | 3852 | THR-FT-T-3100 | Tank, Non-Pressurized, Scum, Scum Pumping | THR-FT-T-SCUM | Tank,Non-Pressurized | Tank |  | T | http://www.toronto.ca/TWONTO#storage_tank |  | Final Tank, Scum Tanks
5832 | 33892 | COL-PLB-LSL-0106 (S) | Switch, Level-Low | COL-PLB-AUX-MECH | Switch | Switch | 35804 | LSL | http://www.toronto.ca/TWONTO#level_switch |  | Mechanical Equipment
15097 | 85704 | COL-PHP-LSHH-0001 | Switch, Level High-High | COL-PHP | Switch,Level |  |  | LSHH |  |  | High Park Sewage Pumping Station
9219 | 69842 | COL-YKP-FAK-67108 | First Aid Kit, Truck # 67108 (2022 CHEVROLET 2500HD) | COL-YKP-VEH-67108 | Safety,First Aid Kit | Safety Equipment |  | FAK | http://www.toronto.ca/TWONTO#first_aid_kit |  | Vehicle, Truck # 67108 (2022 CHEVROLET 2500HD)
107149 | 86655 | TAB-ACC-LS-0795 | Switch,Level | TAB-ACC-T-0795 | Switch,Level | Switch |  | LS | http://www.toronto.ca/TWONTO#level_switch |  | Tank, Chemical Mixing- Boiler No.20 (0500)
27281 | 52356 | FHO-WWW-T-0201 | Tank 0201, Waste Water Storage, Waste Water System, South/East of Clarifier Building | FHO-WWW-T-0201-KQ | Tank,Reservoir | Tank |  | T | http://www.toronto.ca/TWONTO#storage_tank |  | Tank, Waste Water Holding Tank 2
86080 | 33467 | WTR-PJS-HE-0011 | Heat Exchanger, DLWC, Enwave | WTR-PJS-ENW |  |  |  | HE |  |  | Enwave Process
63676 | 98848 | THC-PLT-LSHH-1500 | Level Switch, High High Level, Sump, Storage Room | THC-PLT-P-1510 | Switch,Level-High-High | Switch |  | LSHH | http://www.toronto.ca/TWONTO#level_switch |  | Pump, Sump, Storage Room
133036 | 35260 | THR-DIG-TSH-5440 | Switch, Tempreature-High, Outlet Gas compressor 5440 | THR-DIG-C-5440 | Switch,Temperature-High | Switch |  | TSH | http://www.toronto.ca/TWONTO#temperature_switch |  | Compressor, Gas, Mixing System, Digester Tank#3
65372 | 56350 | THC-PRM-ZSH-1113 | Switch, Position High, Mech Collect, Valve 1113 | THC-PRM-V-1113 | Switch,Level-Low-Low | Switch |  | ZSH | http://www.toronto.ca/TWONTO#position_switch |  | Valve, Hydraulic Cylinder, Bottom Scraper, Primary Clarifier 1100, NW Plant
38829 | 82942 | TAB-ACC-AHU-6103 | AHU, Digester 5-8 Sludge Heat. Room | TAB-ACC-AHU-DIG | Air Handling Unit | HVAC |  | AHU | http://www.toronto.ca/TWONTO#air_handler_unit |  | AHUs/Supply Fans Dig. Bldg.
79167 | 94429 | FHA-RW-SAMP2 | After Pre-Chlorine Sampling | FHA-SAMP | [6 empty] | Sampling Systems
39974 | 72639 | TAB-ACC-HTR-6451 | Heater, Electric, AHU-6450, Primary Tank Operating Gallery, Ground, East Side | TAB-ACC-AHU-6450 | H.V.A.C.,Heater | HVAC |  | HTR | http://www.toronto.ca/TWONTO#heater |  | Air Handling Unit, Primary Tank Operating Gallery, Ground, East Side
135984 | 30601 | THR-FT-RPU-0009 | Remote Processor Unit, Final Tank 1600, Tank 1700 (172.22.37.185) | THR-FT-T | RPU | Remote Processor Unit |  | RPU | http://www.toronto.ca/TWONTO#RPU_panel |  | Final Sedimentation Tank & Dedicated WAS Pumping
105589 | 52680 | SWM-PET-LSHH-0104 | Switch, Level High-High | SWM-PET | Switch,Level |  |  | LSHH |  |  | Eglinton - Bellamy Storm Pumping Station
133019 | 76287 | THR-DIG-RPU-0017A | Remote Processor Unit, Digester 1-6 Mezzanine | THR-DIG-PD-0200 | RPU | Remote Processor Unit |  | RPU | http://www.toronto.ca/TWONTO#RPU_panel |  | Tank, Primary Digester-2, Solids Treatment
61795 | 49986 | FHA-ELS-WR-0301 | Welding Receptacle, 30A, 600V, Service Building Machine Shop | FHA-ELS | Welding Equipment | Power Distribution Panel |  | WR | http://www.toronto.ca/TWONTO#welding_receptacle |  | Electrical
136656 | 50301 | THR-ITS-COM-4102 | Termination Panel, RAS and Final Clarifiers - South | THR-ITS-COM-4100 | Network,Local Area Networks | Network |  | COM | http://www.toronto.ca/TWONTO#network_panel |  | Network Access Closet, SP RAS Pumping Station - South
146038 | 20344 | WTR-PRV-LSL-0600 | Switch,Level-Low,Pump 0600 | WTR-PRV-P-0600 | Switch,Level-Low | Switch |  | LSL | http://www.toronto.ca/TWONTO#level_switch |  | Pump,Centrifugal
24725 | 83041 | COL-PRX-LSL-0102 | Switch, Level | COL-PRX | Switch,Level |  |  | LSL |  |  | Roxborough Sewage Pumping Station
95586 | 76820 | FHO-WWW-T-0101 | Tank 0101, Waste Water Storage, Waste Water System, South/West of Clarifier Building | FHO-WWW-T-0101-KQ | Tank,Reservoir | Tank |  | T | http://www.toronto.ca/TWONTO#storage_tank |  | Tank, Waste Water Holding Tank 1
76866 | 26368 | THR-PLT-FSL-1914 | Switch, Flow, Low, Seal Water, Grit Pump P-1910, Headhouse | THR-PLT-P-1910 | Switch,Flow-Low | Switch |  | FSL | http://www.toronto.ca/TWONTO#flow_switch |  | Pump, Centrifugal (Dry), Grit Vortex Chamber CYC-1176, Headhouse
19211 | 85203 | FHA-WWW-MSL-2430 | Switch, Motion-Low, CV-2430, RMF, Dewatering Cake Loading Area | FHA-WWW-CF-2401 | Switch | Switch |  | MSL | http://www.toronto.ca/TWONTO#motion_sensor_element |  | Centrifuge, Dewatering, RMF, Centrifuge Service Platform
130474 | 11024 | THR-ACC-T-1101 | Tank, Glycol Skid, Engine Room Basement NW Wall | THR-ACC-T | Tank | Tank |  | T | http://www.toronto.ca/TWONTO#chemical_storage_tank |  | Air Conditioning, Glycol Heating Packages
128955 | 66449 | THC-STR-RAS/WAS OLD | RAS/WAS, Old Plant | THC-STR-RAS/WAS | [6 empty] | Return/ Waste Activated Sludge
57882 | 34802 | THC-AER-LSHH-0134 | Switch,Level-High,Sump Pump 0133 & 0134,Phase 1 & Aeration Tank 3200 | THC-AER-P-0134 | Switch,Level-High | Switch |  | LSHH | http://www.toronto.ca/TWONTO#level_switch |  | Pump,Centrifugal,Sump,Phase 1 & Aeration Tank 3200
19825 | 8822 | COL-PLV-CP-0001 | Control Panel | COL-PLV | Control Panel |  |  | CP |  |  | Livingston Road Pumping Station
105312 | 29833 | SM2006A | Filter, Air, Floatation Bsmt., North Side Compr.room | TAB-AI FLOATATION | Filter | Filter |  |  | http://www.toronto.ca/TWONTO#replaceable_air_filter |  | Air Equipment, Floatation Building
76487 | 78730 | THR-DIG-RPU-0018 | Remote Processor Unit, Digester MCC Room (172.22.39.136) | THR-ELS-DIG | RPU | Remote Processor Unit |  | RPU | http://www.toronto.ca/TWONTO#RPU_panel |  | Electrical System, Digester Tanks
7824 | 77664 | COL-PSW-MISC | Miscellaneous Equipment | COL-PSW | [6 empty] | Swansea Pumping Station
83052 | 19785 | FHA-SES-SQ-0458 | FHA-SQ-LP-0008 - Life Preserver | FHA-SES-LP |  | Safety Equipment |  | SQ | http://www.toronto.ca/TWONTO#personal_floatation_device |  | Life Preservers
47977 | 88254 | TAB-EL3-MCC-6103 | Motor Control Unit, PWPS 600V | TAB-EL3-PDP-6015 | Control Panel,MCC | Motor Control Centre |  | MCC | http://www.toronto.ca/TWONTO#LV_electrical_panel |  | Power distribution Panel, 600V
74579 | 47823 | THR-AI-F-0200 | Filter, Instrument Air Building | THR-AI-C-0200 | Filter,Membrane | Filter |  | F | http://www.toronto.ca/TWONTO#replaceable_air_filter |  | Air Compressor,Instrument Air Building
7811 | 87483 | COL-PSW-LSH-0153 | Switch, Level-High | COL-PSW-MISC | Switch,Level-High | Switch |  | LSH | http://www.toronto.ca/TWONTO#level_switch |  | Miscellaneous Equipment
120315 | 39362 | THC-ACC-BLDG-0001 | Headworks, New Building HVAC | THC-MCS-HVAC |  | HVAC |  | BLDG | http://www.toronto.ca/TWONTO#collection_of_assets |  | Mechanical Services, HVAC
4595 | 83902 | COL-PGR-MISC | Miscellaneous Equipment | COL-PGR | [6 empty] | Grand River Sewage Pumping Station
76808 | 50746 | THR-PLT-FSL-1424 | Switch, Flow, Low, Seal Water, Grit Pump P-1420, Headhouse | THR-PLT-P-1420 | Switch,Flow-Low | Switch |  | FSL | http://www.toronto.ca/TWONTO#flow_switch |  | Pump, Centrifugal (Dry), Grit, Vortex Prime Tank T-1400, Headhouse
10682 | 1197 | FCL-ACC-P-0401,2 | Pump Stn.-Chilled Water Sys. CU-1, PCW-1, PCW-2 | FCL-ACC |  |  |  | P |  |  | Climate Control (HVAC)
119856 | 93298 | TAB-WA3-LD-2363 | Sling, Nylon, 8 FT | TAB-DEW-SAFETY | PPE | Lifting Device |  | LD | synthetic_web_sling |  | Safety Equipment
11020 | 45026 | COL-PBG-LSLL-0101 | Switch, Level Low-Low | COL-PBG | Switch,Level | Switch |  | LSLL | http://www.toronto.ca/TWONTO#level_switch |  | Brule Gardens Sewage Pumping Station
145087 | 13011 | WTR-PLW-HRN-0002 | PPE, Body Harness, S/N 982000158228271 | WTR-WEST-SES | PPE,Harness | Safety Equipment |  | HRN | http://www.toronto.ca/TWONTO#fall_arrest_harness |  | Safety & Lifting Devices
119883 | 30659 | TAB-WA3-SQ-1331 | Self Retracting Lifeline, 100Ft. | TAB-DEW-SQ-0010 | PPE,Lanyard | Safety Equipment |  | SQ | self_retracting_line |  | WA3 Fall arrest systems portable cranes/hoists, come alongs, slings, wire rope, chains, electrical equipment etc.,
57949 | 36105 | THC-AER-T-3200 | Tank, Aeration | THC-AER-PHASE I-IV | Tank,Non-Pressurized | Tank |  | T | http://www.toronto.ca/TWONTO#aeration_tank |  | AerationTreatment
34700 | 9158 | MAIN-368 | Main 368 | WTR-MT3 | [6 empty] | Work Area 3 WEST Mains and Chambers
101625 | 52958 | MAIN-223 | Main 223 | WTR-LWA | [6 empty] | Work Area 2 Central Mains and Chambers
4098 | 83722 | COL-PCU-LSL-5201 | Switch, Level-Low | COL-PCU-SUSPENDED | Switch |  | 34976 | LSL |  |  | Cumber P.S.suspended entities
106586 | 89349 | TAB-ACC-FN-AER | Exhaust Fans , Chemical & Aeration Bldg | TAB-ACC-FN | [6 empty] | Exhaust Fans
120891 | 74542 | THC-ACC-HTR-0313 | Air Heater, Convector, Building M | THC-ACC-HEATERS | H.V.A.C.,Heater,Unit | HVAC |  | HTR | http://www.toronto.ca/TWONTO#heater |  | Air Heaters, Building M
62687 | 39571 | THC-MSC-MT-0026 | Sampson Box and Pan Brake, Building B | THC-MCS-MEQ | Welding Equipment,Welding Machine | Tool |  | MT | sheet_metal_bender |  | Machine Shop and Equipment
136679 | 72102 | THR-MCS-LD-0644 | Come Along, 5T, Work Area 3 | THR-LD-WA3 | Lifting Device,Chain | Lifting Device |  | LD | winch |  | Lifting Devices, Chain Hoist, Come Along & Slings
147127 | 13258 | WTR-RRG-CW | City Water System | WTR-RRG | [6 empty] | Rouge Tank
89225 | 43609 | WTR-RMA-TRW | Treated Water (Transmission) | WTR-RMA | [6 empty] | Markham Reservoir
96595 | 35462 | FIS-ELS-CBL-5190 | Cable,HV,4.16 kV,Workshop Mezzanine,FIS-ELS-SWG-0109,Feeder,Generator Room,FIS-ELS-GEN-2100 | {FIS-ELS-CBL} |  |  |  | CBL |  |  | Asset Group,ELS Lines,13.8 kV / 4.16 kV
128113 | 6916 | THC-PWA-RPU-2402 | RPU, S.E. Pumping Station | THC-INC |  | Remote Processor Unit |  | RPU | http://www.toronto.ca/TWONTO#RPU_panel |  | Incineration Process
7087 | 29728 | COL-PRX-LSH-0104 | Switch, Level-High | COL-PRX-MISC | Switch,Level |  |  | LSH |  |  | Miscellaneous Equipment
114220 | 14692 | TAB-PELLETIZER-BLDG | Building Location | TAB-EUS | [6 empty] | Production & End User Support
108937 | 10206 | TAB-CAP-PRJ-0005 | P-Building Upgrades | TAB-WORK-AREA-2 |  |  |  | PRJ |  |  | Work Area 2
26244 | 65867 | FHO-SES-SCBA-0001 | Cylinder, SCBA, Air Pack, 2216 PSI, Ser #OJ-379625 | FHO-SES-SQ-0002 | PPE,SCBA | Safety Equipment |  | SCBA | http://www.toronto.ca/TWONTO#compressed_gas_cylinder |  | Emergency Breathing Apparatus
135294 | 75258 | THR-FPW-T-0002 | Tank, Resevoir, Sodium Hypochlorite, Plant Water Building | THR-FPW | Tank,Reservoir | Tank |  | T | http://www.toronto.ca/TWONTO#chemical_storage_tank |  | Filtered Plant Water
139012 | 63258 | THR-THK-GRK1 | Thickening, Ground & Structural | THR-PRM | [6 empty] | Primary Treatment
139226 | 58307 | THR-THK-RPU-0014 | Remote Processor Unit, STB Control Room (172.22.39.154) | THR-THK-RPU | RPU | Remote Processor Unit |  | RPU | http://www.toronto.ca/TWONTO#RPU_panel |  | RPU & UPS, Sludge Thickening Building
77785 | 2596 | THR-PRM-T-0700 | Tank, Primary Clarification - Primary Tank - South | THR-THK-GRK1 | Tank | Tank |  | T | http://www.toronto.ca/TWONTO#clarifier |  | Thickening, Ground & Structural
101580 | 28848 | MAIN-168 | Main 168 | WTR-LWA | [6 empty] | Work Area 2 Central Mains and Chambers
40511 | 2891 | DOS-YCM-FAK-VEH270007 | First Aid kit in Trailer vehicle # 270007 | DOS-YCM-TRL-VEH270007 | Safety,First Aid Kit | First Aid |  |  | http://www.toronto.ca/TWONTO#first_aid_kit |  | 2008 Homemade Modular - Vehicle Trailer Unit# 270007
26343 | 62097 | COL-YKP-VEH-0033 | Vehicle, Truck #041188 (Escape) | COL-W-OBSOLETE | Vehicle,Licensed | Vehicle |  | VEH | http://www.toronto.ca/TWONTO#pickup_truck
39167 | 72008 | SWM-SOS-LSL-0002 | Switch, Level-Low | SWM-SOS | Switch,Level | Switch |  | LSL | http://www.toronto.ca/TWONTO#level_switch |  | Old Sheppard Park Storm Water Tank
118249 | 56336 | TAB-SLO-STRC | Sludge Loading & Odour Control - Facilities | TAB-SLO-LOADING | [6 empty] | Sludge Loading - Bio-Solids
29631 | 69072 | FIS-MCS-LD-0010 | Electric hoist 800 lbs | FIS-MCS | Lifting Device | Lifting Device |  | LD | http://www.toronto.ca/TWONTO#lifting_equipment_hoist |  | Mechanical Services
65344 | 24153 | FCL-SES-SCBA-0001 | Self Contained Breathing Apparatus, High Lift Building, Ground Floor, Hallway to Gaseous Building | FCL-SES | PPE,SCBA | Safety Equipment |  | SCBA | http://www.toronto.ca/TWONTO#self-contained_breathing_apparatus |  | Safety and Environmental Services
116621 | 22378 | TAB-PWA-FSL-1001 | Switch,Flow,Low | TAB-PWA-F-1001 | Switch,Flow-Low | Switch |  | FSL | http://www.toronto.ca/TWONTO#flow_switch |  | Filter, Plant Water, Gas Control Building
136505 | 35879 | THR-GRK-HPBB | High Pressure Blower Building, Mezzanine and Basement, WTP Groundskeeping | THR-GRK-PRTY-0304 |  | Grounds |  |  | activity |  | Groundskeeping, General Labour
93960 | 28579 | WTR-PRH-MCC-0202 | Motor Control Centre, 600VAC, Switchgear Electrical Room | WTR-PRH-AUX | Control Panel,MCC | Motor Control Centre |  | MCC | http://www.toronto.ca/TWONTO#LV_electrical_panel |  | Auxiliary Equipment (Building Facilities)
25699 | 34910 | FHO-SES | Safety & Environmental Services | FHO WORK AREA 2 | [6 empty] | Services
70206 | 31104 | THR-CRN-WA2 | Cranes, Overhead Lifting Devices,WA2 | THR-MCS-WA2 | [6 empty] | Cranes, Lifting Devices, Machine Tools, Overhead Doors
92367 | 40536 | FHO-EUS | Production & End User Support | FHO-ITM | [6 empty] | Integrated Technology Management
126854 | 23120 | THC-OCS-LSL-0200 | Switch, Sump Level Lo, Phase I/IV Biofilter Sump, Phase I/IV Odour Control | THC-OCS-P-0210 | Switch,Level-Low | Switch |  | LSL | http://www.toronto.ca/TWONTO#level_switch |  | Sump Pump No.1, Phase I/IV Biofilter Sump, Phase I/IV Odour Control
30252 | 17786 | IY2067A | Receiver, Compressor #4 Air | IX2072 | Filter | Filter |  |  | http://www.toronto.ca/TWONTO#replaceable_air_filter |  | Compressor #4, Air
128782 | 6509 | THC-SES-SQ-6109123130 | SCBA Unit, Cylinder, spare, T2 Control Room | THC-SES-SQ-SCBA | PPE,SCBA | Safety Equipment |  | SQ | http://www.toronto.ca/TWONTO#compressed_gas_cylinder |  | SCBA Units, virtual entity
120965 | 34793 | THC-ACC-HTR-4050 | H.V.A.C.,Heater,Glycol Heating,Basement,Building U | THC-ACC-BLDG U | H.V.A.C.,Heater | HVAC |  | HTR | http://www.toronto.ca/TWONTO#heater |  | New Digesters Building HVAC
77610 | 83641 | THR-PRM-FSL-2221 | Switch, Flow-Low, Seal Water, Pump 2221, Sludge Pumping - South | THR-PRM-P-2221 | Switch,Pressure-Low | Switch |  | FSL | http://www.toronto.ca/TWONTO#flow_switch |  | Pump, Centrifugal, Sludge, South Primary Station 2
135569 | 19148 | THR-FT-FSL-3530 | Switch, Flow-Low, Seal Water, Pump 3530, Secondary Treatment, Scum Pumping | THR-FT-P-3530 | Switch,Flow-Low | Switch |  | FSL | http://www.toronto.ca/TWONTO#flow_switch |  | Pump, Rotary Vane, Scum Tank 3500, System 7, Scum Pumping
92465 | 38539 | YTF-ACC-DR-0004 | Door, RN150, South, Electric Door Operators | YTF-ACC | Door | Door |  | DR | http://www.toronto.ca/TWONTO#door
128799 | 35059 | THC-SPC-COM-1105 | SCADA & Computer | THC-SPC-WA2 | SCADA | System Process Control |  | COM | termination_panel |  | System Process Control
4911 | 3482 | COL-PKG-LSH-0203 | Switch, Level-High | COL-PKG-MISC | Switch,Level |  |  | LSH |  |  | Miscellaneous Equipment
143584 | 88513 | WTR-PEL-LSH-1001 | Switch, Flood Alarm, Basement, Generator Building, Ellesmere PS | WTR-PEL-AUX | Switch,Level-High | Switch |  | LSH | http://www.toronto.ca/TWONTO#level_switch |  | Auxilliary Equipment (Building Facilities)
87506 | 78067 | WTR-PRH-AMT | Atmospheric Monitoring | WTR-PRH | [6 empty] | Rosehill Pumping Station
88207 | 28736 | WTR-PSC-FAR-0007 | Winch, Fall Arrest, S/N 154085 | WTR-EAST-SES | Lifting Device,Sling | Safety Equipment |  | FAR | winch |  | Safety & Lifting Devices
83095 | 39926 | WTR-194-LSH-0701 | Switch, Level High, Flood Alarm | WTR-194-CH-0006A | Control Panel,Instrumentation | Switch |  | LSH | http://www.toronto.ca/TWONTO#level_switch |  | Chamber,Revenue Meter,Keele-Steeles (Magmeter)
10381 | 60397 | FCL-ACC-HTR-0343 | Heater, Baseboard, 208V, 1.5kW, Admin Building, Second Floor, Kitchen 213, South Wall West | FCL-ACC-ADMIN |  |  |  | HTR |  |  | Administration Building HVAC Equipment
113777 | 49229 | TAB-MCS-MEQ-0104 | Grease Gun,Hydraulic, High Pressure | TAB-AUX |  | Hydraulic System |  | MEQ | grease_gun |  | Gas Services, Natural Gas, Digester Gas
94010 | 10332 | FHO-RW-P-1501-KQ | Zebra Mussel Control Sample Pump Unit 1 | FHO RAW H2O |  |  |  | P |  |  | Raw water Sampling
50572 | 79487 | FCL-DCL-T-0102 | Tank, Expansion, SO2 Evaporator 0101 Inlet Header, Machine Room,Gaseous Chemical Building | FCL-DCL | Tank | Tank |  | T | expansion_tank |  | Sulphur Dioxide System
40450 | 61133 | TAB-ACC-PIP-1102 | Pipeline, Hot water, Space heating,., P Bldg. | TAB-ACC-1100 | Piping | HVAC |  | PIP | http://www.toronto.ca/TWONTO#piping_system |  | HVAC Heating, P Bldg
6389 | 48806 | COL-PMY-FN-0006 | Fan, Drywell Exhaust | COL-PMY-MISC | Fan |  |  | FN |  |  | Miscellaneous Equipment
39019 | 7725 | SWM-PWD-LSH-0103 | Switch, Level-High | SWM-PWD-MISC | Switch,Level |  |  | LSH |  |  | Miscellaneous Equipment
55965 | 85547 | FCL-SPC-RPU-1522 | RPU Panel, Filters 0101 and 0201, Filter Gallery | FCL-ELS-PS-0001 | Control Panel | Remote Processor Unit |  | RPU | http://www.toronto.ca/TWONTO#RPU_panel |  | Uninterruptible Power Supply,High Lift Bldg - Switchgear Room,LP-0001
34159 | 64223 | COL-YKP-DA-1671146 | Davit Upper Arm-1671146 | COL-W-OBSOLETE | Safety | Safety Equipment |  | DA | http://www.toronto.ca/TWONTO#fall_arrest_Davit_arm |  | Col West Obsolete Entities
27148 | 42584 | DOS-YCM-TRL-VEH268010 | 2009 TITAN Trailer - Vehicle Unit# 268010 | DOS-YCM-VEH-TRL | Vehicle,Licensed | Vehicle |  |  | trailer
118000 | 60878 | TAB-SES-LTX-2292 | Exit Sign, Battery Unit, 2 LED heads, PRS Bldg | TAB-SUSPENDED ENTITY | Lighting,Exit | Safety Equipment | 41296 | LTX | http://www.toronto.ca/TWONTO#lighting_unit |  | Suspended entities
7374 | 96023 | COL-PSM-FN-0001 | Fan, Centrifugal | COL-PSM | Fan |  |  | FN |  |  | Simcoe St Sewage Pumping Station
137473 | 59503 | THR-PLT-T-0100 | Tank, Grit Removal, Grit Tank, North Grit Building | THR-PLT-GRITS | Tank | Tank |  | T | http://www.toronto.ca/TWONTO#sedimentation_tank |  | Gate,Sluice,Preliminary Treatment, Grit Building
67954 | 15572 | THR-ACC-LSL-1501 | Switch, Low Water Cut Off, Boiler 1501, Plant Central Hot Water System, Hot Water Boilers | THR-ACC-BO-1501 | Switch,Level-Low | Switch |  | LSL | http://www.toronto.ca/TWONTO#level_switch |  | Boiler, Low Pressure, Hot Water, Plant Central Hot Water System, Hot Water Boilers (CRN-H9308.5,TSSA UID-65022705, SNo.-5.1103725)
76163 | 80747 | THR-MCS-LD-1541 | Chain Hoist, Manual, Work Area 2 | THR-LD-WA2 | Lifting Device,Hoist,Manual | Lifting Device |  | LD | http://www.toronto.ca/TWONTO#lifting_equipment_hoist |  | Lifting Devices, Chain Hoist, Come Along & Slings
41128 | 76186 | TAB-ACC-PSH-1900 | Switch, Pressure, High, Filter, Fan, 1900, AHU-1900, Loading Bay Rooftop | TAB-ACC-AHU-1900 | Switch,Pressure-High | Switch |  | PSH | http://www.toronto.ca/TWONTO#pressure_switch |  | Air Handling Unit, D Bldg Roof
19166 | 49867 | FHO-ACC-F-1532 | Filter, AHU-1531, Returned Air, Ozone Building, L1, Mechanical Room 1 | FHO-ACC-AHU-1531 |  | Filter |  | F | http://www.toronto.ca/TWONTO#replaceable_air_filter |  | Air Handling Unit, Filter 9-13 Operating Gallery Ventilation, Ozone Building, L1, Mechanical Room 1
89556 | 57508 | WTR-RRH-ZS-0008 | Sensor, Latch, Security, North Door, Rosehill Reservoir, Valve House, Storage Room | WTR-RRH-CP-0001 | Sensor,Position | Switch |  | ZS | http://www.toronto.ca/TWONTO#position_switch |  | Control Panel, Security Alarms, Rosehill Reservoir, Valve House
136620 | 9859 | THR-LD-NYLN-WA4 | Slings, Nylon, Work Area 4 | THR-LD-WA4 | Lifting Device,Sling | Lifting Device |  |  | synthetic_web_sling |  | Lifting Devices, Chain Hoist, Come Along & Slings
62426 | 65271 | THC-ITS-PA-1310 | IDF Panel, Public Address System, Tunnel 13 &16 | THC-ITS-MDF-1000 | Network,Telecommunication | Communications Equipment |  | PA | http://www.toronto.ca/TWONTO#public_annoucement_speaker |  | Public Address System, Master Distribution , Control System, Admin Bldg,
55303 | 83065 | TAB-WA1-LD-1225 | Chain Pulley Block | TAB-WA1-SQ-1000 | Lifting Device | Lifting Device |  | LD | http://www.toronto.ca/TWONTO#lifting_equipment_hoist |  | WA1 Lifting Devices and Slings
43703 | 21745 | TAB-DEW-RPU-1121A | RPU for Old Wet Well Pump & Valve Control | TAB-DEW-WEL |  | Remote Processor Unit |  | RPU | http://www.toronto.ca/TWONTO#RPU_panel |  | Centrate Wet Wells
62234 | 58719 | THC-INC-PSL-1064 | Switch, Pressure-Low, Natural Gas Train, Incinerator 1000 | THC-SUSPENDED | Switch,Pressure-Low | Switch | 34752 | PSL | http://www.toronto.ca/TWONTO#pressure_switch |  | Suspended entity
111030 | 27253 | TAB-DIG-PSH-1573 | Switch Pressure,High,Delivery,Sludge Transfer Pump-1573 | TAB-DIG-P-1573 | Switch,Pressure | Switch |  | PSH | http://www.toronto.ca/TWONTO#pressure_switch |  | Pump, Sludge Transfer (DX2623), Digester Tank 15
50278 | 30205 | TAB-PLT-STR-9405B | Strainer, Inlet, to FIT, Conduit 5 | TAB-RSP-PIP-0005 | Strainer | Filter |  | STR | http://www.toronto.ca/TWONTO#strainer |  | Influent Conduit # 5, Raw Sewage Conduit from Main Pumping Station
82837 | 38663 | FHA-SES-SQ-0035 | Protecta SRL fall limiter Ser# 00083 | FHA-SES |  | Safety Equipment |  | SQ | self_retracting_line |  | Safety & Environmental Services
51684 | 13096 | TAB-GRK-VEH-378213SUS | John Deere, Gator 6X4, WA-4 | TNT-GRK | Vehicle,Unlicensed | Vehicle | 47466 | VEH | http://www.toronto.ca/TWONTO#golf_cart
87643 | 41775 | WTR-PRH-LSL-1201 | Switch, Level Low, Radiator JW Expansion Tank | WTR-PRH-AUX | Switch,Level-Low | Switch |  | LSL | http://www.toronto.ca/TWONTO#level_switch |  | Auxiliary Equipment (Building Facilities)
30945 | 22050 | FIS-FEQ-DR-0053 | Door, Fire, Chlorine & SO2 Building | FIS-GRK-STRC-0001 |  | Door |  | DR | http://www.toronto.ca/TWONTO#fire_rated_door
114891 | 2177 | TAB-PLT-T-0221 | Grit Hopper #2 | TAB-PLT-T | Tank | Tank |  | T | http://www.toronto.ca/TWONTO#storage_tank |  | P Building - Grit Tanks 1-12 & Hoppers 1 - 6
10299 | 64764 | FCL-ACC-HTR-0034 | Heater, Convection, Electric, 2kW, Gaseous Chemical Building, Caustic Soda Storage Room W | FCL-ACC-CL |  |  |  | HTR |  |  | Gaseous Chemical Building HVAC Equipment
55899 | 19637 | TAB-WA7-LD-1205 | Sling, Nylon | TAB-SES-SQ | Lifting Device,Sling | Safety Equipment |  | LD | synthetic_web_sling |  | WA7 Safety Equipment
19127 | 2072 | FHA-WWW-EFFL | Effluent Discharge | FHA-WWW | [6 empty] | Residue Management / Waste Water System
5948 | 6863 | COL-PRG-RPU-0001 | Remote Processing Unit | COL-PRG-MISC | RPU | Remote Processor Unit |  | RPU | http://www.toronto.ca/TWONTO#RPU_panel |  | Miscellaneous Equipment
34688 | 48165 | MAIN-354 | Main 354 | WTR-LWA | [6 empty] | Work Area 2 Central Mains and Chambers
40387 | 70241 | TAB-ACC-FSL-1713 | Switch,Flow,Low.Water From Pump | TAB-ACC-P-1713 | Switch,Flow | Switch |  | FSL | http://www.toronto.ca/TWONTO#flow_switch |  | Pump, Hot Water Circulating, P19-3, Pri 1-6 & 7-9 Pro & Grit 1-8 Space Heat
58560 | 29445 | THC-ACC-DM-1151 | Damper,Motorized | THC-PRM-BLDG-HPU1100 |  | HVAC |  | DM | http://www.toronto.ca/TWONTO#air_damper |  | HPU Building 11
43535 | 10812 | TAB-DEW-F-4322 | Canister, Sludge Holding Tank#3 Odour Control East | TAB-DEW-T-4300 | Tank | Tank |  | F | media_based_filter |  | Tank, Sludge Holding #3
113396 | 99369 | TAB-ELS-LTG-1011 | Emergency Light,Single Head,North Substation,1st Floor,Mezzanine | NORTH SUBSTN_1ST FLR | Lighting,Emergency | Safety Equipment |  | LTG | http://www.toronto.ca/TWONTO#lighting_unit |  | MSA Substation,1st Floor
130315 | 1711 | THR-ACC-NX-791 | Air Handling Unit, Chlorine Bldg. | THR-ACC-DIS | Air Handling Unit | HVAC |  | NX | http://www.toronto.ca/TWONTO#air_handler_unit |  | Air Conditioning, HVAC, Chlorine Building
53695 | 50497 | TAB-SLD-STRC | Pelletizer Bldg - Building Services, Drains, Electrical Service(110/220V), Lighting, Plumbing | TAB-SLD | [6 empty] | Sludge Drying - Pelletization (OPERATED BY VEOLIA)
4741 | 16085 | COL-PHB-LSLL-0101 | Switch, Level Low-Low | COL-PHB | Switch,Level | Switch |  | LSLL | http://www.toronto.ca/TWONTO#level_switch |  | Humber Sewage Pumping Station
115448 | 17424 | TAB-PRM-FSL-6510 | Switch ,Flow, Low,Flushing water to Pump-P-2701 | TAB-PRM-P-2701 | Switch,Flow | Switch |  | FSL | http://www.toronto.ca/TWONTO#flow_switch |  | Pump, Scum
27677 | 12638 | COL-PTD-WEL-0100 | Wet Well | COL-PTD-MISC | Well |  |  | WEL |  |  | Miscellaneous Equipment
63391 | 62690 | FCL-MCS-BLDG-SURG | RL Clark Surge Building | FCL-TRW | [6 empty] | Treated Water
50240 | 73108 | TAB-PLT-SP-2000 | Sampler, Raw Sewage, P Bldg, Grit Works, Conduit 2 | TAB-SUSPENDED ENTITY | Sampler | Sampler | 34266 | SP | http://www.toronto.ca/TWONTO#auto_sampler |  | Suspended entities
39429 | 40574 | TAB-ACC-FN-6431 | Fan, Centrifugal, Supply Air, AHU-6430, Roof, Grit Bldg., P Bldg. | TAB-ACC-AHU-6430 | Fan,Centrifugal | HVAC |  | FN | http://www.toronto.ca/TWONTO#blower_or_fan_with_drive |  | Air Handling Unit, Roof, Grit Bldg., P Bldg.
64379 | 31353 | THC-PRM-LI-0916 | Sight, Glass, Oil Tank 0970 | THC-PRM-T-0970 |  |  |  | LI |  |  | Oil Tank, Hydraulic Power System for Scum Skimmer System, Primary Clarifier 0900
106682 | 71443 | TAB-ACC-FSL-5211 | Switch,Flow,Low,Water From Pump | TAB-ACC-P-5211 | Switch,Flow | Switch |  | FSL | http://www.toronto.ca/TWONTO#flow_switch |  | Pump, Circulating, Hot Water , Dig 13-16 Space Heating, P13-1,
106254 | 15447 | TAB-ACC-DM-6522 | Damper, Motorized, Outside Air, FN- 6521, AHU-6520, Mechanical RM No. 2, Screen Bldg., P Bldg. | TAB-ACC-FN-6521 | Damper/Louver | HVAC |  | DM | http://www.toronto.ca/TWONTO#air_damper |  | Fan, Centrifugal, Supply air, AHU-6520, Mechanical Room No. 2, Screen Bldg., P Bldg.
66397 | 72254 | THC-SPC | Process Control Systems - Services Area | THC-ITM | [6 empty] | Integrated Technology Management
10663 | 75043 | FCL-ACC-HTR-0774 | Heater, Snow Melting, Gaseous Chemical Building, Stairs to Second Floor | FCL-ACC-CL |  |  |  | HTR |  |  | Gaseous Chemical Building HVAC Equipment
46763 | 38583 | FCL-ACC-HTR-0802 | Heater, Unit, Surge Building, East | FCL-ACC-P-HL |  |  |  | HTR |  |  | High Lift Pumping Station HVAC Equipment
79496 | 55594 | THR-THK-T-8101A | Tank, Containment, Polymer Solution | THR-THK-POL-8001 | Tank,Reservoir | Tank |  | T | http://www.toronto.ca/TWONTO#chemical_storage_tank |  | Polymer Preparation Unit System, Unit #1
135558 | 86417 | THR-FT-FSL-3256S | Switch, Flow-Low, WHF, Suction, Pump 3250, Secondary Treatment, Scum Pumping | THR-FT-P-3250S | Switch,Flow-Low | Switch | 39493 | FSL | http://www.toronto.ca/TWONTO#flow_switch |  | Pump, Rotary Vane, Scum Tank 3200 & 3230, System 3A, 3B Scum Pumping
80360 | 27203 | FHA-SED-ZSH-0503I | Switch, Limit, Access Hatch Zone 3, Settling Basin T-0501 | FHA-SED-ZSH-0503 |  | Security System |  | ZSH | http://www.toronto.ca/TWONTO#position_switch |  | Switch, Limit, Access Hatch Zone 5
88931 | 9763 | FHO-ACC-FS-1515 | Switch, Flow, Air, FN-1515 Outlet, Ozone Building, S2, Sampling Area No.2 | FHO-ACC-FN-1515 |  | Switch |  | FS | http://www.toronto.ca/TWONTO#flow_switch |  | Blower, Centrifugal SWSI Stainless Steel, Exhaust, Ozone Building, S2, Sampling Area No.2
72681 | 207 | THR-DIS | Disinfection | THR WORK AREA 4 | [6 empty] | Liquid Handling 2
135570 | 70552 | THR-FT-FSL-3546 | Switch, Flow-Low, WHF, Suction, Pump 3540, Secondary Treatment, Scum Pumping | THR-FT-P-3540 | Switch,Flow-Low | Switch |  | FSL | http://www.toronto.ca/TWONTO#flow_switch |  | Pump, Rotary Vane, Scum Tank 3500, System 7, Scum Pumping
87299 | 61871 | WTR-PMI-ZS-0023 | Switch, Position,Door Security | WTR-PMI-AUX | Switch,Position | Switch |  | ZS | http://www.toronto.ca/TWONTO#position_switch |  | Auxiliary Equipment (Building Facilities)
147044 | 93376 | WTR-RMI-LSH-0005 | Instrument, Level Switch, High, Water Transmission | WTR-RMI-AUX |  | Switch |  | LSH | http://www.toronto.ca/TWONTO#level_switch |  | Auxiliary Equipment (Building Facilities)
137893 | 84780 | THR-PRM-T-3400 | Tank, Scum Tank, North Plant PTs 9, 10 - scum tank | THR-PRM-SCP-N | Tank | Tank |  | T | http://www.toronto.ca/TWONTO#storage_tank |  | Scum Pumping, Primary Treatment, North Primary(9,10,11)
93230 | 17729 | FHO-GRK-DR-1089L | Door, (FD-1-89), Fire Rated, Chemical Building, L1, Workshop West | FHO-GRK-FEQ-0001 | Fire Prevention,Door | Door |  | DR | http://www.toronto.ca/TWONTO#fire_rated_door
135573 | 29356 | THR-FT-FSL-3630 | Switch, Flow-Low, Seal Water, Pump 3630, Secondary Treatment, Secondary Scum Pumping - North Plant | THR-FT-P-3630 | Switch,Flow-Low | Switch |  | FSL | http://www.toronto.ca/TWONTO#flow_switch |  | Pump, Rotary Vane, Scum Tank 3600, System 9, Scum Pumping
125254 | 95805 | THC-FEQ-DM-0019 | Fire Damper, Admin Building, Basement, Storage Room, South East | THC-FEQ-BLDG K |  | HVAC | 43294 | DM | http://www.toronto.ca/TWONTO#air_damper |  | Fire fighting protection equipment, Admin Building
73178 | 83699 | THR-ACC-NR-796 | HVAC, Heater Unit & Fan,Chlorine Bldg | THR-ACC-DIS | H.V.A.C.,Heater,Unit | HVAC |  | NR | http://www.toronto.ca/TWONTO#heater |  | Air Conditioning, HVAC, Chlorine Building
124908 | 51959 | THC-ELS-MCC-4021 | Motor Control Centre, Electrical Room, Headworks | THC-ELS-PDP-4001 | Control Panel,MCC | Motor Control Centre |  | MCC | http://www.toronto.ca/TWONTO#LV_electrical_panel |  | Power Distribution Panel, Electrical Room, Headworks
135980 | 15924 | THR-FT-RPU-0007 | Remote Processor Unit, Final Tank 1300 (172.22.37.190) | THR-ELS-FST | RPU | Remote Processor Unit |  | RPU | http://www.toronto.ca/TWONTO#RPU_panel |  | Electrical System, Final Sedimentation Tanks & Galleries
71416 | 22633 | THR-DIG-PD-0100 | Tank, Primary Digester-1, Solids Treatment | THR-DIG-T | Tank | Tank |  | PD | http://www.toronto.ca/TWONTO#digester_tank |  | Digester, Tanks
19798 | 6187 | FHO-ACC-FS-1516 | Switch, Flow, Air, FN-1516 Outlet, Ozone Building, S1, Ozone Pipe Gallery 1 | FHO-ACC-FN-1516 |  | Switch |  | FS | http://www.toronto.ca/TWONTO#flow_switch |  | Fan, Centrifugal Square, Inline, Ozone Pipe Gallery 1 Exhaust, Ozone Building, Mechanical Room 3
79003 | 62498 | THR-SQ-FAK-MS | First Aid Kit, Machine Shop | THR-SQ-FAK-WA2 | Safety | Safety Equipment |  |  | http://www.toronto.ca/TWONTO#first_aid_kit |  | First Aid Kit, Work Area 2
85870 | 91069 | WTR-PJO-ELS | Electrical System | WTR-PJO | [6 empty] | Wm. H. Johnston Pumping Station
41166 | 98156 | TAB-ACC-SQ-8001 | Eye Wash Station- WA 4 Workshop Truck Loading Facility, Ground Floor | TAB-SLO-SES | Safety,Eye wash | Safety Equipment |  | SQ | http://www.toronto.ca/TWONTO#emergency_eyewash |  | TABWA4 Health and Safety Equipment
26279 | 64029 | FHO-SES-SCBA-6013 | Self Contained Breathing Apparatus, Oxigene Cylinder, Portable | FHO-SES-SQ-0002 | PPE,SCBA | Safety Equipment |  | SCBA | http://www.toronto.ca/TWONTO#compressed_gas_cylinder |  | Emergency Breathing Apparatus
8865 | 64358 | COL-WEST-STM | Storm | COL-WEST | [6 empty] | West
3390 | 85771 | COL-PCU-FN-0002 | HVAC, Fan, FRP/Severe Duty Wet Well Roof Fan | COL-PCU | Fan | HVAC |  | FN | http://www.toronto.ca/TWONTO#blower_or_fan_with_drive |  | Cumber Pumping Station
132978 | 2659 | THR-DIG-T-5618 | Tank, Gas Scrubber, Digester Tank 0800 | THR-DIG-PD-0800 | Tank | Tank |  | T | http://www.toronto.ca/TWONTO#air_scrubber |  | Tank, Primary Digester-8, Solids Treatment
18220 | 99014 | FHA-SES-FAK-0503 | FHA-SQ-FAK-09 - First Aid Kit Station | FHA-SES-SQ-4 | PPE | Safety Equipment |  | FAK | http://www.toronto.ca/TWONTO#first_aid_station_equipment |  | First Aid
142911 | 81025 | WTR-365-PIT-0001 | Transmitter,Pressure Indicating | WTR-365-CH-0006 | Transmitter,Pressure |  |  | PIT |  |  | Chamber,Revenue Meter,Dufferin-Steeles (Magmeter)
6261 | 26284 | COL-PMM-PSL-0120 | Switch, Pressure-Low | COL-PMM | Switch,Pressure-Low | Switch |  | PSL | http://www.toronto.ca/TWONTO#pressure_switch |  | Mimico Pumping Station
125803 | 95842 | THC-GRK-DR-1001 | Door, Interior, Plant wide | THC-GRK-PRTY-0001 |  | Door |  | DR | http://www.toronto.ca/TWONTO#door
3310 | 8924 | COL-PBF-LSH-0103 | Switch, Level-High | COL-PBF-MISC | Switch,Level |  |  | LSH |  |  | Miscellaneous Equipment
29587 | 49715 | COL-PWP-SQ-0001 | Eye Wash Station | COL-PWP-MISC |  | Safety Equipment |  | SQ | http://www.toronto.ca/TWONTO#emergency_eyewash |  | Miscellaneous Equipment
113352 | 413 | TAB-EL3-TS-6343 | Power Distribution, Automatic Transfer Switch, Generator, Standby Power, 600V | TAB-EL3-GEN-6240 |  |  |  | TS |  |  | Generator, Standby Power, 600V 500kw - Dig 19-22/Gas Cntl Bldg
80248 | 36579 | FHA-SED-ZSH-0104F | Switch, Limit, Access Hatch Zone 4, Settling Basin T-0101 | FHA-SED-ZSH-0104 |  | Security System |  | ZSH | http://www.toronto.ca/TWONTO#position_switch |  | Switch, Limit, Access Hatch Zone 1,
54352 | 94407 | TAB-STR-G-BYPS | Gates ,Bypass | TAB-WORK-AREA-1 | [6 empty] | Work Area 1
129110 | 6722 | THC-STW-F-0011 | Filter, Duplex bag, Discharge, harvested Rainwater Circ. Pump, Admin. Bldg Basement Mechanical Rm | THC-STW-P-0011 |  | Filter |  | F | http://www.toronto.ca/TWONTO#replaceable_air_filter |  | Pump, Centrifugal, Harvested Rainwater Circulation, Admin. Building Basement Mechanical Room
119949 | 56245 | TAB-WA4-SQ-1236 | Sling, Nylon,Guillevin EE1-901-T3, 8 Ft. (S/N 64826-10) | TAB-WA4-SQ-0010 |  | Lifting Device |  | SQ | synthetic_web_sling |  | WA4 Fall arrest systems
5538 | 80545 | COL-PNT-HIC-0100 | Humidistat | COL-PNT-MISC |  | HVAC |  | HIC | http://www.toronto.ca/TWONTO#thermostat_or_zone_controller_unit |  | Miscellaneous Equipment
145820 | 47878 | WTR-PRH-DP-0001 | Panel, Power Distribution, Control, Generator Room | WTR-PRH-ACC | Control Panel,Power Distribution Panel | Power Distribution Panel |  | DP | http://www.toronto.ca/TWONTO#LV_electrical_panel |  | Air Conditioning, Heating and Ventilation
25429 | 34380 | COL-PSM-ALR-0001 | Control Panel, Hazardous Gas Alarm | COL-PSM-MISC | Control Panel |  |  | ALR |  |  | Miscellaneous Equipment
18563 | 46255 | FHA-SES-SCBA-0041 | Cylinder for Air Pack Ser # OJ 377513 | FHA-SES-SCBA-CYLINDER | PPE,SCBA | Safety Equipment |  | SCBA | http://www.toronto.ca/TWONTO#compressed_gas_cylinder |  | Breathing Air Tanks (SCBA cylinders)
106572 | 52190 | TAB-ACC-FN-6581 | Fan, Centrifugal, Supply Air, AHU-6580, Workshop Roof, Screen Bldg., P Bldg. | TAB-ACC-AHU-6580 | Fan,Centrifugal | HVAC |  | FN | http://www.toronto.ca/TWONTO#blower_or_fan_with_drive |  | Air Handling Unit, Workshop Roof, P Bldg.
122506 | 41845 | THC-DCL-LSH-0501 | Level Switch High, SBS Dilution Tank, Dechlorination | THC-DCL-T-0500 |  | Switch |  | LSH | http://www.toronto.ca/TWONTO#level_switch |  | Tank, Dilution Sodium Bisulphite, Dechlorination
6882 | 79689 | COL-PRD-CP-0002 | Control Panel, Electrical | COL-PRD | Control Panel |  |  | CP |  |  | Redland Pumping Station
5929 | 63904 | COL-PLV-CB-0001 | Circuit Breaker, | COL-PLV | Circuit Breaker |  |  | CB |  |  | Livingston Road Pumping Station
137514 | 94862 | THR-PLT-RPU-0205 | RPU, Screen SC-0102, Headhouse Electrical Room (172.22.37.212) | THR-ELS-HH | RPU | Remote Processor Unit |  | RPU | http://www.toronto.ca/TWONTO#RPU_panel |  | Electrical System, Head House and Engine Room
96137 | 38912 | FIS-BW-TSH-0204 | Switch, Temperature, High, Pump Outboard Bearing, Backwash Pump P-0201, Filter Building, Pump Room | FIS-BW-P-0201 |  | Switch |  | TSH | http://www.toronto.ca/TWONTO#temperature_switch |  | Circuit Breaker,4.16 kV,Filter Building,Mezzanine,East,Solid State Starter,FIS-BW-P-0201
140617 | 54234 | TNT-MCS-LSL-0201 | Switch,Level,Low | TNT-MCS-T-0200 | Switch,Level-Low | Switch |  | LSL | http://www.toronto.ca/TWONTO#level_switch |  | Tank, Reservoir, Sump Well
18588 | 55613 | FHA-SES-SQ-0039 | Safety Harnesses North FP81F/1DBA full body harness Ser H475517 | FHA-SES |  | Safety Equipment |  | SQ | http://www.toronto.ca/TWONTO#fall_arrest_harness |  | Safety & Environmental Services
39391 | 87189 | TAB-ACC-FN-2841 | Fan, Supply Air, Dewatering Bldg. | TAB-ACC-AHU-DEW | Fan | HVAC |  | FN | http://www.toronto.ca/TWONTO#blower_or_fan_with_drive |  | AHUs/Supply Fans Dewater. Bldg.
40063 | 3692 | DOS-MCS-LD-066916 | Lifting Device, Fall Arrest Support System, SUPPORT SLING, 310 LBS, 4FT, | FAC-YCM-SES | Lifting Device,Sling | Safety Equipment |  | LD | http://www.toronto.ca/TWONTO#fall_protection_sling |  | SAFETY & ENVIRONMENTAL SERVICES
91318 | 15231 | WTR-RDF-DR-0004 | Door, Hatch, Southeast of Northeast basin | WTR-RDF-AUX | Door | Door |  | DR | http://www.toronto.ca/TWONTO#door
14503 | 32300 | FCL-SES-FEQ-0111-SUS | Fire Extinguisher #111, RMF Centrifuge Building, Electrical Room | FCL-SUSPENDED |  |  | 46427 | FEQ |  |  | Suspended entity
84808 | 49627 | WTR-PEG-TSH-0002 | Switch, Temperature-High, Building | WTR-PEG-AUX | Switch,Temperature-High | Switch |  | TSH | http://www.toronto.ca/TWONTO#temperature_switch |  | Auxiliary Equipment (Building Facilities)
69834 | 49949 | THR-BG-T-0102 | Tank, Knockout, Compressor 0101, High Pressure Gas System, Gas Compressor Bldg | THR-BG-C-0101 |  | Tank |  | T | http://www.toronto.ca/TWONTO#pressure_vessel |  | Compressor, Centrifugal, Fuel Gas, Compressor Building, Gas Compressor (And Dryer) for COGEN
131908 | 5991 | THR-CW-SQ-16P | Portable, (Bottled) Eyewash Station, Blower Building West Wall | THR-SQ-PEWS-WA2 | Safety,Eye wash | Safety Equipment | 33497 | SQ | eye_wash_bottle |  | Portable, (Bottled) Eye Wash Station, Work Area 2
52242 | 2010 | TAB-PWA-SG | Plant Water -Effluent Inlet Chambers & Sluice Gates, Vlves, Instruments | TAB-PWA | [6 empty] | Plant Water
96434 | 44453 | FIS-DCL-SO-0101 | Sulphonator, Gaseous Chemical Building, Machine Room | FIS-DCL |  | Chemical Feeder |  | SO | http://www.toronto.ca/TWONTO#sulphonation_system |  | De-Chlorination
19474 | 95256 | FHA-ZMC-P-0101-KQ | Pump Location,Zebra Mussel Sample | FHA-SUSPENDED |  |  | 33336 | P |  |  | Suspended Obsolete entity for storage purpose
127137 | 71883 | THC-PLT-HS-0720 | Switch, Rope, Emergency Stop, Conveyor, Screen Room, Screenings Conveyance | THC-PLT-CV-0720 |  | Switch |  | HS | hand_switch |  | Conveyor, Screw, Screen Room, Screenings Conveyance
92668 | 87516 | FHO-FL-T-0201 | Tank, Fluoride Storage Tank 2, Fluoride System, S4 Fluoride Room | FHO-FL-TANK-0201 | Tank,Reservoir | Tank |  | T | http://www.toronto.ca/TWONTO#chemical_storage_tank |  | Fluoride Storage Tank 2
9466 | 39312 | CU2002 | Tank, Air, Air Padding System for Chlorine Tank Cars | TAB-SUSPENDED ENTITY | Tank,Reservoir | [5 empty] | Suspended entities
43209 | 98556 | TAB-CW-SQ-0002S | Eye Wash & Shower Station , Bio Soild Bldg., Next To Chemical Storage Tanks Scrubber Room | TAB-SUSPENDED ENTITY | Safety,Eye wash | Safety Equipment | 34579 | SQ | http://www.toronto.ca/TWONTO#emergency_eyewash_and_shower |  | Suspended entities
94975 | 72367 | FHO-SPC-COM-1100 | Access Closet, Admin Building, S4, Main Electrical Room, South Wall | FHO-SPC |  | Communications Equipment |  | COM | http://www.toronto.ca/TWONTO#network_panel |  | Process Control Systems - Services Area
121771 | 24650 | THC-ACC-V-6511 | Valve, Ball, Manual, AHU-6500, 2nd Floor Mech Room #1, Headworks | THC-ACC-AHU-6500 | Valve,Ball | HVAC |  | V | http://www.toronto.ca/TWONTO#valve |  | Air Handling Unit, Pipe Gallery, 2nd Floor Mech Room #1, Headworks
51536 | 95584 | TAB-PRS-LSH-0411 | Switch, Level High, Sanitary Sump | TAB-PRS-P-0411 | Switch,Level-High | Switch |  | LSH | http://www.toronto.ca/TWONTO#level_switch |  | Pump, Submersible, Sanitary Sump , PRS Building Basement
21422 | 78440 | FHO-ELS-LP-1212 | Lighting Panel, (LP-1201A2), 225A, 120/208V, 3PH, Ozone Building, S2, Hallway No.1. North Wall | FHO-ELS-LTG-2000 |  | Power Distribution Panel |  | LP | http://www.toronto.ca/TWONTO#LV_electrical_panel |  | Lighting, Facility Interior : Plant wide, interior lighting
111061 | 8951 | TAB-DIG-PSL-4195G | Switch,Pressure,Low, Digester Gas,Inlet, Compressor-C4195 | TAB-DIG-C-4195 | Switch,Pressure | Switch |  | PSL | http://www.toronto.ca/TWONTO#pressure_switch |  | Compressor #2,Gas (DX5002A) Digester Tank 19 & 21
30271 | 45301 | FIS-SBS-T-0201 | Tank, SBS Storage, Workshop Building, Chemical Storage | FIS-SBS | Tank | Tank |  | T | http://www.toronto.ca/TWONTO#chemical_storage_tank |  | SBS System
112865 | 3732 | TAB-EL1-T-8062 | Tank,Non-Pressurized,Oil Interceptor,North Substation,Outdoor,Underground | TAB-EL1-BLDG-0001 | Tank,Non-Pressurized | Tank |  | T | http://www.toronto.ca/TWONTO#chemical_storage_tank |  | MSA Substation
105820 | 46452 | TAB-ACC-1400 | Heating, Z Bldg - | TAB-ACC |  | HVAC |  | ACC | http://www.toronto.ca/TWONTO#collection_of_assets |  | Plant HVAC Equipment
34676 | 25164 | MAIN-342 | Main 342 | WTR-MT3 | [6 empty] | Work Area 3 WEST Mains and Chambers
52954 | 67939 | TAB-PLT-G-4902 | Gate, Knife Gate, Pneumatic, Screenings Outloading Conveyor 4900, Conveyor Area | TAB-PLT-CV-4900 | Valve,Knife Gate | Gate |  | G | http://www.toronto.ca/TWONTO#valve
83617 | 19468 | FHA-SUSPENDED | Suspended Obsolete entity for storage purpose | FHA | [6 empty] | R C Harris Water Treatment Plant
107314 | 67909 | TAB-ACC-PDS-1845A | Switch,Pressure ,Filter, AHU11845 | TAB-ACC-AHU-1845 | Switch,Pressure | Switch |  | PDS | http://www.toronto.ca/TWONTO#pressure_switch |  | AHU, Blower Bldg
87290 | 43538 | WTR-PMI-ZS-0008 | Switch, Position,Door Security | WTR-PMI-AUX | Switch,Position | Switch |  | ZS | http://www.toronto.ca/TWONTO#position_switch |  | Auxiliary Equipment (Building Facilities)
80030 | 15333 | THR-WA3-LD-0070 | Sling, Nylon, 4'x 2", 36000 lbs -Work Area 3 ( 2" X 4',) | THR-LD-NYLN-WA3 | Lifting Device,Sling | Lifting Device |  | LD | synthetic_web_sling |  | Slings, Nylon, Work Area 3
26452 | 72222 | FHO-SPC-COM-1102 | Termination Panel, Admin Building, S4, Main Electrical Room, South | FHO-SPC |  | Communications Equipment |  | COM | termination_panel |  | Process Control Systems - Services Area
63056 | 50045 | THC-OCS-F-6200 | Filter, Biofilter Cell, Headworks Odour Control | THC-PLT-BLDG-0001 | Filter | Tank |  | F | http://www.toronto.ca/TWONTO#filtration_tank |  | New Head House, preliminary process
98314 | 40800 | FIS-SPC-COM-1400 | Access Closet, Ammonia/Fluoride Building, Lobby | FIS-SPC |  | System Process Control |  | COM | http://www.toronto.ca/TWONTO#network_panel |  | Process Control Systems - Services Area
139493 | 11619 | THR-WA3-LD-0021S | Sling, Nylon, Work Area 3 | THR-LD-NYLN-WA3 | Lifting Device,Sling | Lifting Device | 40268 | LD | synthetic_web_sling |  | Slings, Nylon, Work Area 3
45395 | 12712 | TAB-DIG-RPU-0912 | RPU | TAB-DIG-ELQ-T1-4 | RPU | Remote Processor Unit |  | RPU | http://www.toronto.ca/TWONTO#RPU_panel |  | Digester Tanks 1-4, Electrical Equipment
58588 | 85886 | THC-ACC-DM-6103 | Damper, Outdoor Air Inlet to AHU-6100, 2nd Floor Mech Room #2, Headworks | THC-ACC-AHU-6100 | Damper/Louver | HVAC |  | DM | http://www.toronto.ca/TWONTO#air_damper |  | Air Handling Unit, Truck Loading Bay, Mech Room #2, Headworks
8953 | 86403 | COL-YKP-DA-107724 | Davit Base Leg-107724 | COL-YKP-DA | Safety | Safety Equipment |  | DA | davit_base |  | Davit Arm Assembly
112942 | 47101 | TAB-EL1-TSH-1501B | Switch,Liquid Temperature,High,EL1-TR-1501,North Substation | TAB-EL1-TR-1501 | Switch,Temperature-High | Switch |  | TSH | http://www.toronto.ca/TWONTO#temperature_switch |  | Transformer,EL1-TR-1501,13.8-4.16KV,3 PH
81747 | 22906 | TNT-WA9-SQ-0100 | Harness | TNT-WA9-SQ-0010 | PPE | Safety Equipment |  | SQ | http://www.toronto.ca/TWONTO#fall_arrest_harness |  | Fall arrest systems
107390 | 34201 | TAB-ACC-PSH-1410 | Switch, Pressure, High, Filter, Fan 1410, AHU-1400, Loading Bay Rooftop | TAB-ACC-AHU-1400 | Switch,Pressure-High | Switch |  | PSH | http://www.toronto.ca/TWONTO#pressure_switch |  | Air Handling Unit, D Bldg Roof
8546 | 36897 | COL-RBB-LP-0001 | Control Panel, Lighting | COL-RBB | Control Panel |  |  | LP |  |  | Western Beaches Tunnel (Battery Park)-Storm
44722 | 28537 | TAB-DEW-V-C06 | Centrifuge 6 Centrate Line | TAB-WORK-AREA-SOL | [6 empty] | TAB Work Area Sol
51948 | 77523 | FCL-DEW-T-0601 | Tank, Drain Pit, High Lift PS Area Dewatering Pit | FCL-DEW-HLPS | Tank,Reservoir | Tank |  | T | http://www.toronto.ca/TWONTO#storage_tank |  | High Lift Area Dewatering
127169 | 15132 | THC-PLT-LSLL-1400 | Switch, Level, Low Low , Sump, Vortex Gallery | THC-PLT-P-1410 | Switch,Level-Low-Low | Switch |  | LSLL | http://www.toronto.ca/TWONTO#level_switch |  | Pump, Sump, Vortex Gallery
147768 | 12676 | YTF-ELS-PDP-1601 | Control Panel, Power Dist., A Building Server Room, Electrical Panels Warehouse | YTF-ELS | Control Panel,Power Distribution Panel | Power Distribution Panel |  | PDP | http://www.toronto.ca/TWONTO#LV_electrical_panel |  | Electrical Equipment
66861 | 17868 | THC-GRK-VEH-378069 | Vehicle, Personal Carrier, Gator(T/S) (WA3 mech) | THC-GRK-VEHICLES | Vehicle,Unlicensed | Vehicle | 34875 | VEH | http://www.toronto.ca/TWONTO#golf_cart
47272 | 90066 | TAB-EL1-LP-6923 | Lighting Panel,600/374V,Electrical Room,Second Floor,Screen Build,P Building | TAB-EL1-MCC-6963 | Control Panel,Lighting | Power Distribution Panel |  | LP | http://www.toronto.ca/TWONTO#LV_electrical_panel |  | MCC,Electrical Room,Second Floor,Screen Build,P Building
137339 | 48207 | THR-PLT-HS-0211 | Switch, Hand, Conveyor 0211, Path A,B, Head house, Preliminary Treatment, Screening | THR-PLT-CV-0211 | Switch,Hand | Switch |  | HS | hand_switch |  | Conveyor, Screw, Bar Screen 0122, Path A,B, Head house, Preliminary Treatment - S
145744 | 97895 | WTR-PPD-T-0001 | Tank, Reservoir, (Surge Tank) | WTR-PPD-TRW | Tank,Reservoir | Tank |  | T | http://www.toronto.ca/TWONTO#reservoir_tank |  | Treated Water (Transmission)
135956 | 71984 | THR-FT-T-3300 | Tank, Non-Pressurized, Scum, System 4, Scum Pumping | THR-FT-T-SCUM | Tank,Non-Pressurized | Tank |  | T | http://www.toronto.ca/TWONTO#storage_tank |  | Final Tank, Scum Tanks
27221 | 69149 | COL-PSU-LSL-0102 | Switch, Level-Low | COL-PSU | Switch,Level |  |  | LSL |  |  | Sunnyside Pumping Station
136662 | 54792 | THR-ITS-COM-4411 | Multinet Device, Plant Water Pumping Station | THR-ITS-COM-4401 | Network,Local Area Networks | Network |  | COM | http://www.toronto.ca/TWONTO#network_panel |  | Termination Panel, Plant Water
84590 | 22378 | WTR-PAH-ZS-0001 | Position Switch, open/close | WTR-PAH-AUX | Switch,Position | Switch |  | ZS | http://www.toronto.ca/TWONTO#position_switch |  | Auxiliary Equipment (Building Facilities)
15189 | 66607 | FCL-TRW-LSL-0300 | Switch, Level, Low, Treated Water Pump P-0300 Loss of Prime, High Lift Building, Pump Room | FCL-TRW-P-0300 | Switch,Level-Low | Switch |  | LSL | http://www.toronto.ca/TWONTO#level_switch |  | Pump, Treated Water
136972 | 42030 | THR-OCS-F-0500G | Filter, Submicron, Air Handling Units 0500A/B, Ozonator Room, Plant Services, Odour Control System | THR-OCS-D-0500A | Filter | Filter |  | F | http://www.toronto.ca/TWONTO#replaceable_air_filter |  | Dryer, Dessicant, Ozone Generator 3956, Ozonator Room, Plant Services, Odour Control System
59054 | 42997 | THC-ACC-HTR-0318U | Air Heater, Building M | THC-ACC-HEATERS | H.V.A.C.,Heater,Unit | HVAC |  | HTR | http://www.toronto.ca/TWONTO#heater |  | Air Heaters, Building M
21855 | 51621 | COL-PMY-FSL-0004 | Switch, Flow-Low | COL-PMY | Switch |  |  | FSL |  |  | Maryport Sewage Pumping Station
82147 | 37431 | FHA-SES-SCBA-0038 | Cylinder for Air Pack Ser #.OJ 377395 | FHA-SES-SCBA-CYLINDER | PPE,SCBA | Safety Equipment |  | SCBA | http://www.toronto.ca/TWONTO#compressed_gas_cylinder |  | Breathing Air Tanks (SCBA cylinders)
65240 | 30662 | THC-ELS-MCC-1302 | Motor Control Centre,Thickening Building | THC-ELS-PDP-2002 | Control Panel,MCC | Motor Control Centre |  | MCC | http://www.toronto.ca/TWONTO#LV_electrical_panel |  | Distribution Panel, Building K
120248 | 53387 | THC-ACC-AHU-0128 | Air Handling Unit,Flotation Building | THC-SUSPENDED | Air Handling Unit | HVAC | 34360 | AHU | http://www.toronto.ca/TWONTO#air_handler_unit |  | Suspended entity
58935 | 19495 | THC-ACC-FN-5837 | Fan,Exhaust,Inline,Plant Stores,Utility Room | THC-ACC-BLDG B |  | HVAC |  | FN | http://www.toronto.ca/TWONTO#blower_or_fan_with_drive |  | Mechanical Shop (Chlorine) Building HVAC
116201 | 33964 | TAB-PRS-PSH-3330 | Switch, Pressure-High, Chemical Dosing Pump, Secondary Dosing | TAB-PRS-P-3320 | Switch,Pressure-High | Switch |  | PSH | http://www.toronto.ca/TWONTO#pressure_switch |  | Pump, Chemical Dosing, Secondary Dosing
62630 | 36730 | FHA-FLT-MX-1801 | FHA-FLT-SW-1801 - Sweeps, Surface Wash, Filter #18 | FHA-FLT-F-1801 | Filter | Filter |  | MX | filter_sweeping_arm |  | Filter #18, Filter Building, West Filter Gallery North
86636 | 66613 | WTR-PKN-CW | City Water System | WTR-PKN | [6 empty] | Kennedy Pumping Station
139437 | 33992 | THR-WA2-LD-0028S | Sling, Nylon, Work Area 2 SIZE; 2" X 3', | THR-LD-WIRE-WA2 | Lifting Device,Sling | Lifting Device | 40043 | LD | synthetic_web_sling |  | Slings, Wire Rope, Work Area 2
39615 | 66882 | TAB-ACC-HE-1442 | Heat Exchanger, Hot Water Reheat Coil | TAB-ACC-VAV-1442 | Heat Exchanger | HVAC |  | HE | http://www.toronto.ca/TWONTO#heat_exchanger |  | Heater, Hot Water Reheat Coil, Variable air
54991 | 40202 | TAB-THK-MEQ-4032 | Eductor - Dry Polymer Blower Feed System | TAB-THK-MX-4030 | Chemical Feeder,Powder | Chemical Feeder |  | MEQ | http://www.toronto.ca/TWONTO#ejector |  | Hopper Feed, Dry Polymer Feed Preparation
139465 | 34046 | THR-WA2-LD-52-37 | Sling, Nylon, Work Area 2 (Sr 1480052-37) SIZE; 2" X 6', | THR-S-E | Lifting Device,Sling | Lifting Device |  | LD | synthetic_web_sling |  | SUSPENDED ENTITY
121767 | 15095 | THC-ACC-V-6431 | Valve, Ball, Manual, AHU-6400, 2nd Floor Mech Room #1, Headworks | THC-ACC-AHU-6400 | Valve,Ball | HVAC |  | V | http://www.toronto.ca/TWONTO#valve |  | Air Handling Unit, Screen Room/Conveyor Areas, 2nd Floor Mech Room #1, Headworks
6417 | 77221 | COL-PSP-MCC-0001 | Motor Control Center | COL-PSP |  | Motor Control Centre |  | MCC | http://www.toronto.ca/TWONTO#LV_electrical_panel |  | Southport Sewage Pumping Station
2742 | 22356 | COL-BEB-TSH-0001 | Switch, Temperature-High | COL-BEB-MISC | Switch | Switch |  | TSH | http://www.toronto.ca/TWONTO#temperature_switch |  | Miscellaneous Equipment
101690 | 17999 | MAIN-311 | Main 311 | WTR-LWA | [6 empty] | Work Area 2 Central Mains and Chambers
61950 | 48215 | THC-DEW-RPU-2302 | Remote Processing Unit,Dewatering,3rd Floor,Biosolids Building West | THC-DEW-RPU |  | Remote Processor Unit |  | RPU | http://www.toronto.ca/TWONTO#RPU_panel |  | Incineration RPUs
7266 | 76857 | COL-PSK-LSHH-0103 | Switch, Level High-High | COL-PSK | Switch,Level |  |  | LSHH |  |  | Skydome Sewage Pumping Station
65024 | 69066 | THC-ELS-HTR-5001 | Heater, Electric, Disinfection Bldg,Ex. Compressor Room | THC-ACC-BLDG G |  | HVAC |  | HTR | http://www.toronto.ca/TWONTO#heater |  | Air Treatment Building HVAC
43528 | 80439 | TAB-DEW-DRV-0047 | Drive, VFD, Polymer Pump # 3 | TAB-DEW-P-3330 |  |  |  | DRV |  |  | Pump, Polymer Solution Feed #3
55281 | 38511 | TAB-TPA-PA-2205 | Speaker, Paging/Intercom System, PRS Bldg | TAB-PRS-INQ | Control Panel,Instrumentation | Communications Equipment |  | PA | http://www.toronto.ca/TWONTO#public_annoucement_speaker |  | Instrumentation Equipment
15144 | 30373 | COL-PIR-RPU-0001 | Control Panel, Electrical | COL-PIR-MISC | Control Panel |  |  | RPU |  |  | Miscellaneous Equipment
38330 | 10489 | PLQ50749 | Plumbing, General, Boiler Rms/Z Bldg | TAB-WA6 |  | Plumbing |  |  | plumbing |  | Common to Projects, Bldg. Services, Z Building
33548 | 77506 | COL-YKP-DA-0010S | Davit Arm Assembly with Upper Arm-11553 | COL-YKP-DA | Safety | Safety Equipment | 45976 | DA | http://www.toronto.ca/TWONTO#fall_arrest_Davit_arm |  | Davit Arm Assembly
86180 | 29113 | WTR-PJS-LSL-0400 | Switch, Level-Low, (Priming Status Switch), Pump 0400 | WTR-PJS-P-0400 | Switch,Level-Low | Switch |  | LSL | http://www.toronto.ca/TWONTO#level_switch |  | Pump, Centrifugal, To DLWC
10664 | 71986 | FCL-ACC-HTR-0776 | Heater, Snow Melting, Gaseous Chemical Building, Stairs to First Floor | FCL-ACC-CL |  |  |  | HTR |  |  | Gaseous Chemical Building HVAC Equipment
94801 | 75843 | FHO-SES-SCBA-0046 | Cylinder, SCBA, Air Pack, 3000 PSI, Ser #LT29052 | FHO-SES-SQ-0001 | PPE,SCBA | Safety Equipment |  | SCBA | http://www.toronto.ca/TWONTO#compressed_gas_cylinder |  | Safety Equipment
145094 | 54863 | WTR-PLW-HRN-0012 | PPE, Body Harness, S/N 982000132807240 | WTR-WEST-SES | PPE,Harness | Safety Equipment |  | HRN | http://www.toronto.ca/TWONTO#fall_arrest_harness |  | Safety & Lifting Devices
35009 | 86184 | COL-YKP-FAK-064161 | First Aid Kit, Truck #064161 (F250) | COL-YKP | Safety,First Aid Kit | Safety Equipment |  | FAK | http://www.toronto.ca/TWONTO#first_aid_kit |  | Kipling Yard
53377 | 19452 | TAB-SES--LTG-2280A | Lighting, 2 LED heads, PRS Bldg | TAB-STR-SQ | Lighting | Safety Equipment |  | LTG | http://www.toronto.ca/TWONTO#lighting_unit |  | WA2 Safety Equipment,lifting devices, ladders, Eye Wash station, First Aid Kits, Lock out stations
112136 | 61053 | TAB-DIGESTER-GAS-BLD | Building Location | TAB-EUS | [6 empty] | Production & End User Support
66428 | 85851 | FHA-SPC-RPU-1621 | RPU, Filters F-2501-2801, East Filter Pipe Gallery | FHA-ELS |  | Remote Processor Unit |  | RPU | http://www.toronto.ca/TWONTO#RPU_panel |  | Electrical
137668 | 62255 | THR-PRM-BH-0010 | Bulk Head, Channel Gate Stop/Block, Primary | THR-PRM-BH |  |  |  | BH |  |  | Bulk Head, Channel Gate Stop/Block, Primary
120759 | 65796 | THC-ACC-FN-2176 | Recirculation Fan, Tunnel T19, Phase IV Primary | THC-ACC-FN-2170 | Air Handling Unit | HVAC |  | FN | http://www.toronto.ca/TWONTO#blower_or_fan_with_drive |  | Air Handling Unit, (new tunnel ventilation ECAP-01)
140632 | 71818 | TNT-MCS-SQ-1029 | Sling | TNT-MCS-LD | Lifting Device,Sling | Lifting Device |  | SQ | http://www.toronto.ca/TWONTO#fall_protection_sling |  | Lifting Devices , cranes/ Portable crane/hoists, come alongs, slings, wire rope, chains
14208 | 87112 | COL-PGR-TS-0001 | Switch, Transfer | COL-PGR | Switch |  |  | TS |  |  | Grand River Sewage Pumping Station
117326 | 24121 | TAB-RSP-UPS-0215 | UPS for RPU, | TAB-RSP-RPU-0215 | RPU | Remote Processor Unit |  | UPS | http://www.toronto.ca/TWONTO#UPS |  | RPU, RSP Pump # 5
67293 | 85875 | THC-TPA-PA-6033 | Speaker, Headworks, lower Level 1, Truck Load Bay, S/W | THC-TPA-PA-6010A | Public Address System | Communications Equipment |  | PA | http://www.toronto.ca/TWONTO#public_annoucement_speaker |  | Paging Panel, Headworks, Electrical Room, Ground Floor
88963 | 94208 | FHO-ACC-HTR | Heater - New Building | FHO-MCS | Fan | [5 empty] | Mechanical Services
127637 | 19244 | THC-PRM-PI-1021 | Pressure Sensor, Gauge, Oil Tank 1010 | THC-PRM-P-1020 |  |  |  | PI |  |  | Pump, Vane, Oil Tank 1010
39124 | 56909 | TAB-ACC-DM-6457 | Damper, Motorized, Exhaust Air, FN- 6454, Ground, East Operating Gallery | TAB-ACC-FN-6454 | Damper/Louver | HVAC |  | DM | http://www.toronto.ca/TWONTO#air_damper |  | Fan, Centrifugal, Exhaust Air, Primary Tank Operating Gallery, Ground, East Side
49101 | 19678 | TAB-OCS-HTR-6703 | Controller, Temp, Heat Tracing, Separated Potable Water to Biofilter, Biofilter Area, P Bldg. | TAB-OCS-PBLDG | Heater | Gas Collection |  | HTR | heat_trace |  | P Building - Odour control System, Fans
8536 | 51907 | COL-RBB-HTR-0003 | Heater, Unit | COL-RBB | Heater |  |  | HTR |  |  | Western Beaches Tunnel (Battery Park)-Storm
37194 | 22505 | NR3109E | Unit Heater,Convection,P.W.P.S.-H-5 | TAB-ACC-HTR-PWPS | H.V.A.C.,Heater | HVAC |  |  | http://www.toronto.ca/TWONTO#heater |  | Unit Heaters- PWPS
146666 | 68021 | WTR-RBV-ELS | Electrical System | WTR-RBV | [6 empty] | Bayview Reservoir
106324 | 28977 | TAB-ACC-F-6532 | Filter, AHU-6530, Mechanical Room No. 3, Screen Bldg., P Bldg. | TAB-ACC-AHU-6530 | Filter | HVAC |  | F | http://www.toronto.ca/TWONTO#replaceable_air_filter |  | Air Handling Unit, Mechanical Room no.3, Screen Bldg., P Bldg.
9982 | 3337 | FAC-YCM-TOOLS | Yard tools | FAC-YCM-EQUIP |  | Tool |  |  | http://www.toronto.ca/TWONTO#collection_of_assets |  | EQUIPMENT
129882 | 92921 | THR-ACC-FN-021 | Grounding Cable, Electrical Safety Equipment | THR-ELS-SQ | Safety | Safety Equipment |  | FN | ? |  | Electrical Safety Equipment, Gloves, Hot Stick, HVT & Megger
133872 | 23632 | THR-DIS-EV | Disinfection, Chlorine Evaporator | THR-S-E |  |  | 34557 |  |  |  | SUSPENDED ENTITY
105896 | 28586 | TAB-ACC-AHU-1244 | Air Handing unit,Flotation Bldg | TAB-ACC-AHU-THK | H.V.A.C.,Heater | HVAC |  | AHU | http://www.toronto.ca/TWONTO#air_handler_unit |  | AHUs/Supply Fans Float. Bldg.
55228 | 97520 | TAB-SLO-STR-2401 | Strainer, Lub Pump suction | TAB-SLO-P-2401 | Strainer | Filter |  | STR | http://www.toronto.ca/TWONTO#strainer |  | Pump, Sludge Transfer Lube #1
123196 | 34762 | THC-DIG-BU-5220S | Waste Gas, Burner | THC-DIG-BURNERS | Burner,Waste Gas | Burner | 36071 | BU | http://www.toronto.ca/TWONTO#waste_gas_burner |  | Waste Gas Burners
23667 | 64373 | COL-PPU-ALR-0001 | Control Panel, Electrical | COL-PPU | Control Panel |  |  | ALR |  |  | Port Union Road Sewage Pumping Station
125183 | 76580 | THC-ELS-SQ-1341315 | Electrical Safety gloves, High Voltage, Class 0, # 1341315 | THC-SUSPENDED |  | Safety Equipment | 35394 | SQ | http://www.toronto.ca/TWONTO#rubber_insulating_gloves |  | Suspended entity
32202 | 65815 | COL-RBG-WEL-0100 | Wet well | COL-RBG | Well |  |  | WEL |  |  | Glendale Shaft (WBT)-storm
74553 | 3055 | THR-FT-FSL-4503 | Switch, Flow-Low, Seal Water, Pump P-4503, WAS Pumping - South | THR-FT-P-4503 | Switch,Pressure-Low | Switch |  | FSL | http://www.toronto.ca/TWONTO#flow_switch |  | Pump, Self-Prime Centrifugal, Drain, RAS Pumping Station - South
66331 | 48907 | THC-SES-MEQ-1005 | Anchor,Fall Arrest,HPU0010 Building,Roof | THC-PRM-BLDG-HPU1000 | PPE | Safety Equipment |  | MEQ | fall_arrest_anchor |  | Phase IV, Tank 10, HPU Building
51893 | 47705 | FCL-FLT-SW-0401-SUS | Sweeps, Surface Wash, Filter #4 | FCL-FLT-F-0401 | Filter | Filter | 36635 | SW | filter_sweeping_arm |  | Filter, Carbon Activated, Filter Building, Filter Gallery East
7099 | 65612 | COL-PRX-TS-0001 | Switch, Transfer | COL-PRX | Switch |  |  | TS |  |  | Roxborough Sewage Pumping Station
34598 | 44925 | COL-PWR-AHU-0100 | HVAC, Air Handling Unit, Control Room, West Rouge PS | COL-PWR | Air Handling Unit | HVAC |  | AHU | http://www.toronto.ca/TWONTO#air_handler_unit |  | West Rouge Pumping Station
127091 | 77253 | THC-PLT-FSL-0555 | Switch, Flow, Low, Spray Water, Perforate Screen SC-0550, Screen Room, Raw Sewage Screening | THC-PLT-SC-0550 | Switch,Flow-Low | Switch |  | FSL | http://www.toronto.ca/TWONTO#flow_switch |  | Screen, Perforated Plate, Screen Room, Raw Sewage Screening
127269 | 53938 | THC-PLT-T-6200 | Reservoir, Oil, Hydraulic Pack 2, Bar Screens | THC-PLT-HPU-6100 | Tank,Reservoir | Tank | 40025 | T | http://www.toronto.ca/TWONTO#chemical_storage_tank |  | Hydraulic Pack 1, Headhouse
105569 | 17315 | SWM-PMG-MCC-0001 | Motor Control Centre | SWM-PMG-MISC | Control Panel,MCC | Motor Control Center |  | MCC | http://www.toronto.ca/TWONTO#LV_electrical_panel |  | Miscellaneous Equipment
63164 | 70349 | FCL-FLT-V-1117 | Valve, Gate, Loss of Head Transmitter PDIT-1101 Drain, Filter 1101 | FCL-FLT-PDIT-1101 |  |  |  | V |  |  | Transmitter, Pressure (Differential), Loss of Head for Filter 1101, Filter No.1101
113785 | 73058 | TAB-MCS-SQ-9112 | First Aid Kit-Zbldg Electrical Shop South Wall | TAB-SES-SQ | Safety,First Aid Kit | Safety Equipment |  | SQ | http://www.toronto.ca/TWONTO#first_aid_kit |  | WA7 Safety Equipment
30694 | 28387 | FIS-SES-SQ-6005 | Safety Harness, Full Body | FIS-SES |  | Safety Equipment |  | SQ | http://www.toronto.ca/TWONTO#fall_arrest_harness |  | Safety, Instrumentation & Environmental Services
38154 | 63980 | SWM-PET-MCC-0001 | Motor Control Center | SWM-PET-MISC |  | Motor Control Centre |  | MCC | http://www.toronto.ca/TWONTO#LV_electrical_panel |  | Miscellaneous Equipment
69368 | 66201 | THR-AER-PSL-1715 | Switch, Pressure-Low, Main Oil Pump, Blower 1711, Secondary Treatment, Aeration Blower System - North | THR-AER-BL-1711 | Switch,Pressure-Low | Switch |  | PSL | http://www.toronto.ca/TWONTO#pressure_switch |  | Blower, Centrifugal, Secondary Treatment, Aeration Blower System - HPBB
113386 | 85791 | TAB-ELQ-MCC-0762 | Motor Control Centre | TAB-STR-ELQ | Control Panel,MCC | Motor Control Centre | 34401 | MCC | http://www.toronto.ca/TWONTO#LV_electrical_panel |  | Blower Building - Power Distribution & Electrical Equipment
6703 | 19140 | COL-POM-LS-0103 | Switch, Level-High | COL-POM | Switch,Level | Switch |  | LS | http://www.toronto.ca/TWONTO#level_switch |  | Old Mill Sewage Pumping Station
107574 | 79146 | TAB-ACC-TE-1436B | Temperature Element, Space Temperature | TAB-ACC-HTR-1436 | Sensor,Temperature | HVAC |  | TE | http://www.toronto.ca/TWONTO#temperature_sensor_element |  | Heater, Hot Water Reheat Coil
38975 | 42988 | TAB-ACC-CU-1845 | Conditioner, Air, Blwr Bldg Extens, Breaker Rm-Blwr Bldg | TAB-ACC-CI | H.V.A.C.,Air Conditioner | Condensing Unit |  | CU | http://www.toronto.ca/TWONTO#AC_condenser_unit |  | Chiller and Air Coolers
94846 | 97587 | FHO-SES-SQ-6036 | High Voltage Safety Equipment, Insulated Gloves, Class 0, Serial Number 120, Balwinder Kanota | FHO-SES-SQ-1000 | PPE,Insulated Glove | Safety Equipment |  | SQ | http://www.toronto.ca/TWONTO#rubber_insulating_gloves |  | High Voltage Insulated Gloves
124989 | 57060 | THC-ELS-LTX-BLDG I | Exit Lights, Bldg. I | THC-GRK-ELS-I | Building Service,Lighting - Room | Safety Equipment | 41951 |  | http://www.toronto.ca/TWONTO#collection_of_assets |  | Building I
26307 | 28022 | FHO-GRK-DR-2071S | Door, (FD-S2-71), Fire Rated, Admin Building, S2, Maintenance Office | FHO-GRK-FEQ-0001 | Fire Prevention,Door | Door |  | DR | http://www.toronto.ca/TWONTO#fire_rated_door
120543 | 39862 | THC-ACC-DM-6441 | Damper, Inlet, Exhaust Fan FN-6440, Roof, Headworks | THC-ACC-FN-6440 | Damper/Louver | HVAC |  | DM | http://www.toronto.ca/TWONTO#air_damper |  | Fan, Exhaust, Screen Room/Conveyor Areas, AHU-6400, Roof, Headworks
10121 | 61568 | FCL-ACC-FN-0013 | Fan(FN-7) Exhaust, Corridor/Washrooms/Lab, Gaseous Chemical Building, Roof | FCL-ACC-CL |  |  |  | FN |  |  | Gaseous Chemical Building HVAC Equipment
78784 | 81573 | THR-SES-SPL-2548 | Spill Kit, Oil, East Maintenance Building,WA4 | THR-SES-SPL | Safety | Safety Equipment |  | SPL | http://www.toronto.ca/TWONTO#spill_kit |  | Spill Containment Kits, Humber Treatment Plant
48214 | 74942 | TAB-ELS-SQ-6103 | Electrical - Rubber Insulating Gloves | TAB-ELS-SQ-GLOVE | PPE,Insulated Glove | Safety Equipment |  | SQ | http://www.toronto.ca/TWONTO#rubber_insulating_gloves |  | High Voltage Gloves
119688 | 53082 | TAB-WA1-SQ-1127 | Sling | TAB-WA1-SQ-1000 | Lifting Device,Sling | Lifting Device |  | SQ | http://www.toronto.ca/TWONTO#fall_protection_sling |  | WA1 Lifting Devices and Slings
81297 | 99359 | TNT-ELS-TS-6004B | Power Distribution, Automatic Transfer Switch, 600v PDP-6001 & 6002 | TNT-ELS-PDP-6002 | Switchgear,Indoor | Switch |  | TS | http://www.toronto.ca/TWONTO#transfer_switch |  | 600V Power Distribution Panel
26753 | 96073 | FHO-TRW-LSL-0100 | Switch, Level, Low, Pump P-0100 Loss of Prime, Treated Water Building, S3, Pump Room | FHO-TRW-P-0100-KQ | Switch,Level-Low | Switch |  | LSL | http://www.toronto.ca/TWONTO#level_switch |  | TRW Pump Unit 1
15515 | 64209 | FCL-WWW-V-3021 | Valve, Check, Discharge, Process Drain Pump P-3021, RMF Clarification Facility, Pump Room | FCL-WWW-P-3021 |  |  |  | V |  |  | Pump Submersible Drainage South, Process Drain Sump
74150 | 51831 | THR-EPS-T-0215 | Tank, Resevoir, Grease for Pump, Centrifugal 0216, Plant Service, Effluent Pump, Centrifugaling | THR-EPS-P-0210 | Tank,Reservoir | Tank |  | T | http://www.toronto.ca/TWONTO#chemical_storage_tank |  | Pump, Centrifugal, Screw
43926 | 93626 | FCL-ACC-HTR-0051 | Heater, Convection, Electric, 6kW,Gaseous Chemical Building, NH3 Maintenance Room, West | FCL-ACC-CL |  |  |  | HTR |  |  | Gaseous Chemical Building HVAC Equipment
26265 | 38913 | FHO-SES-SCBA-0028 | Cylinder, SCBA, Air Pack, 2216 PSI, Ser #OJ-361382 | FHO-SES-SQ-0001 | PPE,SCBA | Safety Equipment |  | SCBA | http://www.toronto.ca/TWONTO#compressed_gas_cylinder |  | Safety Equipment
65489 | 37205 | FCL-SH-08 | Safety Harness Full Body | FCL-SES-SQ-0102 | PPE | Safety Equipment |  | SH | http://www.toronto.ca/TWONTO#fall_arrest_harness |  | Safety Harnesses, High Lift Building, Store Room
96956 | 69547 | FIS-FEQ-DR-0062 | Door, Fire, Flourode & Ammonia Building | FIS-GRK-STRC-0001 |  | Door |  | DR | http://www.toronto.ca/TWONTO#door
120613 | 24042 | THC-ACC-FIT-6441 | Transmitter, Flow, Outlet, Exhaust Fan F-6440, 2nd Floor Mech Room #1, Headworks | THC-ACC-FN-6440 | Meter,Flow,Mass | HVAC |  | FIT | http://www.toronto.ca/TWONTO#flow_transmitter |  | Fan, Exhaust, Screen Room/Conveyor Areas, AHU-6400, Roof, Headworks
105693 | 12127 | SWM-PMG-LSL-0102 | Switch, Level-Low | SWM-PMG-MISC | Switch | Switch |  | LSL | http://www.toronto.ca/TWONTO#level_switch |  | Miscellaneous Equipment
120593 | 37747 | THC-ACC-F-6102 | Filter, AHU-6100, Serving Truck Loading Bay, 2nd Floor Mech Room #2, Headworks | THC-ACC-AHU-6100 | Filter | HVAC |  | F | http://www.toronto.ca/TWONTO#replaceable_air_filter |  | Air Handling Unit, Truck Loading Bay, Mech Room #2, Headworks
34594 | 76481 | MAIN-257 | Main 257 | WTR-LWA | [6 empty] | Work Area 2 Central Mains and Chambers
55306 | 73317 | TAB-WA1-LD-1232 | Chain Pulley Block | TAB-WA1-SQ-1000 | Lifting Device | Lifting Device |  | LD | http://www.toronto.ca/TWONTO#lifting_equipment_hoist |  | WA1 Lifting Devices and Slings
107824 | 68437 | TAB-ACC-TSL-8234 | Switch,Temperature,Low,Supply Air , | TAB-ACC-AHU-8234 | Switch,Temperature | Switch |  | TSL | http://www.toronto.ca/TWONTO#temperature_switch |  | AHU,M Bldg
134341 | 1271 | THR-DRN-FT | Final Tanks, Work Area 4 | THR-DRN-WA4 |  | Drain |  |  | http://www.toronto.ca/TWONTO#collection_of_assets |  | Drains, Work Area 4
55813 | 96677 | TAB-WA6-SQ-1932 | Harness | TAB-WA6-SQ-0001 | PPE | Safety Equipment |  | SQ | http://www.toronto.ca/TWONTO#fall_arrest_harness |  | Fall Arrest System
141140 | 81306 | WM2020A | Strainer, Oil Fill & Drain Pump, 819 | TAB-SLD-P | Strainer | Filter |  |  | http://www.toronto.ca/TWONTO#strainer |  | Pelletizer Bldg. - Thermal Oil Heating System, Pumps, Strainer & Expanasion Tanks
33236 | 40050 | COL-SMC-HTR-0002 | Heater, Unit | COL-SMC-MISC | Heater |  |  | HTR |  |  | Miscellaneous Equipment
84762 | 25482 | FHA-WWW-CF-2501-KQ | Centrifuge Unit 2501 | FHA-SUSPENDED |  |  | 33375 | CF |  |  | Suspended Obsolete entity for storage purpose
93196 | 22594 | FHO-GRK-DR-1021L | Door, (FD-1-21), Fire Rated, Admin Building, L1, Conference Room, ITM (Admin) Office | FHO-GRK-FEQ-0001 | Fire Prevention,Door | Door |  | DR | http://www.toronto.ca/TWONTO#fire_rated_door
54502 | 92194 | TAB-STR-RAS/WAS | Return & Waste Activated Sludge Header | TAB-AER | [6 empty] | Aeration Gallery
72835 | 62289 | THR-DIS-LSHH-3937 | Switch, Level-High-High,Pump 3937A,Sump, Disinfection Facility Building,Near storage,Plant Services, Flood Monitoring System | THR-DIS-P-1520 | Switch,Level-High-High | Switch |  | LSHH | http://www.toronto.ca/TWONTO#level_switch |  | Pump, Sump, Disinfection Storage, Disinfection Facility Building, Plant Services, Flood Monitoring System
83041 | 31920 | FHA-SES-SQ-0402 | FHA-SES-EYE-0006 - Eyewash Station, Bottles | FHA-SES-SQ-0008 | PPE,Eyewash Station | Safety Equipment |  | SQ | http://www.toronto.ca/TWONTO#collection_of_assets |  | Eyewash Stations & Showers
78789 | 32892 | THR-SES-SPL-2691 | Spill Kit, Glycol, Engine Room, Basement WA3 | THR-SES-SPL | Safety | Safety Equipment |  | SPL | http://www.toronto.ca/TWONTO#spill_kit |  | Spill Containment Kits, Humber Treatment Plant
147601 | 39659 | YTF EUS SERVER ROOM | Communication Switch | YTF-A-BLDG | [6 empty] | Building Location
122372 | 98460 | THC-CW-T-5201 | Tank, Hot Water, Heater, Water Tank, Electric, Janitor room | THC-ACC-BLDG X |  | Tank |  | T | http://www.toronto.ca/TWONTO#tanked_hot_water_heater |  | New Workshop WA2 Building HVAC
105689 | 41642 | SWM-PMG-LSH-0103 | Switch, Level-High | SWM-PMG-MISC | Switch,Level | Switch |  | LSH | http://www.toronto.ca/TWONTO#level_switch |  | Miscellaneous Equipment
138215 | 8313 | THR-PRS-T-9003 | Tank, Ferrous Chloride Storage, Chemical Building, (TEMPORARY) | THR-PRS-T | Tank,Non-Pressurized | Tank |  | T | http://www.toronto.ca/TWONTO#chemical_storage_tank |  | Phosphorous Removal System, Storage Tank
58220 | 85502 | THC-ACC-CT-0012 | Controller, Mechanical Room Heating, Admin Building, Basement, Mechanical Room B104 | THC-ACC-HTR-0011 |  | HVAC |  | CT | http://www.toronto.ca/TWONTO#thermostat_or_zone_controller_unit |  | Heater, Unit, Electric, 6.3kW, Admin. Building Basement, Mechanical Room B104, North/West
29893 | 24729 | FIS-PRE FILTERED | Sampling | FIS-SAMP | [6 empty] | Sampling Systems
38775 | 55976 | SWM-PET-SW-0001 | Switch, Main Electrical Disconnect | SWM-PET | Switch |  |  | SW |  |  | Eglinton - Bellamy Storm Pumping Station
179 | 59232 | {FIS-ELS-CP} | Asset Group,Control Panels, ELS Load Shedding Control | FIS-ELS | [6 empty] | System, Electrical Distribution System
6005 | 36026 | COL-PMD-LP-0001 | Control Panel, Lighting | COL-PMD-MISC | Control Panel |  |  | LP |  |  | Miscellaneous Equipment
78212 | 90505 | THR-PRS-T-0130S | Tank, Ferrous Chloride Storage, Chemical Building, Secondary Treatment, Phosphorous Removal | THR-PRS-T | Tank,Non-Pressurized | Tank | 39864 | T | http://www.toronto.ca/TWONTO#chemical_storage_tank |  | Phosphorous Removal System, Storage Tank
55401 | 89659 | TAB-WA1-SQ-1030 | Sling | TAB-WA1-SQ-1000 | Lifting Device,Sling | Lifting Device |  | SQ | http://www.toronto.ca/TWONTO#fall_protection_sling |  | WA1 Lifting Devices and Slings
24632 | 77713 | COL-PRR-SS-0001 | Station Security System | COL-PRR-MISC |  | Security System |  | SS | http://www.toronto.ca/TWONTO#security_system |  | Miscellaneous Equipment
67286 | 60394 | THC-TPA-PA-6020 | Speaker, Headworks, Ground Floor, Screen Room N/W | THC-TPA-PA-6010A | Public Address System | Communications Equipment |  | PA | http://www.toronto.ca/TWONTO#public_annoucement_speaker |  | Paging Panel, Headworks, Electrical Room, Ground Floor
79182 | 61426 | THR-ELS-PDP-0802 | Control Panel, Power Distribution Panel, Line 0802, Return Activated Sludge 600V Switchgear | THR-ELS-TR-0800 | Control Panel,Power Distribution Panel | Power Distribution Panel |  | PDP | http://www.toronto.ca/TWONTO#LV_electrical_panel |  | Transformer, Power, Dry, Line 0800, Return Activated Sludge 600V Switchgear
118722 | 70671 | TAB-STR-LSL-4001R | Switch,Level,Low, Oil tank, Blower 4001 lubrication | TAB-STR-T-4001R | Switch,Level | Safety Equipment |  | LSL | http://www.toronto.ca/TWONTO#level_switch |  | Tank , Reservoir Aux Oil, Blower 4001
13974 | 44737 | FCL-SPC-RPU-1723 | RPU Panel, Pretreatment Module 1, PAC Pump Area | FCL-ELS-PS-0001 | Control Panel | Remote Processor Unit |  | RPU | http://www.toronto.ca/TWONTO#RPU_panel |  | Uninterruptible Power Supply,High Lift Bldg - Switchgear Room,LP-0001
76050 | 82869 | THR-MCS-CHR-4214 | Chair, Shop Stool, Issued to Edgardo Manansala | THR-MCS-MT2-WA2 |  | Tool |  | CHR | shop_stool |  | Machine Tool-2
129554 | 19379 | THR SCADA SERVERS | THR SCADA Servers | THR-SPC1 | [6 empty] | Process Control Systems - Administrative
90453 | 79533 | FHO-AM-P-0101-KQ | Ammonia Train 1 | FHO-OBSOLETE |  |  | 32564 | P |  |  | Removed From Service
80262 | 61514 | FHA-SED-ZSH-0203C | Switch, Limit, Access Hatch Zone 3, Settling Basin T-0201 | FHA-SED-ZSH-0203 |  | Security System |  | ZSH | http://www.toronto.ca/TWONTO#position_switch |  | Switch, Limit, Access Hatch Zone 2
73940 | 46786 | THR-ELS-SQ-0327 | Megger Tester, Electrical Safety Equipment | THR-ELS-SQ | Safety | Test Equipment |  | SQ | megger_tester |  | Electrical Safety Equipment, Gloves, Hot Stick, HVT & Megger
15886 | 72192 | FHA-AM-LSHH-0101 | Switch, Level High, Aqua Ammonia | FHA-AM-T-0101 |  | Switch |  | LSHH | http://www.toronto.ca/TWONTO#level_switch |  | Tank, Aqua Ammonia, RMF Ammonia Storage Room North Tank
106284 | 37498 | TAB-ACC-DM-6585 | Damper, Motorized, Exhaust Air, FN- 6583, Maintenance Area, Workshop Bldg. | TAB-ACC-FN-6583 | Damper/Louver | HVAC |  | DM | http://www.toronto.ca/TWONTO#air_damper |  | Fan, Sidewall type, Exhaust Air, maintenance Workshop, Screen Bldg., P Bldg.
68334 | 98223 | THC-PLT-G-0160 | Gate, Diverter, Actuated, Perforated Screen SC-0150, Screen Room, Raw Sewage Screening | THC-PLT-SC-0150 | Gate | Gate |  | G | http://www.toronto.ca/TWONTO#channel_gate
65357 | 85757 | FCL-SES-SQ-1009 | Electrical Safety Gloves, High Voltage, Class 0, Group A, #311 | FCL-SES-SQ-0101 | PPE,Insulated Glove | Safety Equipment |  | SQ | http://www.toronto.ca/TWONTO#rubber_insulating_gloves |  | Eyewash Station/Shower, Dry Chemical Building, Alum Containment Area
78802 | 25673 | FHA-RMF BLDG | Building Location | FHA-SPC | [6 empty] | Process Control Systems - Services Area
49761 | 89674 | FCL-ELS-MCC-003G | Control Panel,MCC,Gaseous Chemical Bldg - Electrical Room,208V | FCL_ELS_600V_ELECABS | Control Panel,MCC | Motor Control Centre |  | MCC | http://www.toronto.ca/TWONTO#LV_electrical_panel |  | Electrical Cabinets,600V
138675 | 24402 | THR-SES-SPL | Spill Containment Kits, Humber Treatment Plant | THR-SES-WA2 | Safety | Safety Equipment |  |  | http://www.toronto.ca/TWONTO#spill_kit |  | Safety & Environmental Services, WA2
105823 | 39951 | SWM-PWD-WEL-0100 | Wet well | SWM-PWD-MISC | Well |  |  | WEL |  |  | Miscellaneous Equipment
38899 | 74404 | SWM-PMG-LSH-0105 | Switch, Level-High | SWM-PMG | Switch,Level | Switch |  | LSH | http://www.toronto.ca/TWONTO#level_switch |  | Martin Grove Storm Pumping Station
45486 | 34974 | TAB-DIG-T-0352 | Tank, moisture /Sediment Trap- in Gas delivery line | TAB-DIG-GAS-DOME1-4 | Tank | Tank |  | T | sediment_trap |  | Digester Tanks 1-4, Flame Arresters, Pressure Relief & Vacuum Breaker Valves
55675 | 24386 | TAB-WA4-LD-0102 | Chain Block, 1/2 Ton | TAB-WA4-SQ-0010 | Lifting Device | Lifting Device |  | LD | http://www.toronto.ca/TWONTO#lifting_equipment_hoist |  | WA4 Fall arrest systems
65840 | 11253 | FCL-SPC-CPU-0601 | Computer, File Server (FCLPFH01), Admin Building, Server Room, Server Cabinet COM-0600 | FCL-SPC |  |  |  | CPU |  |  | Process Control Systems - Services Area
78913 | 42260 | THR-SES-SQ-7303 | Harness, Full Body PPE Prakash Patel | THR-SES-SQ-4065 | Safety | Safety Equipment |  | SQ | http://www.toronto.ca/TWONTO#fall_arrest_harness |  | Lanyard for Harness, PPE Phil Rodrigues
79600 | 94460 | FHA-SED-T-0601 | Tank, Underground Settling and Flocculation Basin #6 | FHA-SED | Tank,Non-Pressurized | Tank |  | T | http://www.toronto.ca/TWONTO#flocculation_tank |  | Sedimentation
33243 | 53772 | COL-SMC-LSH-0203 | Switch, Level-High | COL-SMC-MISC | Switch,Level |  |  | LSH |  |  | Miscellaneous Equipment
139444 | 25663 | THR-WA2-LD-0052S | Sling, Nylon, Work Area 2 SIZE; 1" X 3', | THR-LD-NYLN-WA2 | Lifting Device,Sling | Lifting Device | 40047 | LD | synthetic_web_sling |  | Slings, Nylon, Work Area 2
76604 | 85690 | THR-DR-HH-0535 | Overhead Door, Grit Building Truck Door East | THR-DR-WA2 | Door,Overhead | Door |  | HH | http://www.toronto.ca/TWONTO#roll_up_door
107391 | 51614 | TAB-ACC-PSH-1420 | Switch, Pressure, High, Filter, Fan 1420, AHU-1400, Loading Bay Rooftop | TAB-ACC-AHU-1400 | Switch,Pressure-High | Switch |  | PSH | http://www.toronto.ca/TWONTO#pressure_switch |  | Air Handling Unit, D Bldg Roof
38982 | 46588 | SWM-PPP-LSH-0102 | Switch, Level-High | SWM-PPP | Switch,Level |  |  | LSH |  |  | Pantry Park Sewage Pumping Station
45501 | 6280 | TAB-DIG-T-7301 | Condansate Trap, Digester Gas, Waste Gas Burner BU-7300 | TAB-DIG-BU-7300 | Tank | Tank |  | T | http://www.toronto.ca/TWONTO#condensate_trap |  | Waste Gas Burner, Digester Gas, Waste Gas Burner Station
87292 | 73760 | WTR-PMI-ZS-0011 | Switch, Position,Door Security | WTR-PMI-AUX | Switch,Position | Switch |  | ZS | http://www.toronto.ca/TWONTO#position_switch |  | Auxiliary Equipment (Building Facilities)
26495 | 38242 | COL-PSS-LTG-0003 | Control Panel, Electrical | COL-PSS | Control Panel |  |  | LTG |  |  | Scott Sewage Pumping Station
51947 | 30913 | FCL-DEW-T-0501 | Tank, Wet Well, Sedimentation Tank Dewatering Pit | FCL-DEW-SED |  |  |  | T |  |  | Sedimentation Area Dewatering
48208 | 46441 | TAB-ELS-SQ-6003 | First Aid Kit | TAB-ELS-ESQ | Safety,First Aid Kit | Safety Equipment |  | SQ | http://www.toronto.ca/TWONTO#first_aid_kit |  | Electrical Safety Equipment
107417 | 79117 | TAB-ACC-RPU-6440 | RPU Panel, HVAC, BAS Controller, Mech RM, Existing Screen Bldg., P Bldg. | TAB-PRM-INQ-P | Control Panel,HVAC | HVAC |  | RPU | http://www.toronto.ca/TWONTO#RPU_panel |  | P Building - Instrument Equipment
86919 | 14335 | WTR-PLW-ZS-0002 | Switch, Position,Door Security | WTR-PLW-AUX | Switch,Position | Switch |  | ZS | http://www.toronto.ca/TWONTO#position_switch |  | Auxilliary Equipment (Building Facilities)
18102 | 93943 | FHA-SED-ZSH-0203I | Switch, Limit, Access Hatch Zone 3, Settling Basin T-0201 | FHA-SED-ZSH-0203 |  | Security System |  | ZSH | http://www.toronto.ca/TWONTO#position_switch |  | Switch, Limit, Access Hatch Zone 2
24519 | 49208 | COL-PRD-CH-0011 | Force main Chamber 9 | COL-PRD-MISC | Chamber |  | 34035 | CH |  |  | Miscellaneous Equipment
55733 | 61309 | TAB-WA4-SQ-4467 | Lanyard 6 Ft - Randy Hembruff | TAB-WA4-SQ-0010 | PPE,Lanyard | Safety Equipment |  | SQ | lifeline |  | WA4 Fall arrest systems
34703 | 59119 | MAIN-370 | Main 370 | WTR-LWA | [6 empty] | Work Area 2 Central Mains and Chambers
131897 | 69010 | THR-CW-SQ-0102 | Eyewash and Shower Station, RAS PS Lab Room | THR-EWSS-WA4 | Safety,Eye wash | Safety Equipment |  | SQ | http://www.toronto.ca/TWONTO#emergency_eyewash_and_shower |  | Eyewash and Shower Station, Work Area 4
9064 | 92433 | COL-YKP-DA-1671143 | Davit Mast -1671143 | COL-W-OBSOLETE | Safety | Safety Equipment |  | DA | davit_base |  | Col West Obsolete Entities
121337 | 78255 | THC-ACC-TSL-6501 | Switch, Temperature, Low, S/A, Pipe Gallery, 2nd Floor Mech Room #1, Headworks | THC-ACC-AHU-6500 | Switch,Temperature-Low | HVAC |  | TSL | http://www.toronto.ca/TWONTO#temperature_switch |  | Air Handling Unit, Pipe Gallery, 2nd Floor Mech Room #1, Headworks
101603 | 46853 | MAIN-193 | Main 193 | WTR-LWA | [6 empty] | Work Area 2 Central Mains and Chambers
120081 | 92052 | TAB-WA6-SQ-7835 | Type1 | TAB-WA6-SQ-0001 | PPE | Safety Equipment |  | SQ | self_retracting_line |  | Fall Arrest System
24351 | 24034 | FHO-MCS-MT-0901 | Drill, Pedestal | FHO-MCS-MEQ | Machine Tool,Drill Press | Tool |  | MT | http://www.toronto.ca/TWONTO#drill_press |  | Machine Shop & Equipment
58970 | 34483 | THC-ACC-HE-0011 | Heat Exchanger, Snow-Melting, Admin Building Basement, Mechanical Room | THC-ACC-BLDG K |  | HVAC |  | HE | http://www.toronto.ca/TWONTO#heat_exchanger |  | Administration Building, HVAC
63137 | 88245 | THC-DIG-HTR-4030 | Eliminated Role: H.V.A.C.,Heater,Heating,Roof,Digesters | THC-SUS | H.V.A.C.,Heater | HVAC | 40451 | HTR | http://www.toronto.ca/TWONTO#heater |  | THC records of assets and roles that are no longer in service or exists
8917 | 82451 | COL-YKP-DA-0011S | Davit Arm Assembly with Upper Arm-1671146 | COL-W-OBSOLETE | Safety | Safety Equipment | 45532 | DA | http://www.toronto.ca/TWONTO#fall_arrest_Davit_arm |  | Col West Obsolete Entities
53624 | 26535 | TAB-SES-LTX-2295 | Exit Sign, Battery Unit, 2 LED heads, Tunnel 'J' | TAB-SUSPENDED ENTITY | Lighting,Exit | Safety Equipment | 41299 | LTX | http://www.toronto.ca/TWONTO#lighting_unit |  | Suspended entities
119741 | 26635 | TAB-WA1-SQ-3612 | Davit Arm | TAB-WA1-SQ-0001 | Safety,Emergency Kit | Safety Equipment |  | SQ | http://www.toronto.ca/TWONTO#fall_arrest_Davit_arm |  | WA1 Fall Arrest System
98921 | 49446 | JX2092A1 | Receiver, Air | TAB-AER-QUAD | Vessel,Pressure | Tank | 33587 |  | http://www.toronto.ca/TWONTO#pressure_vessel |  | Quad Building
11938 | 54652 | FCL-DEW-LSL-0501 | Switch, Level, Low , Pre-Treatment Area Dewatering Pit T-0501 | FCL-DEW-RW | Switch,Level-High | Switch |  | LSL | http://www.toronto.ca/TWONTO#level_switch |  | Raw water Area Dewatering
97319 | 95014 | FIS-GRK-SCAM | Security Camera System | FIS-GRK-0001 | Security System,Camera | Security System |  |  | http://www.toronto.ca/TWONTO#security_system |  | FIS, Building Maintenance
113719 | 53972 | TAB-M BLDG | Building Location | TAB-SPC2 | [6 empty] | Process Control Systems - Equipment
124863 | 61389 | THC-ELS-MCC-0601 | Motor Control Center, Building A | THC-ELS-MCC-0101 | Control Panel,MCC | Motor Control Centre |  | MCC | http://www.toronto.ca/TWONTO#LV_electrical_panel |  | Motor Control Center, Building A
55918 | 10288 | TAB-WASTE-GAS-BLDG | Building Location | TAB-EUS | [6 empty] | Production & End User Support
144647 | 95948 | WTR-PJS-T-0002 | Harris Suction Surge Tank | WTR-PJS-TRW | Tank | Tank |  | T | http://www.toronto.ca/TWONTO#pumping_surge_suppression_tank |  | Treated Water (Transmission)
13468 | 24273 | FCL-FLT-V-1015 | Valve, Check, Effluent Line Drain, Filter 1001 | FCL-FLT-F-0101 |  |  |  | V |  |  | Filter, Carbon Activated, Filter Building, Filter Gallery West
129505 | 29921 | THC-TPA-PA-6036 | Speaker, Headworks, lower Level 1, Truck Load Bay, Middle E | THC-TPA-PA-6010A | Public Address System | Communications Equipment |  | PA | http://www.toronto.ca/TWONTO#public_annoucement_speaker |  | Paging Panel, Headworks, Electrical Room, Ground Floor
79758 | 41902 | THR-WA1-LD-0005 | Sling, Wire Rope, Work Area 1 (WIRE ROPE SLING SIZE; 1/2" X 2' ) | THR-LD-WIRE-WA1 | Lifting Device,Sling | Lifting Device |  | LD | wire-rope_sling |  | Slings, Wire Rope, Work Area 1
88934 | 98970 | FHO-ACC-FS-1552 | Switch, Flow, Air, FN-1552 Outlet, Ozone Building, L1, Electrical Room | FHO-ACC-FN-1552 |  | Switch |  | FS | http://www.toronto.ca/TWONTO#flow_switch |  | Fan, Centrifugal Square Inline, Electrical Room Exhaust, Ozone Building, Electrical Room
56187 | 83558 | TAB-RSP-G-1107 | Gate, Sluice, Actuated, High Level, Low level or Lake Front Interceptor to wet well T-1101 | TAB-RSP-T-1101 | Valve,Sluice Gate | Gate |  | G | http://www.toronto.ca/TWONTO#channel_gate
40904 | 56260 | PH2407A | Door,Overhead D Building | TAB-MCS-DR | Door,Overhead | Door |  |  | http://www.toronto.ca/TWONTO#roll_up_door
53862 | 50426 | TAB-SLO-STRC-TLF | Truck Loading Facility - Drains, Electrical Service(110/220V), Lighting, Plumbing | TAB-SLO-STRC | [6 empty] | Sludge Loading & Odour Control - Facilities
6873 | 43020 | COL-PRD-CH-0001 | Chamber, Inlet | COL-PRD-MISC | Chamber |  |  | CH |  |  | Miscellaneous Equipment
73382 | 31603 | THR-ELS-AER | Electrical System, Aeration and Galleries | THR-ELS-SQ |  | Safety Equipment |  |  | http://www.toronto.ca/TWONTO#collection_of_assets |  | Electrical Safety Equipment, Gloves, Hot Stick, HVT & Megger
106606 | 34718 | TAB-ACC-FSL-0030 | Switch,Flow,Low,Feed Water Pump, Boiler No3 | TAB-ACC-P-0030 | Switch,Flow | Switch |  | FSL | http://www.toronto.ca/TWONTO#flow_switch |  | Pump, Feed Water, Hot Water Boiler #3
135968 | 13087 | THR-FT-RPU-0001S | Remote Processor Unit, Final Tank 0100, Tank 0300 (172.22.37.194) | THR-FT-RPU | RPU | Remote Processor Unit | 39564 | RPU | http://www.toronto.ca/TWONTO#RPU_panel |  | Final Tank, Remote Processor Unit, UPS & RTU
137081 | 95018 | THR-PCS-MAINSUB | PCS Equipment Serving the Main Substation | THR-ELS-MAINSUB | [6 empty] | Electrical Equipment at the Main Substation
48792 | 72396 | FCL-BW-V-0029 | Valve, Air Release, Backwash Supply Pipe | FCL-BW |  |  |  | V |  |  | Backwash System
34758 | 97026 | MS0110A | Lathe | TAB-MCS-MT | Machine Tool,Lathe | Tool |  |  | http://www.toronto.ca/TWONTO#lathe |  | Machine Shop Mechanical Equipment
65309 | 61612 | THC-ELS-MCC-2480 | Motor Control Center,Disinfection Building,Compressor Room,Ground Floor | THC-DIS |  | Motor Control Center |  | MCC | http://www.toronto.ca/TWONTO#LV_electrical_panel |  | Disinfection (Chlorination) Process
79593 | 59181 | FHA-SED-P-0201-KQ | Pump, Sampling, Settled Water East | FHA-SED-SAMP |  |  | 33367 | P |  |  | Settled Sampling
87495 | 60482 | WTR-PPD-ZS-0002 | Position Switch, open/close | WTR-PPD-AUX | Switch,Position | Switch |  | ZS | http://www.toronto.ca/TWONTO#position_switch |  | Auxiliary Equipment (Building Facilities)
13684 | 62340 | FCL-MCS-LD-0601 | Winch - CAP: 310 lbs - 50 FT cable | FCL-MCS | Lifting Device,Hoist,Manual | Lifting Device |  | LD | winch |  | Mechanical Services
40400 | 64172 | TAB-ACC-FSL-3651 | Switch, Flow, Low | TAB-ACC-P-3651 | Switch,Flow-Low | Switch |  | FSL | http://www.toronto.ca/TWONTO#flow_switch |  | Pump, Circulation Glycol
143605 | 68111 | WTR-PEL-LSL-1002 | Switch, Level, Low, Jacket Water and AC Cooling, Generator Building, Roof | WTR-PEL-ACC | Switch,Level-Low | Switch |  | LSL | http://www.toronto.ca/TWONTO#level_switch |  | Air Conditioning, Handling and Ventilation
93833 | 66605 | FHO-POL-P-0601-KQ | Polymer Skid 6 | FHO-OBSOLETE |  |  |  | P |  |  | Removed From Service
109643 | 31819 | TAB-DEW-P-0331 | Pump, Baby Schwing #3, Sludge Cake Transfer, Dewater. Bldg, 2/F SE | TAB-SUSPENDED ENTITY | Pump | Hydraulic System | 33573 | P | http://www.toronto.ca/TWONTO#pump |  | Suspended entities
145616 | 6938 | WTR-PPD-AMT | Atmospheric Monitoring | WTR-PPD | [6 empty] | Parkdale Pumping Station
95915 | 79438 | FIS-ACC-RW BUILDING | HVAC Raw Water Building | FIS-HVAC | [6 empty] | Climate Control
3490 | 92309 | COL-PCU-RPU-0100 | Remote Processor Unit, Electrical Room | COL-PCU | RPU | Remote Processor Unit |  | RPU | http://www.toronto.ca/TWONTO#RPU_panel |  | Cumber Pumping Station
147385 | 83882 | WTR-RWL | Whitlam Tank | WTR-WEST-TNK |  | Tank |  |  | http://www.toronto.ca/TWONTO#collection_of_assets |  | Work Area 3 WEST Tanks
38761 | 71678 | SWM-PET-GRF-0001 | Indicator, Ground Fault | SWM-PET |  |  |  | GRF |  |  | Eglinton - Bellamy Storm Pumping Station
89669 | 66235 | WTR-RWBS | West Woodbridge Tank | WTR-WEST-TNK |  | Tank |  |  | http://www.toronto.ca/TWONTO#collection_of_assets |  | Work Area 3 WEST Tanks
138718 | 49322 | THR-SES-SQ-10P | Portable, Bottled) Eyewash Station, EPS East End | THR-SQ-PEWS-WA2 | Safety,Eye wash | Safety Equipment |  | SQ | eye_wash_bottle |  | Portable, (Bottled) Eye Wash Station, Work Area 2
34638 | 65601 | MAIN-296 | Main 296 | WTR-MT1 | [6 empty] | Work Area 1 EAST Mains and Chambers
7170 | 99529 | COL-PSD-MON-0002 | Monitor | COL-PSD |  |  |  | MON |  |  | Spadina Sewage Pumping Station
38263 | 3546 | OTH-PKR | PARKS AND RECREATIONS | OTH | [6 empty] | DOS - OTHERS
3581 | 43111 | COL-PBY-LSL-0102 | Switch, Level-Low | COL-PBY | Switch |  |  | LSL |  |  | Brick Yard Sewage Pumping Station
69849 | 81989 | THR-BG-TSL-0401 | Switch,Temperature Low, Lube Oil for Fuel Gas Compressor 1401, Compressor Building, Gas Compressor (And Dryer) | THR-BG-T-0400 | Switch,Temperature-Low | Switch |  | TSL | http://www.toronto.ca/TWONTO#temperature_switch |  | Oil Separator, Compressor 0401, Compressor Building, Gas Compressor (And Dryer)
52965 | 24900 | TAB-PLT-G-5303 | Gate, Knife Gate, Pneumatic, Screenings Outloading Conveyor 5300, Conveyor Area | TAB-PLT-CV-5300 | Valve,Knife Gate | Gate |  | G | http://www.toronto.ca/TWONTO#valve
113029 | 67310 | TAB-EL2-MCC-6111 | Motor Control Center- Biosolids | TAB-WA4-ELS | Control Panel,MCC | Motor Control Centre |  | MCC | http://www.toronto.ca/TWONTO#LV_electrical_panel |  | WA4 Electric Equipments
8552 | 22450 | COL-RBB-LTG-0001 | Control Panel, Electrical | COL-RBB-MISC | Control Panel |  |  | LTG |  |  | Miscellaneous Equipment
26448 | 75507 | FHO-SPC | Process Control Systems - Services Area | FHO-ITM | [6 empty] | Integrated Technology Management
19842 | 94347 | COL-PLV-LIT-0201 | Transmitter, Level | COL-PLV-MISC | Transmitter,Level |  |  | LIT |  |  | Miscellaneous Equipment
14225 | 29564 | COL-PHA-V-0006 | Valve | COL-PHA-MISC |  |  |  | V |  |  | Miscellaneous Equipment
28474 | 27264 | COL-PWE-LSH-0103 | Switch, Level-High | COL-PWE-MISC | Switch,Level |  |  | LSH |  |  | Miscellaneous Equipment
134882 | 39065 | THR-ELS-LP-3221SE | Lighting Panel, 120/208V, North Grit Bldg, Old Blower room | THR-S-E | Control Panel,Electrical | Power Distribution Panel | 40971 | LP | http://www.toronto.ca/TWONTO#LV_electrical_panel |  | SUSPENDED ENTITY
59434 | 66827 | THC-ACC-RPU-1601 | RPU,HVAC,WAS Thickening Building (1) | THC-THK-ELS | Control Panel,Instrumentation | Remote Processor Unit |  | RPU | http://www.toronto.ca/TWONTO#RPU_panel |  | TWAS Elecftrical equipment Sludge Thickening
136649 | 81456 | THR-ITS-COM-1802 | Termination Panel, Control Panel building, North Wall | THR-SPC-COM-1800 | Network,Local Area Networks | Network |  | COM | http://www.toronto.ca/TWONTO#network_panel |  | System Process Control, Digester 7- 10
79457 | 51890 | THR-THK-PSH-6014B | Switch, Pressure, High, Centrate Pump-6014 | THR-THK-P-6014 | Switch,Pressure-High | Switch |  | PSH | http://www.toronto.ca/TWONTO#pressure_switch |  | Centrate Transfer Pump
138873 | 55634 | THR-SQ-LP-0018 | Life Preserver, Ring Type, Final Tank 21 | THR-SQ-LP-FT | Safety | Safety Equipment |  | LP | http://www.toronto.ca/TWONTO#life_ring |  | Life Preserver, Ring Type Floating Device, Final Tanks
107388 | 54808 | TAB-ACC-PSH-1310 | Switch, Pressure, High, Filter, Fan 1310, AHU-1300, Screen Bldg. Rooftop | TAB-ACC-AHU-1300 | Switch,Pressure-High | Switch |  | PSH | http://www.toronto.ca/TWONTO#pressure_switch |  | Air Handling Unit, D Bldg Roof
119798 | 67811 | TAB-WA2-SQ-1230 | EE2 - 903 Nylon Sling | TAB-SES-LD | Lifting Device,Sling | Lifting Device |  | SQ | synthetic_web_sling |  | WA2 Lifting devices
11512 | 71160 | FCL-CLA | Pre-Chlorination | FCL-DIS | [6 empty] | Disinfection and Conditioning
61480 | 74469 | THC-FEQ-FSP-0019 | Fire Hose cabinets,Digesters,. Bldg U | THC-FEQ-FSP | Fire Prevention,Hose | Safety Equipment | 43243 | FSP | ? |  | Sprinkler System
65335 | 87517 | FCL-SES-LTX-0101-SUS | Exit light, 101, Polymer Tote Area , RMF Centrifuge Building | FCL-ELS-6 |  |  | 46604 | LTX |  |  | Interior Lighting
84865 | 8471 | WTR-PEL-AMT | Atmosphere Monitoring | WTR-PEL | [6 empty] | Ellesmere Pumping Station
120527 | 40421 | THC-ACC-DM-6209 | Damper, Isolation, Supply Duct, AHU-6200, 2nd Floor Mech Room #2, Headworks | THC-ACC-AHU-6200 | Damper/Louver | HVAC |  | DM | http://www.toronto.ca/TWONTO#air_damper |  | Air Handling Unit, Blower Room, 2nd Floor Mech Room #2, Headworks
20468 | 577 | COL-PMM-FS-0100 | Switch, Flow-Low | COL-PMM-AHU-0100 | Switch,Flow | Switch |  | FS | http://www.toronto.ca/TWONTO#flow_switch |  | Air Handling Unit
111049 | 68592 | TAB-DIG-PSH-5882 | Switch,Pressure, High | TAB-DIG-P-5882 | Switch,Pressure-High | Switch |  | PSH | http://www.toronto.ca/TWONTO#pressure_switch |  | Pump, Sludge Transfer, Digester 5-8
59448 | 54628 | THC - B01 - 0001 | Door, Building B | THC-GRK-DR-B |  | Door |  |  | http://www.toronto.ca/TWONTO#door
109782 | 18010 | TAB-DEW-SQ-0002 | Eye Wash station,OLD Dewatering Basement West wall | TAB-SUSPENDED ENTITY |  | Safety Equipment | 33423 | SQ | http://www.toronto.ca/TWONTO#emergency_eyewash |  | Suspended entities
81896 | 61942 | FHA-SES-LDR-0513 | FHA-SES-LD-0041 - 10' Ladder Fiberglass ( Chlorine Room ) | FHA-SES-LD-1 | Safety | Safety Equipment |  | LDR | http://www.toronto.ca/TWONTO#ladder |  | Ladders
15864 | 2024 | COL-PKG-MCC-0002 | Motor Control Centre, New | COL-PKG | Control Panel,MCC |  |  | MCC |  |  | Kingston Rd Pumping Station
138857 | 38399 | THR-SQ-FAK-PP | First Aid Kit, Palace Pier | THR-SQ-FAK-WA1 | Safety | Safety Equipment | 35468 |  | http://www.toronto.ca/TWONTO#first_aid_kit |  | First Aid Kit, STB
120218 | 22045 | THC-ACC-AC-0004 | Air Conditioner Split Unit, Building K | THC-ACC-BLDG K | H.V.A.C.,Air Conditioner | HVAC |  | AC | http://www.toronto.ca/TWONTO#air_condition |  | Administration Building, HVAC
25269 | 3561 | FHO-RW-P-1301-KQ | Raw Water Lab Sample Pump Unit 1 | FHO-OBSOLETE |  |  |  | P |  |  | Removed From Service
101537 | 63236 | MAIN-110 | Main 110 | WTR-LWA | [6 empty] | Work Area 2 Central Mains and Chambers
104347 | 50296 | MTMH360 | HILLARY CTS | TRK-DON | [6 empty] | DON DRAINAGE AREA
81486 | 66066 | FHA-SES-LDR-0104 | FHA-SES-LD-0017 - 6' Ladder Fiberglass Orange ( Switch Gear Room EICT Room ) | FHA-SES-LD-1 | Safety | Safety Equipment |  | LDR | http://www.toronto.ca/TWONTO#ladder |  | Ladders
112686 | 93508 | TAB-EL1-MCC-6223 | Motor Control Centre 600V - D Bldg | TAB-PLT-ELQ-D | Control Panel,MCC | Motor Control Centre |  | MCC | http://www.toronto.ca/TWONTO#LV_electrical_panel |  | D Building - Electrical Equipment
120592 | 89586 | THC-ACC-F-6101 | Filter, AHU-6100, Serving Truck Loading Bay, 2nd Floor Mech Room #2, Headworks | THC-ACC-AHU-6100 | Filter | HVAC |  | F | http://www.toronto.ca/TWONTO#replaceable_air_filter |  | Air Handling Unit, Truck Loading Bay, Mech Room #2, Headworks
26341 | 12478 | FHO-SES-SQ-6051 | High Voltage Safety Equipment, Insulated Gloves, Class 0, Serial Number 400, Barry Kelly | FHO-SES-SQ-1000 | PPE,Insulated Glove | Safety Equipment |  | SQ | http://www.toronto.ca/TWONTO#rubber_insulating_gloves |  | High Voltage Insulated Gloves
25271 | 2908 | FHO-SPC-RPU-1621 | RPU, Waste Water PLC, Clarifier Building, S2, Corridor | FHO-WWW | Controller,PLC | Remote Processor Unit |  | RPU | http://www.toronto.ca/TWONTO#RPU_panel |  | Residue Management / Waste Water System
55975 | 34319 | FCL-SPC-RPU-1722 | RPU Panel, PAC System, Alum Bag Storage Room | FCL_ELS_MISCELLANEOUS | Control Panel | Remote Processor Unit |  | RPU | http://www.toronto.ca/TWONTO#RPU_panel |  | FCL_ELS_MISCELLANEOUS
106638 | 41861 | TAB-ACC-FSL-1410 | Switch, Flow, Low, Air, Supply Fan 1410, Loading Bay Rooftop | TAB-ACC-AHU-1400 | Switch,Flow-Low | Switch |  | FSL | http://www.toronto.ca/TWONTO#flow_switch |  | Air Handling Unit, D Bldg Roof
27206 | 71851 | COL-PSU-GC-0001 | Grit Chamber | COL-PSU |  |  |  | GC |  |  | Sunnyside Pumping Station
81901 | 35976 | FHA-SES-LDR-0520 | FHA-SES-LD-0029 - 8' Ladder Fiberglass Orange ( Filter Gallery east by BFP-0011 ) | FHA-SES | Safety | Safety Equipment |  | LDR | http://www.toronto.ca/TWONTO#ladder |  | Safety & Environmental Services
95135 | 46576 | FHO-TRW-FSL-0103 | Switch, Flow, Low, Sample to Turbidity and Fluoride Analyser, TRW Bldg, S5, Bsmnt,Valve Chamber Hall | FHO TRW OUTPUT | Switch,Flow-Low | Switch |  | FSL | http://www.toronto.ca/TWONTO#flow_switch |  | Treated Water Output Sampling
8576 | 37468 | COL-RBB-SW-0002 | Switch, Fused | COL-RBB-MISC | Switch |  |  | SW |  |  | Miscellaneous Equipment
53669 | 18927 | TAB-SES-SQ-0097 | Safety Equipment, Emergency Eye Wash Station, Polymer Room, Old Screen Bldg., P Bldg. | TAB-PLT-SQ | Safety | Plumbing |  | SQ | http://www.toronto.ca/TWONTO#emergency_eyewash |  | P Building - Safety Equipment
109733 | 7324 | TAB-DEW-PSH-3151 | Switch Pressure,High,Delivery, Pump-3151 | TAB-DEW-P-3151 | Switch,Pressure | Switch |  | PSH | http://www.toronto.ca/TWONTO#pressure_switch |  | Pump, Polymer Solution Transfer #5
7884 | 55293 | COL-PTD-LSH-0103 | Switch, Level-High | COL-PTD-MISC | Switch,Level |  |  | LSH |  |  | Miscellaneous Equipment
10096 | 31663 | FCL-ACC-F-0701 | Filter, Fan F-0701 Air Intake, Gaseous Chemical Building, Cl&SO2 Machine Room/Storage Room Ventilation | FCL-ACC-FN-0701 |  |  |  | F |  |  | Fan, Vane, Axial, Supply, Cl&SO2 Machine Room/Storage Room Ventilation System, Gaseous Chemical Bldg
96085 | 86392 | FIS-AMT-WS-0001 | Weather Monitoring Station, Filter Building Roof | FIS-GRK |  | Tool |  | WS | weather_station |  | FIS Buildings & Grounds
76177 | 69415 | THR-MCS-LD-4675 | Trolley, Mounted on Gantry, Drainage Pumps, T-16 near T-21 | THR-LD-WA3 | Lifting Device | Lifting Device |  | LD | lifting_device_support |  | Lifting Devices, Chain Hoist, Come Along & Slings
45460 | 56170 | TAB-DIG-SQ-0008 | Emergency Eye Wash Pack, # 8 Digester 1-4 Bsmt | TAB-DIG-SQ-T01-04 | PPE,Eyewash Station | Safety Equipment | 34474 | SQ | http://www.toronto.ca/TWONTO#emergency_eyewash |  | Digester Tanks 01-04, Safety Equipments
27864 | 10257 | FIS-ELS-WR-0605-SUS | Welding Receptacle, 600V, Fluoride & Ammonia Building, Server Room Entrance(Lobby) | FIS-ELS-MCC-0600 |  | Power Distribution Panel | 38565 | WR | http://www.toronto.ca/TWONTO#welding_receptacle |  | MCC,600 V,Filter Building,Mezzanine,West
47725 | 2439 | TAB-EL2-MCC-6221 | Motor Control Center- Incinerator Stack | TAB-EL2-MCC | Control Panel,MCC | Motor Control Centre |  | MCC | http://www.toronto.ca/TWONTO#LV_electrical_panel |  | Motor Control Center- South Substation
24263 | 5526 | FHO-GRK-PIP | Sewage Systems | FHO-GRK | [6 empty] | Buildings & Grounds
93235 | 85662 | FHO-GRK-DR-1098L | Door, (1-98) Exit To Roof, Chemical Building, Exit To Roof From Stairway EPG1( Standby Power Gen) | FHO-GRK-FEQ-0001 | Fire Prevention,Door | Door |  | DR | http://www.toronto.ca/TWONTO#fire_rated_door
55309 | 62896 | TAB-WA1-LD-1236 | Devit Arm | TAB-WA1-SQ-1000 | Lifting Device | Lifting Device |  | LD | http://www.toronto.ca/TWONTO#fall_arrest_Davit_arm |  | WA1 Lifting Devices and Slings
93206 | 62414 | FHO-GRK-DR-1038L | Door, (FD-1-38), Fire Rated, Admin Building, L1, Control Room, HVAC Room, North | FHO-GRK-FEQ-0001 | Fire Prevention,Door | Door |  | DR | http://www.toronto.ca/TWONTO#fire_rated_door
118377 | 52438 | TAB-SPC-CPU-0061 | BAS (Building Automation System) Server Computer, 'T' Building, Control Room | TAB-RSP-INQ | Building Service | Communications Equipment |  | CPU | http://www.toronto.ca/TWONTO#building_automation_system_controller |  | T Building - Instrumentation
132429 | 1979 | THR-DIG-FSL-2215 | Flow Switch, Pump Seal Water | THR-DIG-P-2215 | Transmitter,Pressure | Switch |  | FSL | http://www.toronto.ca/TWONTO#flow_switch |  | Pump, Centrifugal, Primary Sludge Recirculation to Tank 0700
63960 | 3590 | FCL-POL-FIT-4131 | Transmitter, Flow, Turbine,Service Water to Static Mixer MX-4131,Polymer Skid No.3,Centrifuge Bldg | FCL-POL-MX-4131 |  |  |  | FIT |  |  | Mixer, Static, Thickening Polymer Skid No.3, RMF Centrifuge Building, Polymer Room
124895 | 69940 | THC-ELS-MCC-2601 | Motor Control Center | THC-ELS-PS-0001-TUN | Control Panel,MCC | Motor Control Centre |  | MCC | http://www.toronto.ca/TWONTO#LV_electrical_panel |  | Primary Power Equipment, Building Tunels
143708 | 32295 | WTR-PEL-PSL-0002 | Switch, Pressure-Low, Air Header | WTR-PEL-TRW | Switch,Pressure-Low | Switch |  | PSL | http://www.toronto.ca/TWONTO#pressure_switch |  | Treated Water (Transmission)
93965 | 25708 | FHO-PWA-T-0211 | Tank, Water Heater, Storage, Electric, 600V, Chemical Building, S4, Fluoride Storage Room | FHO-TRW-BFP-0001 | Tank,Domestic Hot Water | Tank |  | T | http://www.toronto.ca/TWONTO#tanked_hot_water_heater |  | Backflow Preventer, Service water, Filter Surface Sweep Supply (premise isolation), S4, Near District Venturis- district 2E
6740 | 38798 | COL-PSW-FN-0002 | Fan, Exhaust, Wet Well | COL-PSW-CP-0100 | Fan | HVAC |  | FN | http://www.toronto.ca/TWONTO#blower_or_fan_with_drive |  | Ventillation control panel
112729 | 14094 | TAB-EL1-MCC-6628 | Motor Control Centre | TAB-EL1-PDP-6012 | Control Panel,MCC | Motor Control Centre |  | MCC | http://www.toronto.ca/TWONTO#LV_electrical_panel |  | Power Distribution Panel, 600V, PT 1-9 Outdoor Sub.
59226 | 77839 | THC-ACC-HTR-6012 | Heater, Unit, Glycol, Heating System, 2nd Floor, Conveyor area, Headworks | THC-ACC-P-6003 | H.V.A.C.,Heater,Unit | HVAC |  | HTR | http://www.toronto.ca/TWONTO#heater |  | Pump, Heating Glycol System, Lower Level 2 Blower Room, Headworks
98504 | 82335 | FIS-WWW-CH-1200-SUS | Slow Sand Fiter | FIS-BW | Filter | Filter | 38490 | CH | http://www.toronto.ca/TWONTO#filtration_tank |  | Backwash System
96654 | 5189 | FIS-ELS-GFI-0016 | Ground Fault Circuit Interrupter, South wall, nearby Filter #5, Filter Building | FIS-FILTER-BUILDING |  | Safety Equipment |  | GFI | ? |  | FIS Filter Building
37439 | 91779 | MTMH360 | HILLARY CTS | TRK-HMR | [6 empty] | HUMBER DRAINAGE AREA
57057 | 1051 | TAB-SLO-DR-0383 | Door, Overhead, Entrance, Truck Loading Bay, East | TAB-SLO-STRC | Door,Overhead | Door |  | DR | http://www.toronto.ca/TWONTO#roll_up_door
78820 | 6729 | FHO-ELS-WR-0710 | Welding Receptacle, TRW P.S. S5, TRW Basement, South/East | FHO-ELS-LTG |  | Power Distribution Panel |  | WR | http://www.toronto.ca/TWONTO#welding_receptacle |  | Facility Electrical System
55916 | 54891 | TAB-WA8-SQ-0001 | Eye Wash & Shower Station in Old Admin Bldg.Bsmt. Sampling Room | TAB-SUSPENDED ENTITY |  | Safety Equipment | 34478 | SQ | http://www.toronto.ca/TWONTO#emergency_eyewash_and_shower |  | Suspended entities
19803 | 52870 | FHO-ACC-FS-1531 | Switch, Flow, Air, AHU-1531 Outlet, Ozone Building, L1, Mechanical Room 1 | FHO-ACC-AHU-1531 |  | Switch |  | FS | http://www.toronto.ca/TWONTO#flow_switch |  | Air Handling Unit, Filter 9-13 Operating Gallery Ventilation, Ozone Building, L1, Mechanical Room 1
6870 | 24213 | COL-PRD-CB-0001 | Circuit Breaker, Main | COL-PRD | Circuit Breaker |  |  | CB |  |  | Redland Pumping Station
50014 | 63154 | FCL-ELS-MCC-0701-SUS | Control Panel, MCC, Filter Building Process, Electrical Switchgear Room | FCL-SUSPENDED | Control Panel,MCC | Motor Control Center | 36545 | MCC | http://www.toronto.ca/TWONTO#LV_electrical_panel |  | Suspended entity
66101 | 79713 | THC-SES-GAS-K | Gas Detectors and Monitors, Building K | THC-SES-GAS | [6 empty] | Gas Detectors and Monitors
32216 | 67045 | COL-SKW-CH-0001 | Chamber, Water Chamber | COL-SKW | Chamber |  |  | CH |  |  | Kew Beach Detention Tank (Kenilworth)-storm
4130 | 66989 | COL-PCU-PSL-5183 | Switch, Pressure-Low, Drain Pump 5170, Cumber PS | COL-PCU-MISC | Switch |  | 34999 | PSL |  |  | Miscellaneous Equipment
70449 | 17722 | THR-CW-SQ-0110 | Eyewash and Shower Station, Filtered Plant Water Building | THR-SQ-PEWS-WA1 | Safety,Eye wash | Safety Equipment |  | SQ | http://www.toronto.ca/TWONTO#emergency_eyewash_and_shower |  | Portable. (Gravity Operated) Eyewash Station, Dig9&10 Bsmnt
61963 | 62457 | THC-GRK-PRTY-0001 | Grounds and Property - THC | THC-GRK |  | Grounds |  | PRTY | space |  | Buildings & Grounds
73937 | 50850 | THR-ELS-SQ-0289 | Electrical Rubber Gloves, PPE Issued to Igor Chamsoutdinov 10kV | THR-ELS-SQ-ERG | Safety | Safety Equipment |  | SQ | http://www.toronto.ca/TWONTO#rubber_insulating_gloves |  | Electrical Rubber Gloves, Safety Equipment
81334 | 85044 | TNT-FT-LSH-1401 | Switch, Level,High | TNT-FT-T-1400 | Switch,Level | Switch |  | LSH | http://www.toronto.ca/TWONTO#level_switch |  | SumpTank # 4
62675 | 35221 | THC-MCS-T-0021 | Domestic Hot Water Tank, Building M | THC-MCS-T-BLDG M | Tank,Domestic Hot Water | Tank |  | T | http://www.toronto.ca/TWONTO#tanked_hot_water_heater |  | Domestic Hot Water Tank, Building M
65244 | 10089 | THC-ELS-MCC-1501 | Control Panel,MCC,Incineration Essential Power | THC-ELS-PS-0001-M | Control Panel,MCC | Motor Control Centre |  | MCC | http://www.toronto.ca/TWONTO#LV_electrical_panel |  | Primary Power Equipment, Building M
64672 | 30478 | THC-PRM-PT-1012B | Transmitter, Pressure, Return Line, Valve 1012 | THC-PRM-V-1012 |  |  |  | PT |  |  | Valve, Hydraulic Cylinder, Bottom Scraper, Primary Clarifier 1000, SW Plant
40773 | 87543 | TAB-ACC-T-6410 | Tank, Domestic Hot Water, Pump Room, Grit Bldg., P Bldg. | TAB-ACC | Tank | HVAC |  | T | http://www.toronto.ca/TWONTO#tanked_hot_water_heater |  | Plant HVAC Equipment
24363 | 10438 | FHO-MCS-MT-1117 | Personal Tool Kit (MW) | FHO-MCS-MEQ | Machine Tool | Tool |  | MT | tool_kit |  | Machine Shop & Equipment
279 | 79770 | 378167SUS | Kubota-WA5 | TAB-GRK-VEH | Vehicle,Unlicensed | Vehicle | 46880 |  | http://www.toronto.ca/TWONTO#golf_cart
107162 | 43427 | TAB-ACC-LSL-0870 | Switch,Level,Low | TAB-ACC-P-0870A | Switch,Level-Low | Switch |  | LSL | http://www.toronto.ca/TWONTO#level_switch |  | Pump, Sump,Eqalizing tank Bldg-Sludge Pump Room
4766 | 2859 | COL-PHF-CB-0001 | Circuit Breaker | COL-PHF | Circuit Breaker |  |  | CB |  |  | Highfield Sewage Pumping Station
65334 | 49897 | FCL-SES-LTX-0095-SUS | Exit Light, 95, Gaseous Building, 2nd Floor, Chemical Room S/W Door Exit | FCL-ELS-6 |  |  | 46602 | LTX |  |  | Interior Lighting
44171 | 17644 | FCL-ACC-HTR-0501 | East Perimeter Heating Heaters HTR-0501A,B&C | FCL-ACC |  |  |  | HTR |  |  | Climate Control (HVAC)
119914 | 60597 | TAB-WA4-LD-6034 | Chain Block, 1/2 Ton | TAB-WA4-SQ-0010 | Lifting Device | Lifting Device |  | LD | http://www.toronto.ca/TWONTO#lifting_equipment_hoist |  | WA4 Fall arrest systems
29237 | 41389 | FIS-FL-FSL-0101 | Switch, Flow, Low, Fluoride to Clearwell No.1, Chemical Sampling Building | FIS-FL | Switch,Flow-Low | Switch |  | FSL | http://www.toronto.ca/TWONTO#flow_switch |  | Fluoridation
136582 | 65422 | THR-GRK-VEH-378156S | Vehicle, John Deere Gator, Unlicensed, WA1 (Suspended Perm) | THR-GRK-GQ-WA1 | Vehicle,Unlicensed | Vehicle | 37996 | VEH | http://www.toronto.ca/TWONTO#golf_cart
11159 | 59870 | FCL-CL-DR-0101 | Door, Overhead, Gaseous Chemical Building Chlorine Storage Room | FCL-GRK | Door,Overhead | Door |  | DR | http://www.toronto.ca/TWONTO#roll_up_door
76685 | 24337 | FHO-ELS-LP-0833 | Lighting Panel, 120/208V 3PH, Admin Building, S4, Main Electrical Room | FHO-ELS-LTG-2000 |  | Power Distribution Panel |  | LP | http://www.toronto.ca/TWONTO#LV_electrical_panel |  | Lighting, Facility Interior : Plant wide, interior lighting
133923 | 70602 | THR-DIS-CP-0005 | Panel,ControlPanel,Pump Skids, Disinfection Building Main Floor | THR-DIS-P-0510 | Control Panel,Power Distribution Panel | Power Distribution Panel |  | CP | http://www.toronto.ca/TWONTO#process_control_panel |  | Pump, Diaphragm, Chemical Metering, Skid#5 Disinfection Building Main Floor
32976 | 17393 | KR2221A | Unit Heater, Silo #1, 2nd Floor, Silo Building | TAB-ACC-HTR-SLO | H.V.A.C.,Heater | HVAC |  |  | http://www.toronto.ca/TWONTO#heater |  | Unit Heaters- Silo Bldg
106659 | 64350 | TAB-ACC-FSL-3810 | Switch,Flow,Low,Water From Pump | TAB-ACC-P-3810 | Switch,Flow | Switch |  | FSL | http://www.toronto.ca/TWONTO#flow_switch |  | Pump, Circulating, Hot Water ,P29/30/31-1
136740 | 88558 | THR-MCS-LD-8659 | Gantry, Portable, 2000LB/907KG Work Area 2 | THR-LD-WA2 | Lifting Device,Hoist | Lifting Device |  | LD | lifting_device_support |  | Lifting Devices, Chain Hoist, Come Along & Slings
49105 | 68636 | TAB-OCS-HTR-6751 | Controller, Temp, Heat Tracing, Separated Potable Water to Biofilter, Biofilter Area, P Bldg. | TAB-OCS-PBLDG | Heater | Gas Collection |  | HTR | heat_trace |  | P Building - Odour control System, Fans
78680 | 1310 | THR-SES-LD-0664 | Davit Arm 48" Reach | THR-SES-LD | Safety | Safety Equipment |  | LD | http://www.toronto.ca/TWONTO#fall_arrest_Davit_arm |  | Lifting Device, Safety Equipment
14233 | 89015 | FCL-TRW-RPU-0003-SUS | Remote Processing Unit | FCL-SUSPENDED |  | Remote Processor Unit | 36791 | RPU | http://www.toronto.ca/TWONTO#RPU_panel |  | Suspended entity
74866 | 83007 | THR-FT-LSHH-3990 | High High Level Switch, Pump 3990, Final Tank,T-13 | THR-FT-P-3990S | Switch,Level-High-High | Switch |  | LSHH | http://www.toronto.ca/TWONTO#level_switch |  | Pump, Sump, Gallery T-13, Plant Services, Flood Monitoring System
75180 | 61543 | THR-FT-PSL-3260 | Switch, Pressure-Low, Pump P-3260 Suction, Scum Pumping - South | THR-FT-P-3260 | Switch,Pressure-High | Switch |  | PSL | http://www.toronto.ca/TWONTO#pressure_switch |  | Pump, Rotary Lobe, Scum from Tank 3250, Scum Pumping
114550 | 86540 | TAB-PLT-G-5404 | Gate, Knife Gate, Pneumatic, Screenings Outloading Conveyor 5400, Conveyor Area | TAB-PLT-CV-5400 | Valve,Knife Gate | Gate |  | G | http://www.toronto.ca/TWONTO#valve
91748 | 18414 | WTR-RMI-DR-0009 | Door, Hatch, North of Access House | WTR-RMI-AUX | Door | Door |  | DR | http://www.toronto.ca/TWONTO#door
26105 | 98141 | FIS-ACC-FN-4003 | Fan, Celing mounted, Marine Yard Building, Mechanical/Electrical Room | FIS-ACC-MARINEYARD |  | HVAC |  | FN | http://www.toronto.ca/TWONTO#blower_or_fan_with_drive |  | HVAC Marine Yard Building
4260 | 96780 | COL-PEV-TS-0001 | Switch, Transfer | COL-PEV-MISC | Switch |  |  | TS |  |  | Miscellaneous Equipment
55397 | 25844 | TAB-WA1-SQ-1021 | Sling | TAB-WA1-SQ-1000 | Lifting Device,Sling | Lifting Device |  | SQ | http://www.toronto.ca/TWONTO#fall_protection_sling |  | WA1 Lifting Devices and Slings
48098 | 91322 | TAB-ELS-D BLDG | D Building Outdoor Substation | TAB-WORK-AREA-LIQ | Switchgear,Outdoor | [5 empty] | TAB Work Area Liq
37203 | 95469 | NR3121E | Unit Heater,Convection,P.W.P.S.-H-14 | TAB-ACC-HTR-PWPS | H.V.A.C.,Heater | HVAC |  |  | http://www.toronto.ca/TWONTO#heater |  | Unit Heaters- PWPS
28751 | 130 | FIS-ELS-GFI-0025 | Ground Fault Circuit Interrupter, West wall nearby the chemical cylinder delivery double door, Chlorine Building | FIS-CHLORIN-BUILDING |  | Safety Equipment |  | GFI | ? |  | FIS Chlorine & Sulphur Dioxide Building
6009 | 77486 | COL-PMD-LSL-0202 | Switch, Level-Low | COL-PMD | Switch |  |  | LSL |  |  | Midland Pumping Station
107523 | 91433 | TAB-ACC-T-4901 | Tank, Air Separator, Seawall Tunnel, East | TAB-ACC-HE-4901 | Tank | Tank |  | T | air_seperator |  | Heat Exchanger, Secondary Hot Water loop, Seawall Tunnel, East
13035 | 26917 | FCL-FLO | Flocculation | FCL-PLT | [6 empty] | Preliminary Treatment
8038 | 52132 | COL-PWC-LP-0001 | Control Panel, Lighting | COL-PWC-MISC | Control Panel |  |  | LP |  |  | Miscellaneous Equipment
37265 | 87569 | NX2090A | Fan, Air Supply Unit-Floatation Bldg | TAB-SUSPENDED ENTITY | Fan | HVAC | 34571 |  | http://www.toronto.ca/TWONTO#blower_or_fan_with_drive |  | Suspended entities
49212 | 76130 | FCL-CLA-PSL-0102 | Switch, Pressure Low, Discharge, CLA Evaporator 0101, Chlorination System | FCL-CLA-CHL-0101 | Switch,Pressure-Low | Switch |  | PSL | http://www.toronto.ca/TWONTO#pressure_switch |  | Chlorinator, Chlorine Gas, Chlorination System
57937 | 52572 | THC-AER-T-2100 | Tank, Aeration | THC-AER-OLD PLANT |  | Tank |  | T | http://www.toronto.ca/TWONTO#aeration_tank |  | AerationTreatment
121160 | 86533 | THC-ACC-PSL-3510 | Switch, Pressure-Low, Hot Water Pump 3503&3507, Admin Building | THC-ACC-BLDG K | Switch,Pressure-Low | Switch |  | PSL | http://www.toronto.ca/TWONTO#pressure_switch |  | Administration Building, HVAC
94764 | 62440 | FHO-SES-SCBA-0011 | Cylinder, SCBA, Air Pack, 2216 PSI, Ser #OJ-386156 | FHO-SES-SQ-0002 | PPE,SCBA | Safety Equipment |  | SCBA | http://www.toronto.ca/TWONTO#compressed_gas_cylinder |  | Emergency Breathing Apparatus
17573 | 75735 | FHA-MCS-ACC-0101 | CL2 / SO2 Storage Ventillation System | FHA-MCS-ACC |  |  |  | ACC |  |  | HVAC
68499 | 24488 | THR-ACC-T-3601 | Glycol Makeup System,East Workshop | THR-ACC-T | Tank | Tank |  | T | http://www.toronto.ca/TWONTO#chemical_storage_tank |  | Air Conditioning, Glycol Heating Packages
44112 | 27194 | FCL-ACC-HTR-0256 | Heater, Baseboard, Electric, (BH-1A), 500W, Dry Chemical Building Locker Room | FCL-ACC-P-LL |  |  |  | HTR |  |  | Low Lift Pumping Station HVAC Equipment
5934 | 57998 | COL-PLV-CRN-0001 | Crane, | COL-PLV-MISC | Crane |  |  | CRN |  |  | Miscellaneous Equipment
28481 | 64629 | COL-PWE-WEL-0100 | Wet well, Wellington SPS | COL-PWE |  |  |  | WEL |  |  | Wellington Sewage Pumping Station (partial operation)
134984 | 66092 | THR-ELS-SQ-0290 | Electrical Rubber Gloves, PPE Issued to Nick Saceleano 5kV | THR-ELS-SQ-ERG | Safety | Safety Equipment |  | SQ | http://www.toronto.ca/TWONTO#rubber_insulating_gloves |  | Electrical Rubber Gloves, Safety Equipment
21743 | 27892 | COL-PMY-DM-0008 | Damper, Gas | COL-PMY | Damper/Louver |  |  | DM |  |  | Maryport Sewage Pumping Station
120310 | 18568 | THC-ACC-BLDG Q | Old gas Compressors Building HVAC | THC-MCS-HVAC |  | HVAC |  |  | http://www.toronto.ca/TWONTO#collection_of_assets |  | Mechanical Services, HVAC
115377 | 43817 | TAB-PRM-D | D Bldg - Primary Treatment | TAB-PRM | [6 empty] | Primary Treatment
78943 | 99151 | THR-SES-SQ-PGM | Personal Gas Meter | THR-SES-SQ | Safety | Safety Equipment |  |  | http://www.toronto.ca/TWONTO#portable_gas_detector |  | Safety Equipment
79014 | 64122 | THR-SQ-LP-0008 | Life Preserver, Ring Type, Primary Tank 11 | THR-SQ-LP-PRM | Safety | Safety Equipment |  | LP | http://www.toronto.ca/TWONTO#life_ring |  | Life Preserver, Ring Type Floating Device, Primary Tanks
21139 | 2514 | FHO-CLB-PSL-0102 | Switch, Pressure Low, Post East, Train 1, Outlet from Evaporator,Chem Bldg. Main Floor, Machine Rm | FHO-CLB-CHL-0101-KQ | Switch,Pressure-Low | Switch |  | PSL | http://www.toronto.ca/TWONTO#pressure_switch |  | Post ChlorinationTrain 1
24308 | 44168 | FHO-MCS-LD-0115 | Manual Chain Hoist | FHO-MCS-LD | Lifting Device,Hoist,Manual | Lifting Device |  | LD | http://www.toronto.ca/TWONTO#lifting_equipment_hoist |  | Lifting Devices & Elevators
9127 | 4497 | COL-YKP-DA-187990 | Davit Base Leg-187990 | COL-YKP-DA | Safety | Safety Equipment |  | DA | davit_base |  | Davit Arm Assembly
118713 | 61842 | TAB-STR-LSHH-5100 | Switch, Level High High, Ground Water Pumping Station | TAB-STR-P-5101 | Switch,Level-High-High | Switch |  | LSHH | http://www.toronto.ca/TWONTO#level_switch |  | Pump, Centrifugal, Ground Water Pumping Station
117985 | 95315 | TAB-SES-LTX-2283 | Exit Sign, Battery Unit, 2 LED heads, PRS Bldg | TAB-STR-SQ | Lighting,Exit | Safety Equipment | 41286 | LTX | http://www.toronto.ca/TWONTO#lighting_unit |  | WA2 Safety Equipment,lifting devices, ladders, Eye Wash station, First Aid Kits, Lock out stations
17626 | 64615 | FHA-RADIO-0006 | Radio, Walkie Talkie | FHA-GRK-COM-0001 |  | Communications Equipment |  | RADIO | radio_system |  | Telephone and Paging System
86052 | 61182 | FHA-WWW-T-3011 | Tank, Sludge Thickener, RMF, Thickener Gallery | FHA-WWW-T-3011-KQ | Tank | Tank |  | T | http://www.toronto.ca/TWONTO#storage_tank |  | Tank Location, Thickener 1
94879 | 43462 | FHO-SES-SQ-6253 | Lanyard, Serial Number 2199908, V | FHO-SES-SQ-0009 | PPE,Lanyard | Safety Equipment |  | SQ | lifeline |  | Fall Lanyards
23079 | 56653 | FHO-FEQ-FSH-0005 | Switch, Flow-High, Fire System, Admin Building, S4, South of Ramp | FHO-SES-FEQ-1000 |  | Switch |  | FSH | http://www.toronto.ca/TWONTO#flow_switch |  | Fire Equipment, Built In
93968 | 74451 | FHO-PWA-T-1610 | Tank, Water Heater, Storage, Electric, 600V, Standby Power Building, S4, Corrosion Control Room | FHO-MCS-PWA | Tank,Domestic Hot Water | Tank |  | T | http://www.toronto.ca/TWONTO#tanked_hot_water_heater |  | Service Water & Backflow Prevention
114411 | 96610 | TAB-PLT-F-6200 | Biofilter, Odour Control, Biofilter Area | TAB-PLT-BIO | Filter | Filter |  | F | http://www.toronto.ca/TWONTO#filtration_tank |  | D Building - Odour control System, Bio Filter
137448 | 22846 | THR-PLT-PSL-1150 | Switch, Pressure-Low, Discharge Air, Blower 1150, Preliminary Treatment, Grit Removal - Vortex Chambers | THR-PLT-BL-1150 | Switch,Pressure-Low | Switch |  | PSL | http://www.toronto.ca/TWONTO#pressure_switch |  | Blower, Centrifugal, Preliminary Treatment, Grit Removal - Vortex Chambers
8624 | 62464 | COL-BDC-TSH-0001 | Switch, Temperature-High | COL-BDC | Switch | Switch |  | TSH | http://www.toronto.ca/TWONTO#temperature_switch |  | Disco Blower Station
114490 | 75065 | TAB-PLT-G-0203 | Gate, Slide, Unwatering Drain, Screen Channel No. 2 Effluent | TAB-PLT-SC-0200 | Gate,Sluice,Act. | Gate |  | G | http://www.toronto.ca/TWONTO#channel_gate
24773 | 68652 | COL-PSD-CP-0001 | Control Panel, Operator | COL-PSD | Control Panel |  |  | CP |  |  | Spadina Sewage Pumping Station
8936 | 44050 | COL-YKP-DA-0018(S) | Davit Arm-1671141 | COL-W-OBSOLETE |  | Safety Equipment | 39123 | DA | http://www.toronto.ca/TWONTO#fall_arrest_Davit_arm |  | Col West Obsolete Entities
9536 | 66053 | DOS-YCM-VEH-324023 | 2016 JOHN DDERE 318G - Vehicle Unit# 324023 | FAC-YCM-VEH | Vehicle,Licensed | Vehicle |  | VEH | http://www.toronto.ca/TWONTO#golf_cart
147758 | 89697 | YTF-ELS-PDP-0601 | Control Panel, Power Dist., Mechanical Equipment, Electrical Panels A Building | YTF-ELS | Control Panel,Power Distribution Panel | Power Distribution Panel |  | PDP | http://www.toronto.ca/TWONTO#LV_electrical_panel |  | Electrical Equipment
125955 | 6131 | THC-GRK-G-0001 | Inflatable stop gate balloon, Storm drainage system | THC-SUSPENDED | Building Service,Floor Drain | Drain | 33976 | G | ? |  | Suspended entity
27224 | 9842 | COL-PSU-LTG-0002 | Control Panel, Electrical | COL-PSU | Control Panel |  |  | LTG |  |  | Sunnyside Pumping Station
122912 | 72400 | THC-DEW-SLFR-6412 | Sliding Frame,BTU Hopper 6400,Solids Treatment | THC-DEW-T-6400 | Tank,Non-Pressurized | Tank |  | SLFR | http://www.toronto.ca/TWONTO#valve |  | Tank,BTU 1000 Hopper,Solid Treatment
38914 | 71820 | SWM-PMG-SW-0001 | Switch, Main Power | SWM-PMG-MISC | Switch | Switch |  | SW | http://www.toronto.ca/TWONTO#disconnect_switch |  | Miscellaneous Equipment
18460 | 14535 | FHA-SES-LDR-0417 | FHA-SES-LD-0038 - 10' Ladder Aluminium ( Ammonia Storage Room ) | FHA-SES | Safety | Safety Equipment |  | LDR | http://www.toronto.ca/TWONTO#ladder |  | Safety & Environmental Services
65504 | 40067 | FCL-SM-T-0101-SUS | Storage, Caustic Soda System | FCL-SM | Tank,Non-Pressurized | Tank | 36715 | T | http://www.toronto.ca/TWONTO#chemical_storage_tank |  | Spill Management
54542 | 44386 | TAB-STR-T-4002R | Tank , Reservoir Aux Oil, Blower 4002 | TAB-STR-BL-4002 | Tank,Reservoir | Tank |  | T | http://www.toronto.ca/TWONTO#chemical_storage_tank |  | Blower #4002
18715 | 55056 | FHA-SES-SQ-0511 | FHA-SES-SHOW-0002 - Emergency Shower | FHA-SES-SQ-0008 | PPE,Eyewash Station | Safety Equipment |  | SQ | http://www.toronto.ca/TWONTO#emergency_eyewash_and_shower |  | Eyewash Stations & Showers
41451 | 99901 | TAB-ACC-V-1499 | Valve, Reheat, Modulating | TAB-ACC-HTR-1499 | Valve | HVAC |  | V | http://www.toronto.ca/TWONTO#valve |  | Heater, Hot Water Reheat Coil
106558 | 42571 | TAB-ACC-FN-6481 | Fan, Centrifugal, Supply Air, Pump Room, Grit Bldg., P Bldg. | TAB-ACC-AHU-PBLDG | Fan,Centrifugal | HVAC |  | FN | http://www.toronto.ca/TWONTO#blower_or_fan_with_drive |  | AHUs/Supply Fans P. Bldg.
68491 | 40887 | THR-ACC-T-0611 | Tank, Glycol Skid, Filtered Plant Water Building | THR-ACC-T | Tank | Tank |  | T | http://www.toronto.ca/TWONTO#chemical_storage_tank |  | Air Conditioning, Glycol Heating Packages
7573 | 72743 | COL-PST-DM-0001 | Damper, Exhaust Fan | COL-PST | Damper/Louver |  |  | DM |  |  | Strachan Pumping Station
62482 | 56800 | THC-ITS-PA-3770 | IDF Panel, Public Address System, , Bldg. M | THC-ITS-MDF-1000 | Network,Telecommunication | Communications Equipment |  | PA | http://www.toronto.ca/TWONTO#public_annoucement_speaker |  | Public Address System, Master Distribution , Control System, Admin Bldg,
93793 | 94483 | WTR-PRH-AHU-0001 | Air Handling Unit, Meter Access Room, | WTR-PRH-ACC | Air Handling Unit,Draw Thru | HVAC |  | AHU | http://www.toronto.ca/TWONTO#air_handler_unit |  | Air Conditioning, Heating and Ventilation
9564 | 55833 | DOS-YCM-VEH-884621 | 2019 MITSUBISHI RVR - Vehicle Unit# 884621 | FAC-YCM-VEH | Vehicle,Licensed | Vehicle |  | VEH | http://www.toronto.ca/TWONTO#passenger_vehicle
127233 | 35287 | THC-PLT-PSL-1012 | Switch, Pressure, Low, Hydrocyclone CYC-1012 Inlet, Grit Processing and Conveyance | THC-PLT-CYC-1012 | Switch,Pressure-Low | Switch |  | PSL | http://www.toronto.ca/TWONTO#pressure_switch |  | Hydrocyclone, Classifier CL-1010, Grit Processing and Conveyance
83267 | 48886 | THR-PRM-RPU-0005 | RPU, Primary Treatment, South Tanks 0700 to 0800 (172.22.37.126) | THR-PRM-SOUTH | RPU | Remote Processor Unit |  | RPU | http://www.toronto.ca/TWONTO#RPU_panel |  | Primary Treatment, South Primary
131687 | 88608 | THR-CG-T-1209 | Tank, Used Engine Oil, Lube Oil System, Engine-Generator 1101 & 1201 | THR-CG |  | Tank |  | T | http://www.toronto.ca/TWONTO#chemical_storage_tank |  | Co-Generation
135937 | 56221 | THR-FT-T-0700 | Tank, Final Settling, Mixed Liquor, Secondary Clarification - South (Tank#07) | THR-FT-T | Tank | Tank |  | T | http://www.toronto.ca/TWONTO#sedimentation_tank |  | Final Sedimentation Tank & Dedicated WAS Pumping
64739 | 32507 | FCL-SES-ANL-00026-SUS | asdfs | FCL-SUSPENDED |  |  | 40976 | ANL |  |  | Suspended entity
45151 | 20017 | TAB-DIG-LSH-1521 | Switch,Level -High, Digester Tank T-1500 | TAB-DIG-T-1500 | Switch,Level | Switch |  | LSH | http://www.toronto.ca/TWONTO#level_switch |  | Digestion Tank 15
14728 | 41495 | FCL-SES-LTX-0091-SUS | Exit Light, 91, Gaseous Building, 1st Floor, Caustic Soda Storage Room Exit | FCL-SUSPENDED |  |  | 46598 | LTX |  |  | Suspended entity
125186 | 23245 | THC-ELS-SQ-134223 | Spares, Electrical Safety gloves, High Voltage, Class 0, # 1342223 | THC-SES-SQ |  | Safety Equipment | 40742 | SQ | http://www.toronto.ca/TWONTO#rubber_insulating_gloves |  | Safety Equipment
34515 | 2216 | MAIN-174 | Main 174 | WTR-LWA | [6 empty] | Work Area 2 Central Mains and Chambers
129776 | 67781 | THR-ACC-DM-0244 | Damper, Intake, Exhaust Fan FN-0222, North Grit Roof | THR-ACC-FN-0222 | Damper/Louver | HVAC |  | DM | http://www.toronto.ca/TWONTO#air_damper |  | Fan, Centrifugal, Exhaust Air, North Grit Roof
137734 | 62544 | THR-PRM-FSL-2241 | Switch, Flow-Low, Seal Water, Pump 2241, Sludge Pumping - South | THR-PRM-P-2241 | Switch,Pressure-Low | Switch |  | FSL | http://www.toronto.ca/TWONTO#flow_switch |  | Pump, Centrifugal, Sludge, South Primary Station 2
21646 | 8780 | FHO-DOZ-T-2200 | Tank, Ozone Contact, Ozone Building, S1 &S2, Miidle/E | FHO-DOZ-CONT | Tank | Tank |  | T | http://www.toronto.ca/TWONTO#chemical_contact_tank |  | FHO OZONE CONTACT
62475 | 36852 | THC-ITS-PA-3310 | IDF Panel, Public Address System, Aeration Tanks 1-8 | THC-ITS-MDF-1000 | Network,Telecommunication | Communications Equipment |  | PA | http://www.toronto.ca/TWONTO#public_annoucement_speaker |  | Public Address System, Master Distribution , Control System, Admin Bldg,
25233 | 84904 | COL-PSL-SQ-0001 | Eye Wash Station | COL-PSL-MISC |  | Safety Equipment |  | SQ | http://www.toronto.ca/TWONTO#emergency_eyewash |  | Miscellaneous Equipment
65896 | 48596 | THC-ELS-PS-0001-E | Primary Power Equipment, Building E | THC-ELS-PS-0001 |  | Control Panel,MCC |  | PS | http://www.toronto.ca/TWONTO#collection_of_assets |  | Primary Power Equipment
17630 | 33421 | FHA-RAW | Raw Water Production | FHA WORK AREA 1 | [6 empty] | Process
124906 | 19791 | THC-ELS-MCC-3701 | Motor Control Center, Building S | THC-ELS-PS-0001-S | Control Panel,MCC | Motor Control Centre |  | MCC | http://www.toronto.ca/TWONTO#LV_electrical_panel |  | Primary Power Equipment, Building S
116075 | 74756 | TAB-PRS-FSH-0007 | Switch, Flow High, Chemical Gallery, Center | TAB-PRS-SQ-0007 |  | Safety Equipment |  | FSH | http://www.toronto.ca/TWONTO#flow_switch |  | Emerg. Eyewash and Shower Stations, Ferric Gallery-3rd Set of Ferrous Pumps from South End
120039 | 79178 | TAB-WA6-LD-1004 | TRIPOD | TAB-WA6-LD-1000 | Lifting Device | Lifting Device |  | LD | http://www.toronto.ca/TWONTO#fall_arrest_Davit_arm |  | WA6 portable cranes/hoists, come alongs, slings, wire rope, chains, etc.,
105973 | 96393 | TAB-ACC-AHU-8230 | AHU,M Bldg | TAB-ACC-AHU | Air Handling Unit | HVAC |  | AHU | http://www.toronto.ca/TWONTO#air_handler_unit |  | Air Handling Unit & Supply Fan
131169 | 71776 | THR-AER-RPU-0011S | Remote Processor Unit, South Aeration, Tank 0200 (172.22.37.164) | THR-ELS-AER | RPU | Remote Processor Unit | 39377 | RPU | http://www.toronto.ca/TWONTO#RPU_panel |  | Electrical System, Aeration and Galleries
26133 | 66947 | FHO-GRK-DR-1009S | Door, (FD-S1-09), Fire Rated, Standby Power Building, S1, Vestibule 5 North | FHO-GRK-FEQ-0001 | Fire Prevention,Door | Door |  | DR | http://www.toronto.ca/TWONTO#fire_rated_door
71148 | 54908 | FHA-BW-TSH-0501 | Switch, Temperature High, Backwash Pump P-0501 Motor, Low Lift PS | FHA-BW-M-0501 | Switch,Temperature-High | Switch |  | TSH | http://www.toronto.ca/TWONTO#temperature_switch |  | Motor, Wash Water to Filter Bldg.
50009 | 52592 | FCL-ELS-MCC-0612-SUS | Control Panel, MCC, Administration Building HVAC, Electrical Switchgear Room | FCL-SUSPENDED | Control Panel,MCC | Motor Control Center | 36541 | MCC | http://www.toronto.ca/TWONTO#LV_electrical_panel |  | Suspended entity
62574 | 68456 | FCL-FLT-FSL-0003B | Switch, Flow Low, Discharge, Filtered Water Sampling Pump 0004B, Sampling Pumps | FCL-FLT-P-0004B | Switch,Flow-Low | Switch |  | FSL | http://www.toronto.ca/TWONTO#flow_switch |  | Pump, Centrifugal, Filtered Water, Sampling Pumps
65250 | 85322 | THC-ELS-MCC-1801 | Motor Control Centre,Dewatering Area,Biosolids Building | THC-ELS-CB-1801 | Control Panel,MCC | Motor Control Centre |  | MCC | http://www.toronto.ca/TWONTO#LV_electrical_panel |  | Circuit Breaker,Feed to MCC-1801 for Dewatering Area Power,Biosolids Building
34509 | 91404 | MAIN-167 | Main 167 | WTR-MT3 | [6 empty] | Work Area 3 WEST Mains and Chambers
62430 | 25818 | THC-ITS-PA-2010 | IDF Panel, Public Address System, Tunnel 33 | THC-ITS-MDF-1000 | Network,Telecommunication | Communications Equipment |  | PA | http://www.toronto.ca/TWONTO#public_annoucement_speaker |  | Public Address System, Master Distribution , Control System, Admin Bldg,
90421 | 9257 | FHO-AM SCRUBBER-SU | Ammonia Scrubber System | FHO-AM |  |  | 32942 |  |  |  | Ammoniation
126524 | 26991 | THC-MCS-T-0011 | Domestic Hot Water Tank, Building J | THC-MCS-T-BLDG J | Tank,Domestic Hot Water | Tank | 32210 | T | http://www.toronto.ca/TWONTO#tanked_hot_water_heater |  | Domestic Hot Water Tank, Building J
79913 | 20392 | THR-WA2-LD-153-4 | Sling, Nylon, Work Area 2 (Sr 1462153-4) SIZE; 2" X 16', | THR-LD-NYLN-WA2 | Lifting Device,Sling | Lifting Device |  | LD | synthetic_web_sling |  | Slings, Nylon, Work Area 2
89694 | 36670 | WTR-SCT-ANL | Analyzers, Air Monitors & Calibration Equipment - CWA | WTR-SCT | [6 empty] | Water Supply Work Area 2 SYSTEM CONTROL
26688 | 22117 | COL-PST-LSHH-0106 | Switch, Level High-High | COL-PST-MISC | Switch,Level |  |  | LSHH |  |  | Miscellaneous Equipment
127672 | 986 | THC-PRM-PT-1014A | Transmitter, Pressure, Collect Line, Valve 1014 | THC-PRM-V-1014 |  |  |  | PT |  |  | Valve, Hydraulic Cylinder, Bottom Scraper, Primary Clarifier 1000, SW Plant
10006 | 70490 | FCL-ACC-AHU-0010 | Air Handling Unit, 7.5 HP, Filter Building Lab, High Lift Pump Room Roof Top, First floor, Admin Builidng. | FCL-ACC-FLT |  |  |  | AHU |  |  | Filter Building HVAC Equipment
119759 | 44374 | TAB-WA2-LD-1006 | Cleton Come Along | TAB-SES-LD | Lifting Device | Lifting Device |  | LD | winch |  | WA2 Lifting devices
65383 | 98467 | THC-PRM-ZSH-1211 | Switch, Position High, Mech Collect, Valve 1211 | THC-PRM-V-1211 | Switch,Level-Low-Low | Switch |  | ZSH | http://www.toronto.ca/TWONTO#position_switch |  | Valve, Hydraulic Cylinder, Bottom Scraper, Primary Clarifier 1200, NW Plant
86368 | 94733 | TNT-CSO-MCC-0100 | Control Centre, Motor, Pumping System Control, Laboratory | TNT-ELS | Switchgear,Indoor | Motor Control Centre |  | MCC | http://www.toronto.ca/TWONTO#LV_electrical_panel |  | Instrument / Electrical
121858 | 89040 | THC-AER-F-7320 | Filter, Air, Inlet, Blower, Aeration | THC-AER-BL-7300 | Filter | Filter |  | F | http://www.toronto.ca/TWONTO#replaceable_air_filter |  | Blower, Aeration
106569 | 99508 | TAB-ACC-FN-6551 | Fan, Centrifugal, Supply air, AHU-6550, Mechanical Room No. 3, Screen Bldg., P Bldg. | TAB-ACC-AHU-6550 | Fan,Centrifugal | HVAC |  | FN | http://www.toronto.ca/TWONTO#blower_or_fan_with_drive |  | Air Handling Unit, Mechanical Room no.3, Screen Bldg., P Bldg.
53618 | 63282 | TAB-SES-LTX-2290B | Lighting, 2 LED heads, PRS Bldg | TAB-STR-SQ | Lighting | Safety Equipment |  | LTX | http://www.toronto.ca/TWONTO#lighting_unit |  | WA2 Safety Equipment,lifting devices, ladders, Eye Wash station, First Aid Kits, Lock out stations
109793 | 9712 | TAB-DEW-RPU-1139 | RPU | TAB-DEW-SLUDGE SILO | RPU | Remote Processor Unit |  | RPU | http://www.toronto.ca/TWONTO#RPU_panel |  | Sludge Holding Tank System, Conveyors
34433 | 8826 | MAIN-040 | Main 040 (Transferred to D&C) | WTR-LWA |  |  | 36948 |  |  |  | Work Area 2 Central Mains and Chambers
97354 | 38104 | FIS-MCS-LD-0004 | Davit Arm, Stores | FIS-MCS | Lifting Device | Lifting Device |  | LD | http://www.toronto.ca/TWONTO#fall_arrest_Davit_arm |  | Mechanical Services
80359 | 40765 | FHA-SED-ZSH-0503H | Switch, Limit, Access Hatch Zone 3, Settling Basin T-0501 | FHA-SED-ZSH-0503 |  | Security System |  | ZSH | http://www.toronto.ca/TWONTO#position_switch |  | Switch, Limit, Access Hatch Zone 5
13459 | 10781 | FCL-FLT-V-0917 | Valve, Gate, Loss of Head Transmitter PDIT-0901 Filter F-0902 Drain, Filter 0901 | FCL-FLT-PDIT-0901 |  |  |  | V |  |  | Transmitter, Pressure (Differential), Loss of Head for Filter 0901, Filter No.0901
128265 | 6031 | THC-ROUTINE SLMT--SPARE | THC-Routine Inspection Solids Maintenance -SPARE ENTITY NUMBER | THCSLDMNT | [6 empty] | THC Solids Maintenance
72821 | 90582 | THR-DIS-FSL-1361 | Switch, Flow, Low, Scrubber Recirculating Pump | THR-DIS-SB-1350 | Valve,Butterfly,Act. | Switch |  | FSL | http://www.toronto.ca/TWONTO#flow_switch |  | Scrubber, Caustic Soda SB-1350
94889 | 2573 | FHO-SES-SQ-7009 | Eyewash & Shower, Station # 9, Chemical Building, L1, North West Obsolete Chemical Machine Room Exit | FHO-SES-SQ-0004 | PPE,Eyewash Station | Safety Equipment |  | SQ | http://www.toronto.ca/TWONTO#emergency_eyewash_and_shower |  | First Aid
136446 | 14700 | THR-GQ-RSPS | Returns Sludge Pumping Station, Work Area 4 | THR-GQ-WA4 |  | Grounds |  |  | space |  | Grounds, Work Area 4
58389 | 21041 | THC-ACC-CU-0121 | Condenser for AC units | THC-ACC-AC-0121 | Fan,Axial | HVAC |  | CU | http://www.toronto.ca/TWONTO#AC_condenser_unit |  | Air Conditioner,Elec RM,Aeration Building,Phase 4
136439 | 19173 | THR-GQ-ADM | Administration Bldg., Work Area 3 | THR-GQ-WA3 | [6 empty] | Grounds, Work Area 3
25176 | 34238 | COL-PSK-MISC | Miscellaneous Equipment | COL-PSK | [6 empty] | Skydome Sewage Pumping Station
94221 | 55388 | FHO-SBS-LSH-0002 | Switch, Level High, SBS Tank Spill Containment,S4 Level, SBS Tank Room | FHO-SBS | Switch,Level-High | Switch |  | LSH | http://www.toronto.ca/TWONTO#level_switch |  | Ozone Quenching
74162 | 16690 | THR-EWSS-WA4 | Eyewash and Shower Station, Work Area 4 | THR-JHSC-WA4 | Safety,Eye wash | Safety Equipment |  |  | http://www.toronto.ca/TWONTO#collection_of_assets |  | Joint Health & Safety Committee WA4
87208 | 59464 | WTR-PMI-TSH-0008 | Switch, Temperature-High, Operation Deck, | WTR-PMI-AUX | Switch,Temperature-High | Switch |  | TSH | http://www.toronto.ca/TWONTO#temperature_switch |  | Auxiliary Equipment (Building Facilities)
117990 | 55157 | TAB-SES-LTX-2286 | Exit Sign, Battery Unit, 2 LED heads, PRS Bldg | TAB-SUSPENDED ENTITY | Lighting,Exit | Safety Equipment | 41289 | LTX | http://www.toronto.ca/TWONTO#lighting_unit |  | Suspended entities
23684 | 56296 | COL-PPU-LP-0001 | Control Panel, Lighting | COL-PPU-MISC | Control Panel |  |  | LP |  |  | Miscellaneous Equipment
105573 | 15118 | SWM-PMG-RPU-0001 | Remote Processing Unit | SWM-PMG | RPU | Remote Processor Unit |  | RPU | http://www.toronto.ca/TWONTO#RPU_panel |  | Martin Grove Storm Pumping Station
66342 | 1201 | THC-SES-MEQ-5903 | Anchor,Fall Arrest,Disinfection Building,Roof | THC-MCS-LD-G |  | Safety Equipment |  | MEQ | fall_arrest_anchor |  | Lifting Devices, Chemical storage, Building G
106619 | 99131 | TAB-ACC-FSL-0234 | Switch, Flow, Low, Air, Exhaust Fan 0234, Old Primary Treatment Bldg. | TAB-ACC-FN-0234 | Switch,Flow-Low | Switch |  | FSL | http://www.toronto.ca/TWONTO#flow_switch |  | Fan, Exhaust, Primary Treatment Bldg. Rooftop
66882 | 8035 | THC-GRK-VEH-396095 | John Deer 1445 (WA3) | THC-SUSPENDED | Vehicle | Vehicle | 38020 | VEH | http://www.toronto.ca/TWONTO#golf_cart
67294 | 92625 | THC-TPA-PA-6034 | Speaker, Headworks, lower Level 1, Truck Load Bay, S/E | THC-TPA-PA-6010A | Public Address System | Communications Equipment |  | PA | http://www.toronto.ca/TWONTO#public_annoucement_speaker |  | Paging Panel, Headworks, Electrical Room, Ground Floor
11911 | 51675 | FCL-DCL-V-0414 | Valve, Ball, Outlet, INJ-0420, RMF Clarification | FCL-DCL-INJ-0420 |  |  |  | V |  |  | Eductor, RMF Dechlorination, RMF Facility
14766 | 1235 | FCL-SES-SQ-1001 | Electrical Safety Gloves, High Voltage, Class 0, Group A, #250 | FCL-SES-FEQ-SUS | PPE,Insulated Glove | Safety Equipment |  | SQ | http://www.toronto.ca/TWONTO#rubber_insulating_gloves |  | Portable Fire Extinguishers
124378 | 93896 | THC-DIS-SP-0601 | Sampler,Automatic,Sample Well,South Effluent Pump Station,Ground Floor | THC-PWA-SOUTH |  | Sampler |  | SP | http://www.toronto.ca/TWONTO#auto_sampler |  | South Pumping Station
25202 | 16627 | COL-PSL-CB-0001 | Circuit Breaker, Main | COL-PSL | Circuit Breaker |  |  | CB |  |  | Sewells Road Sewage Pumping Station
8908 | 38680 | COL-YKP-DA-0008(S) | Davit Arm-16072 | YKP-BLD |  | Safety Equipment | 39113 | DA | http://www.toronto.ca/TWONTO#fall_arrest_Davit_arm |  | Collections - 435 Kipling Ave. Building envelope
25467 | 70753 | COL-PSM-LSH-0001 | Switch, Level-High | COL-PSM | Switch,Level |  |  | LSH |  |  | Simcoe St Sewage Pumping Station
122214 | 58780 | THC-AI-T-3083 | Tank, Air Receiver, Compressed Air System, Bldg. G | THC-ACC-BLDG M | Tank,Reservoir | Tank |  | T | http://www.toronto.ca/TWONTO#pressure_vessel |  | Incineration Building, HVAC
51673 | 84277 | TAB-PRS-PSL-4020 | Switch, Pressure-Low, Primary Transfer Pump | TAB-PRS-P-4020 | Switch,Pressure-Low | Switch |  | PSL | http://www.toronto.ca/TWONTO#pressure_switch |  | Pump, Primary Transfer
18482 | 4720 | FHA-SES-LDR-0509 | FHA-SES-LD-0061 - 15' Single Ladder Aluminum ( Filter 11 ) | FHA-SES-LD-1 | Safety | Safety Equipment |  | LDR | http://www.toronto.ca/TWONTO#ladder |  | Ladders
78897 | 24195 | THR-SES-SQ-5P | Portable Eyewash Station, Headhouse by Bay Door | THR-EWSS-WA1 | Safety,Eye wash | Safety Equipment |  | SQ | eye_wash_bottle |  | Eyewash and Shower Station, Work Area 1
24603 | 49383 | COL-PRR-FEQ-0001S | Fire Prevention, Extinguisher | COL-PRR-MISC | Fire Prevention,Extinguisher |  | 40958 | FEQ |  |  | Miscellaneous Equipment
43220 | 58407 | TAB-CW-SQ-0036 | Eye Wash Station- Aux. Bldg. Sub Bsmt Next to Elevator | TAB-SLO-SES | Safety,Eye wash | Safety Equipment | 34472 | SQ | http://www.toronto.ca/TWONTO#emergency_eyewash |  | TABWA4 Health and Safety Equipment
13843 | 73325 | COL-PGA-MISC | Miscellaneous Equipment | COL-PGA | [6 empty] | Greyabbey Sewage Pumping Station
129273 | 70526 | THC-THK-T-5060 | Tank,Buffer,Centrate Sampling,Thickening Centrifuge CF-0400 | THC-THK-AIT-5090 | Sampler | Tank |  | T | http://www.toronto.ca/TWONTO#storage_tank |  | Analyzer,Suspended Solids,Centrate Sampling,Thickening Build.
34588 | 68271 | MAIN-251 | Main 251 | WTR-LWA | [6 empty] | Work Area 2 Central Mains and Chambers
129992 | 58703 | THR-ACC-FT | Air Conditioning, Fans, Exhaust, Final Tanks & Galleries | THR-ACC-WA3 | H.V.A.C.,Air Conditioner | HVAC |  |  | http://www.toronto.ca/TWONTO#collection_of_assets |  | Air Conditioning, Boiler, Fans & AHU
3454 | 35700 | COL-PBG-LSH-0103 | Switch, Level-High | COL-PBG-MISC | Switch,Level | Switch |  | LSH | http://www.toronto.ca/TWONTO#level_switch |  | Miscellaneous Equipment
125224 | 15155 | THC-ELS-SQ-6185204 | Spares, Electrical Safety gloves, High Voltage, Class 0, # 6185204 | THC-SES-SQ | PPE,Insulated Glove | Safety Equipment |  | SQ | http://www.toronto.ca/TWONTO#rubber_insulating_gloves |  | Safety Equipment
106674 | 24049 | TAB-ACC-FSL-4512 | Switch, Flow, Low, Exhaust Fan Inlet | TAB-ACC-FN-4512 | Switch,Flow-Low | Switch |  | FSL | http://www.toronto.ca/TWONTO#flow_switch |  | Fan, Exhaust, Pump Room Heat Relief Exhaust Dig .1~4
58166 | 57166 | THC-CBM-0001 | THC-Condition Based Monitoring (virtual entity) used to repair entity links and activity lists | THC |  |  |  | CBM |  |  | Highland Creek Treatment Plant
52255 | 15041 | TAB-PWA-T-2700 | Tank, Chemical, Sodium Hypochlorite | TAB-DIS-NAOCL | Tank | Tank |  | T | http://www.toronto.ca/TWONTO#chemical_storage_tank |  | Disinfection - Sodium Hypochlorite
109139 | 56584 | TAB-CW-SQ-0630 | Eye wash & Shower Station, Plant water Bldg Chemical Room Basement | TAB-SLO-SES |  | Safety Equipment |  | SQ | http://www.toronto.ca/TWONTO#emergency_eyewash_and_shower |  | TABWA4 Health and Safety Equipment
23680 | 34169 | COL-PPU-LIT-0001 | Transmitter, Level | COL-PPU | Transmitter,Level |  |  | LIT |  |  | Port Union Road Sewage Pumping Station
18436 | 22850 | FHA-SES-LDR-0115 | FHA-SES-LD-0049 - 30' Ext Ladder Aluminum ( Screen Room ) | FHA-SES-LD-1 | Safety | Safety Equipment |  | LDR | http://www.toronto.ca/TWONTO#ladder |  | Ladders
26106 | 2224 | FIS-ACC-FN-4003 | Fan, Celing mounted, Marine Yard Building, Mechanical/Electrical Room | FIS-MARINE-BUILDING |  | HVAC |  | FN | http://www.toronto.ca/TWONTO#blower_or_fan_with_drive |  | FIS Marine Yard Building
86536 | 38342 | TNT-DIG-BU-5401 | Burner, Waste Gas | TNT-DIG-GAS | Burner,Waste Gas | Burner |  | BU | http://www.toronto.ca/TWONTO#waste_gas_burner |  | Digester Gas header
24880 | 60583 | COL-PMM-FN-0002 | Fan, Exhaust | COL-PMM | Fan | HVAC |  | FN | http://www.toronto.ca/TWONTO#blower_or_fan_with_drive |  | Mimico Pumping Station
12479 | 93522 | COL-PCU-LTG-0001S | Lighting, Emergency, Ground Floor | COL-PCU-MISC | Lighting,Emergency | Safety Equipment | 42941 | LTG | http://www.toronto.ca/TWONTO#lighting_unit |  | Miscellaneous Equipment
95077 | 63158 | FHO-TRW | Treated Water System | FHO WORK AREA 1 | [6 empty] | Process
28679 | 12565 | FIS-ELS-CBL-5331A | Cable,HV,4.16 kV,Raw Water Building Upper Level,FIS-ELS-BUS-0300,Feeder,Raw Water Building Upper Level,FIS-RW-VFD-0301 | {FIS-ELS-CBL} |  |  |  | CBL |  |  | Asset Group,ELS Lines,13.8 kV / 4.16 kV
87798 | 99071 | FHO SCADA SERVERS | FHO SCADA Servers | FHO-SPC1 | [6 empty] | Process Control Systems - Administrative
125177 | 64099 | THC-ELS-WR-4022A | Welding Receptacle, 600V, MCC-4022, Electrical Room, Headworks | THC-ELS-MCC-4022 | Welding Equipment | Power Distribution Panel |  | WR | http://www.toronto.ca/TWONTO#welding_receptacle |  | Motor Control Centre, Electrical Room, Headworks
106617 | 28363 | TAB-ACC-FSL-0230 | Switch, Flow, Low, Air, Exhaust Fan 0230, Old Primary Treatment Bldg. | TAB-ACC-FN-0230 | Switch,Flow-Low | Switch |  | FSL | http://www.toronto.ca/TWONTO#flow_switch |  | Fan, Exhaust, Primary Treatment Bldg. Rooftop
78840 | 31490 | THR-SES-SQ-0739 | Harness, Full Body, PPE Leonid Tovbis | THR-SES-FAS | Safety | Safety Equipment |  | SQ | http://www.toronto.ca/TWONTO#fall_arrest_harness |  | Fall Arrest Sytem (Harness and Lanyard), Safety Equipment
55547 | 76322 | TAB-WA2-SQ-1137 | Body Harness Motiram | TAB-WA2-SQ-0001 | PPE,Harness | Safety Equipment |  | SQ | http://www.toronto.ca/TWONTO#fall_arrest_harness |  | Fall Arrest System , Tripod and SRL
8952 | 16384 | COL-YKP-DA-106784 | Davit Base Leg-106784 | COL-YKP-DA | Safety | Safety Equipment |  | DA | davit_base |  | Davit Arm Assembly
93501 | 23838 | FHO-MCS-MT-1113 | Personal Tool Kit (EICT) | FHO-MCS-MEQ | Machine Tool | Tool |  | MT | tool_kit |  | Machine Shop & Equipment
79920 | 89257 | THR-WA2-LD-34-41 | Sling, Nylon, Work Area 2 (Sr 1472763-46) SIZE; 1" X 3', | THR-SES-LD | Lifting Device,Sling | Lifting Device |  | LD | synthetic_web_sling |  | Lifting Device, Safety Equipment
75096 | 21742 | THR-FT-PSH-3530 | Switch, Pressure-High, Discharge, Pump 3530, Secondary Treatment, Scum Pumping | THR-FT-P-3530 | Switch,Pressure-High | Switch |  | PSH | http://www.toronto.ca/TWONTO#pressure_switch |  | Pump, Rotary Vane, Scum Tank 3500, System 7, Scum Pumping
71764 | 62707 | THR-DIG-SSL-5172A | Digester Gas Mixing, Tank 0200, Solids Treatment, Digester Tanks 1-6 | THR-DIG-MX-0200 | Switch,Speed-Low | Switch |  | SSL | http://www.toronto.ca/TWONTO#speed_switch |  | Digester Gas Mixing, Digester Tank 0200
86868 | 75445 | WTR-PLW-SQ-0001-SUS | Eye Wash Station | WTR-SUSPENDED | PPE,Eyewash Station | Safety Equipment | 40898 | SQ | http://www.toronto.ca/TWONTO#emergency_eyewash |  | Suspended Obsolete entity for storage purpose
129759 | 55239 | THR-ACC-DM-0114 | Damper, Isolation, Exhaust Fan FN-0110,Headhouse Roof | THR-ACC-FN-0110 | Damper/Louver | HVAC |  | DM | http://www.toronto.ca/TWONTO#air_damper |  | Fan, Centrifugal, Exhaust Air, Headhouse Roof
66996 | 25004 | THC-INC-G-2002 | Gate,Slide,Pneumatic,Sludge Feed to BTU 2000,Biosolids Building West | THC-INC-FU-2000 | Valve,Gate | Gate |  | G | http://www.toronto.ca/TWONTO#valve
30464 | 6048 | FIS-SES-LDR-0402 | Ladder, 8' Fiberglass, Filter Building, Backwash Pump Basement | FIS-SES | Safety | Tool |  | LDR | http://www.toronto.ca/TWONTO#ladder |  | Safety, Instrumentation & Environmental Services
103000 | 69284 | MTMH185 | VICTORIA-401 STM | TRK-DON | [6 empty] | DON DRAINAGE AREA
62627 | 72922 | THC-MCS-LD-O | Lifting Devices & Elevators, Building O | THC-MCS-LD | Lifting Device | [5 empty] | Mechanical Services, Lifting Device
114894 | 41053 | TAB-PLT-T-0400 | Tank, Reservoir, Grit Removal, Grit Bldg., P Bldg. | TAB-PLT-T | Tank,Reservoir | Tank |  | T | http://www.toronto.ca/TWONTO#sedimentation_tank |  | P Building - Grit Tanks 1-12 & Hoppers 1 - 6
43779 | 77669 | TAB-DEW-P-0531 | Pump, Sludge Cake Transfer, Baby Schwing #5, Dewater. Bldg, 2/F NW middle | TAB-DEW SLUDGE CAKE | Pump | Hydraulic System | 33571 | P | http://www.toronto.ca/TWONTO#pump |  | Sludge Cake Pumping
34379 | 59684 | COL-YKP-DA-1724680 | Davit Base Leg-1724680 | COL-YKP-DA | Safety | Safety Equipment |  | DA | davit_base |  | Davit Arm Assembly
5966 | 46671 | COL-PLV-T-0001 | Tank, Diesel Fuel | COL-PLV | Tank |  |  | T |  |  | Livingston Road Pumping Station
120896 | 2591 | THC-ACC-HTR-0316 | Air Heater, Convector, Building M | THC-ACC-HEATERS | H.V.A.C.,Heater,Unit | HVAC |  | HTR | http://www.toronto.ca/TWONTO#heater |  | Air Heaters, Building M
132544 | 62323 | THR-DIG-LSH-0506 | Switch, Level-High, Overflow Chamber,Tank 0500, Solids Treatment, Digester - Tanks 1-6 | THR-DIG-PD-0500 | Switch,Level-High | Switch |  | LSH | http://www.toronto.ca/TWONTO#level_switch |  | Tank, Primary Digester-5, Solids Treatment
70204 | 88408 | THR-COMPRESSOR-BLDG | Building Location | THR-EUS | [6 empty] | Production & End User Support
48719 | 88412 | TAB-NGS-BURNER | Waste Burner Gas Valves | TAB-NGS-WASTE | [6 empty] | TAB- Natural Gas Supply Line,Incinerators,Pelletizers, Waste Burners
79166 | 25384 | FHA-RW-SAMP | Raw Water Sampling | FHA-SAMP | [6 empty] | Sampling Systems
58191 | 14008 | THC-ACC-BLDG M | Incineration Building, HVAC | THC-MCS-HVAC |  | HVAC |  |  | http://www.toronto.ca/TWONTO#collection_of_assets |  | Mechanical Services, HVAC
93465 | 82030 | FHO-MCS-LD-0119-SU | Manual Chain Hoist | FHO-OBSOLETE | Lifting Device,Hoist,Manual | Rigging Equipment |  | LD | http://www.toronto.ca/TWONTO#lifting_equipment_hoist |  | Removed From Service
67313 | 44397 | THCLIQOPS | THC Liquids Operations | THC | [6 empty] | Highland Creek Treatment Plant
50803 | 57090 | TAB-PRM-FSL-2401 | Switch ,Flow, Low,Seal water to Scum Pump P-2401 | TAB-PRM-P-2401 | Switch,Flow | Switch |  | FSL | http://www.toronto.ca/TWONTO#flow_switch |  | Pump, Positive Displacement , Primary Treatment, Scum Pumping, Primary Gallery
141135 | 28811 | WM2003A | Filter, Pre Finish, 826A | TAB-SLD-F | Filter | Filter |  |  | http://www.toronto.ca/TWONTO#replaceable_air_filter |  | Pelletizer Bldg. - Filters, Fans & Pellet Cooler Bags
8129 | 68543 | COL-PWN-LSLL-0101 | Switch, Level Low-Low | COL-PWN-MISC | Switch,Level | Switch |  | LSLL | http://www.toronto.ca/TWONTO#level_switch |  | Miscellaneous Equipment
16168 | 81857 | FHA-CLA-CHL-0101 | Chlorinator, Solution Feed Gas Dispenser Vacuum Operated, Filtration Bldg., Chlorine Feed Room | FHA-CLA | Chemical Feeder,Gas | Chemical Feeder |  | CHL | http://www.toronto.ca/TWONTO#chlorinator_system |  | Pre-Chlorination
7671 | 5023 | COL-PSU-FN-0001 | Fan, Exhaust | COL-PSU | Fan |  |  | FN |  |  | Sunnyside Pumping Station
6618 | 86606 | COL-PNT-LSH-0105 | Switch, Level-High | COL-PNT | Switch,Level-High | Switch |  | LSH | http://www.toronto.ca/TWONTO#level_switch |  | New Toronto Pumping Station
132868 | 1361 | THR-DIG-PSL-5460 | Switch, Pressure-Low, Inlet Gas compressor 5460 | THR-DIG-C-5460 | Switch,Pressure-Low | Switch |  | PSL | http://www.toronto.ca/TWONTO#pressure_switch |  | Compressor, Gas, Mixing System, Digester Tank#3/5
43824 | 94932 | FCL-ACC-FN-TUN | Tunnel Dehumidification Tunnel Recir. Sys. | FCL-ACC | [6 empty] | Climate Control (HVAC)
81906 | 58286 | FHA-SES-LDR-0524 | FHA-SES-LD-0066 - 10' Ladder ( East side Filter Gallery ) | FHA-SES | Safety | Safety Equipment |  | LDR | http://www.toronto.ca/TWONTO#ladder |  | Safety & Environmental Services
136539 | 9346 | THR-GRK-PRTY-0203 | Groundskeeping, Tank Cleaning | THR-GRK-PRTY2 |  | Grounds |  | PRTY | activity |  | Groundskeeping for Waste Water Worker
12544 | 93400 | COL-PCU-TSL-5302 | Switch, Temperature-Low, Building, Cumber PS | COL-PCU-SUSPENDED | Switch |  | 35006 | TSL |  |  | Cumber P.S.suspended entities
3865 | 2332 | COL-PCP-LSLL-0101 | Switch, Level Low-Low | COL-PCP | Switch,Level |  |  | LSLL |  |  | Copeland Pumping Station
127048 | 75081 | THC-PLT-CP-0903 | Panel, Control, Pneumatic Valves, Grit Pumping System, Screenings and Grit Conveyance | THC-PLT-P-0960 | Control Panel,Operator | Pneumatic System |  | CP | http://www.toronto.ca/TWONTO#pneumatic_control_system |  | Pump, Grit Slurry, Vortex Grit Pipe Gallery, Grit Removal
38278 | 70642 | PA50292 | Paging/Intercom System, Digestion Tanks 5-8 | TAB-DIG-STRC-T5-8 |  | Communications Equipment |  |  | http://www.toronto.ca/TWONTO#public_annoucement_speaker |  | Digester Tanks 5-8 - Drains, Electrical Service(110/220V), Lighting, Plumbing
74523 | 69062 | THR-FT-FSL-3106S | Switch, Flow-Low, WAW, Tank 0700, Secondary Treatment, Scum Pumping | THR-FT-T-0700S | Switch,Flow-Low | Switch | 39482 | FSL | http://www.toronto.ca/TWONTO#flow_switch |  | Tank, Final Settling, Mixed Liquor, Secondary Clarification - South
119678 | 14984 | TAB-WA1-SQ-1109 | Sling | TAB-WA1-SQ-1000 | Lifting Device,Sling | Lifting Device |  | SQ | http://www.toronto.ca/TWONTO#fall_protection_sling |  | WA1 Lifting Devices and Slings
50830 | 64824 | TAB-PRM-FSL-7001 | Switch ,Flow, Low,Exhaust Air, FN7001 | TAB-PRM-T-2100 | Switch,Flow | Switch |  | FSL | http://www.toronto.ca/TWONTO#flow_switch |  | Hopper, Scum - Primary Tank 1-2
11838 | 63364 | FCL-ELS-MCC-01CL | Control Panel,MCC,Clarification - Electrical Room,600V | FCL_ELS_600V_ELECABS | Control Panel,MCC | Motor Control Centre |  | MCC | http://www.toronto.ca/TWONTO#LV_electrical_panel |  | Electrical Cabinets,600V
71693 | 56884 | THR-DIG-PSL-5480 | Switch, Pressure-Low, Inlet Gas compressor 5480 | THR-DIG-C-5480 | Switch,Pressure-Low | Switch |  | PSL | http://www.toronto.ca/TWONTO#pressure_switch |  | Compressor, Gas, Mixing System, Digester Tank#5
146007 | 90513 | WTR-PRV-F-1101 | Filter, AHU-0001 | WTR-PRV-AHU-0001 | Filter | Filter |  | F | http://www.toronto.ca/TWONTO#replaceable_air_filter |  | Air Handling Unit
26280 | 26487 | FHO-SES-SCBA-APR | SCBA Cylinder Group 4 | FHO-SES-SQ-0002 | PPE,SCBA | Safety Equipment |  |  | http://www.toronto.ca/TWONTO#compressed_gas_cylinder |  | Emergency Breathing Apparatus
81108 | 89069 | TNT-DIS-FS-0701 | Switch, Flow | TNT-DIS-P-0700 | Switch,Flow | Switch |  | FS | http://www.toronto.ca/TWONTO#flow_switch |  | Pump,Chlorination Dosing
20752 | 88956 | FHO-AMT-WS-1000 | Weather Station System | FHO WORK AREA 2 |  |  |  | WS |  |  | Services
60978 | 97057 | THC-AUX-RPU-2801 | RPU Panel, Instrument Air and Ventilation | THC-AUX-LIQUIDS |  | Remote Processor Unit |  | RPU | http://www.toronto.ca/TWONTO#RPU_panel |  | Auxiliary Systems, Plant Liquids side
86043 | 80512 | FHA-WWW-SEDIMENT | Sedimentation Basin | FHA-WWW | [6 empty] | Residue Management / Waste Water System
59455 | 2346 | THC-ACC-STR-6330 | Strainer, AHU-6300, 2nd Floor Mech Room #1, Headworks | THC-ACC-AHU-6300 | Filter | HVAC |  | STR | http://www.toronto.ca/TWONTO#strainer |  | Air Handling Unit, Screen Room/Conveyor Areas, 2nd Floor Mech Room #1, Headworks
92 | 93476 | 50675 | Emerg. Eyewash & Shower Stns, Dig Tanks 9-12 | TAB-DIG-STRC-T9-12 | PPE,Eyewash Station | Safety Equipment |  |  | http://www.toronto.ca/TWONTO#emergency_eyewash_and_shower |  | Digester Tanks 9-12 - Structure, Drains, Electrical Service(110/220V), Lighting, Plumbing, Grounds
82308 | 67999 | WTR-029B-LSH-0016 | Switch, Level, High, Flood Alarm, Chamber 029B-16, Dupont & Davenport | CH 029B 16 | Switch,Level-High | Switch |  | LSH | http://www.toronto.ca/TWONTO#level_switch |  | Chamber
107326 | 41526 | TAB-ACC-PDS-4455A | Switch,Pressure ,Filter, AHU4455 | TAB-ACC-AHU-4455 | Switch,Pressure | Switch |  | PDS | http://www.toronto.ca/TWONTO#pressure_switch |  | AHU, Aux. Bldg Basement
58113 | 95255 | THC-ACC-AHU-0400 | Air Handling Unit, Digester Building, bldg. U | THC-ACC-BLDG J | Air Handling Unit | HVAC | 35915 | AHU | http://www.toronto.ca/TWONTO#air_handler_unit |  | TWAS Building, HVAC
138297 | 70069 | THR-SES-CS-0001 | Front Entry Chemical Protective Suit | THR-SES-CS | Safety | Safety Equipment | 34325 | CS | http://www.toronto.ca/TWONTO#chemical_suit |  | Chlorine Chemical Suit
138728 | 94260 | THR-SES-SQ-14P | Portable, (Bottled) Eyewash Station, Ferrous Bldg., Bsmt. South Wall | THR-EWSS-WA4 | Safety,Eye wash | Safety Equipment |  | SQ | eye_wash_bottle |  | Eyewash and Shower Station, Work Area 4
61152 | 56932 | THC-ELS-SQ-211162L | Spares, Electrical Safety gloves, High Voltage, Class 0, # 211162L | THC-SUSPENDED |  | Safety Equipment | 35496 | SQ | http://www.toronto.ca/TWONTO#rubber_insulating_gloves |  | Suspended entity
16363 | 58663 | FHA-CRITICAL-EQLIST | Critical Equipment List Review | FHA ADMIN |  | System Process Control |  |  | activity |  | Administration
18470 | 5013 | FHA-SES-LDR-0424 | FHA-SES-LD-0028 - 8' Ladder Fiberglass Orange ( Room above Decant Tanks ) | FHA-SES-LD-1 | Safety | Safety Equipment |  | LDR | http://www.toronto.ca/TWONTO#ladder |  | Ladders
19791 | 5732 | FHO-ACC-FS-0101 | Switch, Flow, Loss of Airflow, Fresh Air Intake, Admin Building, L2, Adjacent to Elevator Shaft | FHO-MCS-HVAC |  | Switch |  | FS | http://www.toronto.ca/TWONTO#flow_switch |  | Plant HVAC
81675 | 99619 | TNT-STR | Secondary Treatment | TNT WORK AREA 9 | [6 empty] | North Toronto Treatment Plant
140893 | 36013 | TRK-STM-HMR | STORM SEWERS - HUMBER DRAINAGE AREA | TRK-STM | [6 empty] | STORM SEWERS (ALTERNATE GL)
107587 | 79708 | TAB-ACC-TE-1455B | Temperature Element, Space Temperature | TAB-ACC-HTR-1455 | Sensor,Temperature | HVAC |  | TE | http://www.toronto.ca/TWONTO#temperature_sensor_element |  | Heater, Hot Water Reheat Coil
89865 | 20648 | YCM-TL-DRP-01 | Yard tools - Drill Press | FAC-YCM-TOOLS |  | Tool |  | DRP | http://www.toronto.ca/TWONTO#drill_press |  | Yard tools
86827 | 46330 | WTR-PLW-LSH-0002 | Switch, Level-High, Flood Alarm, Building | WTR-PLW-AUX |  | Switch |  | LSH | http://www.toronto.ca/TWONTO#level_switch |  | Auxilliary Equipment (Building Facilities)
26364 | 95663 | FHO-SES-SQ-6217 | Safety Harness, Serial Number 695888, Spare | FHO-SES-SQ-0006 | PPE,Harness | Safety Equipment |  | SQ | http://www.toronto.ca/TWONTO#fall_arrest_harness |  | Fall Arrest Systems
83023 | 28837 | FHA-SES-SQ-0080 | Davit arm North FP6670/24 davit arm Ser 01800 | FHA-SES-SQ-6 |  | Safety Equipment |  | SQ | http://www.toronto.ca/TWONTO#fall_arrest_Davit_arm |  | Safety Fall Protection Equipment
45394 | 33099 | TAB-DIG-RPU-0909A | RPU Control Panel, PLC, Digester 5-12 Electrical Control Room | TAB-DIG-ELQ-T9-12 | RPU | Remote Processor Unit |  | RPU | http://www.toronto.ca/TWONTO#RPU_panel |  | Digester Tanks 9-12, Electrical Equipment
10826 | 96745 | FCL-ALM-CP-0018 | Control Panel, Operator, Alum Storage Tank 0201 Outlet Valve, Alum System | FCL-ALM-T-0101 |  |  |  | CP |  |  | Tank, Non-Pressurized, Alum Storage Tank 0101, Liquid Alum System
48715 | 98834 | TAB-NEW-GAS-BLDG | Building Location | TAB-EUS | [6 empty] | Production & End User Support
74525 | 86080 | THR-FT-FSL-3135S | Switch, Flow-Low, WAW, Tank 0600, Secondary Treatment, Scum Pumping | THR-FT-T-0600S | Switch,Flow-Low | Switch | 39484 | FSL | http://www.toronto.ca/TWONTO#flow_switch |  | Tank, Final Settling, Mixed Liquor, Secondary Treatment, Secondary Clarification - South
49605 | 50635 | TAB-PLT-DEF-555308 | WA1 LifePak CR Plus Defibrillator, SN 32598819 | TAB-PLT-SQ | PPE | Safety Equipment |  | DEF | http://www.toronto.ca/TWONTO#automatic_external_defibrillator |  | P Building - Safety Equipment
13638 | 96002 | FCL-ITS-TEL | RL Clark Wi Fi Phones, | FCL-ITS |  | Communications Equipment |  |  | telephone_system |  | Integrated Technology Support
53868 | 79393 | TAB-SLO-T-0301 | Hopper #1, HBS-301 | TAB-SLO-TLF | Tank,Reservoir | Tank |  | T | http://www.toronto.ca/TWONTO#storage_tank |  | Biosolid Truck Loadout
105647 | 78439 | SWM-PIT-SW-0003 | Switch, Electric Heaters | SWM-PIT | Switch | Switch |  | SW | http://www.toronto.ca/TWONTO#disconnect_switch |  | Islington Storm Pumping Station
86273 | 45761 | WTR-PJS-OFFICE | Computer Location | WTR-WORK AREA 1 | [6 empty] | Building Location
112737 | 18685 | TAB-EL1-MCC-6633 | Motor Control Centre, 600V - Grit 7-12 | TAB-EL1-MCC | Control Panel,MCC | Motor Control Centre |  | MCC | http://www.toronto.ca/TWONTO#LV_electrical_panel |  | Motor Control Center- North Substation
49377 | 27099 | FCL-CLB | Post-Chlorination | FCL-DIS | [6 empty] | Disinfection and Conditioning
14228 | 28156 | COL-PHA-V-0303 | Valve | COL-PHA-P-0300 |  |  |  | V |  |  | Pump
27679 | 86726 | COL-PTS | Third Street Sewage Pumping Station (Wards Island PS#12) | COL-EAST-PS |  | Safety Equipment |  |  | http://www.toronto.ca/TWONTO#space |  | East Pumping Stations
26755 | 35710 | FHO-TRW-LSL-0400 | Switch, Level, Low, Pump P-0400 Loss of Prime, Treated Water Building, S3, Pump Room | FHO-TRW-P-0400-KQ | Switch,Level-Low | Switch |  | LSL | http://www.toronto.ca/TWONTO#level_switch |  | TRW Pump Unit 4
10147 | 66337 | COL-MTI-HPU-1401 | Hydraulic Power Unit, Parliament Dome Chamber #14 | COL-MTI-CH-1400 |  | Hydraulic System |  | HPU | http://www.toronto.ca/TWONTO#hydraulic_power_pack |  | Parliament Dome Chamber No.14,MTI
29349 | 37535 | COL-PSM-RPU-0001 | Remote Processing Unit, All control and Instrumentation Equipment - RPU | COL-PSM-MISC |  | Remote Processor Unit |  | RPU | http://www.toronto.ca/TWONTO#RPU_panel |  | Miscellaneous Equipment
129160 | 47179 | THC-THK-ELS | TWAS Elecftrical equipment Sludge Thickening | THC-THK-TWAS | [6 empty] | Waste Activated Sludge Thickening
45032 | 19176 | TAB-DIG-FSL-4210 | Switch ,Flow, Low,Chill water Supply to Compressor C-4210 | TAB-DIG-C-4210 | Switch,Flow | Switch |  | FSL | http://www.toronto.ca/TWONTO#flow_switch |  | Compressor #3, Gas (DX5003A) Digester Tank 19 & 21
76851 | 27989 | THR-PLT-FSL-1503 | Switch, Flow, Low, Water Scour, Grit Vortex Chamber CYC-1116, Headhouse | THR-PLT-CYC-1116 | Switch,Flow-Low | Switch |  | FSL | http://www.toronto.ca/TWONTO#flow_switch |  | Cyclone, Prelimary Treatment, Grit Removal - Vortex Chambers #2 (OLDTag THR-PLT-CYC-1117)
74518 | 52947 | THR-FT-FSL-3006S | Switch, Flow-Low, WAW, Tank 0300, Secondary Treatment, Scum Pumping | THR-FT-T-0300 | Switch,Flow-Low | Switch | 39474 | FSL | http://www.toronto.ca/TWONTO#flow_switch |  | Tank, Final Settling, Mixed Liquor, Secondary Clarification - South (Tank#03)
89035 | 20664 | WTR-RKL-CW | City Water System | WTR-RKL | [6 empty] | Keele Reservoir
58382 | 35167 | THC-DCL-LSH-0201 | Level Switch High, Tank T-0200 38% Sodium Bisulphite, Dechlorination | THC-DCL-T-0200 |  | Switch |  | LSH | http://www.toronto.ca/TWONTO#level_switch |  | Tank, Storage 38% Sodium Bisulphite, Dechlorination
14791 | 6787 | FCL-SM-FSH-0001-SUS | Switch, Flow-High, Scrub 0101, Caustic Soda System | FCL-SM | Switch,Flow-High | Switch | 36711 | FSH | http://www.toronto.ca/TWONTO#flow_switch |  | Spill Management
21711 | 5438 | COL-PMT-WEL-0100 | Wet well | COL-PMT | Well |  |  | WEL |  |  | Military Trail Sewage Pumping Station
13249 | 86608 | FCL-FLT-LSH-0003-SUS | Switch, Level-High, DRN Channel, , Filter No.1001 | FCL-FLT-P-0002-SUS | Switch,Level-High | Switch | 36608 | LSH | http://www.toronto.ca/TWONTO#level_switch |  | Pump, Submersible, Drain, Wash Water East, , Filter No.1001
131389 | 13204 | THR-BG-LSH-0212 | Switch, Level, High, Condensate, Heat Exch 0202, High Press Gas Cond Sys Train 2, Gas Comp Bldg | THR-BG-HE-0202 |  | Switch |  | LSH | http://www.toronto.ca/TWONTO#level_switch |  | Heat Exchanger, Fuel Gas Pre-Cooler, High Press Gas Conditioning System Train 2, Gas Comp Bldg
107152 | 17029 | TAB-ACC-LS-7401 | Switch, Level, Z Bldg 2nd Flr, Flash Tank 7401 | TAB-ACC-T-7402 | Switch,Level | Switch |  | LS | http://www.toronto.ca/TWONTO#level_switch |  | Tank, Float Chamber
105529 | 29476 | SWM-PBL-SW-0003 | Switch, Transformer | SWM-PBL-MISC | Switch | Switch |  | SW | http://www.toronto.ca/TWONTO#disconnect_switch |  | Miscellaneous Equipment
118008 | 83482 | TAB-SES-LTX-2301 | Exit Sign, Battery Unit, 2 LED heads, Tunnel 'H' | TAB-STR-SQ | Lighting,Exit | Safety Equipment | 41305 | LTX | http://www.toronto.ca/TWONTO#lighting_unit |  | WA2 Safety Equipment,lifting devices, ladders, Eye Wash station, First Aid Kits, Lock out stations
64543 | 11191 | FCL-RW-V-0802A | Valve, Mud, Drain, Raw Water Screen SC-0801 Pit, Intake and Screen Room | FCL-RW-SC-0801 |  |  |  | V |  |  | Screen, Bar, Raw Water, , Intake and Screen Room
115566 | 67508 | TAB-PRM-PSL-3402 | Switch, Pressure Low, Primary Sludge, Pump P-3402 Suction, Primary Tank, T-0700 Gallery | TAB-PRM-P-3401 | Switch,Pressure-Low | Switch |  | PSL | http://www.toronto.ca/TWONTO#pressure_switch |  | Pump, PRS from Primary Tank 0700, Primary Treatment, Sludge Pumping
85535 | 28390 | FHA-WWW-POLY | Polymer | FHA-WWW | [6 empty] | Residue Management / Waste Water System
120350 | 54950 | THC-ACC-CT-0016 | Controller, HTR-0016, Admin Building, Basement, Womens W.C & Locker Room B121 | THC-ACC-HTR-0011 |  | HVAC |  | CT | http://www.toronto.ca/TWONTO#thermostat_or_zone_controller_unit |  | Heater, Unit, Electric, 6.3kW, Admin. Building Basement, Mechanical Room B104, North/West
115289 | 92207 | TAB-PRM | Primary Treatment | TAB-WORK-AREA-2 | [6 empty] | Work Area 2
115558 | 47990 | TAB-PRM-PSH-2502? | Switch Pressure,High, Pump-2502 Discharge | TAB-SUSPENDED ENTITY | Switch,Pressure | Switch | 34234 | PSH | http://www.toronto.ca/TWONTO#pressure_switch |  | Suspended entities
23633 | 53516 | FHO-FLT-F-0301 | Filter Bed # 3 | FHO-FLT | Tank,Reservoir | Tank |  | F | http://www.toronto.ca/TWONTO#filtration_tank |  | Filtration
51631 | 70315 | TAB-GRK-VEH-329059 | Forklift, Propane, CAT , WA-7 | TAB-GRK-VEH2 | Forklift,Propane | Vehicle |  | VEH | http://www.toronto.ca/TWONTO#forklift
139549 | 67838 | THR-WA4-LD-0010 | Sling, Nylon, Work Area 4 (1" X 6') | THR-LD-NYLN-WA4 | Lifting Device,Sling | Lifting Device |  | LD | synthetic_web_sling |  | Slings, Nylon, Work Area 4
146010 | 68145 | WTR-PRV-FEQ-SUS | Fire Equipment, Richview Pumping Station | WTR-SUSPENDED |  |  | 45355 |  |  |  | Suspended Obsolete entity for storage purpose
30779 | 75009 | FIS-SPC-CPU-0113 | Computer, Backup SCADA Server (FISPSB01), Filtration & Backwash, Admin Bldg, Server Room COM-0400 | FIS-FILTER BLDG |  | Communications Equipment |  | CPU | http://www.toronto.ca/TWONTO#operator_interface_terminal |  | Building Location
62435 | 44311 | THC-ITS-PA-2711 | Speaker, Public Address System, Aeration Tanks A15 and A16 | THC-ITS-MDF-1000 | Network,Telecommunication | Communications Equipment |  | PA | http://www.toronto.ca/TWONTO#public_annoucement_speaker |  | Public Address System, Master Distribution , Control System, Admin Bldg,
69046 | 50518 | THC-PLT-RPU-3008 | RPU, Screen Washer Compactor CMP-0810 Control Panel, Headworks, Screenings Conveyance | THC-PLT-CMP-0810 | Controller,PLC | Remote Processor Unit |  | RPU | http://www.toronto.ca/TWONTO#RPU_panel |  | Washer Compactor, Screen Room, Screenings Conveyance
125242 | 69984 | THC-ELS-SQ-7490607SP | Spares, Electrical Safety gloves, High Voltage, Class 0, # 7490607 | THC-SES-SQ |  | Safety Equipment | 35159 | SQ | http://www.toronto.ca/TWONTO#rubber_insulating_gloves |  | Safety Equipment
89876 | 94988 | YCS-EUS | Production & End User Support | YCS-ITM | [6 empty] | Integrated Technology Management
5324 | 95396 | COL-PLB-DR-0152 | Security System, Intrusion Alarm | COL-PLB | Security System | Security System |  | DR | http://www.toronto.ca/TWONTO#security_system |  | Long Branch Pumping Station
120566 | 70642 | THC-ACC-F-0004 | Filter, Glycol, N-E side of B2,Incineration Building M | THC-ACC-FN-0321 | Filter | Filter |  | F | http://www.toronto.ca/TWONTO#discrete_unit_of_treatment_filter |  | Fan,Return,Lower Basement,B2,Bldg M
37232 | 9818 | NX2052A | Conditioner, Air, Blwr Bldg, 2nd Flr, 25 ton-Blwr Bldg | TAB-ACC-CI | H.V.A.C.,Air Conditioner | HVAC |  |  | http://www.toronto.ca/TWONTO#air_condition |  | Chiller and Air Coolers
96249 | 22125 | FIS-CLA-INJ-0201 | Eductor, Pre-Chlorine Train 2, Gaseous Chemical Building, Main Floor, Machine Room | FIS-CLA-CHL-0201 |  | Chemical Feeder |  | INJ | http://www.toronto.ca/TWONTO#ejector |  | Chlorinator, Pre Chlorination Train 2, Gaseous Chemical Building, Machine Room
8863 | 85290 | COL-W-OBSOLETE | Col West Obsolete Entities | COL | [6 empty] | Complex Systems
55682 | 48589 | TAB-WA4-LD-7009 | Chain Block, 1/2 Ton | TAB-WA4-SQ-0010 | Lifting Device | Lifting Device |  | LD | http://www.toronto.ca/TWONTO#lifting_equipment_hoist |  | WA4 Fall arrest systems
65467 | 5900 | THC-PRS-T-0200 | Tank, FRP, Ferrous Chloride, Storage, Storage Tank Area | THC-PRS-BLDG | Tank | Tank |  | T | http://www.toronto.ca/TWONTO#chemical_storage_tank |  | Phosphorous removal system, Building and Storage
10292 | 31770 | FCL-ACC-HTR-0003 | Heater, Unit, Electric, 15kW, Gaseous Chemical Building, Cl & SO2 Storage Room N | FCL-ACC-CL |  |  |  | HTR |  |  | Gaseous Chemical Building HVAC Equipment
42755 | 20522 | TAB-ADMIN BLDG | Building Location | TAB-SPC | [6 empty] | Process Control Systems - Services Area
98657 | 15134 | FIS-WWW-LSH-0001 | Switch, Level-High, WasteWater, To East Raw Water Intake, Intake & Intake Valve Chamber, Lower Level | FIS-WWW | Switch,Level-High | Switch |  | LSH | http://www.toronto.ca/TWONTO#level_switch |  | Waste Water
93854 | 5596 | FHO-POL-T-0101-KQ | Polymer Solution Storage Tank 1 | FHO-OBSOLETE |  |  |  | T |  |  | Removed From Service
78665 | 83876 | THR-SES-JHSC | Joint Health and Safety Coordination | THR-SES-WA3 | Safety | Safety Equipment |  |  | http://www.toronto.ca/TWONTO#collection_of_assets |  | Safety & Environmental Services
65463 | 81478 | THC-PRS-STRC-0001 | Ferrous Chloride Storage Tank Concrete Containment Structure | THC-PRS |  | Tank |  | STRC | containment_berm |  | Phosphorus Removal, sub-process
12188 | 81468 | COL-PCF-LSH-0002 | Switch Level, High, Wet Well | COL-PCF-MISC | Switch,Level-High | Switch |  | LSH | http://www.toronto.ca/TWONTO#level_switch |  | Miscellaneous Equipment
26421 | 34852 | FHO-SM-SEN-0001 | ZMCS Raw Water Gas Detection | FHO-SES | Atmosphere Monitoring Device,Stationary,H2S/CO/CL/Toxic/SO2/NH3 |  |  | SEN |  |  | Safety & Environmental Services
88326 | 22431 | WTR-PSC-TPD-0003 | Tripod, Fall Arrest, S/N 10210838489 | WTR-EAST-SES | PPE | Safety Equipment |  | TPD | http://www.toronto.ca/TWONTO#fall_arrest_Davit_arm |  | Safety & Lifting Devices
136974 | 86518 | THR-OCS-PSH-6382 | Switch, Pressure-High, Pump 6382, Plant Services, Odour Control System | THR-OCS-P-6382 | Switch,Pressure-High | Switch |  | PSH | http://www.toronto.ca/TWONTO#pressure_switch |  | Pump, Centrifugal, Hypochlorite from Storage Tanks to Day Tanks, Plant Services, Odour Control System
26323 | 88084 | FHO-SES-SQ-6012-SU | Harness-For Ian Chin | FHO-SES-SQ-0006 | PPE,Harness | Safety Equipment |  | SQ | http://www.toronto.ca/TWONTO#fall_arrest_harness |  | Fall Arrest Systems
262 | 70704 | 176015SUS | Truck,Ford, BOOM Truck F800,852 8MH-WA7 | TAB-GRK-VEH1 | Vehicle,Licensed | Vehicle | 46837 |  | http://www.toronto.ca/TWONTO#pickup_truck
55979 | 1786 | FCL-SPC-RPU-1726 | RPU, Preatreatment - Sedimentation, PAC Pump Area, ALM-CP-0401 | FCL-ELS-PS-0001 | Control Panel | Remote Processor Unit |  | RPU | http://www.toronto.ca/TWONTO#RPU_panel |  | Uninterruptible Power Supply,High Lift Bldg - Switchgear Room,LP-0001
43496 | 72078 | FCL-ACC-FA-0421 | Smoke Detector, Fire Alarm, E House Ceiling North | FCL-ACC |  |  |  | FA |  |  | Climate Control (HVAC)
42901 | 10376 | FCL-ACC-AHU-0903-SUS | Air Handling Unit, Centrifuge Building, HVAC Room North | FCL-ACC-RMF |  |  | 42188 | AHU |  |  | Residue Management HVAC Equipment
47367 | 72074 | TAB-EL1-MCC-6546 | Motor Control Centre, Z Bldg | TAB-EL1-PDP-6008 | Control Panel,MCC | Motor Control Centre |  | MCC | http://www.toronto.ca/TWONTO#LV_electrical_panel |  | Power Distribution Panel, 600V, Z Building Outdoor Substation
65402 | 16674 | THC-PRM-ZSL-1173 | Switch, Position Low, Cylinder Retract, Valve 1173C | THC-PRM-V-1173 | Switch,Position-Low | Switch |  | ZSL | http://www.toronto.ca/TWONTO#position_switch |  | Valve, Hydraulic Cylinder, Scum Skimmer, Tank 1100, Primary Clarifier, Phase IV
109129 | 25095 | TAB-CW-SQ-0205 | Eye Wash Station, Z bldg Hot Water Boiler Room, East Loading Dock | TAB-SES-SQ | PPE,Eyewash Station | Safety Equipment |  | SQ | http://www.toronto.ca/TWONTO#emergency_eyewash |  | WA7 Safety Equipment
130450 | 54700 | THR-ACC-T-0206 | Tank, Glycol Make-Up Package, STB Basement | THR-ACC-HE-0601 | Tank | Tank |  | T | http://www.toronto.ca/TWONTO#chemical_storage_tank |  | Heat Exchanger, Glycol Package, Filtered Plant Water Building
16427 | 62342 | FHA-FLT-MX-2101 | FHA-FLT-SW-2101 - Sweeps, Surface Wash, Filter #21 | FHA-FLT-F-2101 | Filter | Filter |  | MX | filter_sweeping_arm |  | Filter #21, Filter Building, East Filter Gallery South
114791 | 75863 | TAB-PLT-PSH-0521 | Switch, Pressure High, Grit Pump P-0521 Discharge, Grit Bldg., P Bldg. | TAB-PLT-P-0521 | Switch,Pressure-High | Switch |  | PSH | http://www.toronto.ca/TWONTO#pressure_switch |  | Pump, Centrifugal, Submersible, Grit Tank, T-0500, Grit Bldg., P Bldg.
53867 | 47202 | TAB-SLO-T-0260 | Tank, Lube Pump Water Reservior | TAB-SLO-PIP | Tank,Reservoir | Tank |  | T | http://www.toronto.ca/TWONTO#storage_tank |  | Sludge Transfer Pipe Lubrication
37660 | 32122 | PK2412D | Sampler, ( WAS ) | TAB-THK-SP | Sampler | Sampler |  |  | http://www.toronto.ca/TWONTO#auto_sampler |  | Auto sampler
120882 | 71702 | THC-ACC-HTR-0278 | Heater, Perimeter. Admin Building | THC-ACC-BLDG K |  | HVAC |  | HTR | http://www.toronto.ca/TWONTO#heater |  | Administration Building, HVAC
105938 | 56545 | TAB-ACC-AHU-3436 | AHU(Supply Fan - S7), Filter Bldg (Old Dewatering) | TAB-ACC-AHU | Air Handling Unit | HVAC |  | AHU | http://www.toronto.ca/TWONTO#air_handler_unit |  | Air Handling Unit & Supply Fan
50967 | 74126 | TAB-PRM-SQ-P | Safety Equipment, P Building , Primarm | TAB-PRM-P | [6 empty] | P Bldg - Primary Treatment
9525 | 80367 | DOS-YCM-VEH-188049 | 2018 Freightlnr M2-106 - Vehicle Unit# 188049 | FAC-YCM-VEH | Vehicle,Licensed | Vehicle |  | VEH | http://www.toronto.ca/TWONTO#passenger_vehicle | ?
144302 | 58181 | WTR-PJO-CW | City Water System | WTR-PJO | [6 empty] | Wm. H. Johnston Pumping Station
87095 | 21131 | WTR-PAH-DR-0003 | Door | WTR-PAH-AUX | Door,Access | Door |  | DR | http://www.toronto.ca/TWONTO#door
128946 | 67565 | THC-STR-PSL-0745 | Switch, Inlet, Pressure-Low, Pump 0740, Secondary Clarifiers 0700&0800 - Old Section | THC-STR-P-0740 | Switch,Pressure-Low | Switch |  | PSL | http://www.toronto.ca/TWONTO#pressure_switch |  | Pump, Tank 0700-0800, Secondary Clarifier, RAS/WAS
34801 | 43249 | COL-YKP-FAK-0008S | First Aid Kit, Truck #080048 (F550) | COL-YKP-VEH-0008S | Safety,First Aid Kit | Safety Equipment | 39332 | FAK | http://www.toronto.ca/TWONTO#first_aid_kit |  | Vehicle, Truck #080048 (F550)
138655 | 42866 | THR-SES-PGM-51577 | Personal Gas Meter | THR-SES-SQ-PGM | Safety | Safety Equipment | 40081 | PGM | http://www.toronto.ca/TWONTO#portable_gas_detector |  | Personal Gas Meter
119625 | 39940 | TAB-WA1-SQ-1015 | Sling | TAB-WA1-SQ-1000 | Lifting Device,Sling | Lifting Device |  | SQ | http://www.toronto.ca/TWONTO#fall_protection_sling |  | WA1 Lifting Devices and Slings
143704 | 56035 | WTR-PEL-PSH-0002 | Switch, Pressure-High, Line to District 4 | WTR-PEL-TRW | Switch,Pressure-High | Switch |  | PSH | http://www.toronto.ca/TWONTO#pressure_switch |  | Treated Water (Transmission)
12603 | 54243 | COL-PDG-CB-0002 | Circuit Breaker, Load | COL-PDG | Circuit Breaker |  |  | CB |  |  | Douglas Drive Syphon
127713 | 3002 | THC-PRM-T-0100 | Tank, Primary Clarifier | THC-PRM-T | Tank | Tank |  | T | http://www.toronto.ca/TWONTO#clarifier |  | Tank, Primary Clarifier
38668 | 23965 | TAB-ACC-AC-4100 | Air conditioner, MCC Room ( Stack Strobe Control room) Main Stack | TAB-ACC-CI | H.V.A.C.,Air Conditioner | HVAC |  | AC | http://www.toronto.ca/TWONTO#air_condition |  | Chiller and Air Coolers
334 | 12693 | AB-WA3-SQ-4670 | Lanyard 4 Ft (Francisco D.) | TAB-DEW-SQ-0010 | PPE,Lanyard | Safety Equipment |  | SQ | lifeline |  | WA3 Fall arrest systems portable cranes/hoists, come alongs, slings, wire rope, chains, electrical equipment etc.,
38898 | 28782 | SWM-PMG-LSH-0104 | Switch, Level-High | SWM-PMG | Switch,Level | Switch |  | LSH | http://www.toronto.ca/TWONTO#level_switch |  | Martin Grove Storm Pumping Station
140864 | 14755 | TNT-WA9-SQ-0112 | LANYARD | TNT-WA9-SQ-0010 | PPE | Safety Equipment |  | SQ | lifeline |  | Fall arrest systems
8278 | 83840 | COL-PWR-LSH-0302 | Switch, Level-High | COL-PWR-MISC | Switch,Level |  | 35091 | LSH |  |  | Miscellaneous Equipment
6894 | 54319 | COL-PRD-HTR-0002 | Heater, MCC Room | COL-PRD | Heater |  |  | HTR |  |  | Redland Pumping Station
46754 | 68215 | FCL-ACC-HTR-0781 | Heater, Snow Melting, Gaseous Chemical Building, Service Area First Floor | FCL-ACC-CL |  |  |  | HTR |  |  | Gaseous Chemical Building HVAC Equipment
66874 | 58758 | THC-GRK-VEH-378261 | Vehicle, 2016 Polaris Ranger (WA2) | THC-GRK-VEHICLES | Vehicle,Licensed | Vehicle |  | VEH | http://www.toronto.ca/TWONTO#golf_cart
86653 | 84587 | WTR-PKN-LS-0600 | Switch, Level | WTR-PKN-AUX | Switch,Level-High | Switch |  | LS | http://www.toronto.ca/TWONTO#level_switch |  | Auxiliary Equipment (Building Facilities)
45474 | 20268 | TAB-DIG-SQ-9704 | Eye Wash Station, Gas Control Bldg.Main Flr | TAB-DIG-SQ | PPE,Eyewash Station | Safety Equipment |  | SQ | http://www.toronto.ca/TWONTO#emergency_eyewash |  | Digester Gas Control Building.- Safety Equipment
86340 | 93029 | WTR-PJS-T-4100 | Vessel,Pressure,Surge,Level 73 Heat Exchanger Room North Wall East,DLCW City Water Return Line Surge Tank | WTR-PJS-ENW | Vessel,Pressure,Surge | Tank |  | T | http://www.toronto.ca/TWONTO#pumping_surge_suppression_tank |  | Enwave Process
7376 | 55525 | COL-PSM-FN-0002 | Fan, Centrifugal | COL-PSM | Fan |  |  | FN |  |  | Simcoe St Sewage Pumping Station
27139 | 68357 | DOS-YCM-LD-VEH20084Z | Forklift in storeroom - Vehicle Unit# A875B20084Z | FAC-YCM-VEH | Forklift,Propane | Vehicle |  |  | http://www.toronto.ca/TWONTO#forklift
109130 | 82447 | TAB-CW-SQ-0205 | Eye Wash Station, Z bldg Hot Water Boiler Room, East Loading Dock | TAB-WA6-SQ | PPE,Eyewash Station | Safety Equipment |  | SQ | http://www.toronto.ca/TWONTO#emergency_eyewash |  | WA6 Safety Equipment
120551 | 49451 | THC-ACC-DM-6592 | Damper, Inlet, Exhaust Fan FN-6590, 2nd Floor Mech Room #1, Headworks | THC-ACC-FN-6590 | Damper/Louver | HVAC |  | DM | http://www.toronto.ca/TWONTO#air_damper |  | Fan, Exhaust, Mechanical Room #1, Roof, Headworks
128762 | 28626 | THC-SPC-COM-1606 | Termination Panel,Polymer Room,WAS Thickening Building | THC-SPC-WA2 | Control Panel | Network |  | COM | http://www.toronto.ca/TWONTO#network_panel |  | System Process Control
76947 | 9923 | THR-PLT-HS-1172 | Switch, Hand, Classifier 1172, Preliminary Treatment, Grit Removal - Vortex - South Plant (Head house) | THR-PLT-CL-1172 | Switch,Hand | Switch |  | HS | hand_switch |  | Classifier, Cyclone, 1161, Preliminary Treatment, Grit Removal - Vortex
5967 | 98458 | COL-PLV-T-0001 | Tank, Diesel Fuel | COL-PLV-MISC | Tank |  |  | T |  |  | Miscellaneous Equipment
58049 | 3379 | THC-ACC-AC-0240 | Air Conditioner Unit, Building K | THC-ACC-BLDG K | H.V.A.C.,Air Conditioner | HVAC |  | AC | http://www.toronto.ca/TWONTO#air_condition |  | Administration Building, HVAC
92515 | 84754 | FHO-FEQ-FSH-0004 | Switch, Flow-High, Fire System, Admin Building, S5, Cable Tray Room, East | FHO-SES-FEQ-1000 |  | Switch |  | FSH | http://www.toronto.ca/TWONTO#flow_switch |  | Fire Equipment, Built In
30006 | 27831 | FIS-RW-PSL-0501-SUS | Switch, Pressure-Low, Seal Water, Pump 0501, Raw Water Pumping Station | FIS-RW-P-0501 | Switch,Pressure-High | Switch | 38352 | PSL | http://www.toronto.ca/TWONTO#pressure_switch |  | Circuit Breaker,4.16 kV,Raw Water Pump Station,Upper Level,East,Solid State Starter,FIS-RW-P-0501
40390 | 49989 | TAB-ACC-FSL-1750 | Switch, Flow, Low, Air, Supply Fan 1750, Vest. 209, Screen Platform | TAB-ACC-FN-1650 | Switch,Flow-Low | Switch |  | FSL | http://www.toronto.ca/TWONTO#flow_switch |  | Fan, Supply, Vestibule Pressurization, Vestibule 101
45496 | 29503 | TAB-DIG-T-2200 | Digestion Tank 22 | TAB-DIG-T-19-22 | Tank,Reservoir | Tank |  | T | http://www.toronto.ca/TWONTO#digester_tank |  | Digester Tanks 19-22
34358 | 93649 | MAIN-002 | Main 002 | WTR-LWA | [6 empty] | Work Area 2 Central Mains and Chambers
66776 | 28085 | THC-GRK-DR-K | Doors, Building K | THC-GRK-ELS-K |  | Door |  |  | http://www.toronto.ca/TWONTO#door
15459 | 47158 | FCL-WWW-LSHH-3020 | Switch, Level, High High, Process Drain Pumps P-3021&3022 Sump, RMF Clarification Facility | FCL-WWW-P-3021 |  |  |  | LSHH |  |  | Pump Submersible Drainage South, Process Drain Sump
76288 | 8581 | FHA-EUS | Production & End User Support | FHA-ITM | [6 empty] | Integrated Technology Management
24522 | 60523 | COL-PRD-CRN-0001 | Crane, 1T Overhead | COL-PRD | Crane |  |  | CRN |  |  | Redland Pumping Station
30689 | 67449 | FIS-SES-SQ-3522 | Chlorine Emergency Kit, Type 'B' For 1 Ton Containers, Chlorine Storage Room, East of Main Entrance | FIS-SES-LTG | Safety,Emergency Kit | Safety Equipment |  | SQ | emergency_kit |  | Emergency Lights
21451 | 93171 | FHO-DEW-T-0004 | Tank, Sump Well, Storm Drain, TRW Building, S5, Cable Tray Room, S/E | FHO-DEW |  | Tank |  | T | http://www.toronto.ca/TWONTO#storage_tank |  | Dewatering & Drainage
79142 | 36462 | THR-ELS-MCC-2302 | Control Panel, MCC 2302, Gas Compressor Building Electrical Room | THR-ELS-CB-2302 | Control Panel,MCC | Motor Control Centre |  | MCC | http://www.toronto.ca/TWONTO#LV_electrical_panel |  | Circuit Breaker, MCC 2302, Gas Compressor Building Electrical Room, Gas Compressor MCC-2303 (MCC GCA)
16000 | 59541 | FHA-AUX-T-0103 | Tank, Air Receiver Compressed Air #3, Service Bldg. Alum Room | FHA-AUX-SA | Tank | Tank |  | T | http://www.toronto.ca/TWONTO#pressure_vessel |  | Plant Air/Instrument Air/Vacuum System
25266 | 19687 | FHO-SPC-RPU-1221 | RPU, Pre-Treatments Modules 1&2 PLC, Admin Building S4, Main Electrical Room | FHO-PLT | Controller,PLC | Remote Processor Unit |  | RPU | http://www.toronto.ca/TWONTO#RPU_panel |  | Preliminary Treatment
71218 | 19680 | THR-DIG-FSL-5662 | Switch, Flow-Low, Lube Oil, C-5660, Gas Mixing System | THR-DIG-C-5660 | Switch,Flow-Low | Switch |  | FSL | http://www.toronto.ca/TWONTO#flow_switch |  | Compressor, Gas, Mixing System, Digester Tank#7/8
58286 | 73667 | FHA-ACC-FN-0319 | Heater Exchanger | FHA-MCS-ACC | H.V.A.C.,Heater,Unit | HVAC |  | FN | http://www.toronto.ca/TWONTO#heat_exchanger |  | HVAC
25275 | 57997 | FHO-RW-P-1801-KQ | RW Pump Unit 18 | FHO-RAW |  |  |  | P |  |  | Raw Water Production
142908 | 42850 | WTR-365-FIT-0006B | Transmitter,Flow Indicating,Revenue, Reverse Flow, Venturi | WTR-365-CH-0006 | Transmitter,Flow |  |  | FIT |  |  | Chamber,Revenue Meter,Dufferin-Steeles (Magmeter)
47301 | 20222 | TAB-EL1-MCC-6007 | MCC, Plant Services, North Substation -T Bldg., MCC 6007 | TAB-EL1-TR-5651 | Control Panel,MCC | Motor Control Centre |  | MCC | http://www.toronto.ca/TWONTO#LV_electrical_panel |  | Transformer, Step Down,4160/600V, T Bldg NS-T-ST1
90917 | 12046 | WTR-PEL-MCC-0101 | Motor Control Center | WTR-PEL-BUS-0101 | Control Panel,MCC | Motor Control Center |  | MCC | http://www.toronto.ca/TWONTO#LV_electrical_panel |  | BUS, Line 1
18282 | 32566 | COL-PLB-LSL-0157 (S) | Switch, Level-Low | COL-PLB-AUX-INST | Switch | Switch | 35805 | LSL | http://www.toronto.ca/TWONTO#level_switch |  | Instrumentation Equipment
32176 | 26271 | COL-RBG-DM-0001 | Damper/Louver, Sample Room | COL-RBG-MISC | Damper/Louver |  |  | DM |  |  | Miscellaneous Equipment
55391 | 39549 | TAB-WA1-SQ-1011 | Sling | TAB-WA1-SQ-1000 | Lifting Device,Sling | Lifting Device |  | SQ | http://www.toronto.ca/TWONTO#fall_protection_sling |  | WA1 Lifting Devices and Slings
12227 | 580 | COL-PCP-BFP-0002 | Back Flow Preventer | COL-PCP | Valve,Backflow Preventer |  | 33591 | BFP |  |  | Copeland Pumping Station
3859 | 36439 | COL-PCP-HTR-0001 | Heater, Panel | COL-PCP-MISC | Heater |  |  | HTR |  |  | Miscellaneous Equipment
81881 | 52460 | FHA-SES-LDR-0420 | FHA-SES-LD-0068 - 10.5' Ladder Telescopic Aluminum ( SBS Tanks ) | FHA-SES-LD-1 | Safety | Safety Equipment |  | LDR | http://www.toronto.ca/TWONTO#ladder |  | Ladders
131448 | 47930 | THR-BG-TSH-0212 | Switch, Temperature, High, Fuel Gas, Compressor 0201 Discharge, Gas Compressor Bldg | THR-BG-C-0201 |  | Switch |  | TSH | http://www.toronto.ca/TWONTO#temperature_switch |  | Compressor, Centrifugal, Fuel Gas, Compressor Building, Gas Compressor (And Dryer), for COGEN
26310 | 56156 | FHO-GRK-DR-2079S | Door, (FD-S2-79), Fire Rated, Chemical Building, S2, Cooling Coil Room by Gasous Storage | FHO-GRK-FEQ-0001 | Fire Prevention,Door | Door |  | DR | http://www.toronto.ca/TWONTO#fire_rated_door
109132 | 12005 | TAB-CW-SQ-0402 | Eye Wash Station, Zbldg Machine Shop South Wall | TAB-SES-SQ | PPE,Eyewash Station | Safety Equipment |  | SQ | http://www.toronto.ca/TWONTO#emergency_eyewash |  | WA7 Safety Equipment
117184 | 54019 | TAB-RSP-G-2015B | Sluice Gate, Raw Sewage Outlet from Screens # 5 to Low Level Wet Well | TAB-RSP-SC-2015 | Valve,Sluice Gate | Gate |  | G | http://www.toronto.ca/TWONTO#channel_gate
120505 | 60571 | THC-ACC-DM-3061 | Damper,Motorized,Boiler Combustion Air,Boiler BO-3061,Boiler Building | THC-ACC-BLDG E |  | HVAC | 33804 | DM | http://www.toronto.ca/TWONTO#air_damper |  | Boiler House, HVAC
26170 | 71498 | FHO-GRK-DR-1078L | Door, (FD-1-78), Fire Rated, East Filter Building, L1, North West | FHO-GRK-FEQ-0001 | Fire Prevention,Door | Door |  | DR | http://www.toronto.ca/TWONTO#fire_rated_door
71639 | 7671 | THR-DIG-PSH-2512 | Switch, Pressure-High, Discharge Pump 2512, Digester Tank 0200 | THR-DIG-P-2512 | Switch,Pressure-High | Switch |  | PSH | http://www.toronto.ca/TWONTO#pressure_switch |  | Pump, Centrifugal, Sludge Recirculation, Tank 0200
89371 | 22952 | WTR-RRG-TSL-0001 | Switch, Temperature-Low, Building | WTR-RRG-AUX | Switch,Temperature-Low | Switch |  | TSL | http://www.toronto.ca/TWONTO#temperature_switch |  | Auxiliary Equipment (Building Facilities)
143305 | 97884 | WTR-PEG-P | Pumping | WTR-PEG | [6 empty] | Eglinton Pumping Station
124994 | 15946 | THC-ELS-LTX-BLDG Q | Exit Lights, Bldg. Q | THC-GRK-ELS-Q | Building Service,Lighting - Room | Safety Equipment | 41959 |  | http://www.toronto.ca/TWONTO#collection_of_assets |  | Building Q
62497 | 67598 | THC-ITS-WAP-6014 | Wireless Phone Base Station, Headworks, Lower Level 2, Pipe Gallery, S Wall Middle | THC-TPA-PA-6010A | Network,Telecommunication | Communications Equipment |  | WAP | telephone_system |  | Paging Panel, Headworks, Electrical Room, Ground Floor
75987 | 32559 | THR-JHSC-BLR | Boiler Room(UNILUX and CLEAVER BROOKS) | THR-JHSC-WA3 |  | Safety Equipment |  |  | http://www.toronto.ca/TWONTO#space |  | Joint Health & Safety Committee WA3
14877 | 55800 | FCL-SPC-COM-1601 | Termination Panel, Filter Building, Pipe Gallery, North, Ceiling | FCL-SPC |  |  |  | COM |  |  | Process Control Systems - Services Area
45029 | 6350 | TAB-DIG-FSL-4150 | Switch ,Flow, Low,Chill water Supply to Compressor C-4150 | TAB-DIG-C-4150 | Switch,Flow | Switch |  | FSL | http://www.toronto.ca/TWONTO#flow_switch |  | Compressor # 3, Gas(DX2603)
18496 | 84996 | FHA-SES-LDR-0522 | FHA-SES-LD-0057 - 10' Single Ladder Fiberglass ( Filter #37 ) | FHA-SES | Safety | Safety Equipment |  | LDR | http://www.toronto.ca/TWONTO#ladder |  | Safety & Environmental Services
7815 | 21591 | COL-PSW-LSL-0102 | Switch,Level, Low, Wet Well #1 | COL-PSW-WEL-0100 | Switch,Level-Low | Switch |  | LSL | http://www.toronto.ca/TWONTO#level_switch |  | Wet Well
9099 | 69821 | COL-YKP-DA-1724679 | Davit Base Leg-1724679 | COL-YKP-DA-0024S | Safety | Safety Equipment |  | DA | davit_base |  | Davit Arm Assembly with CENTRE BASE-1671129
93663 | 48706 | FHO-PCL-P-0501-KQ | PACL Train 5 | FHO-OBSOLETE |  |  |  | P |  |  | Removed From Service
8012 | 88802 | COL-PWC-CB-0001 | Circuit Breaker, Main | COL-PWC-MISC | Circuit Breaker |  |  | CB |  |  | Miscellaneous Equipment
91747 | 46553 | WTR-RMI-DR-0005 | Door, Hatch, Southwest | WTR-RMI-AUX | Door | Door |  | DR | http://www.toronto.ca/TWONTO#door
111138 | 75548 | TAB-DIG-T-6472 | Tank,Air Separator, Chill Water Outlet from HE | TAB-DIG-HE-6470 | Tank | Tank |  | T | air_seperator |  | Heat Exchanger, Digester Gas Control
106329 | 510 | TAB-ACC-F-6581 | Filter, Prefilter, AHU-6580, Workshop Roof, Screen Bldg., P Bldg. | TAB-ACC-AHU-6580 | Filter | HVAC |  | F | http://www.toronto.ca/TWONTO#replaceable_air_filter |  | Air Handling Unit, Workshop Roof, P Bldg.
73610 | 55859 | THR-ELS-DIG | Electrical System, Digester Tanks | THR-ELS | [6 empty] | Electrical Power System
13672 | 52142 | FCL-MCS-LD | Lifting Devices | FCL-MCS | [6 empty] | Mechanical Services
239 | 85962 | 378176SUS | John Deere, Gator 4X2, WA-7 | TAB-GRK-VEH | Vehicle,Unlicensed | Vehicle | 47410 |  | http://www.toronto.ca/TWONTO#golf_cart
87693 | 77987 | WTR-PRH-T-1200 | Tank, Bulk Fuel Storage, Generator Room | WTR-PRH-LB-0203 |  | Tank |  | T | http://www.toronto.ca/TWONTO#fuel_oil_tank |  | Load Breaker, 4160V, Generator, Switchgear Electrical Room
30669 | 47180 | FIS-SES-SQ-0100 | High Voltage Electrical Safety Equipment - Group 1 | FIS-SES-EYE | Safety | Safety Equipment |  | SQ | http://www.toronto.ca/TWONTO#PPE |  | Eyewash Stations
27865 | 52344 | COL-PWC-LSH-0001 | Switch, Level-High | COL-PWC-MISC | Switch,Level |  |  | LSH |  |  | Miscellaneous Equipment
105584 | 89634 | SWM-PET-LIT-0101 | Transmitter, Level | SWM-PET | Transmitter,Level |  |  | LIT |  |  | Eglinton - Bellamy Storm Pumping Station
38839 | 55587 | TAB-ACC-AHU-6530 | Air Handling Unit, Mechanical Room no.3, Screen Bldg., P Bldg. | TAB-ACC-AHU-PBLDG | Air Handling Unit | HVAC |  | AHU | http://www.toronto.ca/TWONTO#air_handler_unit |  | AHUs/Supply Fans P. Bldg.
72706 | 27147 | THR-DIS-CHL-1211 | Chlorinator, Chlorination Building, Disinfection, Chlorination System | THR-DIS-EV | Chemical Feeder,Gas | Chemical Feeder | 34313 | CHL | http://www.toronto.ca/TWONTO#chlorinator_system |  | Disinfection, Chlorine Evaporator
98855 | 95097 | IH2027A | Door,Overhead, Heat Recovery | TAB-MCS-DR | Door,Overhead | Door |  |  | http://www.toronto.ca/TWONTO#roll_up_door
58649 | 57870 | THC-ACC-DM-6822 | Damper,Motorized, Supply, Outdoor Air, Ferrous Chloride Building | THC-ACC-FN-6821 |  | HVAC |  | DM | http://www.toronto.ca/TWONTO#air_damper |  | Fan,Centrifugal, Exhaust, Ferrous Chloride Building
39425 | 14259 | TAB-ACC-FN-6417 | Fan, Centrifugal, Exhaust Air, Roof, Grit Bldg., P Bldg. | TAB-ACC-FN-PBLDG | Fan,Centrifugal | HVAC |  | FN | http://www.toronto.ca/TWONTO#blower_or_fan_with_drive |  | Exhaust Fans , P Bldg
106128 | 97847 | TAB-ACC-DM-1400A | Temperature Element, Supply Air Temperature | TAB-ACC-VAV-1400 | Damper/Louver | HVAC |  | DM | http://www.toronto.ca/TWONTO#temperature_sensor_element |  | Heater, Hot Water Reheat Coil, Variable air
107811 | 15548 | TAB-ACC-TSL-6340 | HVAC, Temperature Low Switch, HTR-6340, Stairwell, Dig 9-12 Control Building. | TAB-ACC-HTR-6340 | Switch,Temperature-Low | HVAC |  | TSL | http://www.toronto.ca/TWONTO#temperature_switch |  | Heater, Convector Heater, Electric, Stairwell, Dig 9-12 Control Building.
34666 | 83625 | MAIN-326 | Main 326 | WTR-LWA | [6 empty] | Work Area 2 Central Mains and Chambers
58530 | 51182 | THC-ACC-DM-0443 | Damper/Louver,FN-0443 Suction,Building UU | THC-ACC-AHU-0440 | Damper/Louver | HVAC |  | DM | http://www.toronto.ca/TWONTO#air_damper |  | Air Handling Unit,Drip Trap Room,Building UU
31417 | 83332 | COL-RBB-FN-0001 | Fan, Centrifugal | COL-RBB | Fan |  |  | FN |  |  | Western Beaches Tunnel (Battery Park)-Storm
89904 | 55035 | YTF BLDG-B EOC | Computer Location | YTF-B-BLDG | [6 empty] | Building Location
122511 | 27875 | THC-DCL-LSL-0601 | Level Switch Low, SBSS Feed Tank, Dechlorination | THC-SUSPENDED |  | Switch | 34141 | LSL | http://www.toronto.ca/TWONTO#level_switch |  | Suspended entity
43994 | 23456 | TAB-DEW-PSH-0711 | Switch, Pressure,High, Sludge Feed Pump 0711 | TAB-DEW-P-0711 | Switch,Pressure-High | Switch |  | PSH | http://www.toronto.ca/TWONTO#pressure_switch |  | Pump, Sludge Feed 0711
50236 | 94227 | FCL-DCL-AICR-0501 | Controller,Analyses,Indicator/Manual Setpoint,Recording,SO-0501, Panel CP-0003,Gaseous Chem. Building | FCL-DCL-SO-0501 |  |  |  | AICR |  |  | Sulphonator, RMF Dechlorination, Machine Room,Gaseous Chemical Building
147057 | 27696 | WTR-RMI-DR-0006 | Door, Hatch, Middle-Southwest | WTR-RMI-AUX | Door | Door |  | DR | http://www.toronto.ca/TWONTO#door
120610 | 84214 | THC-ACC-FIT-6141 | Transmitter, Flow, Supply Fan FN-6140 Outlet, 2nd Floor Mech Room #2, Headworks | THC-ACC-AHU-6100 | Meter,Flow,Mass | HVAC |  | FIT | http://www.toronto.ca/TWONTO#flow_transmitter |  | Air Handling Unit, Truck Loading Bay, Mech Room #2, Headworks
106758 | 10504 | TAB-ACC-HE-6401 | Heat Exchanger, Mechanical Room No.5, Old Screen Bldg., P Bldg. | TAB-ACC-1100 | Heat Exchanger | HVAC |  | HE | http://www.toronto.ca/TWONTO#heat_exchanger |  | HVAC Heating, P Bldg
94897 | 77933 | FHO-SES-SQ-8007 | Eye Wash Bottle, Station # 7, TW Building, S2, TRW Gallery South East Valve Alcove | FHO-SES-SQ-0004 | PPE,Eyewash Station | Safety Equipment |  | SQ | eye_wash_bottle |  | First Aid
65898 | 46596 | THC-ELS-PS-0001-I | Primary Power Equipment, Building I | THC-ELS-PS-0001 |  | Control Panel,MCC |  | PS | http://www.toronto.ca/TWONTO#collection_of_assets |  | Primary Power Equipment
138623 | 794 | THR-SES-LD-0007S | Base, Exposed for Davit Arm, Primary Tank 3(SUSPENDED) | THR-LD-WA2 | Safety | Safety Equipment | 36032 | LD | davit_base |  | Lifting Devices, Chain Hoist, Come Along & Slings
16170 | 72208 | FHA-CLA-CHL-0101-KQ | Chlorination Location,Train #1 | FHA-CLA |  |  | 33331 | CHL |  |  | Pre-Chlorination
139133 | 82810 | THR-THK-PSL-3010 | Switch, Pressure Low, Centrifuge Feed Pump-3010 | THR-THK-P-3010 | Switch,Pressure-Low | Switch |  | PSL | http://www.toronto.ca/TWONTO#pressure_switch |  | Centrifuge Feed Pump
135659 | 27244 | THR-FT-LSH-4830 | Switch, Level-High, Sump, Gallery T-13, Flood Monitoring System | THR-FT-P-4830 | Switch,Level-High-High | Switch |  | LSH | http://www.toronto.ca/TWONTO#level_switch |  | Pump, Sump, Final Tanks, Sump Pit No.34,T-13,Plant Services, Flood Monitoring System
114503 | 60790 | TAB-PLT-FSL-1451 | Switch, Flow, Low, Repulper Seal Water, Screen Area | TAB-PLT-GDR-1450 | Switch,Flow-Low | Switch |  | FSL | http://www.toronto.ca/TWONTO#flow_switch |  | Grinder, Repulper, Screenings Wet Well
27718 | 78472 | COL-PVM-CP-0002 | Control Panel, Operator | COL-PVM-MISC | Control Panel |  |  | CP |  |  | Miscellaneous Equipment
136586 | 34888 | THR-GRK-VEH-378254 | Vehicle, Polaris Ranger, Unlicensed, WA3 | THR-GRK-GQ-WA3 | Vehicle,Unlicensed | Vehicle |  | VEH | http://www.toronto.ca/TWONTO#golf_cart
89339 | 43193 | WTR-RMI-ZS-0045 | Instrument, Door Position Switch, Water Transmission | WTR-RMI-AUX |  | Switch |  | ZS | http://www.toronto.ca/TWONTO#position_switch |  | Auxiliary Equipment (Building Facilities)
122508 | 19879 | THC-DCL-LSH-0601 | Level Switch High, SBSS Feed Tank, Dechlorination | THC-DCL-T-0600 |  | Switch |  | LSH | http://www.toronto.ca/TWONTO#level_switch |  | Tank, Feed 2% SBSS, Dechlorination
14727 | 61706 | FCL-SES-LTX-0091-SUS | Exit Light, 91, Gaseous Building, 1st Floor, Caustic Soda Storage Room Exit | FCL-ELS-6 |  |  | 46598 | LTX |  |  | Interior Lighting
91067 | 95751 | FHO-DCL-PSL-0302 | Switch, Pressure-Low, Gaseous Supply Header to Dechlorination Train 3 Sulphonator, Chem. Machine Rm | FHO-DCL-SO-0301 | Switch,Pressure-Low | Switch |  | PSL | http://www.toronto.ca/TWONTO#pressure_switch |  | Sulphonator, Dechlorination Train 3, Chemical Building, Main Floor, Machine Room
64100 | 16976 | THC-PRM-CH-5200 | Scum Pit,Tank 0900 & 1000, Primary Clarifier | THC-PRM-T-0900 | Tank,Water Elevated | Tank |  | CH | http://www.toronto.ca/TWONTO#storage_tank |  | Tank, Primary Clarifier
96279 | 64965 | FIS-ELS-MCC-0600 | MCC,600 V,Filter Building,Mezzanine,West | FIS-ELS-CAB-0603 | Control Panel,MCC | Motor Control Centre |  | MCC | http://www.toronto.ca/TWONTO#LV_electrical_panel |  | ELS Cabinet,600 V,Filter Building,Mezzanine,North MCC Cabinet
113286 | 1285 | TAB-EL3-MCC-6325 | Motor Control Centre, Gas Compressor Bldg | TAB-EL3-MCC | Control Panel,MCC | Motor Control Centre |  | MCC | http://www.toronto.ca/TWONTO#LV_electrical_panel |  | Motor Control Center- South Substation
12440 | 6527 | FCL-FLT-SW-1801-SUS | Sweeps, Surface Wash, Filter #18 | FCL-FLT-F-1801 | Filter | Filter | 36647 | SW | filter_sweeping_arm |  | Filter, Carbon Activated, Filter Building, Filter Gallery East
145147 | 99073 | WTR-PLW-PPE-0103-SUS | SCBA Facemask | WTR-SUSPENDED | PPE,SCBA | Safety Equipment | 47443 | PPE | http://www.toronto.ca/TWONTO#self-contained_breathing_apparatus |  | Suspended Obsolete entity for storage purpose
92764 | 90548 | FHO-FLO-MX-0201-KQ | Raw Water Module 2 | FHO-OBSOLETE |  |  |  | MX |  |  | Removed From Service
76160 | 12972 | THR-MCS-LD-1395 | Come Along, Work Area 1 | THR-LD-WA3 | Lifting Device,Chain | Lifting Device |  | LD | winch |  | Lifting Devices, Chain Hoist, Come Along & Slings
69969 | 23355 | THR-CAP-DIG2&3-21TW-CTS-1 | THR Selective Repairs of Digesters#2 &3 Project, 21TW-CTS-16CWD | THR-DIG |  |  |  | CTS |  |  | Digester
114895 | 34059 | TAB-PLT-T-0521? | Grit Hopper #5 | TAB-PLT-T | Tank | Tank | 46065 | T | http://www.toronto.ca/TWONTO#storage_tank |  | P Building - Grit Tanks 1-12 & Hoppers 1 - 6
9644 | 79927 | DOS-YCM-PFD-CC | Personal Flotation Device (PFD) - Campisi, Corrado | FAC-YCM-SES | PPE,Harness | Safety Equipment |  |  | http://www.toronto.ca/TWONTO#personal_floatation_device |  | SAFETY & ENVIRONMENTAL SERVICES
84939 | 61268 | WTR-PEL-COM-2002 | Communication, Network, Panel, Generator Building, Electrical Room | WTR-PEL-RPU-0003 | Network | System Process Control |  | COM | http://www.toronto.ca/TWONTO#network_panel |  | RPU Panel, Generator Building, Electrical Room
121855 | 93602 | THC-AER-F-6100 | Filter, AER-BL-6100, Inlet, Blowers, Bldg. A | THC-AER-BL-6100 | Filter | Filter |  | F | http://www.toronto.ca/TWONTO#replaceable_air_filter |  | Blower, Aeration
85137 | 92352 | WTR-PEL-LSL-1601 | Switch, Level, Low, New Oil Tank T-1600, Generator Building, Generator Room | WTR-PEL-T-1600 | Switch,Level-Low | Switch |  | LSL | http://www.toronto.ca/TWONTO#level_switch |  | Tank, Non-Pressurized, New Oil, Generator Building, Product Handling Room
106055 | 19245 | TAB-ACC-CT-1420 | Control Panel, Zone Controller | TAB-ACC-VAV-1420 | Control Panel,HVAC | HVAC |  | CT | http://www.toronto.ca/TWONTO#thermostat_or_zone_controller_unit |  | Heater, Hot Water Reheat Coil, Variable air
96509 | 86392 | YTF-CW-HU-7401 | H.V.A.C., Humidifier, A Building Office, City Water | YTF-CW | H.V.A.C.,Humidifier | HVAC |  | HU | http://www.toronto.ca/TWONTO#humidier |  | City Water
56327 | 80133 | FCL-TRW-F-0003 | Filter, Primary Outlet, Air Compressor 0002, Surge Tank Building | FCL-TRW-C-0002 | Filter | Filter |  | F | http://www.toronto.ca/TWONTO#replaceable_air_filter |  | Compressor, Stationary, Surge Tank Building
107278 | 28736 | TAB-ACC-P-6402 | Pump, Heating Pump, VFD, Mech Room No. 5, Old Screen Bldg., P Bldg. | TAB-ACC-HE-6401 | Pump | HVAC |  | P | http://www.toronto.ca/TWONTO#pump_set_-_with_drive |  | Heat Exchanger, Mechanical Room No.5, Old Screen Bldg., P Bldg.
50820 | 56469 | TAB-PRM-FSL-4100 | Switch,Flow,Low | TAB-PRM-P-4100 | Switch,Flow-Low | Switch |  | FSL | http://www.toronto.ca/TWONTO#flow_switch |  | Pump, Density, Primary Sludge Line2
29 | 86333 | 34558 | Security Gate, North | TAB-GRK-DR-34556 |  | Grounds |  |  | http://www.toronto.ca/TWONTO#door |  | Security Gate, North
97398 | 22669 | FIS-PCL-FSL-0202-SUS | Switch, Flow-Low, PACL to Backwash Pumps Discharge Header | FIS-SUSPENDED | Sensor,Level | Switch | 38274 | FSL | http://www.toronto.ca/TWONTO#flow_switch |  | Obsolete Entities/Processes
135869 | 507 | THR-FT-PSL-2323 | Switch, Pressure-Low, Pump 2323, Secondary Treatment, RAS Pumping - North | THR-FT-P-2323 | Switch,Pressure-Low | Switch |  | PSL | http://www.toronto.ca/TWONTO#pressure_switch |  | Pump, Centrifugal, Secondary Treatment, RAS Pumping - North
81873 | 6276 | THR-OCS-F-0500E | Filter, Coalescing, Air Handling Units 0500A/B, Ozonator Room, Plant Services, Odour Control System | THR-OCS-D-0500A | Filter | Filter |  | F | http://www.toronto.ca/TWONTO#replaceable_air_filter |  | Dryer, Dessicant, Ozone Generator 3956, Ozonator Room, Plant Services, Odour Control System
59383 | 49286 | THC-DIG-INSTRUMENT | DIG Instrumentation Equipment | THC-GHOST | Switch,Pressure-High | [5 empty] | THC Records that were created by mistake
55383 | 86131 | TAB-WA1-SQ-1003 | Sling | TAB-WA1-SQ-1000 | Lifting Device,Sling | Lifting Device |  | SQ | http://www.toronto.ca/TWONTO#fall_protection_sling |  | WA1 Lifting Devices and Slings
85492 | 31567 | WTR-PHL-FAK-0004-SUS | First Aid Kit, Truck #065041 | WTR-CENTRAL-SES | Safety,First Aid Kit | Safety Equipment | 47483 | FAK | http://www.toronto.ca/TWONTO#first_aid_kit |  | Safety & Lifting Devices
10968 | 37415 | COL-PBF-HTR-0002 | Heater | COL-PBF-MISC | Heater |  |  | HTR |  |  | Miscellaneous Equipment
108761 | 49727 | TAB-ADMIN BLDG | Building Location | TAB-SPC2 | [6 empty] | Process Control Systems - Equipment
77772 | 51778 | THR-PRM-T-0100 | Tank, Primary Clarification - Primary Tank - South | THR-PRM-T | Tank | Tank |  | T | http://www.toronto.ca/TWONTO#clarifier |  | Primary Sedimentation Tanks
29642 | 98964 | FIS-TRW-MCC-0100-SUS | Motor Control Centre | FIS-SUSPENDED | Switchgear,Indoor | Motor Control Centre | 38434 | MCC | http://www.toronto.ca/TWONTO#LV_electrical_panel |  | Obsolete Entities/Processes
116716 | 74518 | TAB-PWA-SQ-0102 | Spill Kit - Plant Water | TAB-PWA-SQ |  | Safety Equipment |  | SQ | http://www.toronto.ca/TWONTO#spill_kit |  | Plant Water - Safetry Equipment
147496 | 28086 | WZ2003A | Hopper, Separation, 703B | TAB-SLD-ROUTING | Tank | Tank |  |  | http://www.toronto.ca/TWONTO#storage_tank |  | Pelletizer Bldg. - Material Handling
18168 | 92351 | FHA-SED-ZSH-0504B | Switch, Limit, Access Hatch Zone 4, Settling Basin T-0501 | FHA-SED-ZSH-0504 |  | Security System |  | ZSH | http://www.toronto.ca/TWONTO#position_switch |  | Switch, Limit, Access Hatch Zone 5
76450 | 49162 | THR-OCS-FSL-3956B | Switch, Flow-Low, Filtered Air Inlet, Ozone Generator 3956, Ozonator Room, Plant Services, Odour Control System | THR-OCS-OZ-3956S | Switch,Flow-Low | Switch |  | FSL | http://www.toronto.ca/TWONTO#flow_switch |  | Ozone Generator, Odour Control System
81480 | 42137 | FHA-SES-LD-1 | Ladders | FHA-SES | Safety | Safety Equipment |  | LD | http://www.toronto.ca/TWONTO#collection_of_assets |  | Safety & Environmental Services
8937 | 68617 | COL-YKP-DA-0018(S) | Davit Arm-1671141 | YKP-BLD |  | Safety Equipment | 39123 | DA | http://www.toronto.ca/TWONTO#fall_arrest_Davit_arm |  | Collections - 435 Kipling Ave. Building envelope
65754 | 22901 | THC-SES | Safety & Environmental Services | THCLIQOPS | Building Service | Safety Equipment |  |  | http://www.toronto.ca/TWONTO#collection_of_assets |  | THC Liquids Operations
54968 | 44842 | TAB-THK-FSL-4310 | Switch,Flow Indication, Polymer inlet to Pump-P-4310 | TAB-THK-P-4310 | Switch,Flow | Switch |  | FSL | http://www.toronto.ca/TWONTO#flow_switch |  | Pump, Mixed Polymer Feed
125206 | 529 | THC-ELS-PS-0001-S | Primary Power Equipment, Building S | THC-GRK-ELS-S |  | Control Panel,MCC |  | PS | http://www.toronto.ca/TWONTO#collection_of_assets |  | Building S
25466 | 31973 | COL-PSM-LP-0001 | Control Panel, Lighting | COL-PSM-MISC | Control Panel |  |  | LP |  |  | Miscellaneous Equipment
93463 | 18860 | FHO-MCS-LD-0119 | Manual Chain Hoist | FHO-MCS-LD | Lifting Device,Hoist,Manual | Lifting Device |  | LD | http://www.toronto.ca/TWONTO#lifting_equipment_hoist |  | Lifting Devices & Elevators
85026 | 70831 | THR-THK-RPU-0200 | Remote Processor Unit, STB Control Room (172.22.39.162) | THR-ELS-STB | RPU | Remote Processor Unit |  | RPU | http://www.toronto.ca/TWONTO#RPU_panel |  | Electrical System, Sludge Thickening Building
54917 | 36092 | TAB-STR5-V | Floatation - WAS Distribution Valves | TAB-WORK-AREA-SOL | [6 empty] | TAB Work Area Sol
69731 | 66882 | THR-BG-LSH-0904 | Switch, Level-High, Liquid in West Dewatering System, Compressor Building, Digester and Natural Gas Supply System | THR-BG | Switch,Level-High | Switch |  | LSH | http://www.toronto.ca/TWONTO#level_switch |  | Blended Gas
73792 | 39566 | THR-ELS-LSH-0008 | Switch,Level-High,Manhole 1 North-East,Manhole Sump Pump CP-0304 Flood Alarm | THR-ELS-CP-0304 |  | Switch |  | LSH | http://www.toronto.ca/TWONTO#level_switch |  | Control Panel,Electrical,Outside North-East,Manhole 1 Sump Pump Control Panel
82140 | 75926 | FHA-SES-SCBA-0024 | Cylinder for Air Pack Ser # OJ 168163 | FHA-SES-SCBA-CYLINDER | PPE,SCBA | Safety Equipment |  | SCBA | http://www.toronto.ca/TWONTO#compressed_gas_cylinder |  | Breathing Air Tanks (SCBA cylinders)
7816 | 55661 | COL-PSW-LSL-0106 | Switch, Level-Low | COL-PSW | Switch,Level | Switch | 36087 | LSL | http://www.toronto.ca/TWONTO#level_switch |  | Swansea Pumping Station
87934 | 84143 | WTR-PRV-TSH-0001 | Switch,Temperature-High,Building | WTR-PRV-AUX | Switch,Temperature-High | Switch |  | TSH | http://www.toronto.ca/TWONTO#temperature_switch |  | Auxiliary Equipment (Building Facilities)
125208 | 43973 | THC-ELS-PS-0001-T | Primary Power Equipment, Building T | THC-GRK-ELS-T |  | Control Panel,MCC |  | PS | http://www.toronto.ca/TWONTO#collection_of_assets |  | Building T
107110 | 60733 | TAB-ACC-HTR-6504 | Heater, Unit, Hot Water, Mechanical Room No. 4, Screen Bldg., P Bldg. | TAB-ACC-HTR-PBLDG | H.V.A.C.,Heater | HVAC |  | HTR | http://www.toronto.ca/TWONTO#heater |  | Unit Heaters- P Bldg
77786 | 34777 | THR-PRM-T-0730 | Scum Hopper, Primary Tanks 7 & 8 | THR-PRM-SCUM-T | Tank,Non-Pressurized | Tank |  | T | http://www.toronto.ca/TWONTO#storage_tank |  | Scum/Sludge Pumping, Tanks & Hopper, South Primary
14286 | 66826 | COL-PHB-LSHH-0104 | Switch, Level High-High | COL-PHB-MISC | Switch,Level | Switch |  | LSHH | http://www.toronto.ca/TWONTO#level_switch |  | Miscellaneous Equipment
55505 | 19964 | TAB-WA1-SQ-8050 | Lock out Tag out and Log book Station | TAB-WA1-SQ | PPE | Safety Equipment |  | SQ | emergency_kit |  | Safety Equipment & Supplies Common to WA1
24550 | 81366 | COL-PRD-LSHH-0206 | Switch, Level High-High | COL-PRD-MISC | Switch,Level |  |  | LSHH |  |  | Miscellaneous Equipment
34794 | 97475 | COL-YKP-FAK-0005S | First Aid Kit, Truck #067019 (RAM 2500) | COL-YKP-VEH-0005S | Safety,First Aid Kit | Safety Equipment | 41049 | FAK | http://www.toronto.ca/TWONTO#first_aid_kit |  | Vehicle, Truck #067019 (RAM 2500)
27183 | 38828 | FHO-WWW-P-0201-KQ | WW Pump 2 | FHO-OBSOLETE |  |  |  | P |  |  | Removed From Service
39612 | 57080 | TAB-ACC-HE-1438 | Heat Exchanger, Hot Water Reheat Coil | TAB-ACC-HTR-1437 | Heat Exchanger | HVAC |  | HE | http://www.toronto.ca/TWONTO#heat_exchanger |  | Heater, Hot Water Reheat Coil
25280 | 17617 | FHO-SPC-RPU-2022 | RPU Panel, Air Scour Blower, Ozone Building, L1, Electrical Room, West Wall | FHO-BW | Controller,PLC | Remote Processor Unit |  | RPU | http://www.toronto.ca/TWONTO#RPU_panel |  | Backwash System
24624 | 13423 | COL-PRR-LSL-0102 | Switch, Level-Low | COL-PRR-MISC | Switch |  |  | LSL |  |  | Miscellaneous Equipment
19230 | 63548 | FHA-WWW-P-0002-KQ | Sample Pump Unit 2 | FHA-SUSPENDED |  |  | 33377 | P |  |  | Suspended Obsolete entity for storage purpose
126416 | 95726 | THC-MCS-LD-0000000013 | ELECTRIC HOIST (insp Liftsafe) | THC-MCS-LD | Lifting Device | Lifting Device |  | LD | http://www.toronto.ca/TWONTO#lifting_equipment_hoist |  | Mechanical Services, Lifting Device
60648 | 60487 | THC-ELEC-SHOP | Computer Location | THC-OLD-SECTION-BLDG | [6 empty] | Building Location
24582 | 59882 | COL-PRD-WEL-0200 | Wet well | COL-PRD-MISC | Well |  |  | WEL |  |  | Miscellaneous Equipment
109638 | 33432 | TAB-DEW-P-0131 | Pump,DW Sludge | TAB-SUSPENDED ENTITY | Pump | Hydraulic System | 33575 | P | http://www.toronto.ca/TWONTO#pump |  | Suspended entities
44006 | 13161 | TAB-DEW-PSH-4035 | Switch,pressure,High | TAB-DEW-P-4035 | Switch,Pressure-High | Switch |  | PSH | http://www.toronto.ca/TWONTO#pressure_switch |  | Pump, Centrifugal, Sludge Transfer #1
93324 | 5299 | FHO-GRK-DR-3011S | Door, (FD-S3-11), Fire Rated, Ozone Building, S3, Meter Room, South East of Pipe Gallery | FHO-GRK-FEQ-0001 | Fire Prevention,Door | Door |  | DR | http://www.toronto.ca/TWONTO#fire_rated_door
26727 | 76363 | COL-PSU-ALR-0001 | Control Panel, Operator | COL-PSU | Control Panel |  |  | ALR |  |  | Sunnyside Pumping Station
76855 | 83530 | THR-PLT-FSL-1624 | Switch, Flow, Low, Seal Water, Grit Pump P-1620, Headhouse | THR-PLT-P-1620 | Switch,Flow-Low | Switch |  | FSL | http://www.toronto.ca/TWONTO#flow_switch |  | Pump, Centrifugal (Dry), Grit, Vortex Prime Tank T-1600, Headhouse
65366 | 22381 | THC-PRM-ZSH-0977 | Switch, Position High, Mech Home, Valve 0972 | THC-PRM-V-0972 |  | Switch |  | ZSH | http://www.toronto.ca/TWONTO#position_switch |  | Valve, Hydraulic Cylinder, Scum Skimmer, Primary Clarifier 0900, SW Plant
47962 | 73554 | TAB-EL3-MCC-6014 | MCC, Electrical Room, Auxiliary System Building 2nd Floor East | TAB-EL3-TR-5212 |  |  |  | MCC |  |  | Transformer, Substation, Auxiliary Systems Building, 2nd Floor
26071 | 61277 | FIS-ACC-DM-3001 | Damper, Actuated, Air Intake to RMF Polymer Storage & Feeder Building, RMF Polymer Storage & Feeder Building, Polymer Storage Room, N/W Corner | FIS-POL-ROOM | Damper/Louver | HVAC |  | DM | http://www.toronto.ca/TWONTO#air_damper |  | FIS RMF Polymer Storage Room
119785 | 48575 | TAB-WA2-SQ-1202 | EE2 - 802D Nylon Sling | TAB-SES-LD | Lifting Device,Sling | Lifting Device |  | SQ | synthetic_web_sling |  | WA2 Lifting devices
55449 | 92094 | TAB-WA1-SQ-1138 | Sling | TAB-WA1-SQ-1000 | Lifting Device,Sling | Lifting Device |  | SQ | http://www.toronto.ca/TWONTO#fall_protection_sling |  | WA1 Lifting Devices and Slings
55659 | 64940 | TAB-WA3-SQ-4670 | Lanyard 4' - Ian Singh | TAB-DEW-SQ-0010 | PPE,Lanyard | Safety Equipment |  | SQ | lifeline |  | WA3 Fall arrest systems portable cranes/hoists, come alongs, slings, wire rope, chains, electrical equipment etc.,
137834 | 60351 | THR-PRM-PSH-2340 | Switch, Pressure-High, Diischarge, Pump 2340, Sludge Pumping - South | THR-PRM-P-2340 | Switch,Pressure-Low | Switch |  | PSH | http://www.toronto.ca/TWONTO#pressure_switch |  | Pump, Centrifugal, Sludge, South Primary Station 3
77726 | 73226 | THR-PRM-PSH-2221 | Switch, Pressure-High, Discharge, Pump 2221, Sludge Pumping - South | THR-PRM-P-2221 | Switch,Pressure-Low | Switch |  | PSH | http://www.toronto.ca/TWONTO#pressure_switch |  | Pump, Centrifugal, Sludge, South Primary Station 2
58797 | 97332 | THC-DEW-SLFR-6511 | Sliding Frame,BTU Hopper 6500,Solids Treatment | THC-DEW-T-6500 | Tank,Non-Pressurized | Tank |  | SLFR | http://www.toronto.ca/TWONTO#valve |  | Tank,BTU 2000 Hopper,Solid Treatment
147589 | 19423 | YMH-EUS | Production & End User Support | YMH-ITM | [6 empty] | Integrated Technology Management
4556 | 53627 | COL-PGB-HTR-0002 | Heater, Control Panel | COL-PGB-MISC | Heater |  |  | HTR |  |  | Miscellaneous Equipment
89565 | 97753 | WTR-RRV-CW | City Water System | WTR-RRV | [6 empty] | Richview Reservoir
8901 | 40284 | COL-YKP-DA-0005S | Davit Arm Assembly with Upper Arm-150959 | COL-W-OBSOLETE | Safety | Safety Equipment | 45971 | DA | http://www.toronto.ca/TWONTO#fall_arrest_Davit_arm |  | Col West Obsolete Entities
146343 | 61290 | WTR-PSC-MCC-0101 | Motor Control Center, Bus 0101 | WTR-PSC-TR-0301 | Control Panel | Motor Control Center |  | MCC | http://www.toronto.ca/TWONTO#LV_electrical_panel |  | Transformer, Power, SST1
70055 | 89489 | THR-CG-T-1103 | Tank, High Pressure Air Storage, Engine Air Starting System | THR-AI-C | Tank | Tank | 34868 | T | http://www.toronto.ca/TWONTO#pressure_vessel |  | Compressors, Instrument & Service Air
126512 | 42599 | THC-MCS-SM-0180 | Machine Tool,Milling Machine, Building A | THC-MCS-MEQ | Machine Tool,Milling Machine | Tool |  | SM | http://www.toronto.ca/TWONTO#milling_machine |  | Machine Shop and Equipment
133831 | 86322 | THR-DIS-CHL-1251 | Chlorinator, Chlorination Building, Disinfection, Chlorination System | THR-DIS-EV | Chemical Feeder,Gas | Chemical Feeder | 34317 | CHL | http://www.toronto.ca/TWONTO#chlorinator_system |  | Disinfection, Chlorine Evaporator
26342 | 82661 | FHO-SES-SQ-6053 | High Voltage Safety Equipment, Insulated Gloves, Class 0, Serial Number 0777, Tony Pu | FHO-SES-SQ-1000 | PPE,Insulated Glove | Safety Equipment |  | SQ | http://www.toronto.ca/TWONTO#rubber_insulating_gloves |  | High Voltage Insulated Gloves
132931 | 38615 | THR-DIG-SSH-5119A | Switch, Speed-High, Digester Gas Mixing, Tank 0100, Solids Treatment, Digester Tanks 1-6 | THR-DIG-MX-0100 | Switch,Speed-High | Switch |  | SSH | http://www.toronto.ca/TWONTO#speed_switch |  | Digester Gas Mixing, Digester Tank 0100
87927 | 487 | WTR-PRV-T-0601 | Tank,Oil,Pump 0600 Bearing Lubrication | WTR-PRV-P-0601 | Tank | Tank |  | T | http://www.toronto.ca/TWONTO#chemical_storage_tank |  | Pump,Centrifugal,Oil Lubrication,Pump 0600 Bearings
8069 | 94189 | COL-PWE-ALR-0001 | Control Panel, Operator | COL-PWE-MISC | Control Panel |  |  | ALR |  |  | Miscellaneous Equipment
68992 | 36060 | FCL-WWW-MSL-5601 | Switch, Motion, Low, CV-5601, RMF Centrifuge Building, Centrifuge Room | FCL-WWW-CF-5601 |  |  |  | MSL |  |  | Centrifuge Dewatering, East
12644 | 86448 | FCL-ELS-LP-0501E | Lighting Panel, 575/120/208V, LP-0501E (0500E1), Dry Chemical Building in MCC-0500 | FCL-ELS-6 |  |  |  | LP |  |  | Interior Lighting
89134 | 49634 | FHO-SPC-RPU-2043_SUSP | RPU - Old surge building | FHO-BW | Controller,PLC | Remote Processor Unit | 35489 | RPU | http://www.toronto.ca/TWONTO#RPU_panel |  | Backwash System
135245 | 57369 | THR-FPW-FSL-1042 | Switch, Flow-Low, WAS Pumps Seal Water | THR-FPW-FW | Switch,Flow-Low | Switch |  | FSL | http://www.toronto.ca/TWONTO#flow_switch |  | Filtered Plant Water, Flushing Water
86062 | 16577 | FHA-WWW-T-4081 | Tank, Decant, RMF, Dicant Tanks Area | FHA-WWW-DECANT | Tank | Tank |  | T | http://www.toronto.ca/TWONTO#sedimentation_tank |  | Decant Tanks
5826 | 34109 | COL-PLB-LSH-0303 | Switch,Level, High, Wet Well #3 | COL-PLB-WEL-0300 | Switch,Level-High-High | Switch |  | LSH | http://www.toronto.ca/TWONTO#level_switch |  | Wet Well
43479 | 45889 | FCL-ACC-F-0903A | Filter, Intake Air, RMF Clarification Building, Dehumidification System D-0603, RMF Building Hallway | FCL-ACC-D-0603 |  |  |  | F |  |  | Dehumidifier, Residue Management Facility Clarification Facility South Clarifier, East wall
34681 | 91210 | MAIN-349 | Main 349 | WTR-LWA | [6 empty] | Work Area 2 Central Mains and Chambers
106654 | 38203 | TAB-ACC-FSL-3431 | Switch,Flow,Low,Glycol From Pump | TAB-ACC-P-3431 | Switch,Flow | Switch |  | FSL | http://www.toronto.ca/TWONTO#flow_switch |  | Pump, Circulating, Glycol,Filter Bldg, S-6 & S-7,PG38-1,
7888 | 40239 | COL-PTD-LSLL-0101 | Switch, Level Low-Low | COL-PTD-MISC | Switch,Level |  |  | LSLL |  |  | Miscellaneous Equipment
7340 | 16133 | COL-PSL-RPU-0001 | Control Panel, Electrical | COL-PSL-MISC | Control Panel |  |  | RPU |  |  | Miscellaneous Equipment
4815 | 92308 | COL-PHP-LP-0001 | Control Panel, Lighting | COL-PHP | Control Panel |  |  | LP |  |  | High Park Sewage Pumping Station
75798 | 6777 | THR-GQ-DIG | Digester Area, Work Area 1 | THR-GQ-WA1 | [6 empty] | Grounds, Work Area 1
70445 | 80299 | THR-CW-SQ-0104S | Eyewash and Shower Station, North West Odour Control | THR-EWSS-WA1 | Safety,Eye wash | Safety Equipment | 39396 | SQ | http://www.toronto.ca/TWONTO#emergency_eyewash_and_shower |  | Eyewash and Shower Station, Work Area 1
88847 | 20869 | WTR-RDF-TRW | Treated Water (Transmission) | WTR-RDF | [6 empty] | Dufferin Reservoir
130189 | 85566 | THR-ACC-NR-788 | HVAC, Heater Unit & Fan,Chlorine Bldg | THR-ACC-DIS | H.V.A.C.,Heater,Unit | HVAC |  | NR | http://www.toronto.ca/TWONTO#heater |  | Air Conditioning, HVAC, Chlorine Building
4768 | 39215 | COL-PHF-CH-0001 | Chamber | COL-PHF | Chamber |  |  | CH |  |  | Highfield Sewage Pumping Station
26848 | 7930 | FHO-TRW-T-0001 | Tank, Surge, District 1E1, Surge Building, S4, Tank Room | FHO-TRW- SURGE | Vessel,Pressure,Surge | Tank |  | T | http://www.toronto.ca/TWONTO#pumping_surge_suppression_tank |  | Surge Protection System
4963 | 96879 | COL-PMM-FN-0007 | Fan, Exhaust | COL-PMM | Fan | HVAC |  | FN | http://www.toronto.ca/TWONTO#blower_or_fan_with_drive |  | Mimico Pumping Station
107526 | 21580 | TAB-ACC-T-5051 | Tank, Expansion, Glycol Line, (HVAC), Digester Gas Control Building | TAB-ACC-P-5051 | Tank | Tank |  | T | expansion_tank |  | Pump, Circulating, Glycol, HWCP -4, New Gas Control Building Basement, Mid Section
67432 | 14323 | THC-ITS-COM-2503 | Termination Panel,Plant Stores,Utility Room | THC-ITS-COM-2502 |  | Network |  | COM | http://www.toronto.ca/TWONTO#network_panel |  | Telecommunication Enclosure,Plant Stores,Utility Room
147022 | 74862 | WTR-RMI-DS-0101 | Switch, Fused Disconnect, Water Transmission | WTR-RMI-ELS |  | Switch |  | DS | http://www.toronto.ca/TWONTO#disconnect_switch |  | Electrical System
134975 | 30159 | THR-ELS-SQ | Electrical Safety Equipment, Gloves, Hot Stick, HVT & Megger | THR-ELS | Safety | Safety Equipment |  |  | http://www.toronto.ca/TWONTO#rubber_insulating_gloves |  | Electrical Power System
120843 | 96107 | THC-ACC-HTR-0201 | Heating infloor, Heating coil, Hot Water, Office, WA2 Workshop | THC-GRK-STRC-0200 | Air Handling Unit | HVAC |  | HTR | heating_coil |  | Workshop, WA2, Building X
129286 | 45078 | THC-THK-RPU-1604 | RPU,WAS Thickening (3) | THC-THK-ELS | Control Panel,Instrumentation | Remote Processor Unit |  | RPU | http://www.toronto.ca/TWONTO#RPU_panel |  | TWAS Elecftrical equipment Sludge Thickening
54983 | 13922 | TAB-THK-LSHH-8049A | Switch, Level High-High, Flotation Bldg, Basement, North Sump | TAB-THK-P-8049 |  | Switch |  | LSHH | http://www.toronto.ca/TWONTO#level_switch |  | Pump,Sump
113492 | 83260 | TAB-ELS-SQ-6167 | Electrical - Rubber Insulating Gloves Class 1 | TAB-ELS-SQ-GLOVE | PPE,Insulated Glove | Safety Equipment |  | SQ | http://www.toronto.ca/TWONTO#rubber_insulating_gloves |  | High Voltage Gloves
58130 | 9714 | THC-ACC-AIT-6101 | Transmitter, Smoke Detection, Truck Loading Bay, 2nd Floor Mech Room #2, Headworks | THC-ACC-AHU-6100 | Analyzer | HVAC |  | AIT | http://www.toronto.ca/TWONTO#flame_or_combustion_sensing_instrument |  | Air Handling Unit, Truck Loading Bay, Mech Room #2, Headworks
21457 | 21882 | FHO-DEW-T-0102 | Interceptor Tank, Water Collection -Level S10 | FHO-DEW | Tank,Reservoir | Tank |  | T | http://www.toronto.ca/TWONTO#interceptor_segment |  | Dewatering & Drainage
76891 | 54012 | FHA-FL-T-0301 | Tank 3, Flouride Storage - CAP: 27276 L - Steel Welded Tank - | FHA-SUSPENDED | Tank | Tank | 33481 | T | http://www.toronto.ca/TWONTO#chemical_storage_tank |  | Suspended Obsolete entity for storage purpose
8751 | 12982 | COL-SKW-GRF-0001 | Indicator, Ground Fault | COL-SKW-MISC |  |  |  | GRF |  |  | Miscellaneous Equipment
18148 | 89564 | FHA-SED-ZSH-0404E | Switch, Limit, Access Hatch Zone 4, Settling Basin T-0401 | FHA-SED-ZSH-0404 |  | Security System |  | ZSH | http://www.toronto.ca/TWONTO#position_switch |  | Switch, Limit, Access Hatch Zone 4
48003 | 14060 | TAB-EL3-MCC-6356 | Motor Control Centre, Digester 19-22 bldg | TAB-EL3-MCC-6323 |  | Motor Control Centre |  | MCC | http://www.toronto.ca/TWONTO#LV_electrical_panel |  | Motor Control Centre, Digester 19-22 bldg
4649 | 59688 | COL-PHB-LS-0102 | Switch, Level-High | COL-PHB | Switch,Level | Switch |  | LS | http://www.toronto.ca/TWONTO#level_switch |  | Humber Sewage Pumping Station
14477 | 9130 | FCL-SES-EYE-0001 | Eyewash Station, Plumbed Raw Water Pump Room Basement beside Alum Skids | FCL-SES | PPE,Eyewash Station | Safety Equipment |  | EYE | http://www.toronto.ca/TWONTO#emergency_eyewash |  | Safety and Environmental Services
71892 | 50363 | THR-DIG-TWAS | Digester, Thickened Waste Activated Sludge Line | THR-DIG | [6 empty] | Digester
42807 | 8901 | TAB-AI-DEW | Air Receiver Tank, Dewateringl Bldg. | TAB-AI | [6 empty] | Local Compressed Air Equipment
58562 | 13288 | THC-ACC-DM-1181A | Damper,Motorized | THC-PRM-BLDG-HPU1100 | Fan | HVAC |  | DM | http://www.toronto.ca/TWONTO#air_damper |  | HPU Building 11
118463 | 14706 | TAB-STR-CLR-INQ | Secondary Clarifiers - Instrumentation Equipment | TAB-STR2 | [6 empty] | Secondary Treatment - Clarifiers
127187 | 17523 | THC-PLT-MSL-0720 | Switch, Motion , Low, Conveyor, Screen Room, Screenings Conveyance | THC-PLT-CV-0720 |  | Switch |  | MSL | http://www.toronto.ca/TWONTO#motion_sensor_element |  | Conveyor, Screw, Screen Room, Screenings Conveyance
67768 | 50516 | THR-ACC-FSL-0011 | Switch, Flow, Low, Main Glycol Supply, Ground Floor | THR-ACC-T-0206 | Switch,Flow-Low | Switch |  | FSL | http://www.toronto.ca/TWONTO#flow_switch |  | Tank, Glycol Make-Up Package, STB Basement
65073 | 90759 | THC-ELS-LP-1303 | Panel,Lighting,Sub-Basement,Thickening Building | THC-ELS-MCC-1301 | Control Panel,Lighting | Power Distribution Panel |  | LP | http://www.toronto.ca/TWONTO#LV_electrical_panel |  | Motor Control Centre,Thickening Building
85036 | 98915 | WTR-PEL-FSL-0401 | Switch, Flow-Low, Fan 0401 | WTR-PEL-FN-0401 | Switch,Flow-Low | Switch |  | FSL | http://www.toronto.ca/TWONTO#flow_switch |  | Fan, Supply, Air, Pump 0400
55596 | 38067 | TAB-WA2-SQ-2029 | Spill Response Kit, Oil Off Water | TAB-SUSPENDED ENTITY | Spill Kit | Safety Equipment | 34527 | SQ | http://www.toronto.ca/TWONTO#spill_kit |  | Suspended entities
76076 | 81384 | THR-MCS-LD-0393 | Come Along, Work Area 4 | THR-LD-WA4 | Lifting Device,Chain | Lifting Device |  | LD | winch |  | Lifting Devices, Chain Hoist, Come Along & Slings
59389 | 32809 | THC-DIG-LSH-0115 | Switch,Level-High, Sump Pump 0115,Sludge Holding Tanks | THC-DIG-P-0115 | Switch,Level | Switch |  | LSH | http://www.toronto.ca/TWONTO#level_switch |  | Pump,Centrifugal,Sump,Old Digesters
117977 | 8967 | TAB-SES-LTG-2282E | Lighting, 2 LED heads, Tunnel 'J' | TAB-STR-SQ | Lighting | Safety Equipment |  | LTG | http://www.toronto.ca/TWONTO#lighting_unit |  | WA2 Safety Equipment,lifting devices, ladders, Eye Wash station, First Aid Kits, Lock out stations
38979 | 88329 | TAB-ACC-CU-6410 | Air Conditioner, Outdoor, Old Screen Bldg., P Bldg. | TAB-ACC-CI | H.V.A.C.,Air Conditioner | HVAC |  | CU | http://www.toronto.ca/TWONTO#AC_condenser_unit |  | Chiller and Air Coolers
76080 | 54304 | THR-MCS-LD-0510 | Chain Hoist, Manual, with Monorail, Primary Pumping Station 1, Work Area 2-Susp | THR-LD-WA2 | Lifting Device,Chain | Lifting Device | 36028 | LD | http://www.toronto.ca/TWONTO#lifting_equipment_hoist |  | Lifting Devices, Chain Hoist, Come Along & Slings
424 | 36937 | BOM-LAB-TAB-INORG | Laboratory - Inorganic | BOM-LAB-TAB | [6 empty] | Laboratory - Ashbridges Bay Treatment Plant
43689 | 8739 | TAB-DEW-HPU-6002 | Power Pack, Hydraulic, Sludge Cake Power Pack for Conveyor DEW-CV-6018 & Pump DEW-P-6002, DEW Level 2 | TAB-DEW-T-6002 | Tank | Hydraulic System |  | HPU | http://www.toronto.ca/TWONTO#hydraulic_power_pack |  | Tank, Dewatered Solids Silo DEW-T-6002 West, DEW Bsmt
139376 | 19451 | THR-WA1-LD-0015 | Sling, Braided Wire Rope, Work Area 1 (WIRE ROPE SLING SIZE; 3/8" X2') | THR-LD-WIRE-WA1 | Lifting Device,Sling | Lifting Device |  | LD | wire-rope_sling |  | Slings, Wire Rope, Work Area 1
120307 | 66832 | THC-ACC-BLDG H | Phase I Aeration Building, HVAC | THC-MCS-HVAC |  | HVAC |  |  | http://www.toronto.ca/TWONTO#collection_of_assets |  | Mechanical Services, HVAC
55701 | 13111 | TAB-WA4-SQ-1211 | Sling, Nylon, Sling Tech (S/N 28213) 3 Ft. | TAB-WA4-SQ-0010 |  | Lifting Device |  | SQ | synthetic_web_sling |  | WA4 Fall arrest systems
9560 | 55365 | DOS-YCM-VEH-76014 | 2013 FORD F350 - Vehicle Unit# 76014 | FAC-YCM-VEH | Vehicle,Licensed | Vehicle |  | VEH | http://www.toronto.ca/TWONTO#pickup_truck
6305 | 22027 | COL-PMT-CP-0001 | Control Panel, Operator | COL-PMT-MISC | Control Panel |  |  | CP |  |  | Miscellaneous Equipment
80240 | 8995 | FHA-SED-ZSH-0103 | Switch, Limit, Access Hatch Zone 1, | FHA-SED |  | Security System |  | ZSH | http://www.toronto.ca/TWONTO#position_switch |  | Sedimentation
55400 | 31426 | TAB-WA1-SQ-1028 | Sling | TAB-WA1-SQ-1000 | Lifting Device,Sling | Lifting Device |  | SQ | http://www.toronto.ca/TWONTO#fall_protection_sling |  | WA1 Lifting Devices and Slings
18671 | 9377 | FHA-SES-SQ-0066 | Safewaze 3512-0241 6’ shock absorber lanyard Ser 77579 | FHA-SES |  | Safety Equipment |  | SQ | lifeline |  | Safety & Environmental Services
112738 | 20420 | TAB-EL1-MCC-6633 | Motor Control Centre, 600V - Grit 7-12 | TAB-EL1-MCC-6632 | Control Panel,MCC | Motor Control Centre |  | MCC | http://www.toronto.ca/TWONTO#LV_electrical_panel |  | Motor Control Centre 600V - P Bldg.
34145 | 34353 | COL-YKP-DA-16072S | Davit Upper Arm-16072 | COL-YKP-DA-0002S | Safety | Safety Equipment | 45516 | DA | http://www.toronto.ca/TWONTO#fall_arrest_Davit_arm |  | Davit Arm Assembly with Upper Arm-16072
115450 | 2925 | TAB-PRM-FSL-7003 | Switch ,Flow, Low,Exhaust Air, FN7003 | TAB-PRM-T-2300 | Switch,Flow | Switch |  | FSL | http://www.toronto.ca/TWONTO#flow_switch |  | Hopper, Scum - Primary Tank 5-6
98325 | 38165 | FIS-SPC-CPU-1710 | Computer, Client SCADA Server, Raw Water Pumping Station, South | FIS-FILTER BLDG |  | Communications Equipment |  | CPU | http://www.toronto.ca/TWONTO#operator_interface_terminal |  | Building Location
3823 | 59151 | COL-PCF-LSH-0103 | Switch Level, High, Wet Well | COL-PCF-WEL-0100 | Switch,Level-High | Switch |  | LSH | http://www.toronto.ca/TWONTO#level_switch |  | Wet Well
17612 | 35136 | FHA-MCS-PWA | Plant Service Water | FHA-MCS | [6 empty] | Mechanical
51733 | 12172 | FCL-DEW-CP-0601 | Control Panel, High Lift PS Area Dewatering Pumps P-0601A&B, High Lift PS SW Corner | FCL-DEW-P-0601A |  |  |  | CP |  |  | Pump, Dry Pit Submersible. High Lift PS Area Dewatering Pump, Treated Water Dewatering Pit
3143 | 52325 | COL-MTI-T-2901 | Tank, Nitrogen-Charged Piston Accumulator, Pressurized Hydraulic Fluid Storage, MTI Chamber CH-2900 | COL-MTI-CH-2900 | Tank | Tank |  | T | http://www.toronto.ca/TWONTO#chemical_storage_tank |  | Chamber,Roxton St. Control Chamber No.29, MTI
106607 | 3896 | TAB-ACC-FSL-0050 | Switch, Flow, Low, Air, Exhaust Fan 0050, Grit Bldg. Rooftop | TAB-ACC-FN-0050 | Switch,Flow-Low | Switch |  | FSL | http://www.toronto.ca/TWONTO#flow_switch |  | Fan, Exhaust, Exist. Screen Room Roof
8403 | 81854 | COL SCADA SERVERS | COL SCADA Servers | COL-SPC1 | [6 empty] | Process Control Systems - Administrative
106760 | 29857 | TAB-ACC-HE-6405 | Heat Exchanger, Heating Coil box, Pump Room, Grit Bldg., P Bldg. | TAB-ACC-HTR-PBLDG | Heat Exchanger | HVAC |  | HE | http://www.toronto.ca/TWONTO#heat_exchanger |  | Unit Heaters- P Bldg
10756 | 43421 | FCL-ACC-TT-0421 | Transmitter, Temperature, Supply Air to Back of Control Room, High Lift Heating and Ventilation | FCL-ACC-AHU-0401 |  |  |  | TT |  |  | Air Handling Unit, High Lift PS Control Room,Electrical Shop,Basement Office Air Supply,Control Room
5964 | 40466 | COL-PLV-RPU-0001 | Control Panel | COL-PLV-MISC | Control Panel |  |  | RPU |  |  | Miscellaneous Equipment
125190 | 95973 | THC-ELS-PS-0001-D | Primary Power Equipment, Building D | THC-ELS-PS-0001 |  | Control Panel,MCC |  | PS | http://www.toronto.ca/TWONTO#collection_of_assets |  | Primary Power Equipment
106591 | 33097 | TAB-ACC-FN-GAS | Exhaust Fans Gas Control Bldg. | TAB-ACC-FN | [6 empty] | Exhaust Fans
7505 | 55464 | COL-PSS-FIT-0301 | Transmitter, Flow | COL-PSS-MISC | Transmitter |  |  | FIT |  |  | Miscellaneous Equipment
89589 | 82966 | WTR-RRV-TRW | Treated Water (Transmission) | WTR-RRV | [6 empty] | Richview Reservoir
94774 | 10641 | FHO-SES-SCBA-0024 | Cylinder, SCBA, Air Pack, 2216 PSI, Ser #OJ-379577 | FHO-SES-SQ-0003 | PPE,SCBA | Safety Equipment |  | SCBA | http://www.toronto.ca/TWONTO#compressed_gas_cylinder |  | Breathing Air Tanks
48707 | 53648 | TAB-MOGEN | Generator. Mobile | TAB-WORK-AREA-6 | Generator,Electricity,Portable | [5 empty] | Work Area 6
61178 | 28956 | THC-ELS-SQ-6322331 | Spares, Electrical Safety rubber gloves, High Voltage, Class 0, # 6322331 | THC-SES-SQ | PPE,Insulated Glove | Safety Equipment |  | SQ | http://www.toronto.ca/TWONTO#rubber_insulating_gloves |  | Safety Equipment
11786 | 91521 | FCL-DCL-FSL-0003B-SUS | Switch, Flow Low, Discharge, FCL-BEFORE SO2 Sample Pump 0001B, Sampling Pumps | FCL-SUSPENDED | Switch,Flow-Low | Switch | 36428 | FSL | http://www.toronto.ca/TWONTO#flow_switch |  | Suspended entity
54543 | 29762 | TAB-STR-T-4003R | Tank , Reservoir Aux Oil, Blower 4003 | TAB-STR-BL-4003 | Tank,Reservoir | Tank |  | T | http://www.toronto.ca/TWONTO#chemical_storage_tank |  | Blower #4003
11861 | 92037 | FCL-ELS-MCC-1021-SUS | Control Panel, MCC, Dry Chemical Building, Electrical Switchgear Room | FCL-ELS-PS-0001 | Control Panel,MCC | Motor Control Center | 36554 | MCC | http://www.toronto.ca/TWONTO#LV_electrical_panel |  | Uninterruptible Power Supply,High Lift Bldg - Switchgear Room,LP-0001
10304 | 39004 | FCL-ACC-HTR-0046 | Heater, Convection, Electric, 2kW, Gaseous Chemical Building, Janitor Room | FCL-ACC-CL |  |  |  | HTR |  |  | Gaseous Chemical Building HVAC Equipment
79449 | 84807 | THR-THK-PLQ1 | Plumbing, Thickening, Work Area 1 | THR-THK-GRK1 |  | Plumbing |  |  | plumbing |  | Thickening, Ground & Structural
58870 | 52247 | FCL-ELS-TR-002GA | Transformer, Lighting, 600/120/208V, 30kVA, 3PH, LP-002GA, Gaseous Building, 3rd Floor, NH3 Maintenance | FCL-ELS-6 |  |  |  | TR |  |  | Interior Lighting
58505 | 66896 | THC-ACC-DM-0188 | Damper,Motorized,Exhaust Fan FN-0188,Boiler Building,North Zone 1 | THC-ACC-FN-0188 | Damper/Louver | HVAC |  | DM | http://www.toronto.ca/TWONTO#air_damper |  | Fan,Centrifugal,Boiler Building,North Zone 1
73422 | 95833 | FHO-DOZ-INJ-3101 | Injector, ORP Analyzer AIT-3101 Sampling, Ozone Building, S2, Access/Sampling Area 1 | FHO-DOZ-AIT-3101 |  | Injector |  | INJ | http://www.toronto.ca/TWONTO#ejector |  | Analyzer, Ozone, Dissolved Ozone in Water, Contact Tank T-2100, Ozone Building, S2, Access/Sampling Area 1
80289 | 49240 | FHA-SED-ZSH-0305F | Switch, Limit, Access Hatch Zone 5, Settling Basin T-0301 | FHA-SED-ZSH-0305 |  | Security System |  | ZSH | http://www.toronto.ca/TWONTO#position_switch |  | Switch, Limit, Access Hatch Zone 3
123306 | 88290 | THC-DIG-0700 | Eliminated Role: Digester 0700 | THC-DIG-DIGESTERS |  |  | 40442 | DIG |  |  | Primary Anerobic Digesters 0400-0700
64729 | 57883 | FCL-SEDIMENT-BLDG | Building Location | FCL-EUS | [6 empty] | Production & End User Support
29558 | 78848 | FIS-MARINE YARD | MARINE YARD ISLAND WATER TREATMENT PLANT | FIS-GRK | [6 empty] | FIS Buildings & Grounds
41065 | 99419 | TAB-ACC-PDS-3918A | Switch,Pressure ,Filter, AHU3918 | TAB-ACC-AHU-3918SUS | Switch,Pressure | Switch |  | PDS | http://www.toronto.ca/TWONTO#pressure_switch |  | AHU, Heat Recovery Bldg
107381 | 59181 | TAB-ACC-PSH-0200 | Switch, Pressure, High, Filter, AHU-0200, Exist. Grit Bldg. Rooftop | TAB-ACC-AHU-0200 | Switch,Pressure-High | Switch |  | PSH | http://www.toronto.ca/TWONTO#pressure_switch |  | Air Handling Unit, Old D Bldg. Rooftop
112932 | 83376 | TAB-EL1-TS-6510A | Uninterruptible Power Supply A,Transfer Switch,North Substation,1st Floor,East Wall | NORTH SUBSTN_1ST FLR | Switch | Switch |  | TS | http://www.toronto.ca/TWONTO#transfer_switch |  | MSA Substation,1st Floor
26833 | 93532 | FHO-TRW-PWA | Service Water & Backflow Prevention | FHO-TRW | [6 empty] | Treated Water System
106269 | 52330 | TAB-ACC-DM-6546 | Damper, Motorized, Outside Air, AHU-6530,6540, 6550 & 6560, Mech. RM No. 3, Screen Bldg., P Bldg. | TAB-ACC-AHU-6530 | Damper/Louver | HVAC |  | DM | http://www.toronto.ca/TWONTO#air_damper |  | Air Handling Unit, Mechanical Room no.3, Screen Bldg., P Bldg.
61968 | 82369 | THC-GRK-SS | Security System | THC-GRK |  | Security System |  |  | http://www.toronto.ca/TWONTO#security_system |  | Buildings & Grounds
106075 | 45190 | TAB-ACC-CU-0402 | Condensing Unit, Bio-Solid Bay, Workshop Roof | TAB-ACC-AHU | Air Handling Unit | Condensing Unit |  | CU | http://www.toronto.ca/TWONTO#AC_condenser_unit |  | Air Handling Unit & Supply Fan
147454 | 36619 | WU2013A | Cylinder, Exp Tank Nitrogen, 814B | TAB-SLD-P | Container | Tank |  |  | gas_cylinder |  | Pelletizer Bldg. - Thermal Oil Heating System, Pumps, Strainer & Expanasion Tanks
107184 | 50459 | TAB-ACC-MEQ-6506 | Mechanical Equipment, Electronic Trap Priming, Mechanical Room No. 2, Screen Bldg., P Bldg. | TAB-PLT-PLQ-P | Building Service,Floor Drain | Plumbing |  | MEQ | http://www.toronto.ca/TWONTO#trap_priming_device |  | Plumbing, General, P Bldg Prelim Treatment
136574 | 28524 | THR-GRK-WA2 | Building & Grounds Work Area 2 | THR WORK AREA 2 |  | Grounds |  |  | space |  | Liquid Handling
62512 | 9722 | THC-MCS-CRN-6001 | Crane, Screen Room, Headworks | THC-PLT-BLDG-0001 | Lifting Device,Hoist,Electrical | Tool |  | CRN | http://www.toronto.ca/TWONTO#crane |  | New Head House, preliminary process
52649 | 50468 | TAB-PWA-F-0437A | Filter, Auto Backwash, Plant Water to Polymer Mixing Tank, No. 1 | TAB-PWA-F | Filter | Filter |  | F | media_based_filter |  | Plant Water - Filters and Strainers
126219 | 25228 | THC-INC-T-2083 | Tank, Air Receiver, Compressed Air System, Bldg. M | THC-MCS-MEQ-0005 | Tank,Reservoir | Tank |  | T | http://www.toronto.ca/TWONTO#pressure_vessel |  | Mechanical Equipment, Building M
5949 | 13767 | COL-PLV-LIT-0201 | Transmitter, Level | COL-PLV | Transmitter,Level |  |  | LIT |  |  | Livingston Road Pumping Station
129279 | 95035 | THC-THK-T-5991 | Tank,Collection,Polymer Room Floor Drain,Thickening Building | THC-THK-TWAS | Tank | Tank |  | T | http://www.toronto.ca/TWONTO#chemical_storage_tank |  | Waste Activated Sludge Thickening
4040 | 79585 | COL-PCU-FSL-5113 | Flow switch, Low | COL-PCU-MISC | Switch,Flow-Low |  | 34961 | FSL |  |  | Miscellaneous Equipment
32226 | 78562 | COL-SKW-FEQ-0001S | Fire Prevention, Extinguisher | COL-SKW | Fire Prevention,Extinguisher |  | 46860 | FEQ |  |  | Kew Beach Detention Tank (Kenilworth)-storm
120871 | 59168 | THC-ACC-HTR-0254 | Heater, Perimeter. Admin Building, Ground Floor, Project Management Corridor 117 | THC-ACC-AHU-0081 |  | HVAC |  | HTR | http://www.toronto.ca/TWONTO#heater |  | Air handling Unit, Ground Floor South Zone(Project Management), Admin Building Roof
96286 | 83210 | FIS-ELS-PDP-0302 | Power Distribution Panel,Raw Water Intake House Main Floor,347 / 600V,250A,3ph,3W | {FIS-ELS-PDP} | Control Panel,Power Distribution Panel | Power Distribution Panel |  | PDP | http://www.toronto.ca/TWONTO#LV_electrical_panel |  | Asset Group, Power Distribution Cabinets,600 V,Island WTP
53212 | 82473 | TAB-SA-T-1601 | Tank, Chemical, Auxiliary Systems Building, 2nd Floor | TAB-SA-P-1800A | Tank | Tank |  | T | http://www.toronto.ca/TWONTO#chemical_storage_tank |  | Pump, Primary, Glycol, Auxiliary Systems Building, 2nd Floor
21740 | 75819 | COL-PMY-DM-0006 | Damper, Gas | COL-PMY-MISC | Damper/Louver |  |  | DM |  |  | Miscellaneous Equipment
127046 | 55068 | THC-PLT-CP-0901 | Panel, Control, Pneumatic Valves, Grit Pumping System, Screenings and Grit Conveyance | THC-PLT-P-0920 | Control Panel,Operator | Pneumatic System |  | CP | http://www.toronto.ca/TWONTO#pneumatic_control_system |  | Pump, Grit Slurry, Vortex Grit Pipe Gallery, Grit Removal
39063 | 17389 | COL-YKP-SRL-0035 | Self Retrieval Line -PC7292 | COL-W-OBSOLETE |  | Safety Equipment | 39001 | SRL | self_retracting_line |  | Col West Obsolete Entities
4051 | 85326 | COL-PCU-GDR-5100 | Grinder, Comminutor | COL-PCU-MISC | Grinder |  | 34939 | GDR |  |  | Miscellaneous Equipment
21869 | 43081 | COL-PKP-MCC-0001 | Motor Control Center | COL-PKP-MISC |  | Motor Control Centre |  | MCC | http://www.toronto.ca/TWONTO#LV_electrical_panel |  | Miscellaneous Equipment
119884 | 18862 | TAB-WA3-SQ-1332 | Self Retracting Lifeline, 100Ft. | TAB-DEW-SQ-0010 | PPE,Lanyard | Safety Equipment |  | SQ | self_retracting_line |  | WA3 Fall arrest systems portable cranes/hoists, come alongs, slings, wire rope, chains, electrical equipment etc.,
10368 | 54043 | FCL-ACC-HTR-0315 | Heater, Re-Heat Unit, 208V, 3PH, Admin Building, First Floor, PCS Lab 119, Ceiling | FCL-ACC-ADMIN |  |  |  | HTR |  |  | Administration Building HVAC Equipment
107500 | 17219 | TAB-ACC-T-1050 | Tank, Expansion, Glycol | TAB-ACC-HE-1040 | Tank | Tank |  | T | expansion_tank |  | Heat Exchanger, Hot Water/Glycol Heating System, New Screen Room
8969 | 50290 | COL-YKP-DA-11706 | Davit Centre Base-11706 | COL-YKP-DA-0017S | Safety | Safety Equipment |  | DA | davit_base |  | Davit Arm Assembly with Upper Arm-153465
34469 | 28738 | MAIN-120 | Main 120 | WTR-LWA | [6 empty] | Work Area 2 Central Mains and Chambers
119574 | 4680 | TAB-WA1-LD-1224 | Chain Pulley Block | TAB-WA1-SQ-1000 | Lifting Device | Lifting Device |  | LD | http://www.toronto.ca/TWONTO#lifting_equipment_hoist |  | WA1 Lifting Devices and Slings
34131 | 53643 | COL-YKP-DA-151003 | Davit Base Leg-151003 | COL-YKP-DA-0025S | Safety | Safety Equipment |  | DA | davit_base |  | Davit Arm Assembly with CENTRE BASE-150861
58585 | 59362 | THC-ACC-DM-5902 | Louver,Disinfection Bldg,Roof | THC-ACC-BLDG G |  | HVAC |  | DM | http://www.toronto.ca/TWONTO#air_damper |  | Air Treatment Building HVAC
18212 | 65634 | FHA-SES-EYE-0002 | Eyewash Station, Plumbed | FHA-SES-SQ-0008 | PPE,Eyewash Station | Safety Equipment | 33415 | EYE | http://www.toronto.ca/TWONTO#emergency_eyewash |  | Eyewash Stations & Showers
6359 | 53749 | COL-PMY-DM-0009 | Damper, Gas | COL-PMY-MISC | Damper/Louver |  |  | DM |  |  | Miscellaneous Equipment
26293 | 3003 | FHO-GRK-DR-2046S | Door, (FD-S2-46), Fire Rated, Ozone Building, S2, Dispersion Pump Room, North to Outdoor | FHO-GRK-FEQ-0001 | Fire Prevention,Door | Door |  | DR | http://www.toronto.ca/TWONTO#fire_rated_door
24910 | 39636 | COL-PSE-LSLL-0101 | Switch, Level Low-Low | COL-PSE | Switch,Level |  |  | LSLL |  |  | Second Street Sewage Pumping Station (Wards Island PS#10)
106320 | 93318 | TAB-ACC-F-6451 | Filter, Prefilter, AHU-6450, Primary Tank Operating Gallery, Ground, East Side | TAB-ACC-AHU-6450 | Filter | HVAC |  | F | http://www.toronto.ca/TWONTO#replaceable_air_filter |  | Air Handling Unit, Primary Tank Operating Gallery, Ground, East Side
139402 | 97718 | THR-WA1-LD-329-2 | Sling, Nylon, Work Area 1 (NYLON BELT SLING SIZE; 1" X 3', CAPACITY 3200 LBS,SN 1453329-2) A | THR-LD-NYLN-WA1 | Lifting Device,Sling | Lifting Device |  | LD | synthetic_web_sling |  | Slings, Nylon, Work Area 1
114797 | 96324 | TAB-PLT-PSL-0371 | Switch, Pressure Low, Grit Slurry, Hydrocyclone CYC-0370 Inlet, Grit Handling Area, P Bldg. | TAB-PLT-CYC-0370 | Switch,Pressure-Low | Switch |  | PSL | http://www.toronto.ca/TWONTO#pressure_switch |  | Hydrocyclone, Grit Handling Area, P Bldg.
50023 | 83145 | TAB-PLT-MSL-0500 | Switch, Motion Low, Grit Conveyor CV-0500, Grit Tank Area, Grit Bldg., P Bldg. | TAB-PLT-CV-0500 | Switch,Motion | Switch |  | MSL | http://www.toronto.ca/TWONTO#motion_sensor_element |  | Conveyor, Screw, Submersible, Grit Removal, Tank T-0500, Grit Bldg., P Bldg.
6931 | 56112 | COL-PRG-LSL-0102 | Switch, Level-Low | COL-PRG-MISC | Switch | Switch |  | LSL | http://www.toronto.ca/TWONTO#level_switch |  | Miscellaneous Equipment
78760 | 2512 | THR-SES-SCBA-0501 | SCBA 30 Minutes Pack | THR-SES-SCBA | Safety | Safety Equipment |  | SCBA | http://www.toronto.ca/TWONTO#self-contained_breathing_apparatus |  | Self Contained Breathing Apparatus
11908 | 42089 | FCL-DCL-V-0402 | Valve, Isolation, SO2 Gas Line to RMF Sulphonator 0401, Machine Room, Gaseous Chemical Building | FCL-DCL-SO-0401 |  |  |  | V |  |  | Sulphonator, RMF Dechlorination, Machine Room,Gaseous Chemical Building
144117 | 82319 | WTR-PHL-MEQ-0001 | Laser Alignment Tool, S/N 127153 | WTR-PHL-AUX |  | Tool |  | MEQ | laser_alignment_tool |  | Auxiliary Equipment (Building Facilities)
86575 | 12332 | WTR-PKL-TSH-0001 | Switch,Temperature-High, Building Alarm | WTR-PKL-AUX | Switch,Temperature-High | Switch |  | TSH | http://www.toronto.ca/TWONTO#temperature_switch |  | Auxiliary Equipment (Building Facilities)
136935 | 97114 | THR-OCS-LSHH-2275 | Switch, Level, High-High, Drain Sump, North Biofilter | THR-OCS-BIOFILTER NORTH | Switch,Level-High-High | Switch |  | LSHH | http://www.toronto.ca/TWONTO#level_switch |  | Biofilter, North Odour Control, North plant
119963 | 36535 | TAB-WA4-SQ-3424 | Harness, Safety - 10072479 | TAB-WA4-SQ-0010 |  | Safety Equipment |  | SQ | http://www.toronto.ca/TWONTO#fall_arrest_harness |  | WA4 Fall arrest systems
91357 | 27074 | FHO-DOZ-PSH-0500 | Switch, Pressure, High, Air Storage Tank T-0500, Ozone Building, S2, RW Process Room, Nitrogen Skid | FHO-DOZ-T-0500 | Switch,Pressure-High | Switch |  | PSH | http://www.toronto.ca/TWONTO#pressure_switch |  | Tank, Air Storage, Ozone Building, S2, Raw Water Process Room, Nitrogen Skid
3053 | 47575 | COL-MTI-T-2001 | Tank 1, Nitrogen-Charged Piston Accumulator, Pressurized Hydraulic Fluid Storage, MTI Chamber CH-2000,Victoria St. Control Chamber No.20, MTI | COL-MTI-CH-2000 |  | Tank |  | T | http://www.toronto.ca/TWONTO#chemical_storage_tank |  | Chamber,Victoria St. Control Chamber No.20, MTI
83 | 63252 | 50679 | Emerg. Eyewash & Shower Stns, Dig Tanks 19-22 | TAB-DIG-STRC-19-22 | PPE,Eyewash Station | Safety Equipment |  |  | http://www.toronto.ca/TWONTO#emergency_eyewash_and_shower |  | Digester Tanks 19-22 - Drains, Electrical Service(110/220V), UPS,Lighting, Plumbing
53590 | 54711 | TAB-SES-LTG-2282 | Lighting, Emergency, Battery Unit, 2 LED heads, Tunnel 'J' | TAB-SUSPENDED ENTITY | Lighting,Emergency | Safety Equipment | 41308 | LTG | http://www.toronto.ca/TWONTO#lighting_unit |  | Suspended entities
49025 | 69286 | TAB-OCS-DM-6751 | Damper, Foul Air, Biofilter F-6750 Inlet, Biofilter Area, P Bldg. | TAB-OCS-F-6750 | Damper/Louver | Gas Collection |  | DM | http://www.toronto.ca/TWONTO#air_damper |  | Biofilter, Odour Control, Biofilter Area, P Bldg,.
129288 | 2375 | THC-THK-RPU-1606 | RPU,Polymer Make-up,WAS Thickening Building (2) | THC-GRK-DR-J | Control Panel,Instrumentation | Remote Processor Unit |  | RPU | http://www.toronto.ca/TWONTO#RPU_panel |  | Doors, Building J
109095 | 30318 | TAB-CW-FSH-0640 | Switch,Flow,High,Eye Wash Station,North Substation,Battery Room, North Wall | NORTH SUBSTN_BTTRY RM | Safety,Eye wash | Safety Equipment |  | FSH | http://www.toronto.ca/TWONTO#flow_switch |  | MSA Substation,Battery Room
51687 | 54722 | TAB-GRK-VEH-378215SUS | John Deere, Gator 6X4, WA-3 | TAB-GRK | Vehicle,Unlicensed | Vehicle | 47467 | VEH | http://www.toronto.ca/TWONTO#golf_cart
123702 | 96664 | THC-DIG-TSH-0743 | Switch,Temperature-High,Discharge,Primary Digester Gas MIxing,C-0737,Gas Low Pressure System,Building U | THC-DIG-C-0737 | Switch,Temperature | Switch |  | TSH | http://www.toronto.ca/TWONTO#temperature_switch |  | Compressor,Sliding Vane,Primary Digester Gas MIxing,PD-0700,Gas Low Pressure System,Building U
66329 | 75002 | THC-SES-MEQ-1003 | Anchor,Fall Arrest,HPU0010 Building,Roof | THC-PRM-BLDG-HPU1000 | PPE | Safety Equipment |  | MEQ | fall_arrest_anchor |  | Phase IV, Tank 10, HPU Building
121741 | 69480 | THC-ACC-V-6088 | Valve, Butterfly, Manual, Glycol Supply, Lower Level 2 Blower Room, Headworks | THC-ACC-HE-6001 | Valve,Butterfly | HVAC |  | V | http://www.toronto.ca/TWONTO#valve |  | Heat Exchanger, Heating Glycol System, Lower Level 2 Blower Room, Headworks
131081 | 33820 | THR-AER-PSLL-1811 | Switch, Pressure-Low-Low, Lube Oil, Blower 1811, Secondary Treatment, Aeration Blower System - North | THR-AER-BL-1811 | Switch,Pressure-Low | Switch |  | PSLL | http://www.toronto.ca/TWONTO#pressure_switch |  | Blower, Centrifugal, Secondary Treatment, Aeration Blower System - HPBB
55602 | 15308 | TAB-WA2-SQ-5782 | Body Harness, Claudio | TAB-WA2-SQ-0001 | PPE,Harness | Safety Equipment |  | SQ | http://www.toronto.ca/TWONTO#fall_arrest_harness |  | Fall Arrest System , Tripod and SRL
105894 | 43070 | TAB-ACC-AHU-1239 | Heating Coil, Flotation Bldg | TAB-ACC-AHU | H.V.A.C.,Heater | HVAC |  | AHU | heating_coil |  | Air Handling Unit & Supply Fan
144186 | 15239 | WTR-PHL-PPE-0012-SUS | SCBA Facemask - Farshad Setoodeh | WTR-CENTRAL-SES | PPE,SCBA | Safety Equipment | 47433 | PPE | http://www.toronto.ca/TWONTO#self-contained_breathing_apparatus |  | Safety & Lifting Devices
73952 | 14857 | THR-ELS-SQ-9494 | Electrical Rubber Gloves, PPE Issued to Prashant Chokshi 5kV | THR-ELS-SQ-ERG | Safety | Safety Equipment |  | SQ | http://www.toronto.ca/TWONTO#rubber_insulating_gloves |  | Electrical Rubber Gloves, Safety Equipment
19829 | 19426 | COL-PLV-FEQ-0001S | Fire Prevention, Extinguisher | COL-W-OBSOLETE | Fire Prevention,Extinguisher |  | 42696 | FEQ |  |  | Col West Obsolete Entities
137867 | 9721 | THR-PRM-SOUTH | Primary Treatment, South Primary | THR-PRM | [6 empty] | Primary Treatment
19154 | 85970 | FHO-ACC-F-0601 | Filter, Dry Air, Raw Water HVAC Fan FN-0601, Admin Building, L2, East Wing, Mechanical Room | FHO-ACC-FN-0601 |  | Filter |  | F | http://www.toronto.ca/TWONTO#replaceable_air_filter |  | Fan, Fresh Air Supply, Raw Water Dehumidifier, L2 Admin Building, East Wing, Mechanical Room
55639 | 9013 | TAB-WA3-LD-8508 | Sling, Nylon, 8 FT | TAB-DEW-SAFETY | PPE | Lifting Device |  | LD | synthetic_web_sling |  | Safety Equipment
58948 | 59130 | THC-ACC-FN-6811 | Fan, Centrifugal, Exhaust, Ferrous Chloride Building | THC-PRS-BLDG |  | HVAC |  | FN | http://www.toronto.ca/TWONTO#blower_or_fan_with_drive |  | Phosphorous removal system, Building and Storage
76220 | 2177 | THR-MCS-MT-0408 | Welding Machine | THR-MT-WA3 |  | Tool |  | MT | welder |  | Machine Tools
4590 | 96145 | COL-PGR-LSHH-0104 | Switch, Level | COL-PGR-MISC | Switch,Level |  |  | LSHH |  |  | Miscellaneous Equipment
16435 | 45776 | FHA-FLT-MX-3201 | FHA-FLT-SW-3201 - Sweeps, Surface Wash, Filter #32 | FHA-FLT-F-3201 | Filter | Filter |  | MX | filter_sweeping_arm |  | Filter #32, Filter Building, East Filter Gallery North
130446 | 65216 | THR-ACC-PRM | Heating, Ventilation and Air Conditioning, Primaries | THR-OCS-NEW |  | HVAC |  |  | http://www.toronto.ca/TWONTO#collection_of_assets |  | Odour Control, Biofilter
113282 | 43673 | TAB-EL3-MCC-6323 | Motor Control Centre, Digester 19-22 bldg | TAB-DIG-ELQ-T19-22 | Control Panel,MCC | Motor Control Centre |  | MCC | http://www.toronto.ca/TWONTO#LV_electrical_panel |  | Digester Tanks 19-22, Electrical Equipment
30672 | 37606 | FIS-SES-SQ-1003 | Safety,Plant,Safety Gloves - Pair 3 | FIS-SES-SQ-GLOVE1 | Safety | Safety Equipment |  | SQ | http://www.toronto.ca/TWONTO#rubber_insulating_gloves |  | Asset Group, PPE, Electrical Personal Protection, Group 1
119715 | 24459 | TAB-WA1-SQ-1904 | Body Harness.- Armando Abujen | TAB-WA1-SQ-0001 | PPE,Harness | Safety Equipment |  | SQ | http://www.toronto.ca/TWONTO#fall_arrest_harness |  | WA1 Fall Arrest System
55780 | 96249 | TAB-WA5-SQ-E4E8 | Harness - Pavel Krasny | TAB-WA5-SQ | PPE,Harness | Safety Equipment |  |  | http://www.toronto.ca/TWONTO#fall_arrest_harness |  | WA5 Safety Equipment
29735 | 73010 | COL-PWR-FIT-5558 | Transmitter, Flow | COL-PWR-MISC | Transmitter |  | 35036 | FIT |  |  | Miscellaneous Equipment
118040 | 54695 | TAB-SES-SQ-0633 | Emergency Eyewash Station,South of Final Effluent Tanks | TAB-SES-EESS | PPE,Eyewash Station | Safety Equipment |  | SQ | http://www.toronto.ca/TWONTO#emergency_eyewash |  | WA8 Safety Equipment, Emergency Eyewash & Shower Station
25230 | 39319 | COL-PSL-P-0300 | Pump, Centrifugal | COL-PSL | Pump |  |  | P |  |  | Sewells Road Sewage Pumping Station
76959 | 8884 | THR-PLT-LD-2132D | Lifting Device, Sparger Arm, Tank 100, Grit Bldg. | THR-PLT-T-0100 | Lifting Device | Hydraulic System | 35255 | LD | http://www.toronto.ca/TWONTO#hydraulic_system |  | Tank, Grit Removal, Grit Tank, North Grit Building
53568 | 59824 | TAB-SES-LD | WA2 Lifting devices | TAB-AER-BL | Lifting Device | Tool |  |  | http://www.toronto.ca/TWONTO#collection_of_assets |  | Blower Building
40717 | 30617 | DR8012A | Air, Handling Unit, AHU-2, (2.8 L/S),, Digester Gas Control Building | TAB-ACC-AHU-GAS | Air Handling Unit | HVAC |  |  | http://www.toronto.ca/TWONTO#air_handler_unit |  | AHUs/Supply Fans Gas Control Bldg.
105274 | 98518 | PU2008A | Receiver, Air, OPS 1 Hse | TAB-AI | Vessel,Pressure | Tank |  |  | http://www.toronto.ca/TWONTO#pressure_vessel |  | Local Compressed Air Equipment
49017 | 33820 | TAB-OCS-DM-6612 | Damper, Booster Fan FN-6610, Discharge, Screen Effluent Channel Roof, P Bldg. | TAB-OCS-FN-6610 | Damper/Louver | Gas Collection |  | DM | http://www.toronto.ca/TWONTO#air_damper |  | Fan, Booster, Odourous Air from Screenings Area, Screen Effluent Channel Roof, P Bldg.
78162 | 26381 | THR-PRS-PSH-0320S | Switch, Pressure-High, Ferrous Chloride to South Aeration Tank 0200 Feed Pump Discharge, Chemical Building, Secondary Treatment, Phosphorous Removal | THR-PRS-P-0320S | Switch,Pressure-High | Switch | 39856 | PSH | http://www.toronto.ca/TWONTO#pressure_switch |  | Pump, Diaphragm, Ferrous Chloride to South Aeration Tank 0200, Chemical Building, Secondary Treatment, Phosphorous Removal
108953 | 87742 | TAB-CHLORINATION BLD | Building Location | TAB-SPC2 | [6 empty] | Process Control Systems - Equipment
30938 | 19784 | FIS-FEQ-DR-0043 | Door, Fire, Workshop & Office Building | FIS-GRK-STRC-0001 |  | Door |  | DR | http://www.toronto.ca/TWONTO#fire_rated_door
40379 | 49183 | TAB-ACC-FSL-1230 | Switch,Flow,Low,Glycol from Pump | TAB-ACC-P-1230 | Switch,Flow | Switch |  | FSL | http://www.toronto.ca/TWONTO#flow_switch |  | Pump, Glycol Circulating, Floatation Bldg, PG 25-1
86684 | 63736 | WTR-PKN-TSH-0001 | Switch, Temperature, High, Smoke Alarm, Kennedy Pumping Station | WTR-PKN-AUX | Switch,Temperature-High | Switch |  | TSH | http://www.toronto.ca/TWONTO#temperature_switch |  | Auxiliary Equipment (Building Facilities)
48119 | 90883 | TAB-ELS-LTX-1010 | Exit Light,North Substation,1st Floor,West Wall | NORTH SUBSTN_1ST FLR | Lighting,Exit | Safety Equipment |  | LTX | http://www.toronto.ca/TWONTO#lighting_unit |  | MSA Substation,1st Floor
55233 | 1205 | TAB-SLO-STR-2413 | Strainer, Lub Pump suction | TAB-SLO-P-2413 | Strainer | Filter |  | STR | http://www.toronto.ca/TWONTO#strainer |  | Pump, Sludge Transfer Lube #13
26420 | 39134 | FHO-SM-SB-0001-KQ | Scrubber | FHO-SES | Scrubber |  |  | SB |  |  | Safety & Environmental Services
96835 | 91522 | FIS-ELS-TLX-0001 | Hydro Meter Location | FIS-ELS-PS-0001 |  |  |  | TLX |  |  | Primary Power System
82086 | 65407 | WTR COMMUNICATIONS | WTR Communications | WTR-SPC2 | [6 empty] | Process Control Systems - Equipment
63608 | 31750 | THC-PLT-FSL-6411 | Switch,Flow Low,Grit Tank 0100-5 to Fans 6410 & 6420,Odour Control,Headhouse | THC-ODOUR-HEADHOUSE | Switch,Flow-Low | Switch |  | FSL | http://www.toronto.ca/TWONTO#flow_switch |  | Odour Control
29852 | 1684 | FIS-WWW-CH-0200-SUS | Slow Sand Fiter | FIS-BW | Filter | Filter | 38480 | CH | http://www.toronto.ca/TWONTO#filtration_tank |  | Backwash System
146382 | 62655 | WTR-PSC-MEQ-0005 | Laser Alignment Tool, S/N 118332 | WTR-PSC-AUX |  | Tool |  | MEQ | laser_alignment_tool |  | Auxiliary Equipment (Building Facilities)
138731 | 99105 | THR-SES-SQ-1530 | Lanyard for Harness, PPE Roger Scott | THR-SES-FAS | Safety | Safety Equipment |  | SQ | lifeline |  | Fall Arrest Sytem (Harness and Lanyard), Safety Equipment
15377 | 92460 | FCL-TST-CLB-0705 | Portable Pressure Calibration Unit (Druck Meter) | FCL-MCS | Analyzer,Chlorine | Test Equipment | 35567 | CLB | pressure_calibrator |  | Mechanical Services
137519 | 74326 | THR-PLT-RPU-0221 | RPU, North Grit, North Grit electrical Room (172.22.37.202) | THR-ELS-GRIT | RPU | Remote Processor Unit |  | RPU | http://www.toronto.ca/TWONTO#RPU_panel |  | Electrical System, Grit Bldg., North Prelimanry and Primary Station
44664 | 78772 | FCL-ALM-F-01-SUS | Filter Liquid Alum | FCL-SUSPENDED | Filter | Filter | 36332 | F | http://www.toronto.ca/TWONTO#discrete_unit_of_treatment_filter |  | Suspended entity
70425 | 91725 | THR-CW-CH-0004 | City Water & Fire Water Chambers, Chamber #4 | THR-CW-CH |  |  |  | CH |  |  | City Water & Fire Water Chambers
113430 | 66371 | TAB-ELS-SQ-1015 | PPE Cabinet with PPE- Emission Air | TAB-ELS-ESQ | PPE | Safety Equipment |  | SQ | ppe_cabinet |  | Electrical Safety Equipment
109787 | 79724 | TAB-DEW-RPU-1113 | RPU for Polymer Preparation Systems 5 & 6 | TAB-DEW POLYMER PREP | RPU | Remote Processor Unit |  | RPU | http://www.toronto.ca/TWONTO#RPU_panel |  | Polymer Solution Preparation & Storage Systems
138735 | 7622 | THR-SES-SQ-1718 | Harness, Full Body PPE Vadim Sak | THR-SES-FAS | Safety | Safety Equipment |  | SQ | http://www.toronto.ca/TWONTO#fall_arrest_harness |  | Fall Arrest Sytem (Harness and Lanyard), Safety Equipment
19843 | 58043 | COL-PLV-LSH-0001 | Switch, Level-High | COL-PLV | Switch,Level |  |  | LSH |  |  | Livingston Road Pumping Station
110749 | 97392 | TAB-DIG-HE-T13-16 | Digester Tanks 13-16, Heat Exchanger, Southwest Cluster | TAB-DIG-T-13-16 | [6 empty] | Digester Tanks 13-16
7450 | 18780 | COL-PSP-LSHH-0001 | Switch, Level High-High | COL-PSP-MISC | Switch,Level |  |  | LSHH |  |  | Miscellaneous Equipment
71783 | 67313 | THR-DIG-T-5411 | Tank, Gas Scrubber, Digester Tank 0300 | THR-DIG-SB-2 | Scrubber | Tank |  | T | http://www.toronto.ca/TWONTO#air_scrubber |  | Scrubber Building 2, Digester 3 & 4
27157 | 44142 | DOS-YCM-TRL-VEH270009 | 2008 Homemade Modular - Vehicle Trailer Unit# 270009 | DOS-YCM-VEH-TRL | Vehicle,Licensed | Vehicle |  |  | trailer
62682 | 81092 | THC-MCS-T-BLDG I | Domestic Hot Water Tank, Building I | THC-PWA-HWT | [6 empty] | Domestic Hot Water Tanks
34690 | 79451 | MAIN-358 | Main 358 | WTR-LWA | [6 empty] | Work Area 2 Central Mains and Chambers
75107 | 21633 | THR-FT-PSH-4710 | Switch, Pressure-High, Pump P-4710 Discharge, Cross Feed Pumping - South | THR-FT-P-4710 | Switch,Pressure-High | Switch |  | PSH | http://www.toronto.ca/TWONTO#pressure_switch |  | Pump, Centrifugal, Sludge Cross Feed, RAS Pumping Station - South
81494 | 94119 | FHA-SES-LDR-0111 | FHA-SES-LD-0056 - 16' Single Ladder Aluminum( Upper/Lower Flume ( Venturi )) | FHA-SES-LD-1 | Safety | Safety Equipment |  | LDR | http://www.toronto.ca/TWONTO#ladder |  | Ladders
117997 | 44222 | TAB-SES-LTX-2290 | Exit Sign, Battery Unit, 2 LED heads, PRS Bldg | TAB-STR-SQ | Lighting,Exit | Safety Equipment | 41293 | LTX | http://www.toronto.ca/TWONTO#lighting_unit |  | WA2 Safety Equipment,lifting devices, ladders, Eye Wash station, First Aid Kits, Lock out stations
44084 | 82756 | TAB-DEW-TSH-0521B | Switch, Temperature, High, Lub Oil Return from Bearing, Drive end | TAB-DEW-CF-0521 | Switch,Temperature | Switch |  | TSH | http://www.toronto.ca/TWONTO#temperature_switch |  | Centrifuge # 5
80325 | 93314 | TNT-ACC-TSH-5101 | Switch,Temperature,High, Boiler #51200 | TNT-ACC-BO-5100 | Switch,Temperature | Switch |  | TSH | http://www.toronto.ca/TWONTO#temperature_switch |  | Boiler, Hot Water
15248 | 17872 | COL-PCF-FN-0001 | Exhaust Fan, Dry Well | COL-PCF-MISC | Fan | HVAC |  | FN | http://www.toronto.ca/TWONTO#blower_or_fan_with_drive |  | Miscellaneous Equipment
107535 | 3654 | TAB-ACC-T-6216 | Tank, Condensate, from T-6214 | TAB-ACC-T-6214 | Tank | Tank |  | T | http://www.toronto.ca/TWONTO#condensate_trap |  | Tank, Condensate, from Heaters
131001 | 76697 | THR-AER-F-1801 | Filter, Lube Oil Tank, Blower 1811, Blower Building, Air Blower System | THR-AER-T-1814 | Filter | Filter |  | F | http://www.toronto.ca/TWONTO#replaceable_oil_or_fuel_filter |  | Tank, Non-Pressurized, Auxiliary Oil, Blower 1811, Secondary Treatment, Aeration Blower System - North
40403 | 52697 | TAB-ACC-FSL-4501 | Switch,Flow, Low , Discharge | TAB-ACC-AHU-4501 | Switch,Flow-Low | Switch |  | FSL | http://www.toronto.ca/TWONTO#flow_switch |  | AHU, Digester 1-4, Drip Trap Room
135188 | 53079 | THR-EPS-PSL-0216 | Switch, Pressurel-Low, Grease Pump, Centrifugal 0216, Plant Service, Effluent Pump, Centrifugaling | THR-EPS-P-0210 | Switch,Pressure-Low | Switch |  | PSL | http://www.toronto.ca/TWONTO#pressure_switch |  | Pump, Centrifugal, Screw
38884 | 13355 | SWM-PMG-ALR-0001 | Alarm, Gas | SWM-PMG | Fire Prevention,Alarm |  |  | ALR |  |  | Martin Grove Storm Pumping Station
5894 | 28314 | COL-PLB-TSH-0151C | Switch, Temperature-High | COL-PLB-AUX-MECH | Switch | Switch | 34552 | TSH | http://www.toronto.ca/TWONTO#temperature_switch |  | Mechanical Equipment
18139 | 98048 | FHA-SED-ZSH-0403C | Switch, Limit, Access Hatch Zone 3, Settling Basin T-0401 | FHA-SED-ZSH-0403 |  | Security System |  | ZSH | http://www.toronto.ca/TWONTO#position_switch |  | Switch, Limit, Access Hatch Zone 4
79761 | 69459 | THR-WA1-LD-0011 | Sling, Wire Rope, Work Area 1 (WIRE ROPE SLING SIZE; 1/2" X 4' ) | THR-LD-WIRE-WA1 | Lifting Device,Sling | Lifting Device |  | LD | wire-rope_sling |  | Slings, Wire Rope, Work Area 1
62431 | 97696 | THC-ITS-PA-2110 | IDF Panel, Public Address System, Bldg. U | THC-ITS-MDF-1000 | Network,Telecommunication | Communications Equipment |  | PA | http://www.toronto.ca/TWONTO#public_annoucement_speaker |  | Public Address System, Master Distribution , Control System, Admin Bldg,
81420 | 81334 | TNT-MCS-LD-0021 | Trolley | TNT-MCS-LD | Lifting Device | Lifting Device |  | LD | lifting_device_support |  | Lifting Devices , cranes/ Portable crane/hoists, come alongs, slings, wire rope, chains
112197 | 63182 | TAB-DIS-LSHH-2006 | Switch, Level, High,High,Scrubber SB2002 | TAB-DIS-SB-2002 | Switch,Level | Switch |  | LSHH | http://www.toronto.ca/TWONTO#level_switch |  | Scrubber, # 2,Chlorine Bldg.,
34882 | 89322 | MTMASR | MASSEY CREEK STS AND RELIEF | TRK-DON | [6 empty] | DON DRAINAGE AREA
61873 | 79290 | FCL-FL-LSH-0201(S) | Switch, Level-High, Tank 0201, Hydrofluosilicic Acid System | FCL-FL-T-0201 | Switch,Level-High | Switch | 35932 | LSH | http://www.toronto.ca/TWONTO#level_switch |  | Tank, Non-Pressurized, Hydrofluosilicic Acid System
119370 | 32930 | TAB-THK-TANKS | Floatation Tanks | TAB-THK |  | Tank |  |  | http://www.toronto.ca/TWONTO#collection_of_assets |  | Floatation
112213 | 76752 | TAB-DIS-NAOCL | Disinfection - Sodium Hypochlorite | TAB-PWA |  | Chemical Feeder |  |  | http://www.toronto.ca/TWONTO#collection_of_assets |  | Plant Water
94607 | 49912 | WTR-PSC-MCC-0201 | Motor Control Center, Bus 0201 | WTR-PSC-BUS-0201 | Control Panel | Motor Control Center |  | MCC | http://www.toronto.ca/TWONTO#LV_electrical_panel |  | Motor Control Center, Bus 0201
15492 | 47594 | FCL-WWW-T-5010 | Thickener, North, RMF Clarification Facility | FCL-WWW |  | Tank |  | T | http://www.toronto.ca/TWONTO#storage_tank |  | Residue Management
17595 | 59567 | FHA-MCS-LD-2201 | Lifting Device, Hoist, Chain Type, 1.8 Ton, RMF, 4th Floor, Pipe Gallery | FHA-MCS-LD | Lifting Device,Hoist,Manual | Lifting Device |  | LD | http://www.toronto.ca/TWONTO#lifting_equipment_hoist |  | Lifting Devices
68052 | 4551 | FCL-TRW-UPS-0002-SUS | Inverter,DC to AC | FCL-SUSPENDED |  |  | 36809 | UPS |  |  | Suspended entity
55440 | 66602 | TAB-WA1-SQ-1120 | Sling | TAB-WA1-SQ-1000 | Lifting Device,Sling | Lifting Device |  | SQ | http://www.toronto.ca/TWONTO#fall_protection_sling |  | WA1 Lifting Devices and Slings
123621 | 42434 | THC-DIG-PSH-5067 | Switch,Pressure-High,Lag,Digested Gas Header,Gas Low Pressure System,Building U | THC-DIG-BURNERS | Switch,Pressure | Switch |  | PSH | http://www.toronto.ca/TWONTO#pressure_switch |  | Waste Gas Burners
7669 | 96442 | COL-PSU-FIT-0001 | Transmitter, Flow | COL-PSU-MISC | Transmitter |  |  | FIT |  |  | Miscellaneous Equipment
147784 | 75720 | YTF-NGS | HVAC, Natural Gas | YTF-BLDG | [6 empty] | Bullding Services
63213 | 97336 | THC-OCS-LSH-6200 | Switch, Level, High, Sump, Biofilter, Headworks Odour Control | THC-OCS-P-6210 | Switch,Level-High | Switch |  | LSH | http://www.toronto.ca/TWONTO#level_switch |  | Sump Pump, Biofilter, Headworks Odour Control
121330 | 8040 | THC-ACC-TSL-0013 | Switch, Temperature, Ice in Slab, Snow Melting System, Zone #3, Admin Building, North/East Area | THC-ACC-CT-0123 |  | HVAC |  | TSL | http://www.toronto.ca/TWONTO#temperature_switch |  | Controller, MAN-0013, Admin Building, Snow Melting, Zone #3 PHASE 2
30465 | 68970 | FIS-SES-LDR-0403 | Ladder, 6' Fiberglass, Filter Building, Backwash Pump Basement | FIS-SES | Safety | Tool |  | LDR | http://www.toronto.ca/TWONTO#ladder |  | Safety, Instrumentation & Environmental Services
122032 | 38868 | THC-AER-T-3500 | Tank, Aeration | THC-AER-PHASE I-IV | Tank,Non-Pressurized | Tank |  | T | http://www.toronto.ca/TWONTO#aeration_tank |  | AerationTreatment
105059 | 59784 | PK2413D | Sampler, ( SUBNATANT) | TAB-THK-SP | Sampler | Sampler |  |  | http://www.toronto.ca/TWONTO#auto_sampler |  | Auto sampler
113545 | 24354 | TAB-GRK-VEH-378331 | John Deere, Gator 4X4, WWPW | TAB-GRK-VEH | Vehicle,Unlicensed | Vehicle |  | VEH | http://www.toronto.ca/TWONTO#golf_cart
19996 | 56034 | COL-PMD-LSH-0001 | Switch, Level-High | COL-PMD | Switch,Level |  |  | LSH |  |  | Midland Pumping Station
61193 | 74630 | THC-ELS-SQ-GLV-0003 | Electrical Safety gloves, High Voltage, Class 1 and 4, Set #1 (Virtual entity #) | THC-SES-SQ | PPE,Insulated Glove | Safety Equipment |  | GLV | http://www.toronto.ca/TWONTO#rubber_insulating_gloves |  | Safety Equipment
64775 | 73759 | FCL-SES-EYE-0011 | Eyewash Bottle Low level Machine shop | FCL-SES-5 | PPE,Eyewash Station | Safety Equipment |  | EYE | eye_wash_bottle |  | Eye Wash Stations Chemical Building
94823 | 35780 | FHO-SES-SCBA-MAR | SCBA Cylinder Group 3 | FHO-SES-SQ-0002 | PPE,SCBA | Safety Equipment |  |  | http://www.toronto.ca/TWONTO#compressed_gas_cylinder |  | Emergency Breathing Apparatus
138620 | 97915 | THR-SES-LD-0004S | Base, Embedded for Davit Arm, Primary Tank 2 | THR-LD-WA2 | Safety | Safety Equipment | 42679 | LD | davit_base |  | Lifting Devices, Chain Hoist, Come Along & Slings
93202 | 41939 | FHO-GRK-DR-1029L | Door, (FD-1-29), Fire Rated, Admin Building, L1, Operators Lunch Room, North East | FHO-GRK-FEQ-0001 | Fire Prevention,Door | Door |  | DR | http://www.toronto.ca/TWONTO#fire_rated_door
40083 | 76090 | DOS-SES-SCBA-0557 | SCBA 10 minutes escape pack | FAC-YCM-SES | Safety | Safety Equipment |  | SCBA | http://www.toronto.ca/TWONTO#self-contained_breathing_apparatus |  | SAFETY & ENVIRONMENTAL SERVICES
113448 | 74001 | TAB-ELS-SQ-5024 | Cross Arm Strap(Wei) | TAB-ELS-SQ-FALL ARST | PPE,Harness | Safety Equipment |  | SQ | lifeline |  | Fall Arrest -Safety Harness & Lanyard
90756 | 95235 | FHO-CLA-PSL-0101 | Switch, Liquid Pressure, Pre Chlorination Header Train 1, S2 Chem. Storage Rm | FHO-CLA-CHL-0101-KQ | Switch,Pressure-Low | Switch |  | PSL | http://www.toronto.ca/TWONTO#pressure_switch |  | Pre Chlorination Train 1
61869 | 20634 | FCL-FL-LSH-0003 | Switch, Level-High, Spill Containment, Hydrofluosilicic Acid System | FCL-FL | Switch,Level-High | Switch |  | LSH | http://www.toronto.ca/TWONTO#level_switch |  | Fluoridation
58546 | 790 | THC-ACC-DM-0702 | Damper,Actuated,Outside Air,Thickening Building Electrical Room Air Conditioning | THC-ACC-AC-0704 | Damper/Louver | HVAC |  | DM | http://www.toronto.ca/TWONTO#air_damper |  | Air Conditioner,Thickening Building Electrical Room
143919 | 4022 | WTR-PHL-FAK-0002-SUS | First Aid Kit, Truck #080074 | WTR-CENTRAL-SES | Safety,First Aid Kit | Safety Equipment | 47481 | FAK | http://www.toronto.ca/TWONTO#first_aid_kit |  | Safety & Lifting Devices
7064 | 48278 | COL-PRR-TR-0001 | Transformer, Lighting | COL-PRR-MISC | Transformer |  |  | TR |  |  | Miscellaneous Equipment
7394 | 74203 | COL-PSM-LSLL-0101 | Switch, Level Low-Low | COL-PSM | Switch,Level |  |  | LSLL |  |  | Simcoe St Sewage Pumping Station
48589 | 53245 | TAB-INORG-P | Pipettes - Inorganic | BOM-LAB-TAB-INORG | [6 empty] | Laboratory - Inorganic
120510 | 3154 | THC-ACC-DM-4003 | Damper,Motorized | THC-ACC-FN-4003 |  | HVAC |  | DM | http://www.toronto.ca/TWONTO#air_damper |  | Fan, Exhaust, from NW Tunnel T12
146540 | 38469 | WTR-PTH-ZS-0003 | Switch, Position,Door Security | WTR-PTH-AUX | Switch,Position | Switch |  | ZS | http://www.toronto.ca/TWONTO#position_switch |  | Auxiliary Equipment (Building Facilities)
238 | 45785 | 378173SUS | Kubota-WA7 | TAB-SUSPENDED ENTITY | Vehicle,Unlicensed | Vehicle | 47409 |  | http://www.toronto.ca/TWONTO#golf_cart
132358 | 73053 | THR-DIG-CG | Digester Gas, Co-Generation | THR-BG | [6 empty] | Blended Gas
18279 | 12300 | COL-PLB-LSH-0202 (S) | Level Switch, High | COL-PLB-AUX-ELEC | Switch,Level | Switch | 35803 | LSH | http://www.toronto.ca/TWONTO#level_switch |  | Electrical Equipment
62678 | 4418 | THC-MCS-T-0027 | Tank,Domestic Hot Water,Sub-Basement,South-West,Building U | THC-PWA-HWT | Tank,Domestic Hot Water | Tank |  | T | http://www.toronto.ca/TWONTO#tanked_hot_water_heater |  | Domestic Hot Water Tanks
133986 | 73877 | THR-DIS-PSH-0600 | Switch, Pressure, High, Pump skid 6, Disinfection Building Main Floor | THR-DIS-P-FPW | Switch,Pressure-High | Switch |  | PSH | http://www.toronto.ca/TWONTO#pressure_switch |  | Pumps, Disinfection, Filtered Plant Water
96406 | 77549 | YTF-ACC-AHU-5601 | Air Handling Unit, A Building Office Area, HVAC Exhaust Fans and AHU's | YTF-ACC | Air Handling Unit | HVAC |  | AHU | http://www.toronto.ca/TWONTO#air_handler_unit |  | HVAC Equipment
110818 | 11877 | TAB-DIG-LSL-4160 | Switch,Level,Low,Lube Oil, G.Compr. C4160 | TAB-DIG-C-4160 | Switch,Level | Switch |  | LSL | http://www.toronto.ca/TWONTO#level_switch |  | Compressor # 6, Gas(DX2606)
11248 | 12788 | COL-MTI-G-2901 | Gate 1,Roxton St. Control Chamber No.29, MTI | COL-MTI-CH-2900 | Valve,Gate,Sluice,Act. | Gate |  | G | http://www.toronto.ca/TWONTO#channel_gate
7042 | 78578 | COL-PRR-FQ-0001 | Meter, Flow | COL-PRR-MISC | Meter,Flow |  |  | FQ |  |  | Miscellaneous Equipment
11810 | 24683 | CL2008A1 | Injector # 8 | TAB-DIS-CHL-8 |  | Injector |  |  | http://www.toronto.ca/TWONTO#ejector |  | Chlorination Train #8
38989 | 34107 | SWM-PWD-COM-0001 | Control Panel, Operator | SWM-PWD-MISC | Control Panel |  |  | COM |  |  | Miscellaneous Equipment
58664 | 46737 | THC-ACC-F-0131 | Filter,Outdoor Air,Boiler Building,South Zone 2 | THC-ACC-BLDG E |  | Filter |  | F | http://www.toronto.ca/TWONTO#replaceable_air_filter |  | Boiler House, HVAC
137735 | 94231 | THR-PRM-FSL-2340 | Switch, Flow-Low, Seal Water, Pump 2340, Primary Treatment, Sludge Pumping - South | THR-PRM-P-2340 | Switch,Pressure-Low | Switch |  | FSL | http://www.toronto.ca/TWONTO#flow_switch |  | Pump, Centrifugal, Sludge, South Primary Station 3
59028 | 39138 | THC-ACC-HTR-0255 | Heater, Perimeter. Admin Building | THC-ACC-BLDG K |  | HVAC |  | HTR | http://www.toronto.ca/TWONTO#heater |  | Administration Building, HVAC
45324 | 79882 | TAB-DIG-P-MIXING5-8 | Sludge Mixing Pumps & Valves | TAB-DIG-T-05-08 | [6 empty] | Digester Tanks 5-8
76134 | 2863 | THR-MCS-LD-0528A | Jib Crane, 0.5 T, ,for Chain Hoist LD-528 | THR-CRN-WA3 | Lifting Device,Hoist,Manual | Lifting Device |  | LD | http://www.toronto.ca/TWONTO#crane |  | Cranes, Overhead Lifting Devices,WA3
13871 | 91775 | FCL-POL-FIT-4231 | Transmitter, Flow, Turbine,Service Water to Static Mixer MX-4231,Polymer Skid No.6,Centrifuge Bldg | FCL-POL-MX-4231 |  |  |  | FIT |  |  | Mixer, Static, Thickening Polymer Skid No.6, RMF Centrifuge Building, Polymer Room
61169 | 74625 | THC-ELS-SQ-6172922 | Spares, Electrical Safety gloves, High Voltage, Class 0, # 6172922 | THC-SES-SQ | PPE,Insulated Glove | Safety Equipment |  | SQ | http://www.toronto.ca/TWONTO#rubber_insulating_gloves |  | Safety Equipment
90874 | 70693 | FHO-CLB-PSH-0301 | Switch, Pressure, Post ChlorinationTrain 3 Evapororator Inlet, Chemical Bldg, Main Floor, Machine Rm | FHO-CLB-CHL-0301 | Switch,Pressure-High | Switch |  | PSH | http://www.toronto.ca/TWONTO#pressure_switch |  | Chlorinator, Post Chlorination East Train 3, Chemical Building, L1, Evaporator Room
98466 | 32253 | FIS-TRW-T-0302 | Tank, Surge, Hydro-Pneumatic, Island Water Distribution Gravity Feed, Workshop Bldg., High Lift PS | FIS-TRW-PUMPING | Tank,Reservoir | Tank |  | T | http://www.toronto.ca/TWONTO#pumping_surge_suppression_tank |  | Treated Water Pumping
47967 | 65052 | TAB-EL3-LP-6014D | Control Panel, Power Distribution, Auxiliary Systems Building, Main Floor | TAB-EL3-MCC-6014 | Control Panel,Power Distribution Panel | Power Distribution Panel |  | LP | http://www.toronto.ca/TWONTO#LV_electrical_panel |  | MCC, Electrical Room, Auxiliary System Building 2nd Floor East
65827 | 7550 | FCL-SPC-COM-1803 | Termination Panel, Raw Water Pumping | FCL-SPC |  |  |  | COM |  |  | Process Control Systems - Services Area
27179 | 22343 | DOS-YCM-VEH-299001 | 2002 VAC-TRON PMD800sdte - Vehicle Unit# 299001 | FAC-YCM-VEH | Vehicle,Licensed | Vehicle |  | VEH | trailer
92581 | 37402 | WTR-PKL-RPU-0001 | Control Panel,Process Control Unit,RPU-0001 | WTR-PKL-ELS | RPU | Remote Processor Unit |  | RPU | http://www.toronto.ca/TWONTO#RPU_panel |  | Electrical System
140563 | 72115 | TNT-FT-ML-CHNL | Mixed liquer Channel, Final Tanks | TNT-FT | [6 empty] | Final Tanks 1-5
128979 | 13616 | THC-STR-T-8482 | Tank, Contact Chamber, Phase IV, Secondary Clarifier | THC-ODOUR-PHASE I-IV | Tank | Tank |  | T | http://www.toronto.ca/TWONTO#chemical_contact_tank |  | Odour Control
20597 | 10597 | COL-PMT-LSH-0103 | Switch, Level-High | COL-PMT | Switch,Level |  |  | LSH |  |  | Military Trail Sewage Pumping Station
122923 | 37911 | THC-DEW-T-6500 | Tank,BTU 2000 Hopper,Solid Treatment | THC-INC-FU-2000 | Tank,Non-Pressurized | Tank |  | T | http://www.toronto.ca/TWONTO#storage_tank |  | Furnace, Incinerator 2000
138200 | 77008 | THR-PRS-PSL-0057 | Switch, Pressure-Low, Pump P-0057 Suction, Ferrous Chloride System | THR-PRS-P-0057 | Switch,Pressure-Low | Switch |  | PSL | http://www.toronto.ca/TWONTO#pressure_switch |  | Pump, Ferrous Chloride, Secondary Standby, Chemical Building
117212 | 67211 | TAB-RSP-FSL-3002 | Flow Switch Low Alarm, Odour Control Discharge | TAB-RSP-FN-3002 | Switch,Flow | Switch |  | FSL | http://www.toronto.ca/TWONTO#flow_switch |  | M building - Fan, OCU 5-1
106059 | 65399 | TAB-ACC-AHU-GAS | AHUs/Supply Fans Gas Control Bldg. | TAB-ACC-AHU | [6 empty] | Air Handling Unit & Supply Fan
105461 | 37947 | SQ-47073 | FHO SCBA #1 | FHO-SES-SQ-0002 | PPE,SCBA | Safety Equipment | 32125 |  | http://www.toronto.ca/TWONTO#self-contained_breathing_apparatus |  | Emergency Breathing Apparatus
101610 | 11967 | MAIN-198 | Main 198 | WTR-MT3 | [6 empty] | Work Area 3 WEST Mains and Chambers
75097 | 54680 | THR-FT-PSH-3620 | Switch, Pressure-High, Discharge, Pump 3620, Secondary Treatment, Scum Pumping - North | THR-FT-P-3620 | Switch,Pressure-High | Switch |  | PSH | http://www.toronto.ca/TWONTO#pressure_switch |  | Pump, Rotary Vane, Scum Tank 3600, System 9, Scum Pumping
7335 | 78645 | COL-PSL-MCC-0001 | Motor Control Centre | COL-PSL | Control Panel,MCC |  |  | MCC |  |  | Sewells Road Sewage Pumping Station
24936 | 77568 | FHO-PLT | Preliminary Treatment | FHO WORK AREA 1 | [6 empty] | Process
52958 | 56429 | TAB-PLT-G-5003 | Gate, Knife Gate, Pneumatic, Screenings Outloading Conveyor 5000, Conveyor Area | TAB-PLT-CV-5000 | Valve,Knife Gate | Gate |  | G | http://www.toronto.ca/TWONTO#valve
89903 | 75179 | YTF | Tiffield Data Center | WWT | [6 empty] | Wastewater Treatment
62493 | 45982 | THC-ITS-TEL-6009 | Telephone Outlet and Phone, Headworks, Lower Level 2, Pipe Gallery, S Wall Middle | THC-TPA-PA-6010A | Network,Telecommunication | Communications Equipment |  | TEL | telephone_system |  | Paging Panel, Headworks, Electrical Room, Ground Floor
7532 | 16174 | COL-PSS-SS-0001 | Station Security System | COL-PSS |  | Security System |  | SS | http://www.toronto.ca/TWONTO#security_system |  | Scott Sewage Pumping Station
146422 | 16643 | WTR-PSC-TSH-0002 | Switch, Temperature-High, Building | WTR-PSC-AUX | Switch,Temperature-High | Switch |  | TSH | http://www.toronto.ca/TWONTO#temperature_switch |  | Auxiliary Equipment (Building Facilities)
58419 | 60626 | THC-ACC-DM-0092 | VAV Box, Admin Building, Ground Floor, Meeting Room 135 | THC-ACC-AHU-0091 |  | HVAC |  | DM | http://www.toronto.ca/TWONTO#air_damper |  | Air handling Unit, Ground Floor East Zone(Field Services), Admin Building Roof
4256 | 78571 | COL-PEV-SW-0004 | Switch, Distribution | COL-PEV | Switch |  |  | SW |  |  | Ellis Sewage Pumping Station
88306 | 60733 | WTR-PSC-PSL-0002 | Switch, Pressure-Low, Discharge to District 4 | WTR-PSC-TRW | Switch,Pressure-Low | Switch |  | PSL | http://www.toronto.ca/TWONTO#pressure_switch |  | Treated Water (Transmission)
113433 | 80433 | TAB-ELS-SQ-2000 | PPE Cabinet with PPE- South Sub Station | TAB-ELS-ESQ | PPE | Safety Equipment |  | SQ | ppe_cabinet |  | Electrical Safety Equipment
120353 | 13075 | THC-ACC-CT-0019 | Controller, HTR-0019, Admin Building, Basement, Corridor B118 | THC-ACC-HTR-0019 |  | HVAC |  | CT | http://www.toronto.ca/TWONTO#thermostat_or_zone_controller_unit |  | Heater, Hot Water Heating Coil, Corridor B118, Admin. Building Basement
89 | 34895 | 50643 | WA7 Portable Gas Detectors | TAB-SES-SQ | PPE | Safety Equipment |  |  | http://www.toronto.ca/TWONTO#collection_of_assets |  | WA7 Safety Equipment
96218 | 53697 | FIS-CHLORINE-BLDG | Building Location | FIS-EUS | [6 empty] | Production & End User Support
80380 | 25303 | FHA-SED-ZSH-0604E | Switch, Limit, Access Hatch Zone 4, Settling Basin T-0601 | FHA-SED-ZSH-0604 |  | Security System |  | ZSH | http://www.toronto.ca/TWONTO#position_switch |  | Switch, Limit, Access Hatch Zone 6
13179 | 14588 | FCL-FLT-F-0502 | Filter, Inlet Side of PDIT-0501, Filter F-0501, Filtration Pipe Gallery | FCL-FLT-PDIT-0501 |  |  |  | F |  |  | Transmitter, Pressure (Differential), Loss of Head for Filter 0501, Filter No.0501
87785 | 1679 | FHO CLARIFIER CORRID | Computer Location | FHO-SPC | [6 empty] | Process Control Systems - Services Area
134349 | 9417 | THR-DR-QH-0505 | Overhead Door, East Maintenance Shop | THR-DR-WA4 | Door,Overhead | Door |  | QH | http://www.toronto.ca/TWONTO#roll_up_door
92643 | 66691 | FIS-ACC-DM-4004 | Damper, Motorized, Outside Air for FN-4004, Mechanical/Electrical Room | FIS-ACC-FN-4004 |  | HVAC |  | DM | http://www.toronto.ca/TWONTO#air_damper |  | Fan, Celing mounted, Marine Yard Building, Mechanical/Electrical Room
119734 | 44329 | TAB-WA1-SQ-1979 | Lanyard 6 Ft- Patel, Brijeshkumar | TAB-WA1-SQ-0001 | PPE,Harness | Safety Equipment |  | SQ | lifeline |  | WA1 Fall Arrest System
81493 | 93803 | FHA-SES-LDR-0110 | FHA-SES-LD-0026 - 8' Ladder Aluminium ( Upper Lower Flume Venturi ) | FHA-SES-LD-1 | Safety | Safety Equipment |  | LDR | http://www.toronto.ca/TWONTO#ladder |  | Ladders
9512 | 87802 | DOS-YCM-TRL-VEH067005 | 2001 JC Loader Trailer 16T DOW- Vehicle Unit# 267005 | FAC-YCM-VEH | Vehicle,Licensed | Vehicle |  |  | trailer
19830 | 2830 | COL-PLV-FN-0001 | Fan, Centrifugal | COL-PLV | Fan |  |  | FN |  |  | Livingston Road Pumping Station
123302 | 5724 | THC-DIG-0400 | Eliminated Role: Digester 0400 | THC-SUS |  |  | 40439 | DIG |  |  | THC records of assets and roles that are no longer in service or exists
51633 | 94559 | TAB-GRK-VEH-329077 | Forklift, Propane, CAT , SOPS | TAB-GRK-VEH2 | Forklift,Propane | Vehicle |  | VEH | http://www.toronto.ca/TWONTO#forklift
48710 | 17758 | TAB-ITS-COM-5601 | Network, Hubs, Termination Panel, Waste Gas Burner Station | TAB-DIG-BU | Network,Hubs | Network |  | COM | http://www.toronto.ca/TWONTO#network_router |  | Waste Gas Burner
21094 | 76294 | FHO-CLB-EV-0301 | Evaporator, Post Chlorination Train 3 East, Main Floor, Chemical Machine Room | FHO-CLB-CHL-0301 | Heater,Process | Evaporator |  | EV | http://www.toronto.ca/TWONTO#chlorinator_system |  | Chlorinator, Post Chlorination East Train 3, Chemical Building, L1, Evaporator Room
65351 | 10381 | FCL-SES-SPL-0004 | Spill Containment Kit, Ammonia Room | FCL-SM |  | Safety Equipment |  | SPL | http://www.toronto.ca/TWONTO#spill_kit |  | Spill Management
24149 | 41021 | COL-PQW-TS-0001 | Switch, Transfer | COL-PQW | Switch | Switch |  | TS | http://www.toronto.ca/TWONTO#transfer_switch |  | Queensway Sewage Pumping Station
12850 | 14204 | FCL-ELS-TSH-002L | Switch,Temperature-High,Low Lift Bldg - Switchgear Room,Transformer TR-002L | FCL-ELS-TR-002L | Switch,Temperature-High | Switch |  | TSH | http://www.toronto.ca/TWONTO#temperature_switch |  | Transformer,Power,Dry,Low Lift Bldg - Switchgear Room,4160-600V,500KVA
132924 | 32178 | THR-DIG-SD-0600 | Tank, Secondary Digester-6, Solids Treatment | THR-DIG-T | Tank | Tank |  | SD | http://www.toronto.ca/TWONTO#digester_tank |  | Digester, Tanks
52863 | 42070 | FCL-PAC-F-0301 | Filter, Intake, Air Blower BL-0301, Dry Chemical Building Basement | FCL-ZMC | Filter | Filter |  | F | http://www.toronto.ca/TWONTO#replaceable_air_filter |  | Zebra Mussel Control
13125 | 12885 | COL-PEV-SS-0001 | Station Security System | COL-PEV-MISC |  | Security System |  | SS | http://www.toronto.ca/TWONTO#security_system |  | Miscellaneous Equipment
62056 | 84757 | THC-INC | Incineration Process | THCSLDMNT | [6 empty] | THC Solids Maintenance
107160 | 29315 | TAB-ACC-LSL-0170 | Switch,Level,Low | TAB-ACC-P-0170A | Switch,Level-Low | Switch |  | LSL | http://www.toronto.ca/TWONTO#level_switch |  | Pump, Sump, Digester 1-4
9046 | 36780 | COL-YKP-VEH-0015S | Vehicle, Truck #080047 (F550) | COL-W-OBSOLETE | Vehicle,Licensed | Vehicle | 42978 | VEH | http://www.toronto.ca/TWONTO#pickup_truck
53652 | 25642 | TAB-SES-SQ-0002 | SCBA Breathing Apparatus, D Bldg., 2nd Floor - LAG 225 780 FS | TAB-SES-SCBA | PPE,SCBA | Safety Equipment |  | SQ | http://www.toronto.ca/TWONTO#self-contained_breathing_apparatus |  | WA4 Safety Equipment, SCBA
7381 | 71078 | COL-PSM-FN-0004 | Fan, Centrifugal | COL-PSM-MISC | Fan |  |  | FN |  |  | Miscellaneous Equipment
78618 | 9002 | FHO-ELS-MCC-0920 | Motor Control Centre, Admin Building, S4, Main Electrical Room | FHO-ELS-INQ | Control Panel,MCC | Motor Control Centre |  | MCC | http://www.toronto.ca/TWONTO#LV_electrical_panel |  | Power Management
4592 | 4620 | COL-PGR-LSLL-0101 | Switch, Level | COL-PGR | Switch,Level |  |  | LSLL |  |  | Grand River Sewage Pumping Station
41084 | 94632 | TAB-ACC-PDSH-6302 | Switch, Pressure Differential Switch High, AHU-6302, Mechanical Room, Dig 9-12 Control Building. | TAB-ACC-AHU-6302 | Switch,Pressure-High | Switch |  | PDSH | http://www.toronto.ca/TWONTO#pressure_switch |  | Air Handling Unit, Gas Room Ventilation, Mechanical Room, Dig 9-12 Control Building.
9165 | 17024 | COL-YKP-FAK-0010S | First Aid Kit, Truck #064100 (RAM 2500) | COL-YKP-VEH-0010S | Safety,First Aid Kit | Safety Equipment | 39334 | FAK | http://www.toronto.ca/TWONTO#first_aid_kit |  | Vehicle, Truck #064100 (RAM 2500)
56137 | 39809 | THC-ACC-ASH-0412 | Transmitter,Analyzer,Methane,AHU-0412 Shutdown,Compressor Room,Building U | THC-ACC-AHU-0412 | Damper/Louver | Switch |  | ASH | http://www.toronto.ca/TWONTO#flame_or_combustion_sensing_instrument |  | Air Handling Unit,Compressor Room,Roof,Building U
62559 | 23776 | THC-MCS-LD-11157199 | PULLER/LEVER HOIST - STEEL BODY (insp Liftsafe) | THC-MCS-LD | Lifting Device | Lifting Device |  | LD | http://www.toronto.ca/TWONTO#lifting_equipment_hoist |  | Mechanical Services, Lifting Device
135885 | 5380 | THR-FT-PSL-3140 | Switch, Pressure-Low, Pump P-3120 Suction, Scum Pumping - South | THR-FT-P-3140 | Switch,Pressure-High | Switch |  | PSL | http://www.toronto.ca/TWONTO#pressure_switch |  | Pump, Rotary Lobe, Scum from Tank 3130, Scum Pumping
15938 | 77335 | FHA-ELS-PDP-0203 | Power Distribution Panel, 45A, 600V, 3PH, RMF Electrical Room 1 South Wall | FHA-ELS | Control Panel,Power Distribution Panel | Power Distribution Panel |  | PDP | http://www.toronto.ca/TWONTO#LV_electrical_panel |  | Electrical
115605 | 14207 | TAB-PRM-T-3700 | Sludge Hopper, Valves & Actuators, Primary Tank 10 | TAB-PRM-T | Tank | Tank |  | T | http://www.toronto.ca/TWONTO#storage_tank |  | D Building - Scum, Sludge Hoppers & Primary Tanks 10-12
8721 | 92035 | COL-RBG-JIT-0001 | Meter, Power Indicating Transmitter | COL-RBG-MISC | Meter |  |  | JIT |  |  | Miscellaneous Equipment
56196 | 223 | TAB-RSP-G-2101 | Sluice Gate, Raw Sewage Influent from Low Level Wet Well | TAB-RSP-G-M | Valve,Sluice Gate | Gate |  | G | http://www.toronto.ca/TWONTO#channel_gate
94851 | 51367 | FHO-SES-SQ-6044 | High Voltage Safety Equipment, Insulated Gloves, Class 0, Serial Number 0230, Murray Kerr | FHO-SES-SQ-1000 | PPE,Insulated Glove | Safety Equipment |  | SQ | http://www.toronto.ca/TWONTO#rubber_insulating_gloves |  | High Voltage Insulated Gloves
88139 | 9299 | WTR-PSC-AUX | Auxiliary Equipment (Building Facilities) | WTR-PSC | [6 empty] | Scarborough Pumping Station
4218 | 2865 | COL-PEV-FN-0001 | Fan, Centrifugal | COL-PEV | Fan |  |  | FN |  |  | Ellis Sewage Pumping Station
75832 | 22814 | THR-DIG-BU-7750S | Burner, Waste Gas | THR-S-E | Analyzer | Burner | 40407 | BU | http://www.toronto.ca/TWONTO#waste_gas_burner |  | SUSPENDED ENTITY
37196 | 9300 | MTMH329 | ROCKCLIFFE 10 INCH STS | TRK-HMR | [6 empty] | HUMBER DRAINAGE AREA
76659 | 91118 | THR-PLT-BL-VX(SUSP) | Preliminary Treatment, Head House Vortex Blowers | THR-PLT-HH |  |  | 36046 |  |  |  | Preliminary Treatment, Head House
38589 | 68581 | TAB-ACC-3400 | Filter Bldg (Old Dewatering) S-6,S-7Space Heating,(Item #38) | TAB-ACC |  | HVAC |  | ACC | http://www.toronto.ca/TWONTO#collection_of_assets |  | Plant HVAC Equipment
119656 | 84322 | TAB-WA1-SQ-1071 | Sling | TAB-WA1-SQ-1000 | Lifting Device,Sling | Lifting Device |  | SQ | http://www.toronto.ca/TWONTO#fall_protection_sling |  | WA1 Lifting Devices and Slings
58418 | 30545 | THC-ACC-DM-0091 | VAV Box, Admin Building, Ground Floor, Field Service Corridor B 130 | THC-ACC-AHU-0091 |  | HVAC |  | DM | http://www.toronto.ca/TWONTO#air_damper |  | Air handling Unit, Ground Floor East Zone(Field Services), Admin Building Roof
106588 | 1796 | TAB-ACC-FN-BL | Exhaust Fans Blower Bldg. | TAB-ACC-FN | [6 empty] | Exhaust Fans
112178 | 87566 | TAB-DIS-EV-1201 | Evaporator #2 | TAB-DIS-CHL-2 | Evaporator | Evaporator |  | EV | http://www.toronto.ca/TWONTO#chlorinator_system |  | Chlorination Train #2
119951 | 90689 | TAB-WA4-SQ-202 | Self Retracting Lifeline(SIMM1 Shared) | TAB-WA4-SQ-0010 |  | Safety Equipment |  | SQ | self_retracting_line |  | WA4 Fall arrest systems
61264 | 3608 | THC-DCL-AHU-0001 | Air Handling Unit, Dechlorination | THC-DCL | Piping | HVAC |  | AHU | http://www.toronto.ca/TWONTO#air_handler_unit |  | Dechlorination Process
144204 | 11499 | WTR-PHL-T-0001-SUS | SCBA 4500 psi Bottle, AS1 | WTR-SUSPENDED | Tank | Safety Equipment | 47434 | T | http://www.toronto.ca/TWONTO#compressed_gas_cylinder |  | Suspended Obsolete entity for storage purpose
125117 | 12398 | THC-ELS-PDP-0402B | Distribution Panel, Building A | THC-ELS-PS-0001-A | Control Panel,Electrical |  |  | PDP |  |  | Primary Power Equipment, Building A
120201 | 35598 | TAB_EL1_4.16KV_ELECABS | Electrical Distribution Cabinets,4.16KV,North Substation | TAB_EL1_4.16KV | [6 empty] | Electrical,4.16KV,North Substation
21326 | 20100 | FHO-DCL-P-0401B-KQ | Before SO2 Sampling | FHO-OBSOLETE |  |  |  | P |  |  | Removed From Service
93456 | 65804 | FHO-MCS-LD-0110 | Wire Rope Slings | FHO-MCS-LD | Lifting Device,Sling | Lifting Device |  | LD | http://www.toronto.ca/TWONTO#collection_of_assets |  | Lifting Devices & Elevators
18580 | 26343 | FHA-SES-SQ-0033 | Miller Minilite fall limiter Ser# 521233 | FHA-SES |  | Safety Equipment |  | SQ | lifeline |  | Safety & Environmental Services
120243 | 31950 | TGHR-MCS-LD-2154 | Come Along, Work Area 2 | THR-LD-WA2 | Lifting Device,Chain | Lifting Device |  | LD | winch |  | Lifting Devices, Chain Hoist, Come Along & Slings
55629 | 31800 | TAB-WA3-LD-2383 | Sling, Nylon, 6 FT | TAB-DEW-SAFETY | PPE | Lifting Device |  | LD | synthetic_web_sling |  | Safety Equipment
125881 | 73885 | THC-GRK-VEH-378031 | Vehicle, Personal Carrier, Gator (W/S, Op's Team 2) | THC-GRK-VEHICLES | Vehicle,Unlicensed | Vehicle | 40159 | VEH | http://www.toronto.ca/TWONTO#golf_cart
12629 | 1560 | FCL-ELS-LP-0200D | Lighting Panel, 208/120V, 3PH, High Lift Switchgear Room, West Wall | FCL-ELS-6 |  |  |  | LP |  |  | Interior Lighting
43473 | 60393 | FCL-ACC-F-0601 | Filter, Air, West Dehumidification D-0601, Filter Building, Pipe Gallery Walkway South | FCL-ACC-D-0601 |  |  |  | F |  |  | Dehumidifier, Filter Building West Dehumidication System, Filter Pipe Gallery West
116109 | 28762 | TAB-PRS-LSH-0401 | Switch, Level-High, Containment Sump | TAB-PRS-T-0401 | Switch,Level-High | Switch |  | LSH | http://www.toronto.ca/TWONTO#level_switch |  | Containment Sump, Miscellaneous Process
132862 | 87067 | THR-DIG-PSL-5142 | Switch, Pressure-Low, Inlet Pump 5142, Solids Treatment, Digester Tank 1-6 | THR-DIG-GBP-5142 | Switch,Pressure-Low | Switch |  | PSL | http://www.toronto.ca/TWONTO#pressure_switch |  | Gas Booster, Tank 0400, Solids Treatment
84758 | 48813 | FHA-WWW-BN-0002 | Solids Disposal Bin #2, RMF Under Centrifuges | FHA-WWW-CENTRIF | Tank | Tank |  | BN | http://www.toronto.ca/TWONTO#storage_tank |  | Centrifuges
61191 | 51492 | THC-ELS-SQ-887098 | Electrical Safety gloves, High Voltage, Class 0, # 887098 | THC-SES-SQ |  | Safety Equipment | 40034 | SQ | http://www.toronto.ca/TWONTO#rubber_insulating_gloves |  | Safety Equipment
136543 | 20609 | THR-GRK-PRTY-WA3 | WA3 Property, Humber T. P. for DOS Work Orders | THR-GRK-WA3 | [6 empty] | Buildings & Grounds, Work Area 3
128944 | 4619 | THC-STR-PSL-0445 | Switch, Inlet, Pressure-Low, Pump 0440, Secondary Clarifiers 0300&0400 - Old Section | THC-STR-P-0440 | Switch,Pressure-Low | Switch |  | PSL | http://www.toronto.ca/TWONTO#pressure_switch |  | Pump, Tank 0300-0400, Secondary Clarifier, RAS/WAS
83871 | 46343 | FHA-TRW-P-0300B-KQ | Treated Water Pumping Unit #3B | FHA-TRW-TWP |  |  | 33370 | P |  |  | Treated Water Pumping
29545 | 27247 | FIS-ITS-COM-0200 | Core Switch, Backup, Admin Building, Server Room | FIS COMMUNICATIONS |  | System Process Control |  | COM | http://www.toronto.ca/TWONTO#network_switch |  | FIS Communications
58646 | 10039 | THC-ACC-DM-6507 | Damper, By-Pass, By-Pass, S/A & R/A Ducts, AHU-6500, 2nd Floor Mech Room #1, Headworks | THC-ACC-AHU-6500 | Damper/Louver | HVAC |  | DM | http://www.toronto.ca/TWONTO#air_damper |  | Air Handling Unit, Pipe Gallery, 2nd Floor Mech Room #1, Headworks
59500 | 11622 | THC-ACC-TC-0122 | Controller,Temperature,Heater 0122,Scrubber Room,Phase 4 Aeration Building | THC-ACC-HTR-0122 | Air Handling Unit | HVAC |  | TC | http://www.toronto.ca/TWONTO#thermostat_or_zone_controller_unit |  | Unit Heater,Scrubber Room,Phase 4, bldg.O
19073 | 93497 | FHA-WWW-CHEM | Chemical Storage Room | FHA-SUSPENDED |  |  | 33655 |  |  |  | Suspended Obsolete entity for storage purpose
43955 | 93735 | FCL-ACC-HTR-0214 | Heater, (CH-11) Convention, Electric, 750W, Dry Chemical Building Lobby, South | FCL-ACC-P-LL |  |  |  | HTR |  |  | Low Lift Pumping Station HVAC Equipment
8688 | 35085 | COL-RBC-HTR-0001 | Heater, Baseboard | COL-RBC-MISC | Heater |  |  | HTR |  |  | Miscellaneous Equipment
68894 | 58775 | THC-PRM-G-5151 | Gate, Sluice, Primary Clarifier 11 and 12 Effluent Chamber (CH-5150) Bypass Gate, NW Plant | THC-PRM-CLAR | Valve,Sluice Gate | Gate |  | G | http://www.toronto.ca/TWONTO#channel_gate
74858 | 82548 | THR-FT-LSH-4880 | Switch, Level-High, Sump, Gallery T-19, Flood Monitoring System | THR-FT-P-4880 | Switch,Level-High-High | Switch |  | LSH | http://www.toronto.ca/TWONTO#level_switch |  | Pump, Centrifugal, Sump, Gallery T19
31898 | 21122 | COL-RBB-T-0001 | Tank, Domestic Hot Water | COL-RBB-MISC | Tank |  |  | T |  |  | Miscellaneous Equipment
21293 | 28838 | FHO-CRITICAL- EQLIST | Critical Equipment List Review | FHO ADMIN |  | System Process Control |  |  | activity |  | Administration
68409 | 27324 | THR-ACC-PDSL-4004 | Switch, Pressure Differential, Low, Serves THR-ACC-FN-4009,Gallery 20N | THR-ACC-FN-4008 | Switch,Flow-Low | Switch |  | PDSL | http://www.toronto.ca/TWONTO#pressure_switch |  | Fan, Exhaust, T20N, Vault 2,Gallery T20N
50247 | 21215 | FCL-DCL-CP-0002 | Control Panel, After SO2 Sample Pumps 0002A-B, Dewatering Pump Area Ground Level | FCL-DCL-P-0002A |  |  |  | CP |  |  | Pump, Centrifugal, Sampling After SO2, Decant Liquor, Sampling Pumps
113779 | 24400 | TAB-MCS-MEQ-0111 | Cleaning Machine, Floor | TAB-STR-STRC | Vehicle,Unlicensed | Drive mechanism |  | MEQ | http://www.toronto.ca/TWONTO#golf_cart |  | Blower Bldg Services - Drains, Electrical Service(110/220V), Lighting, Plumbing
78974 | 50087 | THR-SPC-COM-2250 | System Process Control,, SCADA, T-23 | THR-ELS-FST | RPU | System Process Control |  | COM | http://www.toronto.ca/TWONTO#network_panel |  | Electrical System, Final Sedimentation Tanks & Galleries
37722 | 89572 | MTMH466 | ST. IVES CTS | TRK-NTO | [6 empty] | NORTH TORONTO DRAINAGE AREA
34599 | 3366 | MAIN-260 | Main 260 | WTR-MT1 | [6 empty] | Work Area 1 EAST Mains and Chambers
78214 | 26214 | THR-PRS-T-9001 | Tank, Ferrous Chloride Storage, Chemical Building, (TEMPORARY) | THR-PRS-T | Tank,Non-Pressurized | Tank |  | T | http://www.toronto.ca/TWONTO#chemical_storage_tank |  | Phosphorous Removal System, Storage Tank
106307 | 42912 | TAB-ACC-F-1832 | Filter, Glycol Chemical feeder Line | TAB-ACC-FD-1832 | Filter | Filter |  | F | http://www.toronto.ca/TWONTO#discrete_unit_of_treatment_filter |  | Feeder, Chemical,Glycol Chemical feeder Line
105944 | 32292 | TAB-ACC-AHU-3905SUS | AHU, Heat Recovery Bldg | TAB-ACC-AHU | Air Handling Unit | HVAC | 41012 | AHU | http://www.toronto.ca/TWONTO#air_handler_unit |  | Air Handling Unit & Supply Fan
122930 | 34657 | THC-DEW-T-7130 | Tank, Storage, Liquid Polymer, Dewatering | THC-DEW-POL-FEED | Tank,Reservoir | Tank |  | T | http://www.toronto.ca/TWONTO#chemical_storage_tank |  | Polymer Feed System Dewatering
44623 | 20751 | TAB-DIG-F-6470 | Filter &Feeder, Chemical | TAB-DIG-P-9722 | Filter | Filter |  | F | http://www.toronto.ca/TWONTO#discrete_unit_of_treatment_filter |  | Pump, CWP-1, Digester Cooling System
139511 | 5239 | THR-WA3-LD-0046 | Sling, Wire Rope, Work Area 3 (3/4" X 3') | THR-LD-WIRE-WA3 | Lifting Device,Sling | Lifting Device |  | LD | wire-rope_sling |  | Slings, Wire Rope, Work Area 3
84451 | 97352 | WTR-EAST | Water Supply Work Area 1 EAST | WTR | [6 empty] | Water Supply
125731 | 98873 | THC-GRK-IRG-0002 | Irigation System, New workshop. Bldg, X | THC-ACC-BLDG X |  | HVAC |  | IRG | http://www.toronto.ca/TWONTO#collection_of_assets |  | New Workshop WA2 Building HVAC
83265 | 72363 | THR-PRM-RPU-0003 | RPU, Primary Treatment, South Tanks 0300 to 0400 (172.22.37.121) | THR-PRM-SOUTH | RPU | Remote Processor Unit |  | RPU | http://www.toronto.ca/TWONTO#RPU_panel |  | Primary Treatment, South Primary
40715 | 88843 | DR8011A | Air, Handling Unit, AHU-1, (2.8 L/S), Digester Gas Control Building | TAB-ACC-AHU | Air Handling Unit | HVAC |  |  | http://www.toronto.ca/TWONTO#air_handler_unit |  | Air Handling Unit & Supply Fan
111052 | 62327 | TAB-DIG-PSH-9401 | Switch,Pressure, High,PSH300-4, Digester Gas Train, Boiler #4, Z Building | TAB-ACC-DIG-0040 | Switch,Pressure | Switch |  | PSH | http://www.toronto.ca/TWONTO#pressure_switch |  | Digester Gas Train, Boiler #4, Z Building
57119 | 39375 | THC-ACC-T-5203 | Tank, Glycol System, Snow-Melting, Mechanical room | THC-ACC-BLDG X |  | Tank |  | T | http://www.toronto.ca/TWONTO#chemical_storage_tank |  | New Workshop WA2 Building HVAC
146503 | 90435 | WTR-PTH-LSH-0001 | Switch, Level-High, Flood | WTR-PTH-AUX | Switch,Level-High | Switch |  | LSH | http://www.toronto.ca/TWONTO#level_switch |  | Auxiliary Equipment (Building Facilities)
42936 | 3840 | FCL-ACC-CT-0303 | Controller, AHU-0303, Admin Building | FCL-ACC-AHU-0302 |  |  |  | CT |  |  | Air Handling Unit, Roof Top Unit, Admin Building Roof West
18577 | 72145 | FHA-SES-SQ-0013 | High Voltage Test Stick, Yellow Fibre Glass Ground and Test, AQC-SG01 | FHA-SES | Safety | Safety Equipment |  | SQ | http://www.toronto.ca/TWONTO#ground_and_test_device |  | Safety & Environmental Services
8500 | 75587 | COL-RBB-ANL-0201 | Analysis Indicating Transmitter | COL-RBB-MISC | Transmitter |  |  | ANL |  |  | Miscellaneous Equipment
58742 | 6959 | THC-ACC-FIT-6421 | Transmitter, Flow, Outlet, Supply Fan FN-6420, 2nd Floor Mech Room #1, Headworks | THC-ACC-AHU-6400 | Meter,Flow,Mass | HVAC |  | FIT | http://www.toronto.ca/TWONTO#flow_transmitter |  | Air Handling Unit, Screen Room/Conveyor Areas, 2nd Floor Mech Room #1, Headworks
3013 | 11878 | COL-MTI-LSL-3400 | Switch, Level-Low, Parkside Control Chamber #34 | COL-MTI-CH-3400 | Switch,Level | Switch |  | LSL | http://www.toronto.ca/TWONTO#level_switch |  | Chamber,Parkside St. Control Chamber No.34, MTI
69371 | 60018 | THR-AER-PSL-1815 | Switch, Pressure-Low, Main Oil Pump, Blower 1811, Secondary Treatment, Aeration Blower System - North | THR-AER-T-1814 | Switch,Pressure-Low | Switch |  | PSL | http://www.toronto.ca/TWONTO#pressure_switch |  | Tank, Non-Pressurized, Auxiliary Oil, Blower 1811, Secondary Treatment, Aeration Blower System - North
27820 | 40571 | COL-PVM-LSH-0103 | Switch, Level-High | COL-PVM | Switch,Level |  |  | LSH |  |  | Valleymede Sewage Pumping Station
33540 | 69597 | COL-YKP-DA-0007S | Davit Arm Assembly with Upper Arm-150960 | COL-W-OBSOLETE | Safety | Safety Equipment | 45973 | DA | http://www.toronto.ca/TWONTO#fall_arrest_Davit_arm |  | Col West Obsolete Entities
140645 | 44222 | TNT-OFFICE | Computer Location | TNT-ADMIN-BLDG | [6 empty] | Building Location
27899 | 11204 | FIS-ACC-MARINEYARD | HVAC Marine Yard Building | FIS-HVAC | [6 empty] | Climate Control
63958 | 13691 | FCL-POL-FIT-4111 | Transmitter, Flow, Turbine,Service Water to Static Mixer MX-4111,Polymer Skid No.1,Centrifuge Bldg | FCL-POL-MX-4111 |  |  |  | FIT |  |  | Mixer, Static, Thickening Polymer Skid No.1, RMF Centrifuge Building, Polymer Room
29748 | 7505 | COL-PWR-FN-0004 | Fan, Centrifugal | COL-PWR-MISC | Fan |  | 35038 | FN |  |  | Miscellaneous Equipment
53851 | 6612 | TAB-SLO-SQ-9108 | First Aid Kit-Silo Bldg. Control Room | TAB-SLO-SES | Safety,First Aid Kit | Safety Equipment |  | SQ | http://www.toronto.ca/TWONTO#first_aid_kit |  | TABWA4 Health and Safety Equipment
108106 | 90133 | TAB-ACC-V-1433 | Valve, Reheat, Modulating | TAB-ACC-HTR-1464 | Valve | HVAC |  | V | http://www.toronto.ca/TWONTO#valve |  | Heater unit, Z Bldg
71325 | 9652 | THR-DIG-LSH-0112 | Switch, Level, High, New Oil, Tank 0110, Lube Oil System, Gas Compressor Building | THR-DIG-T-0110 |  | Switch |  | LSH | http://www.toronto.ca/TWONTO#level_switch |  | Tank, New Oil, Lube Oil System, Gas Compressor Building
74339 | 10533 | THR-AER-RPU-0003 | Remote Processor Unit, South Aeration, Blower 1311 (172.22.37.162) | THR-AER-BL-1311 | RPU | Remote Processor Unit |  | RPU | http://www.toronto.ca/TWONTO#RPU_panel |  | Blower, Centrifugal, Secondary Treatment, Aeration Blower System - Engine Room
73930 | 23096 | THR-ELS-SQ-0026 | Grounding Cable, Electrical Safety Equipment | THR-ELS-SQ | Safety | Safety Equipment |  | SQ | ? |  | Electrical Safety Equipment, Gloves, Hot Stick, HVT & Megger
81422 | 77598 | TNT-MCS-LD-0024 | Chain Hoist | TNT-MCS-LD | Lifting Device,Chain | Lifting Device |  | LD | http://www.toronto.ca/TWONTO#lifting_equipment_hoist |  | Lifting Devices , cranes/ Portable crane/hoists, come alongs, slings, wire rope, chains
8799 | 54080 | COL-SMC-CP-0001 | Control Panel, Operator | COL-SMC | Control Panel |  |  | CP |  |  | Maclean Detention Tank-storm
40380 | 98527 | TAB-ACC-FSL-1404 | Switch, Flow-Low, Pump, Tertiary Glycol Circulating | TAB-ACC-P-1450 | Switch,Flow-Low | Switch |  | FSL | http://www.toronto.ca/TWONTO#flow_switch |  | Pump,Centrifugal, Tertiary Glycol Circulating
113794 | 80033 | TAB-NEW-BIO-BLDG | Building Location | TAB-EUS | [6 empty] | Production & End User Support
10053 | 35550 | FCL-ACC-CT-0324 | Controller, Baseboard Heaters, Admin Building, Second Floor | FCL-ACC-ADMIN |  |  |  | CT |  |  | Administration Building HVAC Equipment
33550 | 81840 | COL-YKP-DA-0012(S) | Davit Arm-158189 | COL-W-OBSOLETE |  | Safety Equipment | 39117 | DA | http://www.toronto.ca/TWONTO#fall_arrest_Davit_arm |  | Col West Obsolete Entities
67955 | 43506 | THR-ACC-LSL-1701 | Switch, Low Water Cut Off, Boiler 1701, Plant Central Hot Water System, Hot Water Boilers | THR-ACC-BO-1701 | Switch,Level-Low | Switch |  | LSL | http://www.toronto.ca/TWONTO#level_switch |  | Boiler, Low Pressure, Hot Water, Plant Central Hot Water System, Hot Water Boilers (CRN-H9308.5,TSSA UID-65022707, SNo.-5.1103727)
17547 | 80866 | FHA-GRK-COM-0002 | Scada & Computer Systems | FHA-GRK-PRTY-0001 | Public Address System | Communications Equipment |  | COM | http://www.toronto.ca/TWONTO#collection_of_assets |  | Buildings Maintenance
128941 | 43252 | THC-STR-P-T-0700-08 | Pump, Tank 0700-0800, Secondary Clarification, RAS/WAS | THC-STR-RAS/WAS OLD |  |  |  | T |  |  | RAS/WAS, Old Plant
106277 | 91663 | TAB-ACC-DM-6561 | Damper, Motorized, Outside Air, AHU-6560, Mechanical RM No. 3, Screen Bldg., P Bldg. | TAB-ACC-AHU-6560 | Damper/Louver | HVAC |  | DM | http://www.toronto.ca/TWONTO#air_damper |  | Air Handling Unit, Mechanical Room no.3, Screen Bldg., P Bldg.
127035 | 35834 | THC-PLT-G-0932 | Gate, Isolation, Motorized, Vortex CYC-0930 Effluent Channel, Grit Removal | THC-PLT-CYC-0930 | Gate | Gate |  | G | http://www.toronto.ca/TWONTO#channel_gate
81937 | 94795 | VP2033 | Detector, Gas | TAB-ELS-AM | Sensor,Gas | Safety Equipment |  |  | http://www.toronto.ca/TWONTO#portable_gas_detector |  | WA8 Safety Equipment Gas Detectors, Plant Wide
135900 | 81219 | THR-FT-RPU | Final Tank, Remote Processor Unit, UPS & RTU | THR-FT-T | [6 empty] | Final Sedimentation Tank & Dedicated WAS Pumping
37228 | 4342 | NX2038A | Conditioner, Air- Z Bldg M/C Shop office mezzanine,( TAB-PWA-CI-0090) | TAB-ACC-CI | H.V.A.C.,Air Conditioner | HVAC |  |  | http://www.toronto.ca/TWONTO#air_condition |  | Chiller and Air Coolers
101520 | 1159 | MAIN-093 | Main 093 | WTR-MT3 | [6 empty] | Work Area 3 WEST Mains and Chambers
26539 | 69661 | COL-PST-CH-0003 | Chamber, Overflow | COL-PST | Chamber |  |  | CH |  |  | Strachan Pumping Station
28637 | 92455 | FIS-ELS-CAB-5601 | ELS Cabinet,4.16 kV,Raw Water Pumping Station Cabinet | {FIS-ELS-CAB} |  |  |  | CAB |  |  | Asset Group,Electrical Distribution Bus Cabinets
147596 | 8420 | YTF BLDG-C OFFICE | Computer Location | YTF-A-BLDG | [6 empty] | Building Location
134982 | 37161 | THR-ELS-SQ-0076 | Electrical Rubber Gloves, PPE Issued to Bhavin Shah 5kV | THR-ELS-SQ-ERG | Safety | Safety Equipment |  | SQ | http://www.toronto.ca/TWONTO#rubber_insulating_gloves |  | Electrical Rubber Gloves, Safety Equipment
62230 | 75773 | THC-INC-PSL-0203 | Switch, Pressure-low, Digester Gas Train, Incinerators 1000 & 2000 | THC-INC | Switch,Pressure-Low | Switch |  | PSL | http://www.toronto.ca/TWONTO#pressure_switch |  | Incineration Process
125246 | 68269 | THC-ELS-SQ-818278 | Spares, Electrical Safety gloves, High Voltage, Class 0, # 818278 | THC-SES-SQ |  | Safety Equipment | 35492 | SQ | http://www.toronto.ca/TWONTO#rubber_insulating_gloves |  | Safety Equipment
50271 | 21621 | TAB-PLT-STR-9403D | Strainer, (Micro bubbler), Inlet, to FIT, Conduit 3 | TAB-RSP-PIP-0003 | Strainer | Filter |  | STR | http://www.toronto.ca/TWONTO#strainer |  | Influent Conduit # 3, Raw Sewage Conduit from Coxwell
26049 | 60113 | FIS-ACC-CU-0307 | Condensing Unit, Dehumidifier Intake Post Cooling Coil HE-0306, Storage Building, Outside, West Wall | FIS-HVAC | Compressor | HVAC |  | CU | http://www.toronto.ca/TWONTO#AC_condenser_unit |  | Climate Control
59667 | 63122 | THC-ACC-TSL-6101 | Switch, Temperature, Low, Truck Loading Bay, 2nd Floor Mech Room #2, Headworks | THC-ACC-AHU-6100 | Switch,Temperature-Low | HVAC |  | TSL | http://www.toronto.ca/TWONTO#temperature_switch |  | Air Handling Unit, Truck Loading Bay, Mech Room #2, Headworks
127862 | 42794 | THC-PRM-V-1212 | Valve, Hydraulic Cylinder, Bottom Scraper, Primary Clarifier 1200, NW Plant | THC-PRM-CLR-1230 | Actuator,Hydraulic,Cylinder | Hydraulic System |  | V | http://www.toronto.ca/TWONTO#hydraulic_power_pack |  | Sludge Bottom Scraper Mechanism, Primary Clarifier 1200, NW Plant
26077 | 53790 | FIS-ACC-DM-4007 | Damper, Variable Air Volume Box, Lunch Room/Meeting Room | FIS-MARINE-M/ERM |  | HVAC |  | DM | http://www.toronto.ca/TWONTO#air_damper |  | Mechanical/ Electrical Room, Marine Yard Building
50011 | 68009 | FCL-ELS-MCC-0613-SUS | Control Panel, MCC, Treated Water Essential Service, Electrical Switchgear Room | FCL-SUSPENDED | Control Panel,MCC | Motor Control Center | 36542 | MCC | http://www.toronto.ca/TWONTO#LV_electrical_panel |  | Suspended entity
45406 | 74153 | TAB-DIG-PSH-1482 | Switch,Pressure, High | TAB-DIG-P-1482 | Switch,Pressure-High | Switch |  | PSH | http://www.toronto.ca/TWONTO#pressure_switch |  | Pump, Sludge Transfer #1B
44125 | 85789 | FCL-GRK-VEH-0003 | Vehicle, Cart 3 wheel | FCL-MCS-7 | Vehicle,Unlicensed | Vehicle |  | VEH | cart
67773 | 11561 | THR-ACC-FSL-0202A | Switch, Flow-Low, P-0202A | THR-ACC-P-0202A | Switch,Flow-Low | Switch |  | FSL | http://www.toronto.ca/TWONTO#flow_switch |  | Pump, Centrifugal, Glycol Heating Supply to AHU-0002
114524 | 50567 | TAB-PLT-G-3801 | Gate, Knife Gate, Pneumatic, Discharge, Grit Receiving Conveyor 3800, Conveyor Area | TAB-PLT-CV-3800 | Valve,Knife Gate | Gate |  | G | http://www.toronto.ca/TWONTO#valve
26365 | 22318 | FHO-SES-SQ-6219 | Safety Harness, Serial Number 715339, Spare | FHO-SES-SQ-0006 | PPE,Harness | Safety Equipment |  | SQ | http://www.toronto.ca/TWONTO#fall_arrest_harness |  | Fall Arrest Systems
72682 | 19292 | THR-ACC-EPS | Air Conditioning, HVAC, EPS | THR-ACC-WA4 | H.V.A.C.,Air Conditioner | HVAC |  |  | http://www.toronto.ca/TWONTO#collection_of_assets |  | Air Conditioning, AHU, HVAC,Work Area4
134342 | 37471 | THR-DRN-HPBB | High Pressure Blower Bldg., Work Area 3 | THR-DRN-WA3 | [6 empty] | Drains, Work Area 3
47760 | 67752 | TAB-EL2-RPU-0810 | RPU | TAB-ELS-SOUTH | RPU | Remote Processor Unit |  | RPU | http://www.toronto.ca/TWONTO#RPU_panel |  | South Substation
45482 | 77565 | TAB-DIG-T-0101 | Receiver, Air, Dig. 1-4, 1st Flr | TAB-AI | Vessel,Pressure | Tank |  | T | http://www.toronto.ca/TWONTO#pressure_vessel |  | Local Compressed Air Equipment
12626 | 90341 | COL-PEV-FEQ-0001S | Fire Prevention, Extinguisher | COL-PEV | Fire Prevention,Extinguisher |  | 42683 | FEQ |  |  | Ellis Sewage Pumping Station
131911 | 39294 | THR-CW-SQ-17P | Portable Eyewash Station, Gas Compressor Building | THR-SQ-PEWS-WA1 | Safety,Eye wash | Safety Equipment | 33496 | SQ | eye_wash_bottle |  | Portable. (Gravity Operated) Eyewash Station, Dig9&10 Bsmnt
80753 | 82056 | TNT-BFP | Backflow Preventers | TNT-CW | [6 empty] | City Water
62490 | 82891 | FHA-FLT-F-2501 | Filter #25, Filter Building, East Filter Gallery South | FHA-FLT | Filter | Filter |  | F | http://www.toronto.ca/TWONTO#filtration_tank |  | Filtration
14470 | 5330 | FCL-SES-CYL-0011 | Air Cylinder Carbon Fiber | FCL-SES | PPE,SCBA | Tank |  | CYL | gas_cylinder |  | Safety and Environmental Services
27745 | 94145 | FIS-ELS-PDP-2000 | Power Distribution Panel,600 V,Workshop Building,Mezzanine,North | FIS-ELS | Control Panel,Power Distribution Panel | Power Distribution Panel |  | PDP | http://www.toronto.ca/TWONTO#LV_electrical_panel |  | System, Electrical Distribution System
114826 | 67383 | TAB-PLT-SP-9000 | Sampler, Raw Sewage, Conduit 9 | TAB-PLT-G-D | Sampler | Sampler | 34189 | SP | http://www.toronto.ca/TWONTO#auto_sampler |  | D Building - Conduits 6-11
46649 | 74169 | TAB-DIS-MEQ | Chlorine - Building Mechanical, Sump Pumps | TAB-DIS | [6 empty] | Disinfection
122541 | 21644 | THC-DCL-T-0200 | Tank, Storage 38% Sodium Bisulphite, Dechlorination | THC-DCL | Tank | Tank |  | T | http://www.toronto.ca/TWONTO#chemical_storage_tank |  | Dechlorination Process
94771 | 10628 | FHO-SES-SCBA-0020 | Cylinder, SCBA, Air Pack, 2216 PSI, Ser #OJ-385815 | FHO-SES-SQ-0001 | PPE,SCBA | Safety Equipment |  | SCBA | http://www.toronto.ca/TWONTO#compressed_gas_cylinder |  | Safety Equipment
55508 | 25755 | TAB-WA1-SQ-9119 | First Aid Kit-WA1 Control Room | TAB-WA1-SQ | Safety,First Aid Kit | Safety Equipment |  | SQ | http://www.toronto.ca/TWONTO#first_aid_kit |  | Safety Equipment & Supplies Common to WA1
106700 | 51464 | TAB-ACC-FSL-6309 | Switch, Flow Switch-Low, FN-6310, Ground Floor, Dig 9-12 Control Building. | TAB-ACC-FN-6310 | Switch,Flow-Low | Switch |  | FSL | http://www.toronto.ca/TWONTO#flow_switch |  | Fan, Exhaust, Centrifugal, Basement Exhaust, Ground Mount, Dig 9-12 Control Building.
65165 | 13160 | THC-PRM-V-1272 | Valve, Hydraulic Cylinder, Scum Skimmer, Primary Clarifier 1200, NW Plant | THC-PRM-CM-1250 | Actuator,Hydraulic,Cylinder | Hydraulic System |  | V | http://www.toronto.ca/TWONTO#hydraulic_power_pack |  | Scum Skimmer System, Tank 1200, Primary Clarifier
71645 | 13137 | THR-DIG-PSH-3042 | Switch, Pressure-High, Discharge Pump 3042, Digester Tank 0600, Digester Tank 1-6 | THR-DIG-P-3042 | Switch,Pressure-High | Switch |  | PSH | http://www.toronto.ca/TWONTO#pressure_switch |  | Centrifugal Pump, Sludge Transfer to MTI Line 1 & 2, Tank 0400
55751 | 98720 | TAB-WA4-SQ-DE19 | Lanyard 4' - John Dela Cruz | TAB-WA4-SQ-0010 | PPE,Lanyard | Safety Equipment |  |  | lifeline |  | WA4 Fall arrest systems
65235 | 88931 | THC-ELS-MCC-1102 | Control Panel,MCC,Headhouse | THC-GRK-ELS-I | Control Panel,MCC | Motor Control Centre |  | MCC | http://www.toronto.ca/TWONTO#LV_electrical_panel |  | Building I
147503 | 14622 | YCH-ADMIN-BLDG | Building Location | YMH-EUS | [6 empty] | Production & End User Support
106720 | 1268 | TAB-ACC-HE-1433 | Heat Exchanger, Hot Water Reheat Coil | TAB-ACC-HTR-1433 | Heat Exchanger | HVAC |  | HE | http://www.toronto.ca/TWONTO#heat_exchanger |  | Heater, Hot Water Reheat Coil
40399 | 63320 | TAB-ACC-FSL-3432 | Switch,Flow,Low,Glycol From Pump | TAB-ACC-P-3432 | Switch,Flow | Switch |  | FSL | http://www.toronto.ca/TWONTO#flow_switch |  | Pump, Circulating, Glycol,Filter Bldg, S-6 & S-7,PG38-2,
125883 | 38181 | THC-GRK-VEH-378068 | Vehicle, Personal Carrier, Gator(T/S) (WA4 mech) | THC-SUSPENDED | Vehicle,Unlicensed | Vehicle | 34874 | VEH | http://www.toronto.ca/TWONTO#golf_cart
23081 | 68832 | FHO-FEQ-FSH-0007 | Switch, Flow-High, Fire System, Admin Building, L2, East HVAC Room | FHO-SES-FEQ-1000 |  | Switch |  | FSH | http://www.toronto.ca/TWONTO#flow_switch |  | Fire Equipment, Built In
26785 | 25254 | FHO-TRW-P-0100-KQ | TRW Pump Unit 1 | FHO-OBSOLETE |  |  | 33321 | P |  |  | Removed From Service
63214 | 80366 | THC-OCS-LSHH-0100 | Switch, Level High High, Humidification Chamber #1, Phase I/IV Odour Control | THC-OCS-HU-0100 | Switch,Level-High-High | Switch |  | LSHH | http://www.toronto.ca/TWONTO#level_switch |  | Integrated Humidification Chamber #1, Humidification Chamber #1, Phase I/IV Odour Control
72532 | 89847 | THR-ACC-CU-1103 | Condensing Unit, Grit Building, New Electrical Room | THR-ACC-AHU-1103 | H.V.A.C.,Air Conditioner | HVAC |  | CU | http://www.toronto.ca/TWONTO#AC_condenser_unit |  | Air Handling Unit, Grit Building, New Electrical Room
26289 | 17600 | FHO-GRK-DR-2043L | Door, (FD-2-43), Fire Rated, Ozone Building, L2, South West Ozone Roof | FHO-GRK-FEQ-0001 | Fire Prevention,Door | Door |  | DR | http://www.toronto.ca/TWONTO#fire_rated_door
48197 | 38344 | TAB-ELS-SQ-5010 | Body Harness ( Faim) | TAB-ELS-ESQ | PPE,Harness | Safety Equipment |  | SQ | http://www.toronto.ca/TWONTO#fall_arrest_harness |  | Electrical Safety Equipment
39519 | 76804 | TAB-ACC-DIG-0010 | Digester Gas Train, Boiler #1, Z Building | TAB-ACC-BO 1 |  |  |  | DIG |  |  | Boiler # 1, Hot Water Heating, Volcano B-1
80470 | 82900 | THR-FT-RPU-0003S | Remote Processor Unit, Final Tank 0500, Tank 0700 (172.22.37.181) | THR-FT-T | RPU | Remote Processor Unit | 39566 | RPU | http://www.toronto.ca/TWONTO#RPU_panel |  | Final Sedimentation Tank & Dedicated WAS Pumping
73378 | 36084 | THR-ACC-OCS | Air Conditioning, HVAC, Odour Control Bldg. | THR-ACC-WA1 | H.V.A.C.,Air Conditioner | HVAC |  |  | http://www.toronto.ca/TWONTO#collection_of_assets |  | Air Conditioning, AHU, HVAC,Work Area1
35007 | 453 | COL-YKP-FAK-0042 | First Aid Kit, Truck #076074 (Chevrolet Silverado 3500) | COL-YKP-VEH-0042 | Safety,First Aid Kit | Safety Equipment |  | FAK | http://www.toronto.ca/TWONTO#first_aid_kit |  | Vehicle, Truck # 076074 (Chevrolet Silverado 3500)
39128 | 85160 | SWM-PWI-LSH-0105 | Switch, Level-High | SWM-PWI-MISC | Switch,Level | Switch |  | LSH | http://www.toronto.ca/TWONTO#level_switch |  | Miscellaneous Equipment
23683 | 52776 | COL-PPU-LP-0001 | Control Panel, Lighting | COL-PPU | Control Panel |  |  | LP |  |  | Port Union Road Sewage Pumping Station
124873 | 11064 | THC-ELS-MCC-1480 | Motor Control Center,Disinfection Building,Compressor Room,Ground Floor | THC-ELS-LVS-1400B |  | Motor Control Center |  | MCC | http://www.toronto.ca/TWONTO#LV_electrical_panel |  | Low Voltage Switchgear,NW Plant Aeration Building,Electrical Room
4801 | 729 | COL-PHP-FEQ-0001S | Fire Prevention, Extinguisher | COL-PHP | Fire Prevention,Extinguisher |  | 42686 | FEQ |  |  | High Park Sewage Pumping Station
118173 | 69464 | TAB-SLO-LSHH-8088 | Switch, Level High-High, Biosolds Truck Loading Bldg, Biofilter Outdoor Sump | TAB-SUSPENDED ENTITY |  | Switch |  | LSHH | http://www.toronto.ca/TWONTO#level_switch |  | Suspended entities
9208 | 97025 | COL-YKP-FAK-080109 | First Aid Kit, Truck # 080109 (2022 FORD F550) | COL-YKP | Safety,First Aid Kit | Safety Equipment |  | FAK | http://www.toronto.ca/TWONTO#first_aid_kit |  | Kipling Yard
120134 | 30714 | TAB-WA8-SQ-0280 | Spill Response Kit, Universal | TAB-SES-WA8 | Spill Kit | Safety Equipment | 34529 | SQ | http://www.toronto.ca/TWONTO#spill_kit |  | WA 8 Safety Equipment,
58667 | 6485 | THC-ACC-F-0192 | Filter,Air Intake,Combustion Air,Boiler Building,South | THC-ACC-BLDG E |  | Filter |  | F | http://www.toronto.ca/TWONTO#replaceable_air_filter |  | Boiler House, HVAC
81513 | 71969 | TNT-PLT | Preliminary Treatment | TNT WORK AREA 9 | [6 empty] | North Toronto Treatment Plant
94910 | 67119 | FHO-SES-SQ-HVBK1 | High Voltage Insulated Blankets GROUP1 | FHO-SES-SQ-0001 | PPE,Insulated Mat | Safety Equipment |  |  | ? |  | Safety Equipment
29192 | 25598 | FIS-FEQ-HS-4002-SUS | Switch, Manual Pull Station, Fire Alarm, Vestibule | FIS-FEQ-CP-4001-SUS |  | Safety Equipment | 46952 | HS | ? |  | Panel, Control, Fire Alarm, Vestibule
24881 | 26965 | COL-PMM-FN-0002 | Fan, Exhaust | COL-PMM-CP-0100 | Fan | HVAC |  | FN | http://www.toronto.ca/TWONTO#blower_or_fan_with_drive |  | Ventillation control panel
23656 | 70539 | COL-POM-SW-0002 | Switch, Transformer | COL-POM-MISC | Switch | Switch |  | SW | http://www.toronto.ca/TWONTO#disconnect_switch |  | Miscellaneous Equipment
55718 | 60861 | TAB-STR-F-4007S | Air Filter, Blower 7 | TAB-STR-BL-4007 | Filter | Filter |  | F | http://www.toronto.ca/TWONTO#replaceable_air_filter |  | Blower #4007
8055 | 41799 | COL-PWC-SS-0001 | Station Security System | COL-PWC-MISC |  | Security System |  | SS | http://www.toronto.ca/TWONTO#security_system |  | Miscellaneous Equipment
125874 | 51456 | THC-INC-BU-2042 | Burner, Hearth 7, Incinerator 2000 | THC-INC-FU-2000? | Burner | Burner |  | BU | http://www.toronto.ca/TWONTO#burner_component_of_asset |  | Furnace, Incinerator 2000
50982 | 85063 | TAB-PRM-T-3600 | P Building - Sludge Hopper& Valves, Primary Tank 9 | TAB-PRM-T-P | Tank | Tank |  | T | http://www.toronto.ca/TWONTO#storage_tank |  | P Building - Scum, Sludge Hoppers & Primary Tanks 7 - 9
109723 | 83433 | TAB-DEW-PS-2101 | Power Pack, Hydraulic, DWS Pump#2101 | TAB-DEW-P-2101 | Power Pack,Hydraulic | Hydraulic System |  | PS | http://www.toronto.ca/TWONTO#hydraulic_power_pack |  | Pump, Sludge Cake Transfer, Big Schwing #5, KSP-50
18601 | 57102 | FHA-SES-SQ-0053 | Safety Harnesses DBI SALA full body harness Ser 982000126446092 | FHA-SES-SQ-6 |  | Safety Equipment |  | SQ | http://www.toronto.ca/TWONTO#fall_arrest_harness |  | Safety Fall Protection Equipment
47153 | 41482 | FCL-ACC-TIT-0908 | Transmitter, Temperature, RMF Clarification Facility, Electrical Room | FCL-ACC-RMF |  |  |  | TIT |  |  | Residue Management HVAC Equipment
130466 | 32895 | THR-ACC-T-0701 | Tank, Glycol Heating Package, RSPS, Gallery Ventilation, Zone 3B | THR-ACC-AHU-0754S | Tank | Tank |  | T | http://www.toronto.ca/TWONTO#chemical_storage_tank |  | Air Handling Unit, Blow Thru, RSPS Roof, Gallery Ventilation, Zone 3B
146819 | 58623 | WTR-RDF-ZS-0403 | Switch, Position,Door Security | WTR-RDF-AUX | Switch,Position | Switch |  | ZS | http://www.toronto.ca/TWONTO#position_switch |  | Auxiliary Equipment (Building Facilities)
79896 | 85043 | THR-WA2-LD-0021 | Sling, Chain, Work Area 2 | THR-LD-WIRE-WA2 | Lifting Device,Sling | Lifting Device |  | LD | chain_sling |  | Slings, Wire Rope, Work Area 2
140594 | 3 | TNT-ELS-MCC-1601 | MCC,Filter Bldg | TNT-ELS | Control Panel,MCC | Motor Control Centre |  | MCC | http://www.toronto.ca/TWONTO#LV_electrical_panel |  | Instrument / Electrical
92791 | 27875 | FHO-FLO-T-0301 | Tank, Flocculation No. 0301 | FHO-FLO-T-0301-KQ | Tank,Reservoir | Tank |  | T | http://www.toronto.ca/TWONTO#flocculation_tank |  | Flocculation Tank
56883 | 30102 | TAB-THK-RPU-0602 | RPU-GE0602 | TAB-THK-RPU | RPU | Remote Processor Unit |  | RPU | http://www.toronto.ca/TWONTO#RPU_panel |  | RPU Location
121146 | 93057 | THC-ACC-PSL-6401 | Switch, Pressure, Low, Inlet, Supply Fan FN-6401, 2nd Floor Mech Room #1, Headworks | THC-ACC-AHU-6400 | Switch,Pressure-Low | HVAC |  | PSL | http://www.toronto.ca/TWONTO#pressure_switch |  | Air Handling Unit, Screen Room/Conveyor Areas, 2nd Floor Mech Room #1, Headworks
118820 | 73009 | TAB-STR-PLQ-AT | Plumbing, General, Aeration Tanks | TAB-STR-STRC-AT |  | Plumbing |  |  | plumbing |  | Aeration Tanks - Safety, Drains, Plumbing & PA System
76231 | 57431 | THR-MCS-MT-0559 | Centre Lathe | THR-MT-WA3 |  | Tool |  | MT | http://www.toronto.ca/TWONTO#lathe |  | Machine Tools
34418 | 76465 | MAIN-018 | Main 018 | WTR-LWA | [6 empty] | Work Area 2 Central Mains and Chambers
140814 | 82111 | TNT-STR-FSL-1701 | Switsh,Flow,Low, C.W to Gland | TNT-STR-P-1701 | Switch,Flow | Switch |  | FSL | http://www.toronto.ca/TWONTO#flow_switch |  | Pump,Return Sludge #7
40104 | 19400 | DOS-SES-SCBA-7585 | SCBA 10 minutes escape pack | FAC-YCM-SES | Safety | Safety Equipment |  | SCBA | http://www.toronto.ca/TWONTO#self-contained_breathing_apparatus |  | SAFETY & ENVIRONMENTAL SERVICES
145860 | 88665 | WTR-PRH-LSH-1010 | Switch, Level High, Diesel Fuel Storage Tank | WTR-PRH-AUX | Switch,Level-High | Switch |  | LSH | http://www.toronto.ca/TWONTO#level_switch |  | Auxiliary Equipment (Building Facilities)
63423 | 3076 | FCL-MCS-LD-1007 | Davit Arm | FCL-MCS-DAVIT | Lifting Device | Lifting Device |  | LD | http://www.toronto.ca/TWONTO#fall_arrest_Davit_arm |  | Davit Arms
117338 | 61528 | TAB-RSP-PS-2210D | Power Supply, Hydraulic, Valve | TAB-RSP-V-2210D |  | Hydraulic System |  | PS | http://www.toronto.ca/TWONTO#hydraulic_power_pack |  | Valve, Check, Raw Sewage Pump P-2210
68679 | 33627 | THR-ACC-TSL-0230 | Switch, Temperature, Low, Supply Air, Air Handling Unit AHU-0230, North Grit Fan Room | THR-ACC-AHU-0230 | Switch,Temperature-Low | Switch |  | TSL | http://www.toronto.ca/TWONTO#temperature_switch |  | Air Handling Unit, Air Supply, North Grit Fan Room
62901 | 27504 | FCL-FLT-V-0119 | Valve, Gate, Drain, WPS to Filter 0101, Filter 0101 | FCL-FLT-F-0101 |  |  |  | V |  |  | Filter, Carbon Activated, Filter Building, Filter Gallery West
284 | 58335 | 378171SUS | Kubota-WA7 | TAB-SUSPENDED ENTITY | Vehicle,Unlicensed | Vehicle | 46883 |  | http://www.toronto.ca/TWONTO#golf_cart
97370 | 70603 | FIS-MCS-MT-4505 | Machine Tool, Milling Machine, Workshop Building, Machine Shop | FIS-MCS | Machine Tool,Milling Machine | Tool |  | MT | http://www.toronto.ca/TWONTO#milling_machine |  | Mechanical Services
50198 | 15871 | TAB-PLT-T-1401 | Grit Tank # 14 | TAB-PLT-T-D | Tank | Tank |  | T | http://www.toronto.ca/TWONTO#sedimentation_tank |  | D Building - Grit Tanks & Hoppers 13 - 16
111034 | 21919 | TAB-DIG-PSH-4044 | Switch,Pressure, High | TAB-DIG-P-4044 | Switch,Pressure-High | Switch |  | PSH | http://www.toronto.ca/TWONTO#pressure_switch |  | Pump, Digester Mixing #4B
10823 | 65040 | FCL-CLA-INJ-0001A | Eductor, Alternate Duty Pre-Chlorination, Sedimentation Tanks South/East | FCL-CLA | Injector | Injector |  | INJ | http://www.toronto.ca/TWONTO#ejector |  | Pre-Chlorination
3468 | 52773 | COL-PBG-SW-0002 | Switch, Emergency Power | COL-PBG-MISC | Switch | Switch |  | SW | http://www.toronto.ca/TWONTO#disconnect_switch |  | Miscellaneous Equipment
125469 | 73787 | THC-FEQ-CP-0661 | Control Panel, Pre-Action System, Ground Floor, Biosolids Building East | THC-FEQ-BLDG M | Control Panel,Fire | Safety Equipment | 45855 | CP | http://www.toronto.ca/TWONTO#process_control_panel |  | Fire fighting protection equipment, incinerator building
78995 | 62455 | THR-GRK-VEH-378138 | Vehicle, John Deere Gator, Unlicensed, WA3 (Retired) | THR-S-E | Vehicle,Unlicensed | Vehicle | 34906 | VEH | http://www.toronto.ca/TWONTO#golf_cart
15903 | 51773 | FHA-AM-T-0301 | Tank, Aqua Ammomia #3 Storage Cap. 8500 L | FHA-AM-T-0301-KQ | Tank | Tank | 33294 | T | http://www.toronto.ca/TWONTO#chemical_storage_tank |  | Tank Location, Ammonia Storage Room
126406 | 98984 | THC-MCS-HTR-0201 | Heater, Water, Electric, Janitor room, WA2 Workshop | THC-GRK-STRC-0200 |  | Tank |  | HTR | http://www.toronto.ca/TWONTO#hot_water_heater |  | Workshop, WA2, Building X
7964 | 96027 | COL-PVM-FN-0003 | Fan, Centrifugal | COL-PVM-MISC | Fan |  |  | FN |  |  | Miscellaneous Equipment
33654 | 43333 | COL-YKP-DA-0028S | Davit Arm Assembly with Upper Arm-1657 | COL-W-OBSOLETE | Safety | Safety Equipment | 45991 | DA | http://www.toronto.ca/TWONTO#fall_arrest_Davit_arm |  | Col West Obsolete Entities
34434 | 90272 | MAIN-041 | Main 041 (Transferred to D&C) | WTR-LWA | [6 empty] | Work Area 2 Central Mains and Chambers
10047 | 49991 | FCL-ACC-CP-0201B | Control Panel, HVAC and Heating System, Flocculation/Sedimentation | FCL-ACC-P-HL |  |  |  | CP |  |  | High Lift Pumping Station HVAC Equipment
56885 | 67534 | TAB-THK-RPU-0606 | RPU-GE0606 | TAB-THK-RPU | RPU | Remote Processor Unit |  | RPU | http://www.toronto.ca/TWONTO#RPU_panel |  | RPU Location
50570 | 32320 | FCL-DCL-STR-0512 | Strainer, Inlet, INJ-0520, RMF Clarification | FCL-DCL-INJ-0520 |  |  |  | STR |  |  | Eductor, RMF Dechlorination, RMF Facility
3981 | 48301 | COL-PCU-AUX | Auxiliary Equipment | COL-PCU | [6 empty] | Cumber Pumping Station
89040 | 31326 | FHO-SPC-RPU-1223 | RPU, PAC(former) System/Sampling PLC, Chemical Building, S2, Gallery Former PAC Area | FHO-PLT | Controller,PLC | Remote Processor Unit |  | RPU | http://www.toronto.ca/TWONTO#RPU_panel |  | Preliminary Treatment
19524 | 33010 | FHO EUS MACH SHOP | Computer Location | FHO-ADMIN-BLDG | [6 empty] | Building Location
110939 | 16881 | TAB-DIG-PDSL-0640 | Switch,Pressure Differential, Low ( between Hotwater & Sludge) | TAB-DIG-HE-0548 | Switch,Pressure-Low | Switch |  | PDSL | http://www.toronto.ca/TWONTO#pressure_switch |  | Heat Exchanger #5, DS,
11799 | 6331 | FCL-DCL-PSH-0201 | Switch, Pressure-High, Supply Header 2, Sulpher Dioxide System | FCL-DCL | Switch,Pressure-High | Switch |  | PSH | http://www.toronto.ca/TWONTO#pressure_switch |  | Sulphur Dioxide System
60452 | 66457 | THC-DIS-T-0080 | Tank,Sodium Hypochlorite Storage,Disinfection Bldg | THC-DIS |  | Tank |  | T | http://www.toronto.ca/TWONTO#chemical_storage_tank |  | Disinfection (Chlorination) Process
108946 | 4983 | TAB-CAP-PRJ-0015 | ECAP 4 North Susbstion | TAB-WA6 |  |  |  | PRJ |  |  | Common to Projects, Bldg. Services, Z Building
34501 | 17719 | MAIN-156 | Main 156 | WTR-LWA | [6 empty] | Work Area 2 Central Mains and Chambers
114545 | 3988 | TAB-PLT-G-5204 | Gate, Knife Gate, Pneumatic, Screenings Outloading Conveyor 5200, Conveyor Area | TAB-PLT-CV-5200 | Valve,Knife Gate | Gate |  | G | http://www.toronto.ca/TWONTO#valve
2650 | 71342 | COL-120-HPU-0701 | Hydraulic Power Unit, Coxwell Control Chamber #7 | COL-120-CH-0700 | Actuator,Hydraulic | Hydraulic System |  | HPU | http://www.toronto.ca/TWONTO#hydraulic_power_pack |  | Coxwell Control Chamber #7
138875 | 90514 | THR-SQ-LP-0020 | Life Preserver, Ring Type, Final Tank 11 | THR-SQ-LP-FT | Safety | Safety Equipment |  | LP | http://www.toronto.ca/TWONTO#life_ring |  | Life Preserver, Ring Type Floating Device, Final Tanks
34564 | 10390 | MAIN-227 | Main 227 | WTR-MT1 | [6 empty] | Work Area 1 EAST Mains and Chambers
12977 | 17364 | FCL-FL-FS-0101-SUS | Switch,Flow Fluoride Pump # 1 | FCL-FL |  |  | 36603 | FS |  |  | Fluoridation
58411 | 42603 | THC-ACC-DM-0077 | VAV Box, Admin Building, Ground Floor, Office Room 112 | THC-ACC-AHU-0071 |  | HVAC |  | DM | http://www.toronto.ca/TWONTO#air_damper |  | Air handling Unit, Ground Floor West Zone(Administration), Admin Building Roof
76833 | 51059 | FHA-FILTER BLDG | Building Location | FHA-SPC2 | [6 empty] | Process Control Systems - Equipment
50149 | 97886 | TAB-PLT-SSL-4000 | Switch, Speed, Low, Grit Outloading Conveyor 4000, Conveyor Area | TAB-PLT-CV-3900 | Switch,Speed-Low | Switch |  | SSL | http://www.toronto.ca/TWONTO#speed_switch |  | Conveyor, Shaftless Spiral, Horizontal, Dewatering Area
114543 | 25129 | TAB-PLT-G-5201 | Gate, Knife Gate, Pneumatic, Screenings Outloading Conveyor 5200, Conveyor Area | TAB-PLT-CV-5200 | Valve,Knife Gate | Gate |  | G | http://www.toronto.ca/TWONTO#valve
55662 | 47361 | TAB-WA3-SQ-5DB5 | Body Harness - Su Huang | TAB-DEW-SQ-0010 | PPE,Harness | Safety Equipment |  | SQ | http://www.toronto.ca/TWONTO#fall_arrest_harness |  | WA3 Fall arrest systems portable cranes/hoists, come alongs, slings, wire rope, chains, electrical equipment etc.,
109780 | 35170 | TAB-DEW-RPU-1104 | RPU for Polymer Storage Valves | TAB-DEW POLYMER PREP | RPU | Remote Processor Unit |  | RPU | http://www.toronto.ca/TWONTO#RPU_panel |  | Polymer Solution Preparation & Storage Systems
93855 | 9713 | FHO-POL-T-0101-KQ | Polymer Solution Storage Tank 1 | FHO-POL |  |  |  | T |  |  | Polymer System
63710 | 66378 | THC-PLT-MSL-5671 | Switch, Motion-Low, Screening Transfer System, Head House | THC-PLT-SC-0140 | Switch,Motion | Switch |  | MSL | http://www.toronto.ca/TWONTO#motion_sensor_element |  | Bar Screen 0140
134476 | 58352 | THR-ELS | Electrical Power System | THR WORK AREA 3 | [6 empty] | Plant Services
89322 | 99246 | WTR-RMI-ZS-0006 | Switch, Position,Door Security | WTR-RMI-AUX | Switch,Position | Switch |  | ZS | http://www.toronto.ca/TWONTO#position_switch |  | Auxiliary Equipment (Building Facilities)
34429 | 38113 | MAIN-031 | Main 031 | WTR-LWA | [6 empty] | Work Area 2 Central Mains and Chambers
82844 | 97307 | FHA-SES-SQ-0044 | Safety Harnesses Miller 552T/UGKC full body harness 992592 | FHA-SES-SQ-6 |  | Safety Equipment |  | SQ | http://www.toronto.ca/TWONTO#fall_arrest_harness |  | Safety Fall Protection Equipment
90023 | 47505 | YTF-DECOM | Building Location | YTF EUS | [6 empty] | Production & End User Support
112165 | 45794 | TAB-DIS-CHL-2 | Chlorination Train #2 | TAB-DIS-CHL |  |  |  | CHL |  |  | Chlorination Process
46767 | 13485 | FCL-ACC-HTR-0905 | Heater, Unit, (HTR-0005), 600V, 8kW, 3PH, RMF Clarification Facility, Exit Corridor Central | FCL-ACC-RMF |  |  |  | HTR |  |  | Residue Management HVAC Equipment
93630 | 77277 | FHO-PCL | PACL System | FHO-PLT | [6 empty] | Preliminary Treatment
10003 | 39208 | FCL SERVER ROOM | Communication Switch | FCL-SPC | [6 empty] | Process Control Systems - Services Area
4568 | 69791 | COL-PGB-RPU-0001 | Remote Processing Unit | COL-PGB-MISC | RPU |  |  | RPU |  |  | Miscellaneous Equipment
18542 | 87440 | FHA-SES-SCBA-0004 | Self Contained Breathing Apparatus BKAH091751 | FHA-SES-SQ-2 | PPE,SCBA | Safety Equipment |  | SCBA | http://www.toronto.ca/TWONTO#self-contained_breathing_apparatus |  | Emergency Breathing Apparatus SCBA
81455 | 79211 | TNT-MCS-SQ-1026 | Sling | TNT-MCS-LD | Lifting Device,Sling | Lifting Device |  | SQ | http://www.toronto.ca/TWONTO#fall_protection_sling |  | Lifting Devices , cranes/ Portable crane/hoists, come alongs, slings, wire rope, chains
26123 | 53315 | FHO-GRK-DR-1001SB | Door, (SB-1), Single Door, Surge Building, Main Level, Entrance to Staircase, West | FHO-GRK-FEQ-0001 | Fire Prevention,Door | Door |  | DR | http://www.toronto.ca/TWONTO#fire_rated_door
135895 | 84239 | THR-FT-PSL-4628 | Switch, Pressure-Low, Pump P-4625 Suction, Scum Pumping - South | THR-FT-P-4625 | Switch,Pressure-High | Switch |  | PSL | http://www.toronto.ca/TWONTO#pressure_switch |  | Pump, Centrifugal, Drain, Gallery T20N
119631 | 63080 | TAB-WA1-SQ-1025 | Sling | TAB-WA1-SQ-1000 | Lifting Device,Sling | Lifting Device |  | SQ | http://www.toronto.ca/TWONTO#fall_protection_sling |  | WA1 Lifting Devices and Slings
418 | 49214 | BOM - LABORATORY | Business Operations Management | BOM ADMIN | [6 empty] | Business Operation Management
119254 | 43421 | TAB-THK-MCC-0654 | Motor Control Centre | TAB-THK-ELQ | Control Panel,MCC | Motor Control Centre |  | MCC | http://www.toronto.ca/TWONTO#LV_electrical_panel |  | Floatation - Electrical Equipment
116697 | 73252 | TAB-PWA-PDSH-2650 | Switch, Pressure Differential, Strainer | TAB-PWA-STR-2650 | Switch,Pressure | Switch |  | PDSH | http://www.toronto.ca/TWONTO#pressure_switch |  | Strainer, Automatic, Pump Discharge, Plant Water Pumping
38768 | 87281 | SWM-PET-LSL-0102 | Switch, Level-Low | SWM-PET-MISC | Switch |  |  | LSL |  |  | Miscellaneous Equipment
145857 | 50356 | WTR-PRH-LSH-0001 | Switch, Level-High, Building Flood Alarm | WTR-PRH-AUX | Switch,Level-High | Switch |  | LSH | http://www.toronto.ca/TWONTO#level_switch |  | Auxiliary Equipment (Building Facilities)
19306 | 33598 | FHA-WWW-T-4041-KQ | Tank Location, Decant 4 | FHA-WWW-DECANT |  |  | 33338 | T |  |  | Decant Tanks
131067 | 68196 | THR-AER-PSH-1615 | Switch, Pressure-High, Lube Oil, Blower 1611, Secondary Treatment, Aeration Blower System - North | THR-AER-BL-1611 | Switch,Pressure-High | Switch |  | PSH | http://www.toronto.ca/TWONTO#pressure_switch |  | Blower, Centrifugal, Secondary Treatment, Aeration Blower System - HPBB
11821 | 94686 | FCL-DCL-T-0201 | Tank, Expansion, SO2 Evaporator 0201 Inlet Header, Machine Room,Gaseous Chemical Building | FCL-DCL | Tank | Tank |  | T | expansion_tank |  | Sulphur Dioxide System
85123 | 46968 | WTR-PEL-LSH-1061 | Switch, Flood, Basement, Ellesmere PS | WTR-PEL-AUX | Switch,Level-High | Switch |  | LSH | http://www.toronto.ca/TWONTO#level_switch |  | Auxilliary Equipment (Building Facilities)
69545 | 51858 | FHA PCS OFFICE | Computer Location | FHA-PUMP BLDG | [6 empty] | Building Location
12212 | 83077 | COL-PCF-TS-0001 | Switch, Transfer | COL-PCF-MISC | Switch |  |  | TS |  |  | Miscellaneous Equipment
114360 | 79914 | TAB-PLT-CRN-0025 | Crane,Overhead,11kW,Fed From MCC-6926,Ground Floor,Grit Building,P Building | TAB-MCS-CRN-P BLDG | Lifting Device | Lifting Device |  | CRN | http://www.toronto.ca/TWONTO#crane |  | Cranes - P Building
61608 | 53397 | FHA-ELS-MCC-0401A | FHA-ELS-PDP-0400A - MCC 0401A, RMF | FHA-ELS-PRIMARY | Switchgear | Motor Control Centre |  | MCC | http://www.toronto.ca/TWONTO#LV_electrical_panel |  | Primary Electrical System
78748 | 23630 | FHA-PLQ-53793 | Plumbing | FHA-GRK-PRTY-1000 | Building Service,Domestic Plumbing | Plumbing |  | PLQ | plumbing |  | CMS Work Orders
7683 | 96779 | COL-PSU-GRF-0001 | Indicator, Ground Fault | COL-PSU-MISC |  |  |  | GRF |  |  | Miscellaneous Equipment
145353 | 46589 | WTR-PMI-DR-0002 | Door, Truck Loading West Pump Room | WTR-PMI-AUX | Door | Door |  | DR | http://www.toronto.ca/TWONTO#door
144838 | 30372 | WTR-PKL-LSL-0500 | Switch,Level-Low,Priming Status Switch,Pump 0500 | WTR-PKL-P-0500 | Switch,Level-Low | Switch |  | LSL | http://www.toronto.ca/TWONTO#level_switch |  | Pump, Centrifugal, District 6
135552 | 79214 | THR-FT-FSL-3140S | Switch, Flow-Low, Seal Water, Pump 3140, Secondary Treatment, Scum Pumping | THR-FT-P-3140S | Switch,Flow-Low | Switch | 39486 | FSL | http://www.toronto.ca/TWONTO#flow_switch |  | Pump, Rotary Vane, Scum Tank 3130, System 2, Scum Pumping
130004 | 52737 | THR-ACC-HCP1 | Heating and Cooling Pumps,WA1 | THR-DCL | Analyzer,ORP | HVAC |  |  | http://www.toronto.ca/TWONTO#collection_of_assets |  | Dechlorination
34563 | 72751 | MAIN-227 | Main 227 | WTR-LWA | [6 empty] | Work Area 2 Central Mains and Chambers
40397 | 77096 | TAB-ACC-FSL-2814 | Switch,Flow,Low,Water From Pump, Old Dewatering Bsmt | TAB-ACC-P-2814 | Switch,Flow | Switch |  | FSL | http://www.toronto.ca/TWONTO#flow_switch |  | Pump, Circulating,Glycol , Dewatering Space Heating, P7-4
108930 | 71711 | TAB-CAP-PRJ-0002 | M&T Building Upgrades | TAB-WA1-MEQ |  |  |  | PRJ |  |  | WA1 Portablel Pumps & Equipment
93226 | 58541 | FHO-GRK-DR-1082L | Door, (FD-1-82), Fire Rated, L1, South Vestibul, North East | FHO-GRK-FEQ-0001 | Fire Prevention,Door | Door |  | DR | http://www.toronto.ca/TWONTO#fire_rated_door
6908 | 77736 | COL-PRD-LSL-0103 | Switch, Level-Low | COL-PRD-MISC | Switch |  |  | LSL |  |  | Miscellaneous Equipment
124966 | 64500 | THC-ELS-PDP-2610 | Power Distribution Panel,South Effluent Pumping Station,Electrical Room,Ground Floor | THC-DIS |  | Power Distribution Panel |  | PDP | http://www.toronto.ca/TWONTO#LV_electrical_panel |  | Disinfection (Chlorination) Process
106272 | 9387 | TAB-ACC-DM-6551 | Damper, Motorized, Outside Air, AHU-6550, Mechanical RM No. 3, Screen Bldg., P Bldg. | TAB-ACC-AHU-6550 | Damper/Louver | HVAC |  | DM | http://www.toronto.ca/TWONTO#air_damper |  | Air Handling Unit, Mechanical Room no.3, Screen Bldg., P Bldg.
120389 | 65888 | THC-ACC-CU-6620 | Condensing Unit, Outdoor, Electrical Room, High roof #1, Headworks | THC-ACC-AC-6620 | H.V.A.C.,Air Conditioner | HVAC |  | CU | http://www.toronto.ca/TWONTO#AC_condenser_unit |  | Air-conditioning Unit, Indoor, Electrical Room, Ground floor, Headworks
51695 | 19660 | TAB-GRK-VEH-378294 | Vehicle, Utility, Electric, WA 8 | TAB-GRK-VEH | Vehicle,Unlicensed | Vehicle |  | VEH | http://www.toronto.ca/TWONTO#golf_cart
80842 | 97445 | TNT-CSO-ZS-0403 | Switch, Limit, Cell 2, TPB-0403 | TNT-CSO-TPB-0404 | Switch,Position | Switch |  | ZS | http://www.toronto.ca/TWONTO#position_switch |  | Tipping Bucket, CSO Storage Tank Flushing
38715 | 23944 | SWM-PDU-HTR-0002 | Heater, Power Supply Panel | SWM-PDU-MISC | Heater |  |  | HTR |  |  | Miscellaneous Equipment
147571 | 60104 | YDA | Dee Avenue | BUS | [6 empty] | Business Unit Support
80047 | 87738 | THR-WA4-LD-0004 | Sling, Nylon, Work Area 4 ( 1" X 3') | THR-LD-NYLN-WA4 | Lifting Device,Sling | Lifting Device |  | LD | synthetic_web_sling |  | Slings, Nylon, Work Area 4
48637 | 73473 | TAB-MCS-CRN-D BLDG | Cranes - D Building | TAB-MCS-CRN | [6 empty] | TAB Cranes and Lifting Devices
26300 | 9504 | FHO-GRK-DR-2057S | Door, (FD-S2-57), Fire Rated, Ozone Building, S2, Service Platform 3, East | FHO-GRK-FEQ-0001 | Fire Prevention,Door | Door |  | DR | http://www.toronto.ca/TWONTO#fire_rated_door
145866 | 2809 | WTR-PRH-LSHH-1100 | Switch, Level, High High, Fuel Day Tank | WTR-PRH-AUX | Switch,Level-High-High | Switch |  | LSHH | http://www.toronto.ca/TWONTO#level_switch |  | Auxiliary Equipment (Building Facilities)
143164 | 57470 | WTR-PDS-LTG-0001-SUS | Lighting, Emergency, Dorset Pumping Station | WTR-PDS-ELS | Lighting,Emergency | Safety Equipment | 44943 | LTG | http://www.toronto.ca/TWONTO#lighting_unit |  | Electrical System
49097 | 81761 | TAB-OCS-FSL-6701 | Switch, Flow Low, Biofilter Recirculation Pumps, Biofilter Area, P Bldg. | TAB-OCS-P-6720 | Switch,Flow-Low | Switch |  | FSL | http://www.toronto.ca/TWONTO#flow_switch |  | Pump, Recirculation, Humidification Unit, Biofilter Area, P Bldg.
32199 | 79670 | COL-RBG-UPS-0001 | UPS | COL-RBG | Uninterruptible Power Supply |  |  | UPS |  |  | Glendale Shaft (WBT)-storm
68423 | 32783 | THR-ACC-PSH-0140 | Switch, Pressure, High, Filter Gauge Status, Air Handling Unit AHU-0140, Headhouse Loading Bay Roof | THR-ACC-AHU-0140 | Switch,Pressure-High | Switch |  | PSH | http://www.toronto.ca/TWONTO#pressure_switch |  | Air Handling Unit, Headhouse Loading Bay Air Supply, Headhouse Roof
26371 | 63549 | FHO-SES-SQ-6258 | Lanyard, Balwinder Kanota | FHO-SES-SQ-0009 | PPE,Lanyard | Safety Equipment |  | SQ | lifeline |  | Fall Lanyards
61938 | 90694 | THC-GRK-ELS-H | Building H | THC-GRK-MAINT | [6 empty] | Building Maintenance
144495 | 14877 | WTR-PJS-HE-0015 | Heat Exchanger, DLWC, Enwave | WTR-PJS-ENW |  |  |  | HE |  |  | Enwave Process
55215 | 94051 | TAB-SLO-RPU-1208 | Remote Processing Unit, Bio-Solid Loading Bay, Mezzanine | TAB-SPC-COM-3900 | RPU | Remote Processor Unit |  | RPU | http://www.toronto.ca/TWONTO#RPU_panel |  | Communication Unit, Bio-Solid Loading Bay, Mezzanine
50018 | 13069 | FCL-ELS-MCC-1011-SUS | Control Panel, MCC, Raw Water Process Essential Service, Electrical Switchgear Room | FCL-ELS-PS-0001 | Control Panel,MCC | Motor Control Center | 36552 | MCC | http://www.toronto.ca/TWONTO#LV_electrical_panel |  | Uninterruptible Power Supply,High Lift Bldg - Switchgear Room,LP-0001
18274 | 62108 | COL-PLB-LSH-0105 | Switch, Level-High | COL-PLB-WEL-0100 | Switch,Level-High | Switch |  | LSH | http://www.toronto.ca/TWONTO#level_switch |  | Wet Well
10707 | 7682 | FCL-ACC-TIT-0901 | Transmitter, Temperature, RMF Centrifuge Building, Second Floor, Centrifuge Room | FCL-ACC-RMF |  |  |  | TIT |  |  | Residue Management HVAC Equipment
66432 | 52597 | FHA-SPC-RPU-1822 | RPU, Filters F-1701-2001, West Filter Pipe Gallery | FHA-ELS |  | Remote Processor Unit |  | RPU | http://www.toronto.ca/TWONTO#RPU_panel |  | Electrical
132486 | 66734 | THR-DIG-BU-7780S | Burner, Waste Gas | THR-S-E | Analyzer | Burner | 40408 | BU | http://www.toronto.ca/TWONTO#waste_gas_burner |  | SUSPENDED ENTITY
45327 | 19632 | TAB-DIG-P-TRANSF5-8 | Digester Tank 5-8, Sludge Transfer Pumps | TAB-DIG-T-05-08 | [6 empty] | Digester Tanks 5-8
13690 | 75500 | FCL-MCS-LD-1006 | Davit Arm Polymer Room | FCL-MCS-DAVIT | Lifting Device | Lifting Device |  | LD | http://www.toronto.ca/TWONTO#fall_arrest_Davit_arm |  | Davit Arms
137861 | 85388 | THR-PRM-SCP | Scum Pumping, Primary Treatment,North and South | THR-PRM | [6 empty] | Primary Treatment
85018 | 97673 | THR-THK-RPU-0011 | Remote Processor Unit, STB Control Room (172.22.39.151) | THR-THK | RPU | Remote Processor Unit |  | RPU | http://www.toronto.ca/TWONTO#RPU_panel |  | Sludge Thickening
90535 | 10217 | FHO-AUX-CAL-0005 | Calibrator, Flow, Portable, A23-14 Ozone Generator, Admin Building, S2, Electrical Work Shop | FHO-AUX-CAL-GRP1 | Meter,Flow | Test Equipment |  | CAL | flow_calibrator |  | Meters, Group 1, Admin Building, S2, Electrical Work Shop
117118 | 71492 | TAB-RSP-F-1211A | Filter, Lube Oil Supply, Raw Sewage Pump 1210, A side | TAB-RSP-P-1210 | Filter | Filter |  | F | http://www.toronto.ca/TWONTO#replaceable_oil_or_fuel_filter |  | Pump,Raw Sewage Transfer #1
78884 | 60453 | THR-SES-SQ-4065 | Lanyard for Harness, PPE Phil Rodrigues | THR-SES-SQ | Safety | Safety Equipment |  | SQ | lifeline |  | Safety Equipment
33245 | 15816 | COL-SMC-LSHH-0002 | Switch, Level-High | COL-SMC-MISC | Switch,Level |  |  | LSHH |  |  | Miscellaneous Equipment
39062 | 78312 | COL-YKP-SRL-0033 | Self Retrieval Line -097665 | YKP-BLD |  | Safety Equipment | 38999 | SRL | self_retracting_line |  | Collections - 435 Kipling Ave. Building envelope
127010 | 43877 | THC-PLT-G-0001 | Gate, Sluice, Motorized, Perforate Screen Influent channel, Inlet Raw Sewage Screening (virtual entity) | THC-PLT-G-0151 |  | Gate |  | G | http://www.toronto.ca/TWONTO#channel_gate
63972 | 49581 | FCL-POL-MX-4102 | Mixer, Electric, Polymer Tote T-4102, RMF Centrifuge Building, Polymer Totes Area | FCL-POL-T-4102 |  |  |  | MX |  |  | Tank, Polymer Storage Tote No.2, RMF Centrifuge Building, Polymer Totes Area
79365 | 1578 | THR-THK-LSH-6002 | Switch, Level High, Centrate Tank | THR-THK-T-6002 | Switch,Level-High | Switch |  | LSH | http://www.toronto.ca/TWONTO#level_switch |  | Tank, Centrate from Centrifuges
97512 | 1722 | FIS-POL | Polymer System | FIS-PCL | [6 empty] | PACL System
93568 | 54775 | FHO-NEX-6 CHANNEL 6-SUS | Emergency and Exit light 6 Channel 6 | FHO-SUSPENDED |  | Safety Equipment | 44456 | NEX | http://www.toronto.ca/TWONTO#lighting_unit |  | Suspended Entity List
147572 | 68860 | YDA EUS SERVER ROOM | Communication Switch | YDA-ADMIN-BLDG | [6 empty] | Building Location
135244 | 68056 | THR-FPW-FSL-1041 | Switch, Flow-Low, RAS Pumps Seal Water | THR-FT-P-3640 | Switch,Flow-Low | Switch |  | FSL | http://www.toronto.ca/TWONTO#flow_switch |  | Pump, Rotary Vane, Scum Tank 3600, System 9, Scum Pumping
82032 | 3361 | THR-OCS-RTU-0027 | Remote Terminal Unit 27,Odour Control Facility Phase 2 | THR-OCS | RPU | Remote Processor Unit |  | RTU | http://www.toronto.ca/TWONTO#RTU_panel |  | Odour Control System
58937 | 78022 | THC-ACC-FN-5930 | Fan,Centrifugal,Exhaust,Disinfection Bldg,Tank Storage Room,East Wall | THC-ACC-BLDG G |  | HVAC |  | FN | http://www.toronto.ca/TWONTO#blower_or_fan_with_drive |  | Air Treatment Building HVAC
15813 | 83133 | COL-PIR-SW-0003 | Switch, Lighting Transformer | COL-PIR-MISC | Switch |  |  | SW |  |  | Miscellaneous Equipment
131444 | 44812 | THR-BG-TSH-0103 | Switch, Temperature, High, Compressor 0101 Cooling Water, Gas Compressor Bldg | THR-BG-C-0101 |  | Switch |  | TSH | http://www.toronto.ca/TWONTO#temperature_switch |  | Compressor, Centrifugal, Fuel Gas, Compressor Building, Gas Compressor (And Dryer) for COGEN
146739 | 71046 | WTR-RDF-LSHH-0002 | Switch, Level-High-High, Sump Pumps | WTR-RDF-AUX | Switch,Level-High-High | Switch |  | LSHH | http://www.toronto.ca/TWONTO#level_switch |  | Auxiliary Equipment (Building Facilities)
5996 | 9882 | COL-PMD-FN-0001 | Fan, Supply | COL-PMD | Fan |  |  | FN |  |  | Midland Pumping Station
48194 | 43415 | TAB-ELS-SQ-2005 | PPE Cabinet with PPE- Chlorine Bldg | TAB-SUSPENDED ENTITY | PPE | Safety Equipment | 40901 | SQ | ppe_cabinet |  | Suspended entities
14874 | 26037 | FCL-SPC-COM-1204 | Termination Panel, High Lift Basement B1, Security and Communications Room | FCL-SPC |  |  |  | COM |  |  | Process Control Systems - Services Area
237 | 12644 | 378172SUS | Kubota-WA7 | TAB-SUSPENDED ENTITY | Vehicle,Unlicensed | Vehicle | 46884 |  | http://www.toronto.ca/TWONTO#golf_cart
29337 | 5766 | FIS-FLT-TSH-0001-SUS | Switch, Temperature-High, Surface Wash Pump Motor 0001, Backwash Pumps | FIS-FLT-P-0001-SUS | Switch,Temperature-High | Switch | 38239 | TSH | http://www.toronto.ca/TWONTO#temperature_switch |  | Pump, Centrifugal, Potable Water, Surface Wash Supply, Backwash Pumps
47365 | 29666 | TAB-EL1-MCC-6545 | Motor Control Centre, Z Bldg | TAB-ELS-WA6 | Control Panel,MCC | Motor Control Centre |  | MCC | http://www.toronto.ca/TWONTO#LV_electrical_panel |  | Panel Boards, MCC, WA6
26298 | 48622 | FHO-GRK-DR-2054L | Door, (FD-5-15A), Fire Rated, Admin Building, L2, Admin Closet | FHO-GRK-FEQ-0001 | Fire Prevention,Door | Door |  | DR | http://www.toronto.ca/TWONTO#fire_rated_door
71347 | 14622 | THR-DIG-LSL-5440C | Switch, Level-Low, Lube Oil, C-5440, Gas Mixing System | THR-DIG-T-5440 | Switch,Level-Low | Switch |  | LSL | http://www.toronto.ca/TWONTO#level_switch |  | Tank, Reservoir, Auxiliary Oil, Gas Compressor 5440, Digester Mixing System
39125 | 62299 | TAB-ACC-DM-6462 | Damper, Motorized, Outside Air, FN- 6462,AHU-6460, Ground, Existing west operating gallery | TAB-ACC-FN-6462 | Damper/Louver | HVAC |  | DM | http://www.toronto.ca/TWONTO#air_damper |  | Fan, Centrifugal, Supply Air, AHU-6460, Primary Tank Operating Gallery, Ground, West Side
43034 | 19920 | FCL-ACC-CU-0901 | Condenser, RMF Clarification Facility, HVAC Room North | FCL-ACC-RMF |  |  |  | CU |  |  | Residue Management HVAC Equipment
24260 | 34365 | FHO-GRK-LWN-0101 | Lawn & Exterior Grounds Maintenance | FHO-GRK-PRTY-0002 | Groundskeeping | Grounds |  | LWN | activity |  | Grounds Maintenance
29532 | 45403 | FIS-GRK-SCAM | Security Camera System | FIS-GRK | Security System,Camera | Security System |  |  | http://www.toronto.ca/TWONTO#security_system |  | FIS Buildings & Grounds
87300 | 88417 | WTR-PMI-ZS-0024 | Switch, Position,Door Security | WTR-PMI-AUX | Switch,Position | Switch |  | ZS | http://www.toronto.ca/TWONTO#position_switch |  | Auxiliary Equipment (Building Facilities)
113508 | 85267 | TAB-GRK-DR-34556 | Security Gate, North | TAB-WORK-AREA-WWPW |  | Gate |  | DR | http://www.toronto.ca/TWONTO#door
5079 | 69272 | COL-PKP-SW-0004 | Switch, Unit Heater | COL-PKP | Switch | Switch |  | SW | http://www.toronto.ca/TWONTO#disconnect_switch |  | Kennedy Park Sewage Pumping Station
125203 | 92878 | THC-ELS-PS-0001-P | Primary Power Equipment, Building P | THC-ELS-PS-0001 |  | Control Panel,MCC |  | PS | http://www.toronto.ca/TWONTO#collection_of_assets |  | Primary Power Equipment
21453 | 35835 | FHO-DEW-T-0008 | Tank, Sump Well, Drainage & Sump Pumps, Ozone Building, S2, N-Wall | FHO-DEW |  | Tank |  | T | http://www.toronto.ca/TWONTO#storage_tank |  | Dewatering & Drainage
85602 | 56384 | WTR-PHL-HRN-0005 | PPE, Body Harness, S/N E004010070E149B1 | WTR-CENTRAL-SES | PPE,Harness | Safety Equipment |  | HRN | http://www.toronto.ca/TWONTO#fall_arrest_harness |  | Safety & Lifting Devices
96637 | 324 | FIS-ELS-DS-0616B | Disconnect Switch, Polymer Skid 2, RMF Polymer Storage & Feeder Building, Polymer Storage Room | FIS-ELS-MCC-0600 | Switch | Switch |  | DS | http://www.toronto.ca/TWONTO#disconnect_switch |  | MCC,600 V,Filter Building,Mezzanine,West