119835 | TAB-WA2-SQ-3500 | Body Harness- Scott | TAB-WA2-SQ-0001 | PPE,Harness | Safety Equipment |  | SQ | http://www.toronto.ca/TWONTO#fall_arrest_harness |  | Fall Arrest System , Tripod and SRL
119848 | TAB-WA2-SQ-8682 | Body Harness- Scott | TAB-WA2-SQ-0001 | PPE,Harness | Safety Equipment |  | SQ | http://www.toronto.ca/TWONTO#fall_arrest_harness |  | Fall Arrest System , Tripod and SRL
119881 | TAB-WA3-SQ-052B | Body Harness- Wei Zhang | TAB-DEW-SQ-0010 | PPE,Harness | Safety Equipment |  | SQ | http://www.toronto.ca/TWONTO#fall_arrest_harness |  | WA3 Fall arrest systems portable cranes/hoists, come alongs, slings, wire rope, chains, electrical equipment etc.,
119721 | TAB-WA1-SQ-1915 | Body Harness Xlarge- Hitish Mistry | TAB-WA1-SQ-0001 | PPE,Harness | Safety Equipment |  | SQ | http://www.toronto.ca/TWONTO#fall_arrest_harness |  | WA1 Fall Arrest System
55602 | TAB-WA2-SQ-5782 | Body Harness, Claudio | TAB-WA2-SQ-0001 | PPE,Harness | Safety Equipment |  | SQ | http://www.toronto.ca/TWONTO#fall_arrest_harness |  | Fall Arrest System , Tripod and SRL
119837 | TAB-WA2-SQ-5555 | Body Harness, Richard Gallant | TAB-WA2-SQ-0001 | PPE,Harness | Safety Equipment |  | SQ | http://www.toronto.ca/TWONTO#fall_arrest_harness |  | Fall Arrest System , Tripod and SRL
119841 | TAB-WA2-SQ-6126 | Body Harness, Richard Gallant | TAB-WA2-SQ-0001 | PPE,Harness | Safety Equipment |  | SQ | http://www.toronto.ca/TWONTO#fall_arrest_harness |  | Fall Arrest System , Tripod and SRL
119838 | TAB-WA2-SQ-5581 | Body Harness, Yao Wang | TAB-WA2-SQ-0001 | PPE,Harness | Safety Equipment |  | SQ | http://www.toronto.ca/TWONTO#fall_arrest_harness |  | Fall Arrest System , Tripod and SRL
119715 | TAB-WA1-SQ-1904 | Body Harness.- Armando Abujen | TAB-WA1-SQ-0001 | PPE,Harness | Safety Equipment |  | SQ | http://www.toronto.ca/TWONTO#fall_arrest_harness |  | WA1 Fall Arrest System
55589 | TAB-WA2-SQ-1469 | Body Harness. Jerry Jia | TAB-WA2-SQ-0001 | PPE,Harness | Safety Equipment |  | SQ | http://www.toronto.ca/TWONTO#fall_arrest_harness |  | Fall Arrest System , Tripod and SRL
119822 | TAB-WA2-SQ-1539 | Body Harness. Motiram | TAB-WA2-SQ-0001 | PPE,Harness | Safety Equipment |  | SQ | http://www.toronto.ca/TWONTO#fall_arrest_harness |  | Fall Arrest System , Tripod and SRL
55541 | TAB-WA2-SQ-1007 | Body Harness. Peter Drodowski | TAB-WA2-SQ-0001 | PPE,Harness | Safety Equipment |  | SQ | http://www.toronto.ca/TWONTO#fall_arrest_harness |  | Fall Arrest System , Tripod and SRL
55590 | TAB-WA2-SQ-1514 | Body Harness. Peter Drodowski | TAB-WA2-SQ-0001 | PPE,Harness | Safety Equipment |  | SQ | http://www.toronto.ca/TWONTO#fall_arrest_harness |  | Fall Arrest System , Tripod and SRL
55540 | TAB-WA2-SQ-0292 | Body Harness. Randish | TAB-WA2-SQ-0001 | PPE,Harness | Safety Equipment |  | SQ | http://www.toronto.ca/TWONTO#fall_arrest_harness |  | Fall Arrest System , Tripod and SRL
55476 | TAB-WA1-SQ-1914 | Body Harness. Universal- Brijeshkumar Patel | TAB-WA1-SQ-0001 | PPE,Harness | Safety Equipment |  | SQ | http://www.toronto.ca/TWONTO#fall_arrest_harness |  | WA1 Fall Arrest System
119722 | TAB-WA1-SQ-1916 | Body Harness.Universal- Ye Zhang | TAB-WA1-SQ-0001 | PPE,Harness | Safety Equipment |  | SQ | http://www.toronto.ca/TWONTO#fall_arrest_harness |  | WA1 Fall Arrest System
75987 | THR-JHSC-BLR | Boiler Room(UNILUX and CLEAVER BROOKS) | THR-JHSC-WA3 |  | Safety Equipment |  |  | http://www.toronto.ca/TWONTO#space |  | Joint Health & Safety Committee WA3
140799 | TNT-SES-SQ-0103 | Bottle, Air, Spare,SCBA Breathing Apparatus, Filter Bldg | TNT-GRK-SCBA | PPE,SCBA | Safety Equipment |  | SQ | http://www.toronto.ca/TWONTO#compressed_gas_cylinder |  | SCBA Breathing Apparatus
26305 | FHO-SES-SQ-0003 | Breathing Air Tanks | FHO-SES-SQ-0001 |  | Safety Equipment |  | SQ | http://www.toronto.ca/TWONTO#collection_of_assets |  | Safety Equipment
138828 | THR-SLUDGE-BLDG | Building Location | THR-EUS | Safety | Safety Equipment |  |  | http://www.toronto.ca/TWONTO#space |  | Production & End User Support
101466 | LD50894 | Chain Hoist, Kito, 2 t, Tag # 4, WA2 | TAB-SES-LD | Lifting Device | Safety Equipment |  |  | http://www.toronto.ca/TWONTO#lifting_equipment_hoist |  | WA2 Lifting devices
34331 | LD50895 | Chain Hoist, Kito, 2 t, Tag # 5, WA2 | TAB-SES-LD | Lifting Device | Safety Equipment |  |  | http://www.toronto.ca/TWONTO#lifting_equipment_hoist |  | WA2 Lifting devices
118047 | TAB-SES-SQ-2205 | Chemical Dosing Emergency Eyewash/Shower, Secondary Dosing | TAB-STR-SQ | PPE,Eyewash Station | Safety Equipment |  | SQ | http://www.toronto.ca/TWONTO#emergency_eyewash |  | WA2 Safety Equipment,lifting devices, ladders, Eye Wash station, First Aid Kits, Lock out stations
96215 | FIS-CHE-SU-0001 | Chemical Suit | FIS-SES |  | Safety Equipment |  | SU | http://www.toronto.ca/TWONTO#chemical_suit |  | Safety, Instrumentation & Environmental Services
26406 | FHO-SES-SQ-9028 | Chemical Suit, Size Sm/Md, Serial # 112518, S2 Stores | FHO-SES-CHEM SUIT | Safety | Safety Equipment |  | SQ | http://www.toronto.ca/TWONTO#chemical_suit |  | Chemical Suits, Plant Wide
94907 | FHO-SES-SQ-9026 | Chemical Suit, Size Sm/Md, Serial # 112539, S2 Stores | FHO-SES-CHEM SUIT | Safety | Safety Equipment |  | SQ | http://www.toronto.ca/TWONTO#chemical_suit |  | Chemical Suits, Plant Wide
26405 | FHO-SES-SQ-9027 | Chemical Suit, Size Sm/Md, Serial # 112540, S2 Stores | FHO-SES-CHEM SUIT | Safety | Safety Equipment |  | SQ | http://www.toronto.ca/TWONTO#chemical_suit |  | Chemical Suits, Plant Wide
26403 | FHO-SES-SQ-9024 | Chemical Suit, Size Sm/Md, Serial # 122610, S2 Stores | FHO-SES-CHEM SUIT | Safety | Safety Equipment |  | SQ | http://www.toronto.ca/TWONTO#chemical_suit |  | Chemical Suits, Plant Wide
26404 | FHO-SES-SQ-9025 | Chemical Suit, Size Sm/Md, Serial # 143354, S2 Stores | FHO-SES-CHEM SUIT | Safety | Safety Equipment |  | SQ | http://www.toronto.ca/TWONTO#chemical_suit |  | Chemical Suits, Plant Wide
25717 | FHO-SES-CHEM SUIT | Chemical Suits, Plant Wide | FHO-SES |  | Safety Equipment |  |  | http://www.toronto.ca/TWONTO#chemical_suit |  | Safety & Environmental Services
94297 | FHO-SES-CHEM SUIT | Chemical Suits, Plant Wide | FHO |  | Safety Equipment |  |  | http://www.toronto.ca/TWONTO#chemical_suit |  | F.J. Horgan Water Treatment Plant
75989 | THR-JHSC-DIS | Chlorine and Dechlorination Building | THR-JHSC-WA1 |  | Safety Equipment |  |  | http://www.toronto.ca/TWONTO#space |  | Joint Health & Safety Committee WA1
136600 | THR-JHSC-DIS | Chlorine and Dechlorination Building | THR-JHSC-WA3 |  | Safety Equipment |  |  | http://www.toronto.ca/TWONTO#space |  | Joint Health & Safety Committee WA3
75990 | THR-JHSC-DISMCC | Chlorine Bldg. MCC Room | THR-JHSC-WA3 |  | Safety Equipment |  |  | http://www.toronto.ca/TWONTO#space |  | Joint Health & Safety Committee WA3
112263 | TAB-DIS-SQ | Chlorine Building Safety Equipment | TAB-DIS |  | Safety Equipment |  |  | http://www.toronto.ca/TWONTO#collection_of_assets |  | Disinfection
78300 | THR-SES-CS | Chlorine Chemical Suit | THR-S-E |  | Safety Equipment | 34329 |  | http://www.toronto.ca/TWONTO#chemical_suit |  | SUSPENDED ENTITY
138296 | THR-SES-CS | Chlorine Chemical Suit | THR-SES-SQ |  | Safety Equipment | 34329 |  | http://www.toronto.ca/TWONTO#chemical_suit |  | Safety Equipment
72918 | THR-DIS-SQ-1001 | Chlorine Emergency "B" Kit, Chlorine Cylinders Bank Area | THR-DIS-WSC | Weigh Scale,Platform | Safety Equipment |  | SQ | emergency_kit |  | Disinfection, Weigh Scale, Chlorine Cylinders
72919 | THR-DIS-SQ-1002 | Chlorine Emergency "B" Kit, Chlorine Cylinders Bank Area | THR-DIS-WSC | Weigh Scale,Platform | Safety Equipment |  | SQ | emergency_kit |  | Disinfection, Weigh Scale, Chlorine Cylinders
30689 | FIS-SES-SQ-3522 | Chlorine Emergency Kit, Type 'B' For 1 Ton Containers, Chlorine Storage Room, East of Main Entrance | FIS-SES-LTG | Safety,Emergency Kit | Safety Equipment |  | SQ | emergency_kit |  | Emergency Lights
30690 | FIS-SES-SQ-3522 | Chlorine Emergency Kit, Type 'B' For 1 Ton Containers, Chlorine Storage Room, East of Main Entrance | FIS-SM | Safety,Emergency Kit | Safety Equipment |  | SQ | emergency_kit |  | Spill Management Kits
98240 | FIS-SES-SQ-3521 | Chlorine Emergency Kit, Type 'B' For 1 Ton Containers, Chlorine Storage Room, East of Main Entrance | FIS-SM | Safety,Emergency Kit | Safety Equipment |  | SQ | emergency_kit |  | Spill Management Kits
98241 | FIS-SES-SQ-3522 | Chlorine Emergency Kit, Type 'B' For 1 Ton Containers, Chlorine Storage Room, East of Main Entrance | FIS-SES | Safety,Emergency Kit | Safety Equipment |  | SQ | emergency_kit |  | Safety, Instrumentation & Environmental Services
101473 | LD50905 | Come Along, Kito, 1.5 t, Tag # n/a, WA2 | TAB-SES-LD | Lifting Device | Safety Equipment |  |  | winch |  | WA2 Lifting devices
101467 | LD50896 | Come Along, Kito, 2 t, Tag # 6, WA2 | TAB-SES-LD | Lifting Device | Safety Equipment |  |  | winch |  | WA2 Lifting devices
101469 | LD50898 | Come Along, Kito, 3/4 t, Tag # 10, WA2 | TAB-SES-LD | Lifting Device | Safety Equipment |  |  | winch |  | WA2 Lifting devices
101470 | LD50899 | Come Along, Kito, 3/4 t, Tag # 11, WA2 | TAB-SES-LD | Lifting Device | Safety Equipment |  |  | winch |  | WA2 Lifting devices
34330 | LD50893 | Come Along, Kito, 3/4 t, Tag # 3, WA2 | TAB-SES-LD | Lifting Device | Safety Equipment |  |  | winch |  | WA2 Lifting devices
34335 | LD50906 | Come Along, Kito, 3/4 t, Tag # n/a, WA2 | TAB-SES-LD | Lifting Device | Safety Equipment |  |  | winch |  | WA2 Lifting devices
34334 | LD50903 | Come Along, Lifting Table, 1500 lbs, Tag # 15, WA2 | TAB-SES-LD | Lifting Device | Safety Equipment |  |  | winch |  | WA2 Lifting devices
101472 | LD50904 | Come Along, Motivation, 2 t, Tag # 16, WA2 | TAB-SES-LD | Lifting Device | Safety Equipment |  |  | winch |  | WA2 Lifting devices
101471 | LD50902 | Come Along, Provincial, 2 t, Tag # 14, WA2 | TAB-SES-LD | Lifting Device | Safety Equipment |  |  | winch |  | WA2 Lifting devices
101474 | LD50907 | Come Along, Tiger, 3/4 t, Tag # n/a, WA2 | TAB-SES-LD | Lifting Device | Safety Equipment |  |  | winch |  | WA2 Lifting devices
125470 | THC-FEQ-CP-6201 | Control Panel, Main Fire Alarm CP, Headworks, Ground Floor, Electrical Room W | THC-PLT-RPU-3010 | Control Panel,Fire | Safety Equipment | 43412 | CP | http://www.toronto.ca/TWONTO#annunciator_panel |  | RPU Panel, Headworks
125469 | THC-FEQ-CP-0661 | Control Panel, Pre-Action System, Ground Floor, Biosolids Building East | THC-FEQ-BLDG M | Control Panel,Fire | Safety Equipment | 45855 | CP | http://www.toronto.ca/TWONTO#process_control_panel |  | Fire fighting protection equipment, incinerator building
61422 | THC-FEQ-CP-0662 | Control Panel, Pre-Action System, Second Floor, Biosolids Building East | THC-FEQ-BLDG M | Control Panel,Fire | Safety Equipment | 45856 | CP | http://www.toronto.ca/TWONTO#process_control_panel |  | Fire fighting protection equipment, incinerator building
61424 | THC-FEQ-CP-6202 | Control Panel, Remote Fire Alarm Annunciator Panel, Headworks, Ground Floor, Outside of Screen Room | THC-FEQ-CP-6201 | Control Panel,Fire | Safety Equipment | 43411 | CP | http://www.toronto.ca/TWONTO#annunciator_panel |  | Control Panel, Main Fire Alarm CP, Headworks, Ground Floor, Electrical Room W
119842 | TAB-WA2-SQ-6454 | Cross Arm Stop. Motiram | TAB-WA2-SQ-0001 | PPE,Harness | Safety Equipment |  | SQ | lifeline |  | Fall Arrest System , Tripod and SRL
113454 | TAB-ELS-SQ-51BE | Cross Arm Strap 6' - Yevgen Valavsky | TAB-ELS-SQ-FALL ARST | PPE,Lanyard | Safety Equipment |  | SQ | lifeline |  | Fall Arrest -Safety Harness & Lanyard
113500 | TAB-ELS-SQ-E2AA | Cross Arm Strap 6' - Yevgen Valavsky | TAB-ELS-SQ-FALL ARST | PPE,Lanyard | Safety Equipment |  |  | lifeline |  | Fall Arrest -Safety Harness & Lanyard
48200 | TAB-ELS-SQ-5020 | Cross Arm Strap(Faim) | TAB-ELS-SQ-FALL ARST | PPE,Harness | Safety Equipment |  | SQ | lifeline |  | Fall Arrest -Safety Harness & Lanyard
113449 | TAB-ELS-SQ-5025 | Cross Arm Strap(Faim) | TAB-ELS-SQ-FALL ARST | PPE,Harness | Safety Equipment |  | SQ | lifeline |  | Fall Arrest -Safety Harness & Lanyard
48202 | TAB-ELS-SQ-5023 | Cross Arm Strap(Jeff) | TAB-ELS-SQ-FALL ARST | PPE,Harness | Safety Equipment |  | SQ | lifeline |  | Fall Arrest -Safety Harness & Lanyard
113451 | TAB-ELS-SQ-5028 | Cross Arm Strap(Jeff) | TAB-ELS-SQ-FALL ARST | PPE,Harness | Safety Equipment |  | SQ | lifeline |  | Fall Arrest -Safety Harness & Lanyard
113448 | TAB-ELS-SQ-5024 | Cross Arm Strap(Wei) | TAB-ELS-SQ-FALL ARST | PPE,Harness | Safety Equipment |  | SQ | lifeline |  | Fall Arrest -Safety Harness & Lanyard
113452 | TAB-ELS-SQ-5029 | Cross Arm Strap(Wei) | TAB-ELS-SQ-FALL ARST | PPE,Harness | Safety Equipment |  | SQ | lifeline |  | Fall Arrest -Safety Harness & Lanyard
48201 | TAB-ELS-SQ-5022 | Cross Arm Strap(Yul) | TAB-ELS-SQ-FALL ARST | PPE,Harness | Safety Equipment |  | SQ | lifeline |  | Fall Arrest -Safety Harness & Lanyard
113450 | TAB-ELS-SQ-5027 | Cross Arm Strap(Yul) | TAB-ELS-SQ-FALL ARST | PPE,Harness | Safety Equipment |  | SQ | lifeline |  | Fall Arrest -Safety Harness & Lanyard
74163 | THR-FEQ-C&LV | Curb and Line Valves, for Fire Protection | THR-SES-WA2 | Safety,Eye wash | Safety Equipment |  |  | http://www.toronto.ca/TWONTO#collection_of_assets |  | Safety & Environmental Services, WA2
135210 | THR-FEQ-C&LV | Curb and Line Valves, for Fire Protection | THR-SES-WA3 | Safety,Eye wash | Safety Equipment |  |  | http://www.toronto.ca/TWONTO#collection_of_assets |  | Safety & Environmental Services
82139 | FHA-SES-SCBA-0023 | Cylinder for Air Pack Ser # 6232-S16512 | FHA-SES-SCBA-CYLINDER | PPE,SCBA | Safety Equipment |  | SCBA | http://www.toronto.ca/TWONTO#compressed_gas_cylinder |  | Breathing Air Tanks (SCBA cylinders)
82140 | FHA-SES-SCBA-0024 | Cylinder for Air Pack Ser # OJ 168163 | FHA-SES-SCBA-CYLINDER | PPE,SCBA | Safety Equipment |  | SCBA | http://www.toronto.ca/TWONTO#compressed_gas_cylinder |  | Breathing Air Tanks (SCBA cylinders)
82136 | FHA-SES-SCBA-0018 | Cylinder for Air Pack Ser # OJ 168172 | FHA-SES-SCBA-CYLINDER | PPE,SCBA | Safety Equipment |  | SCBA | http://www.toronto.ca/TWONTO#compressed_gas_cylinder |  | Breathing Air Tanks (SCBA cylinders)
18554 | FHA-SES-SCBA-0022 | Cylinder for Air Pack Ser # OJ 168547 | FHA-SES-SCBA-CYLINDER | PPE,SCBA | Safety Equipment |  | SCBA | http://www.toronto.ca/TWONTO#compressed_gas_cylinder |  | Breathing Air Tanks (SCBA cylinders)
18555 | FHA-SES-SCBA-0025 | Cylinder for Air Pack Ser # OJ 174611 | FHA-SES-SCBA-CYLINDER | PPE,SCBA | Safety Equipment |  | SCBA | http://www.toronto.ca/TWONTO#compressed_gas_cylinder |  | Breathing Air Tanks (SCBA cylinders)
18559 | FHA-SES-SCBA-0030 | Cylinder for Air Pack Ser # OJ 262816 | FHA-SES-SCBA-CYLINDER | PPE,SCBA | Safety Equipment |  | SCBA | http://www.toronto.ca/TWONTO#compressed_gas_cylinder |  | Breathing Air Tanks (SCBA cylinders)
18558 | FHA-SES-SCBA-0028 | Cylinder for Air Pack Ser # OJ 262832 | FHA-SES-SCBA-CYLINDER | PPE,SCBA | Safety Equipment |  | SCBA | http://www.toronto.ca/TWONTO#compressed_gas_cylinder |  | Breathing Air Tanks (SCBA cylinders)
82141 | FHA-SES-SCBA-0029 | Cylinder for Air Pack Ser # OJ 262860 | FHA-SES-SCBA-CYLINDER | PPE,SCBA | Safety Equipment |  | SCBA | http://www.toronto.ca/TWONTO#compressed_gas_cylinder |  | Breathing Air Tanks (SCBA cylinders)
18556 | FHA-SES-SCBA-0026 | Cylinder for Air Pack Ser # OJ 262862 | FHA-SES-SCBA-CYLINDER | PPE,SCBA | Safety Equipment |  | SCBA | http://www.toronto.ca/TWONTO#compressed_gas_cylinder |  | Breathing Air Tanks (SCBA cylinders)
18552 | FHA-SES-SCBA-0017 | Cylinder for Air Pack Ser # OJ 371447 | FHA-SES-SCBA-CYLINDER | PPE,SCBA | Safety Equipment |  | SCBA | http://www.toronto.ca/TWONTO#compressed_gas_cylinder |  | Breathing Air Tanks (SCBA cylinders)
82135 | FHA-SES-SCBA-0016 | Cylinder for Air Pack Ser # OJ 371473 | FHA-SES-SCBA-CYLINDER | PPE,SCBA | Safety Equipment |  | SCBA | http://www.toronto.ca/TWONTO#compressed_gas_cylinder |  | Breathing Air Tanks (SCBA cylinders)
82142 | FHA-SES-SCBA-0031 | Cylinder for Air Pack Ser # OJ 371495 | FHA-SES-SCBA-CYLINDER | PPE,SCBA | Safety Equipment |  | SCBA | http://www.toronto.ca/TWONTO#compressed_gas_cylinder |  | Breathing Air Tanks (SCBA cylinders)
18551 | FHA-SES-SCBA-0015 | Cylinder for Air Pack Ser # OJ 371534 | FHA-SES-SCBA-CYLINDER | PPE,SCBA | Safety Equipment |  | SCBA | http://www.toronto.ca/TWONTO#compressed_gas_cylinder |  | Breathing Air Tanks (SCBA cylinders)
82143 | FHA-SES-SCBA-0032 | Cylinder for Air Pack Ser # OJ 371557 | FHA-SES-SCBA-CYLINDER | PPE,SCBA | Safety Equipment |  | SCBA | http://www.toronto.ca/TWONTO#compressed_gas_cylinder |  | Breathing Air Tanks (SCBA cylinders)
18557 | FHA-SES-SCBA-0027 | Cylinder for Air Pack Ser # OJ 371618 | FHA-SES-SCBA-CYLINDER | PPE,SCBA | Safety Equipment |  | SCBA | http://www.toronto.ca/TWONTO#compressed_gas_cylinder |  | Breathing Air Tanks (SCBA cylinders)
18560 | FHA-SES-SCBA-0033 | Cylinder for Air Pack Ser # OJ 371631 | FHA-SES-SCBA-CYLINDER | PPE,SCBA | Safety Equipment |  | SCBA | http://www.toronto.ca/TWONTO#compressed_gas_cylinder |  | Breathing Air Tanks (SCBA cylinders)
18562 | FHA-SES-SCBA-0039 | Cylinder for Air Pack Ser # OJ 377371 | FHA-SES-SCBA-CYLINDER | PPE,SCBA | Safety Equipment |  | SCBA | http://www.toronto.ca/TWONTO#compressed_gas_cylinder |  | Breathing Air Tanks (SCBA cylinders)
82149 | FHA-SES-SCBA-0043 | Cylinder for Air Pack Ser # OJ 377378 | FHA-SES-SCBA-CYLINDER | PPE,SCBA | Safety Equipment |  | SCBA | http://www.toronto.ca/TWONTO#compressed_gas_cylinder |  | Breathing Air Tanks (SCBA cylinders)
82153 | FHA-SES-SCBA-0049 | Cylinder for Air Pack Ser # OJ 377491 | FHA-SES-SCBA-CYLINDER | PPE,SCBA | Safety Equipment |  | SCBA | http://www.toronto.ca/TWONTO#compressed_gas_cylinder |  | Breathing Air Tanks (SCBA cylinders)
18563 | FHA-SES-SCBA-0041 | Cylinder for Air Pack Ser # OJ 377513 | FHA-SES-SCBA-CYLINDER | PPE,SCBA | Safety Equipment |  | SCBA | http://www.toronto.ca/TWONTO#compressed_gas_cylinder |  | Breathing Air Tanks (SCBA cylinders)
82150 | FHA-SES-SCBA-0045 | Cylinder for Air Pack Ser # OJ 377530 | FHA-SES-SCBA-CYLINDER | PPE,SCBA | Safety Equipment |  | SCBA | http://www.toronto.ca/TWONTO#compressed_gas_cylinder |  | Breathing Air Tanks (SCBA cylinders)
82152 | FHA-SES-SCBA-0048 | Cylinder for Air Pack Ser # OJ 377533 | FHA-SES-SCBA-CYLINDER | PPE,SCBA | Safety Equipment |  | SCBA | http://www.toronto.ca/TWONTO#compressed_gas_cylinder |  | Breathing Air Tanks (SCBA cylinders)
82154 | FHA-SES-SCBA-0050 | Cylinder for Air Pack Ser # OJ 377608 | FHA-SES-SCBA-CYLINDER | PPE,SCBA | Safety Equipment |  | SCBA | http://www.toronto.ca/TWONTO#compressed_gas_cylinder |  | Breathing Air Tanks (SCBA cylinders)
82148 | FHA-SES-SCBA-0040 | Cylinder for Air Pack Ser # OJ 377628 | FHA-SES-SCBA-CYLINDER | PPE,SCBA | Safety Equipment |  | SCBA | http://www.toronto.ca/TWONTO#compressed_gas_cylinder |  | Breathing Air Tanks (SCBA cylinders)
18566 | FHA-SES-SCBA-0046 | Cylinder for Air Pack Ser # OJ 377646 | FHA-SES-SCBA-CYLINDER | PPE,SCBA | Safety Equipment |  | SCBA | http://www.toronto.ca/TWONTO#compressed_gas_cylinder |  | Breathing Air Tanks (SCBA cylinders)
18564 | FHA-SES-SCBA-0042 | Cylinder for Air Pack Ser # OJ 377648 | FHA-SES-SCBA-CYLINDER | PPE,SCBA | Safety Equipment |  | SCBA | http://www.toronto.ca/TWONTO#compressed_gas_cylinder |  | Breathing Air Tanks (SCBA cylinders)
82145 | FHA-SES-SCBA-0035 | Cylinder for Air Pack Ser # OJ 377657 | FHA-SES-SCBA-CYLINDER | PPE,SCBA | Safety Equipment |  | SCBA | http://www.toronto.ca/TWONTO#compressed_gas_cylinder |  | Breathing Air Tanks (SCBA cylinders)
82144 | FHA-SES-SCBA-0034 | Cylinder for Air Pack Ser # OJ 377795 | FHA-SES-SCBA-CYLINDER | PPE,SCBA | Safety Equipment |  | SCBA | http://www.toronto.ca/TWONTO#compressed_gas_cylinder |  | Breathing Air Tanks (SCBA cylinders)
18565 | FHA-SES-SCBA-0044 | Cylinder for Air Pack Ser # OJ 377796 | FHA-SES-SCBA-CYLINDER | PPE,SCBA | Safety Equipment |  | SCBA | http://www.toronto.ca/TWONTO#compressed_gas_cylinder |  | Breathing Air Tanks (SCBA cylinders)
18561 | FHA-SES-SCBA-0036 | Cylinder for Air Pack Ser # OJ 377800 | FHA-SES-SCBA-CYLINDER | PPE,SCBA | Safety Equipment |  | SCBA | http://www.toronto.ca/TWONTO#compressed_gas_cylinder |  | Breathing Air Tanks (SCBA cylinders)
82151 | FHA-SES-SCBA-0047 | Cylinder for Air Pack Ser # OJ 377821 | FHA-SES-SCBA-CYLINDER | PPE,SCBA | Safety Equipment |  | SCBA | http://www.toronto.ca/TWONTO#compressed_gas_cylinder |  | Breathing Air Tanks (SCBA cylinders)
18550 | FHA-SES-SCBA-0014 | Cylinder for Air Pack Ser # OJ 382629 | FHA-SES-SCBA-CYLINDER | PPE,SCBA | Safety Equipment |  | SCBA | http://www.toronto.ca/TWONTO#compressed_gas_cylinder |  | Breathing Air Tanks (SCBA cylinders)
18548 | FHA-SES-SCBA-0012 | Cylinder for Air Pack Ser # OJ 382640 | FHA-SES-SCBA-CYLINDER | PPE,SCBA | Safety Equipment |  | SCBA | http://www.toronto.ca/TWONTO#compressed_gas_cylinder |  | Breathing Air Tanks (SCBA cylinders)
18549 | FHA-SES-SCBA-0013 | Cylinder for Air Pack Ser # OJ 382643 | FHA-SES-SCBA-CYLINDER | PPE,SCBA | Safety Equipment |  | SCBA | http://www.toronto.ca/TWONTO#compressed_gas_cylinder |  | Breathing Air Tanks (SCBA cylinders)
82146 | FHA-SES-SCBA-0037 | Cylinder for Air Pack Ser #. OJ 377943 | FHA-SES-SCBA-CYLINDER | PPE,SCBA | Safety Equipment |  | SCBA | http://www.toronto.ca/TWONTO#compressed_gas_cylinder |  | Breathing Air Tanks (SCBA cylinders)
82147 | FHA-SES-SCBA-0038 | Cylinder for Air Pack Ser #.OJ 377395 | FHA-SES-SCBA-CYLINDER | PPE,SCBA | Safety Equipment |  | SCBA | http://www.toronto.ca/TWONTO#compressed_gas_cylinder |  | Breathing Air Tanks (SCBA cylinders)
94798 | FHO-SES-SCBA-0039 | Cylinder, SCBA, Air Pack, 2216 PSI, Ser #(Yellow alum. Tank) | FHO-SES-SQ-0001 | PPE,SCBA | Safety Equipment |  | SCBA | http://www.toronto.ca/TWONTO#compressed_gas_cylinder |  | Safety Equipment
94799 | FHO-SES-SCBA-0039 | Cylinder, SCBA, Air Pack, 2216 PSI, Ser #(Yellow alum. Tank) | FHO-SES-SQ-0003 | PPE,SCBA | Safety Equipment |  | SCBA | http://www.toronto.ca/TWONTO#compressed_gas_cylinder |  | Breathing Air Tanks
26262 | FHO-SES-SCBA-0023 | Cylinder, SCBA, Air Pack, 2216 PSI, Ser #6232-S19652 | FHO-SES-SQ-0001 | PPE,SCBA | Safety Equipment |  | SCBA | http://www.toronto.ca/TWONTO#compressed_gas_cylinder |  | Safety Equipment
26263 | FHO-SES-SCBA-0023 | Cylinder, SCBA, Air Pack, 2216 PSI, Ser #6232-S19652 | FHO-SES-SQ-0003 | PPE,SCBA | Safety Equipment |  | SCBA | http://www.toronto.ca/TWONTO#compressed_gas_cylinder |  | Breathing Air Tanks
26254 | FHO-SES-SCBA-0015 | Cylinder, SCBA, Air Pack, 2216 PSI, Ser #6232-S22461 | FHO-SES-SQ-0002 | PPE,SCBA | Safety Equipment |  | SCBA | http://www.toronto.ca/TWONTO#compressed_gas_cylinder |  | Emergency Breathing Apparatus
94777 | FHO-SES-SCBA-0026 | Cylinder, SCBA, Air Pack, 2216 PSI, Ser #6232-S22466 | FHO-SES-SQ-0001 | PPE,SCBA | Safety Equipment |  | SCBA | http://www.toronto.ca/TWONTO#compressed_gas_cylinder |  | Safety Equipment
94778 | FHO-SES-SCBA-0026 | Cylinder, SCBA, Air Pack, 2216 PSI, Ser #6232-S22466 | FHO-SES-SQ-0003 | PPE,SCBA | Safety Equipment |  | SCBA | http://www.toronto.ca/TWONTO#compressed_gas_cylinder |  | Breathing Air Tanks
26255 | FHO-SES-SCBA-0016 | Cylinder, SCBA, Air Pack, 2216 PSI, Ser #6232-S8303 | FHO-SES-SQ-0001 | PPE,SCBA | Safety Equipment |  | SCBA | http://www.toronto.ca/TWONTO#compressed_gas_cylinder |  | Safety Equipment
26256 | FHO-SES-SCBA-0016 | Cylinder, SCBA, Air Pack, 2216 PSI, Ser #6232-S8303 | FHO-SES-SQ-0003 | PPE,SCBA | Safety Equipment |  | SCBA | http://www.toronto.ca/TWONTO#compressed_gas_cylinder |  | Breathing Air Tanks
94763 | FHO-SES-SCBA-0010 | Cylinder, SCBA, Air Pack, 2216 PSI, Ser #OJ-254854 | FHO-SES-SQ-0002 | PPE,SCBA | Safety Equipment |  | SCBA | http://www.toronto.ca/TWONTO#compressed_gas_cylinder |  | Emergency Breathing Apparatus
94775 | FHO-SES-SCBA-0025 | Cylinder, SCBA, Air Pack, 2216 PSI, Ser #OJ-254921 | FHO-SES-SQ-0001 | PPE,SCBA | Safety Equipment |  | SCBA | http://www.toronto.ca/TWONTO#compressed_gas_cylinder |  | Safety Equipment
94776 | FHO-SES-SCBA-0025 | Cylinder, SCBA, Air Pack, 2216 PSI, Ser #OJ-254921 | FHO-SES-SQ-0003 | PPE,SCBA | Safety Equipment |  | SCBA | http://www.toronto.ca/TWONTO#compressed_gas_cylinder |  | Breathing Air Tanks
26260 | FHO-SES-SCBA-0022 | Cylinder, SCBA, Air Pack, 2216 PSI, Ser #OJ-260081 | FHO-SES-SQ-0001 | PPE,SCBA | Safety Equipment |  | SCBA | http://www.toronto.ca/TWONTO#compressed_gas_cylinder |  | Safety Equipment
26261 | FHO-SES-SCBA-0022 | Cylinder, SCBA, Air Pack, 2216 PSI, Ser #OJ-260081 | FHO-SES-SQ-0003 | PPE,SCBA | Safety Equipment |  | SCBA | http://www.toronto.ca/TWONTO#compressed_gas_cylinder |  | Breathing Air Tanks
26251 | FHO-SES-SCBA-0009 | Cylinder, SCBA, Air Pack, 2216 PSI, Ser #OJ-261776 | FHO-SES-SQ-0002 | PPE,SCBA | Safety Equipment |  | SCBA | http://www.toronto.ca/TWONTO#compressed_gas_cylinder |  | Emergency Breathing Apparatus
94766 | FHO-SES-SCBA-0017 | Cylinder, SCBA, Air Pack, 2216 PSI, Ser #OJ-261845 | FHO-SES-SQ-0001 | PPE,SCBA | Safety Equipment |  | SCBA | http://www.toronto.ca/TWONTO#compressed_gas_cylinder |  | Safety Equipment
94767 | FHO-SES-SCBA-0017 | Cylinder, SCBA, Air Pack, 2216 PSI, Ser #OJ-261845 | FHO-SES-SQ-0003 | PPE,SCBA | Safety Equipment |  | SCBA | http://www.toronto.ca/TWONTO#compressed_gas_cylinder |  | Breathing Air Tanks
26245 | FHO-SES-SCBA-0002 | Cylinder, SCBA, Air Pack, 2216 PSI, Ser #OJ-261849 | FHO-SES-SQ-0002 | PPE,SCBA | Safety Equipment |  | SCBA | http://www.toronto.ca/TWONTO#compressed_gas_cylinder |  | Emergency Breathing Apparatus
26250 | FHO-SES-SCBA-0008 | Cylinder, SCBA, Air Pack, 2216 PSI, Ser #OJ-264504 | FHO-SES-SQ-0002 | PPE,SCBA | Safety Equipment |  | SCBA | http://www.toronto.ca/TWONTO#compressed_gas_cylinder |  | Emergency Breathing Apparatus
26258 | FHO-SES-SCBA-0021 | Cylinder, SCBA, Air Pack, 2216 PSI, Ser #OJ-264831 | FHO-SES-SQ-0001 | PPE,SCBA | Safety Equipment |  | SCBA | http://www.toronto.ca/TWONTO#compressed_gas_cylinder |  | Safety Equipment
26259 | FHO-SES-SCBA-0021 | Cylinder, SCBA, Air Pack, 2216 PSI, Ser #OJ-264831 | FHO-SES-SQ-0003 | PPE,SCBA | Safety Equipment |  | SCBA | http://www.toronto.ca/TWONTO#compressed_gas_cylinder |  | Breathing Air Tanks
26247 | FHO-SES-SCBA-0004 | Cylinder, SCBA, Air Pack, 2216 PSI, Ser #OJ-264852 | FHO-SES-SQ-0002 | PPE,SCBA | Safety Equipment |  | SCBA | http://www.toronto.ca/TWONTO#compressed_gas_cylinder |  | Emergency Breathing Apparatus
94783 | FHO-SES-SCBA-0032 | Cylinder, SCBA, Air Pack, 2216 PSI, Ser #OJ-359623 | FHO-SES-SQ-0001 | PPE,SCBA | Safety Equipment |  | SCBA | http://www.toronto.ca/TWONTO#compressed_gas_cylinder |  | Safety Equipment
94784 | FHO-SES-SCBA-0032 | Cylinder, SCBA, Air Pack, 2216 PSI, Ser #OJ-359623 | FHO-SES-SQ-0003 | PPE,SCBA | Safety Equipment |  | SCBA | http://www.toronto.ca/TWONTO#compressed_gas_cylinder |  | Breathing Air Tanks
26265 | FHO-SES-SCBA-0028 | Cylinder, SCBA, Air Pack, 2216 PSI, Ser #OJ-361382 | FHO-SES-SQ-0001 | PPE,SCBA | Safety Equipment |  | SCBA | http://www.toronto.ca/TWONTO#compressed_gas_cylinder |  | Safety Equipment
26266 | FHO-SES-SCBA-0028 | Cylinder, SCBA, Air Pack, 2216 PSI, Ser #OJ-361382 | FHO-SES-SQ-0003 | PPE,SCBA | Safety Equipment |  | SCBA | http://www.toronto.ca/TWONTO#compressed_gas_cylinder |  | Breathing Air Tanks
94793 | FHO-SES-SCBA-0037 | Cylinder, SCBA, Air Pack, 2216 PSI, Ser #OJ-362621 | FHO-SES-SQ-0001 | PPE,SCBA | Safety Equipment |  | SCBA | http://www.toronto.ca/TWONTO#compressed_gas_cylinder |  | Safety Equipment
94794 | FHO-SES-SCBA-0037 | Cylinder, SCBA, Air Pack, 2216 PSI, Ser #OJ-362621 | FHO-SES-SQ-0003 | PPE,SCBA | Safety Equipment |  | SCBA | http://www.toronto.ca/TWONTO#compressed_gas_cylinder |  | Breathing Air Tanks
26269 | FHO-SES-SCBA-0031 | Cylinder, SCBA, Air Pack, 2216 PSI, Ser #OJ-362641 | FHO-SES-SQ-0001 | PPE,SCBA | Safety Equipment |  | SCBA | http://www.toronto.ca/TWONTO#compressed_gas_cylinder |  | Safety Equipment
94782 | FHO-SES-SCBA-0031 | Cylinder, SCBA, Air Pack, 2216 PSI, Ser #OJ-362641 | FHO-SES-SQ-0003 | PPE,SCBA | Safety Equipment |  | SCBA | http://www.toronto.ca/TWONTO#compressed_gas_cylinder |  | Breathing Air Tanks
94773 | FHO-SES-SCBA-0024 | Cylinder, SCBA, Air Pack, 2216 PSI, Ser #OJ-379577 | FHO-SES-SQ-0001 | PPE,SCBA | Safety Equipment |  | SCBA | http://www.toronto.ca/TWONTO#compressed_gas_cylinder |  | Safety Equipment
94774 | FHO-SES-SCBA-0024 | Cylinder, SCBA, Air Pack, 2216 PSI, Ser #OJ-379577 | FHO-SES-SQ-0003 | PPE,SCBA | Safety Equipment |  | SCBA | http://www.toronto.ca/TWONTO#compressed_gas_cylinder |  | Breathing Air Tanks
94787 | FHO-SES-SCBA-0034 | Cylinder, SCBA, Air Pack, 2216 PSI, Ser #OJ-379607 | FHO-SES-SQ-0001 | PPE,SCBA | Safety Equipment |  | SCBA | http://www.toronto.ca/TWONTO#compressed_gas_cylinder |  | Safety Equipment
94788 | FHO-SES-SCBA-0034 | Cylinder, SCBA, Air Pack, 2216 PSI, Ser #OJ-379607 | FHO-SES-SQ-0003 | PPE,SCBA | Safety Equipment |  | SCBA | http://www.toronto.ca/TWONTO#compressed_gas_cylinder |  | Breathing Air Tanks
26246 | FHO-SES-SCBA-0003 | Cylinder, SCBA, Air Pack, 2216 PSI, Ser #OJ-379608 | FHO-SES-SQ-0002 | PPE,SCBA | Safety Equipment |  | SCBA | http://www.toronto.ca/TWONTO#compressed_gas_cylinder |  | Emergency Breathing Apparatus
26244 | FHO-SES-SCBA-0001 | Cylinder, SCBA, Air Pack, 2216 PSI, Ser #OJ-379625 | FHO-SES-SQ-0002 | PPE,SCBA | Safety Equipment |  | SCBA | http://www.toronto.ca/TWONTO#compressed_gas_cylinder |  | Emergency Breathing Apparatus
94785 | FHO-SES-SCBA-0033 | Cylinder, SCBA, Air Pack, 2216 PSI, Ser #OJ-380692 | FHO-SES-SQ-0001 | PPE,SCBA | Safety Equipment |  | SCBA | http://www.toronto.ca/TWONTO#compressed_gas_cylinder |  | Safety Equipment
94786 | FHO-SES-SCBA-0033 | Cylinder, SCBA, Air Pack, 2216 PSI, Ser #OJ-380692 | FHO-SES-SQ-0003 | PPE,SCBA | Safety Equipment |  | SCBA | http://www.toronto.ca/TWONTO#compressed_gas_cylinder |  | Breathing Air Tanks
26249 | FHO-SES-SCBA-0006 | Cylinder, SCBA, Air Pack, 2216 PSI, Ser #OJ-380849 | FHO-SES-SQ-0002 | PPE,SCBA | Safety Equipment |  | SCBA | http://www.toronto.ca/TWONTO#compressed_gas_cylinder |  | Emergency Breathing Apparatus
94791 | FHO-SES-SCBA-0036 | Cylinder, SCBA, Air Pack, 2216 PSI, Ser #OJ-380897 | FHO-SES-SQ-0001 | PPE,SCBA | Safety Equipment |  | SCBA | http://www.toronto.ca/TWONTO#compressed_gas_cylinder |  | Safety Equipment
94792 | FHO-SES-SCBA-0036 | Cylinder, SCBA, Air Pack, 2216 PSI, Ser #OJ-380897 | FHO-SES-SQ-0003 | PPE,SCBA | Safety Equipment |  | SCBA | http://www.toronto.ca/TWONTO#compressed_gas_cylinder |  | Breathing Air Tanks
94789 | FHO-SES-SCBA-0035 | Cylinder, SCBA, Air Pack, 2216 PSI, Ser #OJ-380930 | FHO-SES-SQ-0001 | PPE,SCBA | Safety Equipment |  | SCBA | http://www.toronto.ca/TWONTO#compressed_gas_cylinder |  | Safety Equipment
94790 | FHO-SES-SCBA-0035 | Cylinder, SCBA, Air Pack, 2216 PSI, Ser #OJ-380930 | FHO-SES-SQ-0003 | PPE,SCBA | Safety Equipment |  | SCBA | http://www.toronto.ca/TWONTO#compressed_gas_cylinder |  | Breathing Air Tanks
94795 | FHO-SES-SCBA-0038 | Cylinder, SCBA, Air Pack, 2216 PSI, Ser #OJ-381061 | FHO-SES-SQ-0001 | PPE,SCBA | Safety Equipment |  | SCBA | http://www.toronto.ca/TWONTO#compressed_gas_cylinder |  | Safety Equipment
94796 | FHO-SES-SCBA-0038 | Cylinder, SCBA, Air Pack, 2216 PSI, Ser #OJ-381061 | FHO-SES-SQ-0003 | PPE,SCBA | Safety Equipment |  | SCBA | http://www.toronto.ca/TWONTO#compressed_gas_cylinder |  | Breathing Air Tanks
26257 | FHO-SES-SCBA-0018 | Cylinder, SCBA, Air Pack, 2216 PSI, Ser #OJ-381091 | FHO-SES-SQ-0001 | PPE,SCBA | Safety Equipment |  | SCBA | http://www.toronto.ca/TWONTO#compressed_gas_cylinder |  | Safety Equipment
94768 | FHO-SES-SCBA-0018 | Cylinder, SCBA, Air Pack, 2216 PSI, Ser #OJ-381091 | FHO-SES-SQ-0003 | PPE,SCBA | Safety Equipment |  | SCBA | http://www.toronto.ca/TWONTO#compressed_gas_cylinder |  | Breathing Air Tanks
26248 | FHO-SES-SCBA-0005 | Cylinder, SCBA, Air Pack, 2216 PSI, Ser #OJ-382968 | FHO-SES-SQ-0002 | PPE,SCBA | Safety Equipment |  | SCBA | http://www.toronto.ca/TWONTO#compressed_gas_cylinder |  | Emergency Breathing Apparatus
94771 | FHO-SES-SCBA-0020 | Cylinder, SCBA, Air Pack, 2216 PSI, Ser #OJ-385815 | FHO-SES-SQ-0001 | PPE,SCBA | Safety Equipment |  | SCBA | http://www.toronto.ca/TWONTO#compressed_gas_cylinder |  | Safety Equipment
94772 | FHO-SES-SCBA-0020 | Cylinder, SCBA, Air Pack, 2216 PSI, Ser #OJ-385815 | FHO-SES-SQ-0003 | PPE,SCBA | Safety Equipment |  | SCBA | http://www.toronto.ca/TWONTO#compressed_gas_cylinder |  | Breathing Air Tanks
26252 | FHO-SES-SCBA-0012 | Cylinder, SCBA, Air Pack, 2216 PSI, Ser #OJ-385819 | FHO-SES-SQ-0002 | PPE,SCBA | Safety Equipment |  | SCBA | http://www.toronto.ca/TWONTO#compressed_gas_cylinder |  | Emergency Breathing Apparatus
94765 | FHO-SES-SCBA-0014 | Cylinder, SCBA, Air Pack, 2216 PSI, Ser #OJ-386041 | FHO-SES-SQ-0002 | PPE,SCBA | Safety Equipment |  | SCBA | http://www.toronto.ca/TWONTO#compressed_gas_cylinder |  | Emergency Breathing Apparatus
94769 | FHO-SES-SCBA-0019 | Cylinder, SCBA, Air Pack, 2216 PSI, Ser #OJ-386100 | FHO-SES-SQ-0001 | PPE,SCBA | Safety Equipment |  | SCBA | http://www.toronto.ca/TWONTO#compressed_gas_cylinder |  | Safety Equipment
94770 | FHO-SES-SCBA-0019 | Cylinder, SCBA, Air Pack, 2216 PSI, Ser #OJ-386100 | FHO-SES-SQ-0003 | PPE,SCBA | Safety Equipment |  | SCBA | http://www.toronto.ca/TWONTO#compressed_gas_cylinder |  | Breathing Air Tanks
26253 | FHO-SES-SCBA-0013 | Cylinder, SCBA, Air Pack, 2216 PSI, Ser #OJ-386111 | FHO-SES-SQ-0002 | PPE,SCBA | Safety Equipment |  | SCBA | http://www.toronto.ca/TWONTO#compressed_gas_cylinder |  | Emergency Breathing Apparatus
94764 | FHO-SES-SCBA-0011 | Cylinder, SCBA, Air Pack, 2216 PSI, Ser #OJ-386156 | FHO-SES-SQ-0002 | PPE,SCBA | Safety Equipment |  | SCBA | http://www.toronto.ca/TWONTO#compressed_gas_cylinder |  | Emergency Breathing Apparatus
94762 | FHO-SES-SCBA-0007 | Cylinder, SCBA, Air Pack, 2216 PSI, Ser #OJ-391488 | FHO-SES-SQ-0002 | PPE,SCBA | Safety Equipment |  | SCBA | http://www.toronto.ca/TWONTO#compressed_gas_cylinder |  | Emergency Breathing Apparatus
26264 | FHO-SES-SCBA-0027 | Cylinder, SCBA, Air Pack, 2216 PSI, Ser #OJ-391872 | FHO-SES-SQ-0001 | PPE,SCBA | Safety Equipment |  | SCBA | http://www.toronto.ca/TWONTO#compressed_gas_cylinder |  | Safety Equipment
94779 | FHO-SES-SCBA-0027 | Cylinder, SCBA, Air Pack, 2216 PSI, Ser #OJ-391872 | FHO-SES-SQ-0003 | PPE,SCBA | Safety Equipment |  | SCBA | http://www.toronto.ca/TWONTO#compressed_gas_cylinder |  | Breathing Air Tanks
94780 | FHO-SES-SCBA-0029 | Cylinder, SCBA, Air Pack, 2216 PSI, Ser #OJ-392388 | FHO-SES-SQ-0001 | PPE,SCBA | Safety Equipment |  | SCBA | http://www.toronto.ca/TWONTO#compressed_gas_cylinder |  | Safety Equipment
94781 | FHO-SES-SCBA-0029 | Cylinder, SCBA, Air Pack, 2216 PSI, Ser #OJ-392388 | FHO-SES-SQ-0003 | PPE,SCBA | Safety Equipment |  | SCBA | http://www.toronto.ca/TWONTO#compressed_gas_cylinder |  | Breathing Air Tanks
26267 | FHO-SES-SCBA-0030 | Cylinder, SCBA, Air Pack, 2216 PSI, Ser #OJ-456404 | FHO-SES-SQ-0001 | PPE,SCBA | Safety Equipment |  | SCBA | http://www.toronto.ca/TWONTO#compressed_gas_cylinder |  | Safety Equipment
26268 | FHO-SES-SCBA-0030 | Cylinder, SCBA, Air Pack, 2216 PSI, Ser #OJ-456404 | FHO-SES-SQ-0003 | PPE,SCBA | Safety Equipment |  | SCBA | http://www.toronto.ca/TWONTO#compressed_gas_cylinder |  | Breathing Air Tanks
94805 | FHO-SES-SCBA-0050 | Cylinder, SCBA, Air Pack, 3000 PSI, Ser #1480DV | FHO-SES-SQ-0001 | PPE,SCBA | Safety Equipment |  | SCBA | http://www.toronto.ca/TWONTO#compressed_gas_cylinder |  | Safety Equipment
94806 | FHO-SES-SCBA-0050 | Cylinder, SCBA, Air Pack, 3000 PSI, Ser #1480DV | FHO-SES-SQ-0003 | PPE,SCBA | Safety Equipment |  | SCBA | http://www.toronto.ca/TWONTO#compressed_gas_cylinder |  | Breathing Air Tanks
94807 | FHO-SES-SCBA-0051 | Cylinder, SCBA, Air Pack, 3000 PSI, Ser #1695DV | FHO-SES-SQ-0001 | PPE,SCBA | Safety Equipment |  | SCBA | http://www.toronto.ca/TWONTO#compressed_gas_cylinder |  | Safety Equipment
94808 | FHO-SES-SCBA-0051 | Cylinder, SCBA, Air Pack, 3000 PSI, Ser #1695DV | FHO-SES-SQ-0003 | PPE,SCBA | Safety Equipment |  | SCBA | http://www.toronto.ca/TWONTO#compressed_gas_cylinder |  | Breathing Air Tanks
26276 | FHO-SES-SCBA-0049 | Cylinder, SCBA, Air Pack, 3000 PSI, Ser #LT29006 | FHO-SES-SQ-0001 | PPE,SCBA | Safety Equipment |  | SCBA | http://www.toronto.ca/TWONTO#compressed_gas_cylinder |  | Safety Equipment
26277 | FHO-SES-SCBA-0049 | Cylinder, SCBA, Air Pack, 3000 PSI, Ser #LT29006 | FHO-SES-SQ-0003 | PPE,SCBA | Safety Equipment |  | SCBA | http://www.toronto.ca/TWONTO#compressed_gas_cylinder |  | Breathing Air Tanks
94801 | FHO-SES-SCBA-0046 | Cylinder, SCBA, Air Pack, 3000 PSI, Ser #LT29052 | FHO-SES-SQ-0001 | PPE,SCBA | Safety Equipment |  | SCBA | http://www.toronto.ca/TWONTO#compressed_gas_cylinder |  | Safety Equipment
94802 | FHO-SES-SCBA-0046 | Cylinder, SCBA, Air Pack, 3000 PSI, Ser #LT29052 | FHO-SES-SQ-0003 | PPE,SCBA | Safety Equipment |  | SCBA | http://www.toronto.ca/TWONTO#compressed_gas_cylinder |  | Breathing Air Tanks
94803 | FHO-SES-SCBA-0047 | Cylinder, SCBA, Air Pack, 3000 PSI, Ser #LT29069 | FHO-SES-SQ-0001 | PPE,SCBA | Safety Equipment |  | SCBA | http://www.toronto.ca/TWONTO#compressed_gas_cylinder |  | Safety Equipment
94804 | FHO-SES-SCBA-0047 | Cylinder, SCBA, Air Pack, 3000 PSI, Ser #LT29069 | FHO-SES-SQ-0003 | PPE,SCBA | Safety Equipment |  | SCBA | http://www.toronto.ca/TWONTO#compressed_gas_cylinder |  | Breathing Air Tanks
26278 | FHO-SES-SCBA-0052 | Cylinder, SCBA, Air Pack, 3000 PSI, Ser #LT29075 | FHO-SES-SQ-0001 | PPE,SCBA | Safety Equipment |  | SCBA | http://www.toronto.ca/TWONTO#compressed_gas_cylinder |  | Safety Equipment
94809 | FHO-SES-SCBA-0052 | Cylinder, SCBA, Air Pack, 3000 PSI, Ser #LT29075 | FHO-SES-SQ-0003 | PPE,SCBA | Safety Equipment |  | SCBA | http://www.toronto.ca/TWONTO#compressed_gas_cylinder |  | Breathing Air Tanks
26274 | FHO-SES-SCBA-0048 | Cylinder, SCBA, Air Pack, 3000 PSI, Ser #LT29203 | FHO-SES-SQ-0001 | PPE,SCBA | Safety Equipment |  | SCBA | http://www.toronto.ca/TWONTO#compressed_gas_cylinder |  | Safety Equipment
26275 | FHO-SES-SCBA-0048 | Cylinder, SCBA, Air Pack, 3000 PSI, Ser #LT29203 | FHO-SES-SQ-0003 | PPE,SCBA | Safety Equipment |  | SCBA | http://www.toronto.ca/TWONTO#compressed_gas_cylinder |  | Breathing Air Tanks
26272 | FHO-SES-SCBA-0045 | Cylinder, SCBA, Air Pack, 3000 PSI, Ser #LT29208 | FHO-SES-SQ-0001 | PPE,SCBA | Safety Equipment |  | SCBA | http://www.toronto.ca/TWONTO#compressed_gas_cylinder |  | Safety Equipment
26273 | FHO-SES-SCBA-0045 | Cylinder, SCBA, Air Pack, 3000 PSI, Ser #LT29208 | FHO-SES-SQ-0003 | PPE,SCBA | Safety Equipment |  | SCBA | http://www.toronto.ca/TWONTO#compressed_gas_cylinder |  | Breathing Air Tanks
96921 | FIS-FEQ-DM-4002 | Damper, Fire, AHU Return Air Duct, Marine Yard Building, Mechanical/Electrical Room | FIS-ACC-AHU-4001 |  | Safety Equipment |  | DM | http://www.toronto.ca/TWONTO#air_damper |  | Air Handling Unit, Marine Yard Ventilation, Mechanical/Electrical Room
96922 | FIS-FEQ-DM-4002 | Damper, Fire, AHU Return Air Duct, Marine Yard Building, Mechanical/Electrical Room | FIS-MARINE-M/ERM |  | Safety Equipment |  | DM | http://www.toronto.ca/TWONTO#air_damper |  | Mechanical/ Electrical Room, Marine Yard Building
96919 | FIS-FEQ-DM-4001 | Damper, Fire, AHU Supply Air Duct, Marine Yard Building, Under Stairs | FIS-ACC-AHU-4001 |  | Safety Equipment |  | DM | http://www.toronto.ca/TWONTO#air_damper |  | Air Handling Unit, Marine Yard Ventilation, Mechanical/Electrical Room
96920 | FIS-FEQ-DM-4001 | Damper, Fire, AHU Supply Air Duct, Marine Yard Building, Under Stairs | FIS-MARINE-M/ERM |  | Safety Equipment |  | DM | http://www.toronto.ca/TWONTO#air_damper |  | Mechanical/ Electrical Room, Marine Yard Building
29023 | FIS-FEQ-DM-4003 | Damper, Fire, Locker Room Exhaust Air Duct, Marine Yard Building, Mechanical/Electrical Room | FIS-ACC-FN-4003 |  | Safety Equipment |  | DM | http://www.toronto.ca/TWONTO#air_damper |  | Fan, Celing mounted, Marine Yard Building, Mechanical/Electrical Room
96923 | FIS-FEQ-DM-4003 | Damper, Fire, Locker Room Exhaust Air Duct, Marine Yard Building, Mechanical/Electrical Room | FIS-MARINE-M/ERM |  | Safety Equipment |  | DM | http://www.toronto.ca/TWONTO#air_damper |  | Mechanical/ Electrical Room, Marine Yard Building
81759 | TNT-WA9-SQ-0131 | Davit | TNT-WA9-SQ-0010 | PPE | Safety Equipment |  | SQ | http://www.toronto.ca/TWONTO#fall_arrest_Davit_arm |  | Fall arrest systems
81760 | TNT-WA9-SQ-0133 | Davit | TNT-WA9-SQ-0010 | PPE | Safety Equipment |  | SQ | http://www.toronto.ca/TWONTO#fall_arrest_Davit_arm |  | Fall arrest systems
140871 | TNT-WA9-SQ-0130 | Davit | TNT-WA9-SQ-0010 | PPE | Safety Equipment |  | SQ | http://www.toronto.ca/TWONTO#fall_arrest_Davit_arm |  | Fall arrest systems
140872 | TNT-WA9-SQ-0132 | Davit | TNT-WA9-SQ-0010 | PPE | Safety Equipment |  | SQ | http://www.toronto.ca/TWONTO#fall_arrest_Davit_arm |  | Fall arrest systems
55500 | TAB-WA1-SQ-5802 | Davit Arm | TAB-WA1-SQ-0001 | Safety,Emergency Kit | Safety Equipment |  | SQ | http://www.toronto.ca/TWONTO#fall_arrest_Davit_arm |  | WA1 Fall Arrest System
55503 | TAB-WA1-SQ-7890 | Davit Arm | TAB-WA1-SQ-0001 | Safety,Emergency Kit | Safety Equipment |  | SQ | http://www.toronto.ca/TWONTO#fall_arrest_Davit_arm |  | WA1 Fall Arrest System
55504 | TAB-WA1-SQ-8033 | Davit Arm | TAB-WA1-SQ-0001 | Safety,Emergency Kit | Safety Equipment |  | SQ | http://www.toronto.ca/TWONTO#fall_arrest_Davit_arm |  | WA1 Fall Arrest System
55607 | TAB-WA2-SQ-8281 | Davit Arm | TAB-WA2-SQ-0001 | PPE,Harness | Safety Equipment |  | SQ | http://www.toronto.ca/TWONTO#fall_arrest_Davit_arm |  | Fall Arrest System , Tripod and SRL
55609 | TAB-WA2-SQ-9280 | Davit Arm | TAB-WA2-SQ-0001 | PPE,Harness | Safety Equipment |  | SQ | http://www.toronto.ca/TWONTO#fall_arrest_Davit_arm |  | Fall Arrest System , Tripod and SRL
78734 | FHA-MCS-LD-6001 | Davit Arm | FHA-MCS-LD |  | Safety Equipment |  | LD | http://www.toronto.ca/TWONTO#fall_arrest_Davit_arm |  | Lifting Devices
119741 | TAB-WA1-SQ-3612 | Davit Arm | TAB-WA1-SQ-0001 | Safety,Emergency Kit | Safety Equipment |  | SQ | http://www.toronto.ca/TWONTO#fall_arrest_Davit_arm |  | WA1 Fall Arrest System
119742 | TAB-WA1-SQ-5497 | Davit Arm | TAB-WA1-SQ-0001 | Safety,Emergency Kit | Safety Equipment |  | SQ | http://www.toronto.ca/TWONTO#fall_arrest_Davit_arm |  | WA1 Fall Arrest System
119745 | TAB-WA1-SQ-6211 | Davit Arm | TAB-WA1-SQ-0001 | Safety,Emergency Kit | Safety Equipment |  | SQ | http://www.toronto.ca/TWONTO#fall_arrest_Davit_arm |  | WA1 Fall Arrest System
119821 | TAB-WA2-SQ-1454 | Davit Arm | TAB-WA2-SQ-0001 | PPE,Harness | Safety Equipment |  | SQ | http://www.toronto.ca/TWONTO#fall_arrest_Davit_arm |  | Fall Arrest System , Tripod and SRL
55719 | TAB-WA4-SQ-3406 | Davit Arm - 8517744 | TAB-WA4-SQ-0010 |  | Safety Equipment |  | SQ | http://www.toronto.ca/TWONTO#fall_arrest_Davit_arm |  | WA4 Fall arrest systems
55717 | TAB-WA4-SQ-3404 | Davit Arm - 8518006 | TAB-WA4-SQ-0010 |  | Safety Equipment |  | SQ | http://www.toronto.ca/TWONTO#fall_arrest_Davit_arm |  | WA4 Fall arrest systems
55718 | TAB-WA4-SQ-3405 | Davit Arm - 8518006 | TAB-WA4-SQ-0010 |  | Safety Equipment |  | SQ | http://www.toronto.ca/TWONTO#fall_arrest_Davit_arm |  | WA4 Fall arrest systems
55670 | TAB-WA3-SQ-DHA3 | Davit Arm (Dura Hoist) DH-3 | TAB-DEW-SQ-0010 | PPE,Lanyard | Safety Equipment |  |  | http://www.toronto.ca/TWONTO#fall_arrest_Davit_arm |  | WA3 Fall arrest systems portable cranes/hoists, come alongs, slings, wire rope, chains, electrical equipment etc.,
119886 | TAB-WA3-SQ-3406 | Davit Arm (Dura Hoist) DH-4 | TAB-DEW-SQ-0010 | PPE,Lanyard | Safety Equipment |  | SQ | http://www.toronto.ca/TWONTO#fall_arrest_Davit_arm |  | WA3 Fall arrest systems portable cranes/hoists, come alongs, slings, wire rope, chains, electrical equipment etc.,
138645 | THR-SES-LD-9698 | Davit Arm 48" Lower Mast Extension | THR-SES-LD | Safety | Safety Equipment |  | LD | http://www.toronto.ca/TWONTO#fall_arrest_Davit_arm |  | Lifting Device, Safety Equipment
78678 | THR-SES-LD-0506 | Davit Arm 48" Reach | THR-SES-LD | Safety | Safety Equipment |  | LD | http://www.toronto.ca/TWONTO#fall_arrest_Davit_arm |  | Lifting Device, Safety Equipment
78679 | THR-SES-LD-0506 | Davit Arm 48" Reach | THR-SES-SQ | Safety | Safety Equipment |  | LD | http://www.toronto.ca/TWONTO#fall_arrest_Davit_arm |  | Safety Equipment
78680 | THR-SES-LD-0664 | Davit Arm 48" Reach | THR-SES-LD | Safety | Safety Equipment |  | LD | http://www.toronto.ca/TWONTO#fall_arrest_Davit_arm |  | Lifting Device, Safety Equipment
78682 | THR-SES-LD-1681 | Davit Arm 48" Reach | THR-SES-LD | Safety | Safety Equipment |  | LD | http://www.toronto.ca/TWONTO#fall_arrest_Davit_arm |  | Lifting Device, Safety Equipment
78683 | THR-SES-LD-1752 | Davit Arm 48" Reach | THR-SES-LD | Safety | Safety Equipment |  | LD | http://www.toronto.ca/TWONTO#fall_arrest_Davit_arm |  | Lifting Device, Safety Equipment
78688 | THR-SES-LD-5746 | Davit Arm 48" Reach | THR-SES-LD | Safety | Safety Equipment |  | LD | http://www.toronto.ca/TWONTO#fall_arrest_Davit_arm |  | Lifting Device, Safety Equipment
138630 | THR-SES-LD-0678 | Davit Arm 48" Reach | THR-SES-LD | Safety | Safety Equipment |  | LD | http://www.toronto.ca/TWONTO#fall_arrest_Davit_arm |  | Lifting Device, Safety Equipment
33525 | COL-YKP-DA | Davit Arm Assembly | COL-YKP | Safety | Safety Equipment |  |  | http://www.toronto.ca/TWONTO#fall_arrest_Davit_arm |  | Kipling Yard
33526 | COL-YKP-DA | Davit Arm Assembly | YKP-BLD | Safety | Safety Equipment |  |  | http://www.toronto.ca/TWONTO#fall_arrest_Davit_arm |  | Collections - 435 Kipling Ave. Building envelope
8947 | COL-YKP-DA-0026S | Davit Arm Assembly with CENTRE BASE-110664 | COL-YKP-DA | Safety | Safety Equipment | 45989 | DA | http://www.toronto.ca/TWONTO#fall_arrest_Davit_arm |  | Davit Arm Assembly
33652 | COL-YKP-DA-0026S | Davit Arm Assembly with CENTRE BASE-110664 | COL-W-OBSOLETE | Safety | Safety Equipment | 45989 | DA | http://www.toronto.ca/TWONTO#fall_arrest_Davit_arm |  | Col West Obsolete Entities
33650 | COL-YKP-DA-0025S | Davit Arm Assembly with CENTRE BASE-150861 | COL-W-OBSOLETE | Safety | Safety Equipment | 45988 | DA | http://www.toronto.ca/TWONTO#fall_arrest_Davit_arm |  | Col West Obsolete Entities
33651 | COL-YKP-DA-0025S | Davit Arm Assembly with CENTRE BASE-150861 | COL-YKP-DA | Safety | Safety Equipment | 45988 | DA | http://www.toronto.ca/TWONTO#fall_arrest_Davit_arm |  | Davit Arm Assembly
8944 | COL-YKP-DA-0022S | Davit Arm Assembly with CENTRE BASE-150911 | COL-W-OBSOLETE | Safety | Safety Equipment | 45985 | DA | http://www.toronto.ca/TWONTO#fall_arrest_Davit_arm |  | Col West Obsolete Entities
33647 | COL-YKP-DA-0022S | Davit Arm Assembly with CENTRE BASE-150911 | COL-YKP-DA | Safety | Safety Equipment | 45985 | DA | http://www.toronto.ca/TWONTO#fall_arrest_Davit_arm |  | Davit Arm Assembly
8946 | COL-YKP-DA-0024S | Davit Arm Assembly with CENTRE BASE-1671129 | COL-YKP-DA | Safety | Safety Equipment | 45987 | DA | http://www.toronto.ca/TWONTO#fall_arrest_Davit_arm |  | Davit Arm Assembly
33649 | COL-YKP-DA-0024S | Davit Arm Assembly with CENTRE BASE-1671129 | COL-W-OBSOLETE | Safety | Safety Equipment | 45987 | DA | http://www.toronto.ca/TWONTO#fall_arrest_Davit_arm |  | Col West Obsolete Entities
8949 | COL-YKP-DA-0029S | Davit Arm Assembly with CENTRE BASE-17106 | COL-W-OBSOLETE | Safety | Safety Equipment | 45992 | DA | http://www.toronto.ca/TWONTO#fall_arrest_Davit_arm |  | Col West Obsolete Entities
8950 | COL-YKP-DA-0029S | Davit Arm Assembly with CENTRE BASE-17106 | COL-YKP-DA | Safety | Safety Equipment | 45992 | DA | http://www.toronto.ca/TWONTO#fall_arrest_Davit_arm |  | Davit Arm Assembly
8938 | COL-YKP-DA-0018S | Davit Arm Assembly with Davit-158076 | COL-W-OBSOLETE | Safety | Safety Equipment | 45982 | DA | http://www.toronto.ca/TWONTO#fall_arrest_Davit_arm |  | Col West Obsolete Entities
33636 | COL-YKP-DA-0018S | Davit Arm Assembly with Davit-158076 | COL-YKP-DA | Safety | Safety Equipment | 45982 | DA | http://www.toronto.ca/TWONTO#fall_arrest_Davit_arm |  | Davit Arm Assembly
8931 | COL-YKP-DA-0016S | Davit Arm Assembly with Upper Arm-110675 | COL-W-OBSOLETE | Safety | Safety Equipment | 45980 | DA | http://www.toronto.ca/TWONTO#fall_arrest_Davit_arm |  | Col West Obsolete Entities
33633 | COL-YKP-DA-0016S | Davit Arm Assembly with Upper Arm-110675 | COL-YKP-DA | Safety | Safety Equipment | 45980 | DA | http://www.toronto.ca/TWONTO#fall_arrest_Davit_arm |  | Davit Arm Assembly
8892 | COL-YKP-DA-0001S | Davit Arm Assembly with Upper Arm-110677 | COL-YKP-DA | Safety | Safety Equipment | 45967 | DA | http://www.toronto.ca/TWONTO#fall_arrest_Davit_arm |  | Davit Arm Assembly
33528 | COL-YKP-DA-0001S | Davit Arm Assembly with Upper Arm-110677 | COL-W-OBSOLETE | Safety | Safety Equipment | 45967 | DA | http://www.toronto.ca/TWONTO#fall_arrest_Davit_arm |  | Col West Obsolete Entities
8948 | COL-YKP-DA-0027S | Davit Arm Assembly with Upper Arm-110678 | COL-W-OBSOLETE | Safety | Safety Equipment | 46210 | DA | http://www.toronto.ca/TWONTO#fall_arrest_Davit_arm |  | Col West Obsolete Entities
33653 | COL-YKP-DA-0027S | Davit Arm Assembly with Upper Arm-110678 | COL-YKP-DA | Safety | Safety Equipment | 46210 | DA | http://www.toronto.ca/TWONTO#fall_arrest_Davit_arm |  | Davit Arm Assembly
8905 | COL-YKP-DA-0006S | Davit Arm Assembly with Upper Arm-111966 | COL-W-OBSOLETE | Safety | Safety Equipment | 45972 | DA | http://www.toronto.ca/TWONTO#fall_arrest_Davit_arm |  | Col West Obsolete Entities
33537 | COL-YKP-DA-0006S | Davit Arm Assembly with Upper Arm-111966 | COL-YKP-DA | Safety | Safety Equipment | 45972 | DA | http://www.toronto.ca/TWONTO#fall_arrest_Davit_arm |  | Davit Arm Assembly
8914 | COL-YKP-DA-0010S | Davit Arm Assembly with Upper Arm-11553 | COL-W-OBSOLETE | Safety | Safety Equipment | 45976 | DA | http://www.toronto.ca/TWONTO#fall_arrest_Davit_arm |  | Col West Obsolete Entities
33548 | COL-YKP-DA-0010S | Davit Arm Assembly with Upper Arm-11553 | COL-YKP-DA | Safety | Safety Equipment | 45976 | DA | http://www.toronto.ca/TWONTO#fall_arrest_Davit_arm |  | Davit Arm Assembly
8901 | COL-YKP-DA-0005S | Davit Arm Assembly with Upper Arm-150959 | COL-W-OBSOLETE | Safety | Safety Equipment | 45971 | DA | http://www.toronto.ca/TWONTO#fall_arrest_Davit_arm |  | Col West Obsolete Entities
8902 | COL-YKP-DA-0005S | Davit Arm Assembly with Upper Arm-150959 | COL-YKP-DA | Safety | Safety Equipment | 45971 | DA | http://www.toronto.ca/TWONTO#fall_arrest_Davit_arm |  | Davit Arm Assembly
33535 | COL-YKP-DA-0005S | Davit Arm Assembly with Upper Arm-150959 | YKP-BLD | Safety | Safety Equipment | 45971 | DA | http://www.toronto.ca/TWONTO#fall_arrest_Davit_arm |  | Collections - 435 Kipling Ave. Building envelope
33540 | COL-YKP-DA-0007S | Davit Arm Assembly with Upper Arm-150960 | COL-W-OBSOLETE | Safety | Safety Equipment | 45973 | DA | http://www.toronto.ca/TWONTO#fall_arrest_Davit_arm |  | Col West Obsolete Entities
33541 | COL-YKP-DA-0007S | Davit Arm Assembly with Upper Arm-150960 | COL-YKP-DA | Safety | Safety Equipment | 45973 | DA | http://www.toronto.ca/TWONTO#fall_arrest_Davit_arm |  | Davit Arm Assembly
8922 | COL-YKP-DA-0013S | Davit Arm Assembly with Upper Arm-151117 | COL-YKP-DA | Safety | Safety Equipment | 45977 | DA | http://www.toronto.ca/TWONTO#fall_arrest_Davit_arm |  | Davit Arm Assembly
33555 | COL-YKP-DA-0013S | Davit Arm Assembly with Upper Arm-151117 | COL-W-OBSOLETE | Safety | Safety Equipment | 45977 | DA | http://www.toronto.ca/TWONTO#fall_arrest_Davit_arm |  | Col West Obsolete Entities
8934 | COL-YKP-DA-0017S | Davit Arm Assembly with Upper Arm-153465 | COL-W-OBSOLETE | Safety | Safety Equipment | 45981 | DA | http://www.toronto.ca/TWONTO#fall_arrest_Davit_arm |  | Col West Obsolete Entities
8935 | COL-YKP-DA-0017S | Davit Arm Assembly with Upper Arm-153465 | COL-YKP-DA | Safety | Safety Equipment | 45981 | DA | http://www.toronto.ca/TWONTO#fall_arrest_Davit_arm |  | Davit Arm Assembly
8895 | COL-YKP-DA-0002S | Davit Arm Assembly with Upper Arm-16072 | COL-W-OBSOLETE | Safety | Safety Equipment | 45968 | DA | http://www.toronto.ca/TWONTO#fall_arrest_Davit_arm |  | Col West Obsolete Entities
33530 | COL-YKP-DA-0002S | Davit Arm Assembly with Upper Arm-16072 | COL-YKP-DA | Safety | Safety Equipment | 45968 | DA | http://www.toronto.ca/TWONTO#fall_arrest_Davit_arm |  | Davit Arm Assembly
33654 | COL-YKP-DA-0028S | Davit Arm Assembly with Upper Arm-1657 | COL-W-OBSOLETE | Safety | Safety Equipment | 45991 | DA | http://www.toronto.ca/TWONTO#fall_arrest_Davit_arm |  | Col West Obsolete Entities
33655 | COL-YKP-DA-0028S | Davit Arm Assembly with Upper Arm-1657 | COL-YKP-DA | Safety | Safety Equipment | 45991 | DA | http://www.toronto.ca/TWONTO#fall_arrest_Davit_arm |  | Davit Arm Assembly
8928 | COL-YKP-DA-0015S | Davit Arm Assembly with Upper Arm-1671130 | COL-YKP-DA | Safety | Safety Equipment | 45979 | DA | http://www.toronto.ca/TWONTO#fall_arrest_Davit_arm |  | Davit Arm Assembly
33559 | COL-YKP-DA-0015S | Davit Arm Assembly with Upper Arm-1671130 | COL-W-OBSOLETE | Safety | Safety Equipment | 45979 | DA | http://www.toronto.ca/TWONTO#fall_arrest_Davit_arm |  | Col West Obsolete Entities
8898 | COL-YKP-DA-0003S | Davit Arm Assembly with Upper Arm-1671137 | COL-W-OBSOLETE | Safety | Safety Equipment | 45969 | DA | http://www.toronto.ca/TWONTO#fall_arrest_Davit_arm |  | Col West Obsolete Entities
33532 | COL-YKP-DA-0003S | Davit Arm Assembly with Upper Arm-1671137 | COL-YKP-DA | Safety | Safety Equipment | 45969 | DA | http://www.toronto.ca/TWONTO#fall_arrest_Davit_arm |  | Davit Arm Assembly
8917 | COL-YKP-DA-0011S | Davit Arm Assembly with Upper Arm-1671146 | COL-W-OBSOLETE | Safety | Safety Equipment | 45532 | DA | http://www.toronto.ca/TWONTO#fall_arrest_Davit_arm |  | Col West Obsolete Entities
8918 | COL-YKP-DA-0011S | Davit Arm Assembly with Upper Arm-1671146 | COL-YKP-DA | Safety | Safety Equipment | 45532 | DA | http://www.toronto.ca/TWONTO#fall_arrest_Davit_arm |  | Davit Arm Assembly
8943 | COL-YKP-DA-0021S | Davit Arm Assembly with Upper Arm-1671155 | COL-YKP-DA | Safety | Safety Equipment | 45526 | DA | http://www.toronto.ca/TWONTO#fall_arrest_Davit_arm |  | Davit Arm Assembly
33645 | COL-YKP-DA-0021S | Davit Arm Assembly with Upper Arm-1671155 | COL-W-OBSOLETE | Safety | Safety Equipment | 45526 | DA | http://www.toronto.ca/TWONTO#fall_arrest_Davit_arm |  | Col West Obsolete Entities
33646 | COL-YKP-DA-0021S | Davit Arm Assembly with Upper Arm-1671155 | YKP-BLD | Safety | Safety Equipment | 45526 | DA | http://www.toronto.ca/TWONTO#fall_arrest_Davit_arm |  | Collections - 435 Kipling Ave. Building envelope
8941 | COL-YKP-DA-0020S | Davit Arm Assembly with Upper Arm-1683826 | COL-W-OBSOLETE | Safety | Safety Equipment | 45984 | DA | http://www.toronto.ca/TWONTO#fall_arrest_Davit_arm |  | Col West Obsolete Entities
8942 | COL-YKP-DA-0020S | Davit Arm Assembly with Upper Arm-1683826 | COL-YKP-DA | Safety | Safety Equipment | 45984 | DA | http://www.toronto.ca/TWONTO#fall_arrest_Davit_arm |  | Davit Arm Assembly
33639 | COL-YKP-DA-0019S | Davit Arm Assembly with Upper Arm-1717107 | COL-W-OBSOLETE | Safety | Safety Equipment | 45983 | DA | http://www.toronto.ca/TWONTO#fall_arrest_Davit_arm |  | Col West Obsolete Entities
33640 | COL-YKP-DA-0019S | Davit Arm Assembly with Upper Arm-1717107 | COL-YKP-DA | Safety | Safety Equipment | 45983 | DA | http://www.toronto.ca/TWONTO#fall_arrest_Davit_arm |  | Davit Arm Assembly
8920 | COL-YKP-DA-0012S | Davit Arm Assembly with Upper Arm-1723241 | COL-W-OBSOLETE | Safety | Safety Equipment | 45535 | DA | http://www.toronto.ca/TWONTO#fall_arrest_Davit_arm |  | Col West Obsolete Entities
33552 | COL-YKP-DA-0012S | Davit Arm Assembly with Upper Arm-1723241 | COL-YKP-DA | Safety | Safety Equipment | 45535 | DA | http://www.toronto.ca/TWONTO#fall_arrest_Davit_arm |  | Davit Arm Assembly
8925 | COL-YKP-DA-0014S | Davit Arm Assembly with Upper Arm-1731955 | COL-W-OBSOLETE | Safety | Safety Equipment | 45978 | DA | http://www.toronto.ca/TWONTO#fall_arrest_Davit_arm |  | Col West Obsolete Entities
33557 | COL-YKP-DA-0014S | Davit Arm Assembly with Upper Arm-1731955 | COL-YKP-DA | Safety | Safety Equipment | 45978 | DA | http://www.toronto.ca/TWONTO#fall_arrest_Davit_arm |  | Davit Arm Assembly
8900 | COL-YKP-DA-0004S | Davit Arm Assembly with Upper Arm-1734509 | COL-W-OBSOLETE | Safety | Safety Equipment | 45970 | DA | http://www.toronto.ca/TWONTO#fall_arrest_Davit_arm |  | Col West Obsolete Entities
33534 | COL-YKP-DA-0004S | Davit Arm Assembly with Upper Arm-1734509 | COL-YKP-DA | Safety | Safety Equipment | 45970 | DA | http://www.toronto.ca/TWONTO#fall_arrest_Davit_arm |  | Davit Arm Assembly
8945 | COL-YKP-DA-0023S | Davit Arm Assembly with Upper Arm-1734510 | COL-W-OBSOLETE | Safety | Safety Equipment | 45986 | DA | http://www.toronto.ca/TWONTO#fall_arrest_Davit_arm |  | Col West Obsolete Entities
33648 | COL-YKP-DA-0023S | Davit Arm Assembly with Upper Arm-1734510 | COL-YKP-DA | Safety | Safety Equipment | 45986 | DA | http://www.toronto.ca/TWONTO#fall_arrest_Davit_arm |  | Davit Arm Assembly
8913 | COL-YKP-DA-0009S | Davit Arm Assembly with Upper Arm-1734511 | COL-W-OBSOLETE | Safety | Safety Equipment | 45975 | DA | http://www.toronto.ca/TWONTO#fall_arrest_Davit_arm |  | Col West Obsolete Entities
33544 | COL-YKP-DA-0009S | Davit Arm Assembly with Upper Arm-1734511 | COL-YKP-DA | Safety | Safety Equipment | 45975 | DA | http://www.toronto.ca/TWONTO#fall_arrest_Davit_arm |  | Davit Arm Assembly
8909 | COL-YKP-DA-0008S | Davit Arm Assembly with Upper Davit-35408 | COL-W-OBSOLETE | Safety | Safety Equipment | 45974 | DA | http://www.toronto.ca/TWONTO#fall_arrest_Davit_arm |  | Col West Obsolete Entities
8910 | COL-YKP-DA-0008S | Davit Arm Assembly with Upper Davit-35408 | COL-YKP-DA | Safety | Safety Equipment | 45974 | DA | http://www.toronto.ca/TWONTO#fall_arrest_Davit_arm |  | Davit Arm Assembly
83038 | FHA-SES-SQ-0099 | Davit arm Base North FP660/00 davit base 4946 | FHA-SES-SQ-6 |  | Safety Equipment |  | SQ | http://www.toronto.ca/TWONTO#fall_arrest_Davit_arm |  | Safety Fall Protection Equipment
83037 | FHA-SES-SQ-0098 | Davit arm Base North FP660/00 davit base Ser 4978 | FHA-SES-SQ-6 |  | Safety Equipment |  | SQ | http://www.toronto.ca/TWONTO#fall_arrest_Davit_arm |  | Safety Fall Protection Equipment
83039 | FHA-SES-SQ-0100 | Davit arm Base North FP6660 davit base Ser 4717 | FHA-SES-SQ-6 |  | Safety Equipment |  | SQ | http://www.toronto.ca/TWONTO#fall_arrest_Davit_arm |  | Safety Fall Protection Equipment
82874 | FHA-SES-SQ-0077 | Davit arm Base North FP6660/00 davit base 2447 | FHA-SES |  | Safety Equipment |  | SQ | http://www.toronto.ca/TWONTO#fall_arrest_Davit_arm |  | Safety & Environmental Services
82875 | FHA-SES-SQ-0077 | Davit arm Base North FP6660/00 davit base 2447 | FHA-SES-SQ-6 |  | Safety Equipment |  | SQ | http://www.toronto.ca/TWONTO#fall_arrest_Davit_arm |  | Safety Fall Protection Equipment
18686 | FHA-SES-SQ-0081 | Davit arm Base North FP6660/00 davit base Ser 2617 | FHA-SES |  | Safety Equipment |  | SQ | http://www.toronto.ca/TWONTO#fall_arrest_Davit_arm |  | Safety & Environmental Services
83024 | FHA-SES-SQ-0081 | Davit arm Base North FP6660/00 davit base Ser 2617 | FHA-SES-SQ-6 |  | Safety Equipment |  | SQ | http://www.toronto.ca/TWONTO#fall_arrest_Davit_arm |  | Safety Fall Protection Equipment
18685 | FHA-SES-SQ-0079 | Davit arm Base North FP6660/00 davit base Ser 2646 | FHA-SES |  | Safety Equipment |  | SQ | http://www.toronto.ca/TWONTO#fall_arrest_Davit_arm |  | Safety & Environmental Services
83021 | FHA-SES-SQ-0079 | Davit arm Base North FP6660/00 davit base Ser 2646 | FHA-SES-SQ-6 |  | Safety Equipment |  | SQ | http://www.toronto.ca/TWONTO#fall_arrest_Davit_arm |  | Safety Fall Protection Equipment
83019 | FHA-SES-SQ-0078 | Davit arm Base North FP6660/00 davit base Ser 2686 | FHA-SES |  | Safety Equipment |  | SQ | http://www.toronto.ca/TWONTO#fall_arrest_Davit_arm |  | Safety & Environmental Services
83020 | FHA-SES-SQ-0078 | Davit arm Base North FP6660/00 davit base Ser 2686 | FHA-SES-SQ-6 |  | Safety Equipment |  | SQ | http://www.toronto.ca/TWONTO#fall_arrest_Davit_arm |  | Safety Fall Protection Equipment
9075 | COL-YKP-DA-1683830 | Davit Arm Base-1683830 | COL-YKP-DA-0020S | Safety | Safety Equipment |  | DA | http://www.toronto.ca/TWONTO#fall_arrest_Davit_arm |  | Davit Arm Assembly with Upper Arm-1683826
34169 | COL-YKP-DA-1683830 | Davit Arm Base-1683830 | COL-W-OBSOLETE | Safety | Safety Equipment |  | DA | http://www.toronto.ca/TWONTO#fall_arrest_Davit_arm |  | Col West Obsolete Entities
34170 | COL-YKP-DA-1683830 | Davit Arm Base-1683830 | COL-YKP-DA | Safety | Safety Equipment |  | DA | http://www.toronto.ca/TWONTO#fall_arrest_Davit_arm |  | Davit Arm Assembly
9086 | COL-YKP-DA-17104 | Davit Arm Base-17104 | COL-W-OBSOLETE | Safety | Safety Equipment |  | DA | http://www.toronto.ca/TWONTO#fall_arrest_Davit_arm |  | Col West Obsolete Entities
9087 | COL-YKP-DA-17104 | Davit Arm Base-17104 | COL-YKP-DA-0005S | Safety | Safety Equipment |  | DA | http://www.toronto.ca/TWONTO#fall_arrest_Davit_arm |  | Davit Arm Assembly with Upper Arm-150959
9088 | COL-YKP-DA-17104 | Davit Arm Base-17104 | COL-YKP-DA-0021S | Safety | Safety Equipment |  | DA | http://www.toronto.ca/TWONTO#fall_arrest_Davit_arm |  | Davit Arm Assembly with Upper Arm-1671155
34368 | COL-YKP-DA-17104 | Davit Arm Base-17104 | COL-YKP-DA | Safety | Safety Equipment |  | DA | http://www.toronto.ca/TWONTO#fall_arrest_Davit_arm |  | Davit Arm Assembly
9149 | COL-YKP-DA-87516 | Davit Arm Base-87516 | COL-YKP-DA-0005S | Safety | Safety Equipment |  | DA | http://www.toronto.ca/TWONTO#fall_arrest_Davit_arm |  | Davit Arm Assembly with Upper Arm-150959
34783 | COL-YKP-DA-87516 | Davit Arm Base-87516 | COL-YKP-DA | Safety | Safety Equipment |  | DA | http://www.toronto.ca/TWONTO#fall_arrest_Davit_arm |  | Davit Arm Assembly
83022 | FHA-SES-SQ-0080 | Davit arm North FP6670/24 davit arm Ser 01800 | FHA-SES |  | Safety Equipment |  | SQ | http://www.toronto.ca/TWONTO#fall_arrest_Davit_arm |  | Safety & Environmental Services
83023 | FHA-SES-SQ-0080 | Davit arm North FP6670/24 davit arm Ser 01800 | FHA-SES-SQ-6 |  | Safety Equipment |  | SQ | http://www.toronto.ca/TWONTO#fall_arrest_Davit_arm |  | Safety Fall Protection Equipment
138641 | THR-SES-LD-7623 | Davit Arm Portable Base | THR-SES-LD | Safety | Safety Equipment |  | LD | davit_base |  | Lifting Device, Safety Equipment
94838 | FHO-SES-SQ-5005 | Davit Arm- Sr # 117725, Main floor, Flocculation gallery | FHO-SES-SQ-0005 | PPE | Safety Equipment |  | SQ | http://www.toronto.ca/TWONTO#fall_arrest_Davit_arm |  | Fall Arrest Systems
138636 | THR-SES-LD-6125 | Davit Arm, 1 Piece, for Grit Bldg | THR-SES-LD | Safety | Safety Equipment |  | LD | http://www.toronto.ca/TWONTO#fall_arrest_Davit_arm |  | Lifting Device, Safety Equipment
78684 | THR-SES-LD-2381 | Davit Arm, 48" Reach | THR-SES-LD | Safety | Safety Equipment |  | LD | http://www.toronto.ca/TWONTO#fall_arrest_Davit_arm |  | Lifting Device, Safety Equipment
138632 | THR-SES-LD-2381 | Davit Arm, 48" Reach | THR-SES-SQ | Safety | Safety Equipment |  | LD | http://www.toronto.ca/TWONTO#fall_arrest_Davit_arm |  | Safety Equipment
78689 | THR-SES-LD-6124 | Davit Arm, 5 Piece PS2 | THR-SES-LD | Safety | Safety Equipment |  | LD | http://www.toronto.ca/TWONTO#fall_arrest_Davit_arm |  | Lifting Device, Safety Equipment
94870 | FHO-SES-SQ-6102 | Davit Arm, Serial Number 50212, Main Floor, Flocculation Gallery, | FHO-SES-SQ-0005 | PPE | Safety Equipment |  | SQ | http://www.toronto.ca/TWONTO#fall_arrest_Davit_arm |  | Fall Arrest Systems
8929 | COL-YKP-DA-0016(S) | Davit Arm-110675 | COL-W-OBSOLETE |  | Safety Equipment | 39121 | DA | http://www.toronto.ca/TWONTO#fall_arrest_Davit_arm |  | Col West Obsolete Entities
8930 | COL-YKP-DA-0016(S) | Davit Arm-110675 | YKP-BLD |  | Safety Equipment | 39121 | DA | http://www.toronto.ca/TWONTO#fall_arrest_Davit_arm |  | Collections - 435 Kipling Ave. Building envelope
33632 | COL-YKP-DA-0016(S) | Davit Arm-110675 | COL-YKP-DA |  | Safety Equipment | 39121 | DA | http://www.toronto.ca/TWONTO#fall_arrest_Davit_arm |  | Davit Arm Assembly
8896 | COL-YKP-DA-0003(S) | Davit Arm-110677 | COL-YKP-DA |  | Safety Equipment | 39110 | DA | http://www.toronto.ca/TWONTO#fall_arrest_Davit_arm |  | Davit Arm Assembly
8897 | COL-YKP-DA-0003(S) | Davit Arm-110677 | YKP-BLD |  | Safety Equipment | 39110 | DA | http://www.toronto.ca/TWONTO#fall_arrest_Davit_arm |  | Collections - 435 Kipling Ave. Building envelope
33531 | COL-YKP-DA-0003(S) | Davit Arm-110677 | COL-W-OBSOLETE |  | Safety Equipment | 39110 | DA | http://www.toronto.ca/TWONTO#fall_arrest_Davit_arm |  | Col West Obsolete Entities
8903 | COL-YKP-DA-0006(S) | Davit Arm-110678 | COL-W-OBSOLETE |  | Safety Equipment | 39111 | DA | http://www.toronto.ca/TWONTO#fall_arrest_Davit_arm |  | Col West Obsolete Entities
8904 | COL-YKP-DA-0006(S) | Davit Arm-110678 | YKP-BLD |  | Safety Equipment | 39111 | DA | http://www.toronto.ca/TWONTO#fall_arrest_Davit_arm |  | Collections - 435 Kipling Ave. Building envelope
33536 | COL-YKP-DA-0006(S) | Davit Arm-110678 | COL-YKP-DA |  | Safety Equipment | 39111 | DA | http://www.toronto.ca/TWONTO#fall_arrest_Davit_arm |  | Davit Arm Assembly
8932 | COL-YKP-DA-0017(S) | Davit Arm-111966 | COL-W-OBSOLETE |  | Safety Equipment | 39122 | DA | http://www.toronto.ca/TWONTO#fall_arrest_Davit_arm |  | Col West Obsolete Entities
8933 | COL-YKP-DA-0017(S) | Davit Arm-111966 | COL-YKP-DA |  | Safety Equipment | 39122 | DA | http://www.toronto.ca/TWONTO#fall_arrest_Davit_arm |  | Davit Arm Assembly
33634 | COL-YKP-DA-0017(S) | Davit Arm-111966 | YKP-BLD |  | Safety Equipment | 39122 | DA | http://www.toronto.ca/TWONTO#fall_arrest_Davit_arm |  | Collections - 435 Kipling Ave. Building envelope
33545 | COL-YKP-DA-0010(S) | Davit Arm-150958 | COL-W-OBSOLETE |  | Safety Equipment | 39115 | DA | http://www.toronto.ca/TWONTO#fall_arrest_Davit_arm |  | Col West Obsolete Entities
33546 | COL-YKP-DA-0010(S) | Davit Arm-150958 | COL-YKP-DA |  | Safety Equipment | 39115 | DA | http://www.toronto.ca/TWONTO#fall_arrest_Davit_arm |  | Davit Arm Assembly
33547 | COL-YKP-DA-0010(S) | Davit Arm-150958 | YKP-BLD |  | Safety Equipment | 39115 | DA | http://www.toronto.ca/TWONTO#fall_arrest_Davit_arm |  | Collections - 435 Kipling Ave. Building envelope
8906 | COL-YKP-DA-0007(S) | Davit Arm-150960 | COL-YKP-DA |  | Safety Equipment | 39112 | DA | http://www.toronto.ca/TWONTO#fall_arrest_Davit_arm |  | Davit Arm Assembly
33538 | COL-YKP-DA-0007(S) | Davit Arm-150960 | COL-W-OBSOLETE |  | Safety Equipment | 39112 | DA | http://www.toronto.ca/TWONTO#fall_arrest_Davit_arm |  | Col West Obsolete Entities
33539 | COL-YKP-DA-0007(S) | Davit Arm-150960 | YKP-BLD |  | Safety Equipment | 39112 | DA | http://www.toronto.ca/TWONTO#fall_arrest_Davit_arm |  | Collections - 435 Kipling Ave. Building envelope
8890 | COL-YKP-DA-0001(S) | Davit Arm-150961 | COL-W-OBSOLETE | Safety | Safety Equipment | 39108 | DA | http://www.toronto.ca/TWONTO#fall_arrest_Davit_arm |  | Col West Obsolete Entities
8891 | COL-YKP-DA-0001(S) | Davit Arm-150961 | YKP-BLD | Safety | Safety Equipment | 39108 | DA | http://www.toronto.ca/TWONTO#fall_arrest_Davit_arm |  | Collections - 435 Kipling Ave. Building envelope
33527 | COL-YKP-DA-0001(S) | Davit Arm-150961 | COL-YKP-DA | Safety | Safety Equipment | 39108 | DA | http://www.toronto.ca/TWONTO#fall_arrest_Davit_arm |  | Davit Arm Assembly
8899 | COL-YKP-DA-0004(S) | Davit Arm-151117 | COL-W-OBSOLETE |  | Safety Equipment | 35895 | DA | http://www.toronto.ca/TWONTO#fall_arrest_Davit_arm |  | Col West Obsolete Entities
33533 | COL-YKP-DA-0004(S) | Davit Arm-151117 | YKP-BLD |  | Safety Equipment | 35895 | DA | http://www.toronto.ca/TWONTO#fall_arrest_Davit_arm |  | Collections - 435 Kipling Ave. Building envelope
8911 | COL-YKP-DA-0009(S) | Davit Arm-153456 | COL-W-OBSOLETE |  | Safety Equipment | 39114 | DA | http://www.toronto.ca/TWONTO#fall_arrest_Davit_arm |  | Col West Obsolete Entities
8912 | COL-YKP-DA-0009(S) | Davit Arm-153456 | YKP-BLD |  | Safety Equipment | 39114 | DA | http://www.toronto.ca/TWONTO#fall_arrest_Davit_arm |  | Collections - 435 Kipling Ave. Building envelope
33543 | COL-YKP-DA-0009(S) | Davit Arm-153456 | COL-YKP-DA |  | Safety Equipment | 39114 | DA | http://www.toronto.ca/TWONTO#fall_arrest_Davit_arm |  | Davit Arm Assembly
8919 | COL-YKP-DA-0012(S) | Davit Arm-158189 | YKP-BLD |  | Safety Equipment | 39117 | DA | http://www.toronto.ca/TWONTO#fall_arrest_Davit_arm |  | Collections - 435 Kipling Ave. Building envelope
33550 | COL-YKP-DA-0012(S) | Davit Arm-158189 | COL-W-OBSOLETE |  | Safety Equipment | 39117 | DA | http://www.toronto.ca/TWONTO#fall_arrest_Davit_arm |  | Col West Obsolete Entities
33551 | COL-YKP-DA-0012(S) | Davit Arm-158189 | COL-YKP-DA |  | Safety Equipment | 39117 | DA | http://www.toronto.ca/TWONTO#fall_arrest_Davit_arm |  | Davit Arm Assembly
8939 | COL-YKP-DA-0019(S) | Davit Arm-16070 | COL-YKP-DA |  | Safety Equipment | 39124 | DA | http://www.toronto.ca/TWONTO#fall_arrest_Davit_arm |  | Davit Arm Assembly
33637 | COL-YKP-DA-0019(S) | Davit Arm-16070 | COL-W-OBSOLETE |  | Safety Equipment | 39124 | DA | http://www.toronto.ca/TWONTO#fall_arrest_Davit_arm |  | Col West Obsolete Entities
33638 | COL-YKP-DA-0019(S) | Davit Arm-16070 | YKP-BLD |  | Safety Equipment | 39124 | DA | http://www.toronto.ca/TWONTO#fall_arrest_Davit_arm |  | Collections - 435 Kipling Ave. Building envelope
8907 | COL-YKP-DA-0008(S) | Davit Arm-16072 | COL-YKP-DA |  | Safety Equipment | 39113 | DA | http://www.toronto.ca/TWONTO#fall_arrest_Davit_arm |  | Davit Arm Assembly
8908 | COL-YKP-DA-0008(S) | Davit Arm-16072 | YKP-BLD |  | Safety Equipment | 39113 | DA | http://www.toronto.ca/TWONTO#fall_arrest_Davit_arm |  | Collections - 435 Kipling Ave. Building envelope
33542 | COL-YKP-DA-0008(S) | Davit Arm-16072 | COL-W-OBSOLETE |  | Safety Equipment | 39113 | DA | http://www.toronto.ca/TWONTO#fall_arrest_Davit_arm |  | Col West Obsolete Entities
8893 | COL-YKP-DA-0002(S) | Davit Arm-16073 | COL-W-OBSOLETE | Safety | Safety Equipment | 39109 | DA | http://www.toronto.ca/TWONTO#fall_arrest_Davit_arm |  | Col West Obsolete Entities
8894 | COL-YKP-DA-0002(S) | Davit Arm-16073 | COL-YKP-DA | Safety | Safety Equipment | 39109 | DA | http://www.toronto.ca/TWONTO#fall_arrest_Davit_arm |  | Davit Arm Assembly
33529 | COL-YKP-DA-0002(S) | Davit Arm-16073 | YKP-BLD | Safety | Safety Equipment | 39109 | DA | http://www.toronto.ca/TWONTO#fall_arrest_Davit_arm |  | Collections - 435 Kipling Ave. Building envelope
8915 | COL-YKP-DA-0011(S) | Davit Arm-163195 | COL-W-OBSOLETE |  | Safety Equipment | 39116 | DA | http://www.toronto.ca/TWONTO#fall_arrest_Davit_arm |  | Col West Obsolete Entities
8916 | COL-YKP-DA-0011(S) | Davit Arm-163195 | YKP-BLD |  | Safety Equipment | 39116 | DA | http://www.toronto.ca/TWONTO#fall_arrest_Davit_arm |  | Collections - 435 Kipling Ave. Building envelope
33549 | COL-YKP-DA-0011(S) | Davit Arm-163195 | COL-YKP-DA |  | Safety Equipment | 39116 | DA | http://www.toronto.ca/TWONTO#fall_arrest_Davit_arm |  | Davit Arm Assembly
8926 | COL-YKP-DA-0015(S) | Davit Arm-1671130 | COL-W-OBSOLETE | Safety | Safety Equipment | 39120 | DA | http://www.toronto.ca/TWONTO#fall_arrest_Davit_arm |  | Col West Obsolete Entities
8927 | COL-YKP-DA-0015(S) | Davit Arm-1671130 | YKP-BLD | Safety | Safety Equipment | 39120 | DA | http://www.toronto.ca/TWONTO#fall_arrest_Davit_arm |  | Collections - 435 Kipling Ave. Building envelope
33558 | COL-YKP-DA-0015(S) | Davit Arm-1671130 | COL-YKP-DA | Safety | Safety Equipment | 39120 | DA | http://www.toronto.ca/TWONTO#fall_arrest_Davit_arm |  | Davit Arm Assembly
8923 | COL-YKP-DA-0014(S) | Davit Arm-1671137 | COL-W-OBSOLETE |  | Safety Equipment | 39119 | DA | http://www.toronto.ca/TWONTO#fall_arrest_Davit_arm |  | Col West Obsolete Entities
8924 | COL-YKP-DA-0014(S) | Davit Arm-1671137 | COL-YKP-DA |  | Safety Equipment | 39119 | DA | http://www.toronto.ca/TWONTO#fall_arrest_Davit_arm |  | Davit Arm Assembly
33556 | COL-YKP-DA-0014(S) | Davit Arm-1671137 | YKP-BLD |  | Safety Equipment | 39119 | DA | http://www.toronto.ca/TWONTO#fall_arrest_Davit_arm |  | Collections - 435 Kipling Ave. Building envelope
8921 | COL-YKP-DA-0013(S) | Davit Arm-1671138 | YKP-BLD |  | Safety Equipment | 39118 | DA | http://www.toronto.ca/TWONTO#fall_arrest_Davit_arm |  | Collections - 435 Kipling Ave. Building envelope
33553 | COL-YKP-DA-0013(S) | Davit Arm-1671138 | COL-W-OBSOLETE |  | Safety Equipment | 39118 | DA | http://www.toronto.ca/TWONTO#fall_arrest_Davit_arm |  | Col West Obsolete Entities
33554 | COL-YKP-DA-0013(S) | Davit Arm-1671138 | COL-YKP-DA |  | Safety Equipment | 39118 | DA | http://www.toronto.ca/TWONTO#fall_arrest_Davit_arm |  | Davit Arm Assembly
8936 | COL-YKP-DA-0018(S) | Davit Arm-1671141 | COL-W-OBSOLETE |  | Safety Equipment | 39123 | DA | http://www.toronto.ca/TWONTO#fall_arrest_Davit_arm |  | Col West Obsolete Entities
8937 | COL-YKP-DA-0018(S) | Davit Arm-1671141 | YKP-BLD |  | Safety Equipment | 39123 | DA | http://www.toronto.ca/TWONTO#fall_arrest_Davit_arm |  | Collections - 435 Kipling Ave. Building envelope
33635 | COL-YKP-DA-0018(S) | Davit Arm-1671141 | COL-YKP-DA |  | Safety Equipment | 39123 | DA | http://www.toronto.ca/TWONTO#fall_arrest_Davit_arm |  | Davit Arm Assembly
33643 | COL-YKP-DA-0021(S) | Davit Arm-17104 (Spare) | COL-W-OBSOLETE |  | Safety Equipment | 36260 | DA | http://www.toronto.ca/TWONTO#fall_arrest_Davit_arm |  | Col West Obsolete Entities
33644 | COL-YKP-DA-0021(S) | Davit Arm-17104 (Spare) | YKP-BLD |  | Safety Equipment | 36260 | DA | http://www.toronto.ca/TWONTO#fall_arrest_Davit_arm |  | Collections - 435 Kipling Ave. Building envelope
8940 | COL-YKP-DA-0020(S) | Davit Arm-35408 | COL-YKP-DA |  | Safety Equipment | 39125 | DA | http://www.toronto.ca/TWONTO#fall_arrest_Davit_arm |  | Davit Arm Assembly
33641 | COL-YKP-DA-0020(S) | Davit Arm-35408 | COL-W-OBSOLETE |  | Safety Equipment | 39125 | DA | http://www.toronto.ca/TWONTO#fall_arrest_Davit_arm |  | Col West Obsolete Entities
33642 | COL-YKP-DA-0020(S) | Davit Arm-35408 | YKP-BLD |  | Safety Equipment | 39125 | DA | http://www.toronto.ca/TWONTO#fall_arrest_Davit_arm |  | Collections - 435 Kipling Ave. Building envelope
18690 | FHA-SES-SQ-0113 | Davit Base | FHA-SES |  | Safety Equipment |  | SQ | davit_base |  | Safety & Environmental Services
18691 | FHA-SES-SQ-0114 | Davit Base | FHA-SES |  | Safety Equipment |  | SQ | davit_base |  | Safety & Environmental Services
18741 | FHA-SES-SQ-6091 | Davit Base | FHA-SES |  | Safety Equipment |  | SQ | davit_base |  | Safety & Environmental Services
83040 | FHA-SES-SQ-0112 | Davit Base | FHA-SES |  | Safety Equipment |  | SQ | davit_base |  | Safety & Environmental Services
83562 | FHA-SES-SQ-6081 | Davit Base | FHA-SES |  | Safety Equipment |  | SQ | davit_base |  | Safety & Environmental Services
83563 | FHA-SES-SQ-6101 | Davit Base | FHA-SES |  | Safety Equipment |  | SQ | davit_base |  | Safety & Environmental Services
8951 | COL-YKP-DA-106783 | Davit Base Leg-106783 | COL-YKP-DA-0025S | Safety | Safety Equipment |  | DA | davit_base |  | Davit Arm Assembly with CENTRE BASE-150861
33656 | COL-YKP-DA-106783 | Davit Base Leg-106783 | COL-YKP-DA | Safety | Safety Equipment |  | DA | davit_base |  | Davit Arm Assembly
8952 | COL-YKP-DA-106784 | Davit Base Leg-106784 | COL-YKP-DA | Safety | Safety Equipment |  | DA | davit_base |  | Davit Arm Assembly
33657 | COL-YKP-DA-106784 | Davit Base Leg-106784 | COL-YKP-DA-0026S | Safety | Safety Equipment |  | DA | davit_base |  | Davit Arm Assembly with CENTRE BASE-110664
8953 | COL-YKP-DA-107724 | Davit Base Leg-107724 | COL-YKP-DA | Safety | Safety Equipment |  | DA | davit_base |  | Davit Arm Assembly
33658 | COL-YKP-DA-108189 | Davit Base Leg-108189 | COL-YKP-DA | Safety | Safety Equipment |  | DA | davit_base |  | Davit Arm Assembly
33659 | COL-YKP-DA-108189 | Davit Base Leg-108189 | COL-YKP-DA-0015S | Safety | Safety Equipment |  | DA | davit_base |  | Davit Arm Assembly with Upper Arm-1671130
8954 | COL-YKP-DA-108201 | Davit Base Leg-108201 | COL-YKP-DA | Safety | Safety Equipment |  | DA | davit_base |  | Davit Arm Assembly
33660 | COL-YKP-DA-108201 | Davit Base Leg-108201 | COL-YKP-DA-0015S | Safety | Safety Equipment |  | DA | davit_base |  | Davit Arm Assembly with Upper Arm-1671130
8957 | COL-YKP-DA-109848S | Davit Base Leg-109848 | COL-W-OBSOLETE | Safety | Safety Equipment | 45515 | DA | davit_base |  | Col West Obsolete Entities
33661 | COL-YKP-DA-109848S | Davit Base Leg-109848 | COL-YKP-DA-0002S | Safety | Safety Equipment | 45515 | DA | davit_base |  | Davit Arm Assembly with Upper Arm-16072
8960 | COL-YKP-DA-110675A(S) | Davit Base Leg-110675A | COL-W-OBSOLETE | Safety | Safety Equipment | 46000 | DA | davit_base |  | Col West Obsolete Entities
33666 | COL-YKP-DA-110675A(S) | Davit Base Leg-110675A | COL-YKP-DA-0016S | Safety | Safety Equipment | 46000 | DA | davit_base |  | Davit Arm Assembly with Upper Arm-110675
8961 | COL-YKP-DA-110675AA(S) | Davit Base Leg-110675AA | COL-W-OBSOLETE | Safety | Safety Equipment | 46001 | DA | davit_base |  | Col West Obsolete Entities
8962 | COL-YKP-DA-110675AA(S) | Davit Base Leg-110675AA | COL-YKP-DA-0016S | Safety | Safety Equipment | 46001 | DA | davit_base |  | Davit Arm Assembly with Upper Arm-110675
33670 | COL-YKP-DA-111461 | Davit Base Leg-111461 | COL-YKP-DA | Safety | Safety Equipment |  | DA | davit_base |  | Davit Arm Assembly
33671 | COL-YKP-DA-111461 | Davit Base Leg-111461 | COL-YKP-DA-0017S | Safety | Safety Equipment |  | DA | davit_base |  | Davit Arm Assembly with Upper Arm-153465
33672 | COL-YKP-DA-111464 | Davit Base Leg-111464 | COL-YKP-DA | Safety | Safety Equipment |  | DA | davit_base |  | Davit Arm Assembly
33673 | COL-YKP-DA-111464 | Davit Base Leg-111464 | COL-YKP-DA-0017S | Safety | Safety Equipment |  | DA | davit_base |  | Davit Arm Assembly with Upper Arm-153465
8965 | COL-YKP-DA-112011 | Davit Base Leg-112011 | COL-YKP-DA-0006S | Safety | Safety Equipment |  | DA | davit_base |  | Davit Arm Assembly with Upper Arm-111966
33675 | COL-YKP-DA-112011 | Davit Base Leg-112011 | COL-YKP-DA | Safety | Safety Equipment |  | DA | davit_base |  | Davit Arm Assembly
8966 | COL-YKP-DA-112020 | Davit Base Leg-112020 | COL-YKP-DA-0006S | Safety | Safety Equipment |  | DA | davit_base |  | Davit Arm Assembly with Upper Arm-111966
33676 | COL-YKP-DA-112020 | Davit Base Leg-112020 | COL-YKP-DA | Safety | Safety Equipment |  | DA | davit_base |  | Davit Arm Assembly
8972 | COL-YKP-DA-11720 | Davit Base Leg-11720 | COL-YKP-DA | Safety | Safety Equipment |  | DA | davit_base |  | Davit Arm Assembly
33680 | COL-YKP-DA-11720 | Davit Base Leg-11720 | COL-YKP-DA-0013S | Safety | Safety Equipment |  | DA | davit_base |  | Davit Arm Assembly with Upper Arm-151117
8973 | COL-YKP-DA-139158 | Davit Base Leg-139158 | COL-YKP-DA | Safety | Safety Equipment |  | DA | davit_base |  | Davit Arm Assembly
33681 | COL-YKP-DA-139159 | Davit Base Leg-139159 | COL-YKP-DA | Safety | Safety Equipment |  | DA | davit_base |  | Davit Arm Assembly
8974 | COL-YKP-DA-149312 | Davit Base Leg-149312 | COL-YKP-DA-0005S | Safety | Safety Equipment |  | DA | davit_base |  | Davit Arm Assembly with Upper Arm-150959
33682 | COL-YKP-DA-149312 | Davit Base Leg-149312 | COL-YKP-DA | Safety | Safety Equipment |  | DA | davit_base |  | Davit Arm Assembly
8975 | COL-YKP-DA-149313 | Davit Base Leg-149313 | COL-YKP-DA-0005S | Safety | Safety Equipment |  | DA | davit_base |  | Davit Arm Assembly with Upper Arm-150959
33683 | COL-YKP-DA-149313 | Davit Base Leg-149313 | COL-YKP-DA | Safety | Safety Equipment |  | DA | davit_base |  | Davit Arm Assembly
8976 | COL-YKP-DA-150108 | Davit Base Leg-150108 | COL-YKP-DA | Safety | Safety Equipment |  | DA | davit_base |  | Davit Arm Assembly
8977 | COL-YKP-DA-150108 | Davit Base Leg-150108 | COL-YKP-DA-0026S | Safety | Safety Equipment |  | DA | davit_base |  | Davit Arm Assembly with CENTRE BASE-110664
8978 | COL-YKP-DA-150109 | Davit Base Leg-150109 | COL-YKP-DA | Safety | Safety Equipment |  | DA | davit_base |  | Davit Arm Assembly
8979 | COL-YKP-DA-150109 | Davit Base Leg-150109 | COL-YKP-DA-0014S | Safety | Safety Equipment |  | DA | davit_base |  | Davit Arm Assembly with Upper Arm-1731955
8980 | COL-YKP-DA-150110 | Davit Base Leg-150110 | COL-YKP-DA | Safety | Safety Equipment |  | DA | davit_base |  | Davit Arm Assembly
34123 | COL-YKP-DA-150110 | Davit Base Leg-150110 | COL-YKP-DA-0014S | Safety | Safety Equipment |  | DA | davit_base |  | Davit Arm Assembly with Upper Arm-1731955
34130 | COL-YKP-DA-151003 | Davit Base Leg-151003 | COL-YKP-DA | Safety | Safety Equipment |  | DA | davit_base |  | Davit Arm Assembly
34131 | COL-YKP-DA-151003 | Davit Base Leg-151003 | COL-YKP-DA-0025S | Safety | Safety Equipment |  | DA | davit_base |  | Davit Arm Assembly with CENTRE BASE-150861
34132 | COL-YKP-DA-151008 | Davit Base Leg-151008 | COL-YKP-DA | Safety | Safety Equipment |  | DA | davit_base |  | Davit Arm Assembly
34133 | COL-YKP-DA-151008 | Davit Base Leg-151008 | COL-YKP-DA-0004S | Safety | Safety Equipment |  | DA | davit_base |  | Davit Arm Assembly with Upper Arm-1734509
34134 | COL-YKP-DA-151008 | Davit Base Leg-151008 | COL-YKP-DA-0005S | Safety | Safety Equipment |  | DA | davit_base |  | Davit Arm Assembly with Upper Arm-150959
34135 | COL-YKP-DA-151010 | Davit Base Leg-151010 | COL-YKP-DA | Safety | Safety Equipment |  | DA | davit_base |  | Davit Arm Assembly
8991 | COL-YKP-DA-151012 | Davit Base Leg-151012 | COL-YKP-DA-0005S | Safety | Safety Equipment |  | DA | davit_base |  | Davit Arm Assembly with Upper Arm-150959
34136 | COL-YKP-DA-151012 | Davit Base Leg-151012 | COL-YKP-DA | Safety | Safety Equipment |  | DA | davit_base |  | Davit Arm Assembly
34137 | COL-YKP-DA-151012 | Davit Base Leg-151012 | COL-YKP-DA-0004S | Safety | Safety Equipment |  | DA | davit_base |  | Davit Arm Assembly with Upper Arm-1734509
34138 | COL-YKP-DA-151050S | Davit Base Leg-151050 | COL-W-OBSOLETE | Safety | Safety Equipment | 45528 | DA | davit_base |  | Col West Obsolete Entities
34139 | COL-YKP-DA-151050S | Davit Base Leg-151050 | COL-YKP-DA-0010S | Safety | Safety Equipment | 45528 | DA | davit_base |  | Davit Arm Assembly with Upper Arm-11553
8993 | COL-YKP-DA-152631 | Davit Base Leg-152631 | COL-W-OBSOLETE | Safety | Safety Equipment |  | DA | davit_base |  | Col West Obsolete Entities
34141 | COL-YKP-DA-152631 | Davit Base Leg-152631 | COL-YKP-DA | Safety | Safety Equipment |  | DA | davit_base |  | Davit Arm Assembly
34142 | COL-YKP-DA-152631 | Davit Base Leg-152631 | COL-YKP-DA-0020S | Safety | Safety Equipment |  | DA | davit_base |  | Davit Arm Assembly with Upper Arm-1683826
9056 | COL-YKP-DA-16072A(S) | Davit Base Leg-16072A | COL-W-OBSOLETE | Safety | Safety Equipment | 45517 | DA | davit_base |  | Col West Obsolete Entities
34144 | COL-YKP-DA-16072A(S) | Davit Base Leg-16072A | COL-YKP-DA-0002S | Safety | Safety Equipment | 45517 | DA | davit_base |  | Davit Arm Assembly with Upper Arm-16072
9069 | COL-YKP-DA-1671155A(S) | Davit Base Leg-1671155A | COL-W-OBSOLETE | Safety | Safety Equipment | 45524 | DA | davit_base |  | Col West Obsolete Entities
34164 | COL-YKP-DA-1671155A(S) | Davit Base Leg-1671155A | COL-YKP-DA-0021S | Safety | Safety Equipment | 45524 | DA | davit_base |  | Davit Arm Assembly with Upper Arm-1671155
175 | (S) | Davit Base Leg-1671155AA | COL-W-OBSOLETE | Safety | Safety Equipment | 45523 |  | davit_base |  | Col West Obsolete Entities
176 | (S) | Davit Base Leg-1671155AA | COL-YKP-DA-0021S | Safety | Safety Equipment | 45523 |  | davit_base |  | Davit Arm Assembly with Upper Arm-1671155
218 | (S) | Davit Base Leg-1671155AA | COL-YKP-DA-0004S | Safety | Safety Equipment | 45523 |  | davit_base |  | Davit Arm Assembly with Upper Arm-1734509
34369 | COL-YKP-DA-17106A | Davit Base Leg-17106A | COL-YKP-DA | Safety | Safety Equipment |  | DA | davit_base |  | Davit Arm Assembly
34370 | COL-YKP-DA-17106A | Davit Base Leg-17106A | COL-YKP-DA-0029S | Safety | Safety Equipment |  | DA | davit_base |  | Davit Arm Assembly with CENTRE BASE-17106
9091 | COL-YKP-DA-17106AA | Davit Base Leg-17106AA | COL-YKP-DA | Safety | Safety Equipment |  | DA | davit_base |  | Davit Arm Assembly
34371 | COL-YKP-DA-17106AA | Davit Base Leg-17106AA | COL-YKP-DA-0029S | Safety | Safety Equipment |  | DA | davit_base |  | Davit Arm Assembly with CENTRE BASE-17106
9092 | COL-YKP-DA-1717104 | Davit Base Leg-1717104 | COL-YKP-DA | Safety | Safety Equipment |  | DA | davit_base |  | Davit Arm Assembly
9093 | COL-YKP-DA-1717104 | Davit Base Leg-1717104 | COL-YKP-DA-0022S | Safety | Safety Equipment |  | DA | davit_base |  | Davit Arm Assembly with CENTRE BASE-150911
9094 | COL-YKP-DA-1717105 | Davit Base Leg-1717105 | COL-YKP-DA | Safety | Safety Equipment |  | DA | davit_base |  | Davit Arm Assembly
9095 | COL-YKP-DA-1717105 | Davit Base Leg-1717105 | COL-YKP-DA-0022S | Safety | Safety Equipment |  | DA | davit_base |  | Davit Arm Assembly with CENTRE BASE-150911
9099 | COL-YKP-DA-1724679 | Davit Base Leg-1724679 | COL-YKP-DA-0024S | Safety | Safety Equipment |  | DA | davit_base |  | Davit Arm Assembly with CENTRE BASE-1671129
34378 | COL-YKP-DA-1724679 | Davit Base Leg-1724679 | COL-YKP-DA | Safety | Safety Equipment |  | DA | davit_base |  | Davit Arm Assembly
9100 | COL-YKP-DA-1724680 | Davit Base Leg-1724680 | COL-YKP-DA-0024S | Safety | Safety Equipment |  | DA | davit_base |  | Davit Arm Assembly with CENTRE BASE-1671129
34379 | COL-YKP-DA-1724680 | Davit Base Leg-1724680 | COL-YKP-DA | Safety | Safety Equipment |  | DA | davit_base |  | Davit Arm Assembly
9101 | COL-YKP-DA-1724681 | Davit Base Leg-1724681 | COL-YKP-DA | Safety | Safety Equipment |  | DA | davit_base |  | Davit Arm Assembly
9102 | COL-YKP-DA-1724681 | Davit Base Leg-1724681 | COL-YKP-DA-0023S | Safety | Safety Equipment |  | DA | davit_base |  | Davit Arm Assembly with Upper Arm-1734510
9103 | COL-YKP-DA-1724682 | Davit Base Leg-1724682 | COL-YKP-DA | Safety | Safety Equipment |  | DA | davit_base |  | Davit Arm Assembly
34380 | COL-YKP-DA-1724682 | Davit Base Leg-1724682 | COL-YKP-DA-0023S | Safety | Safety Equipment |  | DA | davit_base |  | Davit Arm Assembly with Upper Arm-1734510
9104 | COL-YKP-DA-1724794 | Davit Base Leg-1724794 | COL-YKP-DA-0019S | Safety | Safety Equipment |  | DA | davit_base |  | Davit Arm Assembly with Upper Arm-1717107
34381 | COL-YKP-DA-1724794 | Davit Base Leg-1724794 | COL-YKP-DA | Safety | Safety Equipment |  | DA | davit_base |  | Davit Arm Assembly
9106 | COL-YKP-DA-1726955 | Davit Base Leg-1726955 | COL-YKP-DA | Safety | Safety Equipment |  | DA | davit_base |  | Davit Arm Assembly
34383 | COL-YKP-DA-1726955 | Davit Base Leg-1726955 | COL-YKP-DA-0019S | Safety | Safety Equipment |  | DA | davit_base |  | Davit Arm Assembly with Upper Arm-1717107
9108 | COL-YKP-DA-1733979 | Davit Base Leg-1733979 | COL-W-OBSOLETE | Safety | Safety Equipment |  | DA | davit_base |  | Col West Obsolete Entities
9109 | COL-YKP-DA-1733979 | Davit Base Leg-1733979 | COL-YKP-DA | Safety | Safety Equipment |  | DA | davit_base |  | Davit Arm Assembly
34387 | COL-YKP-DA-1733979 | Davit Base Leg-1733979 | COL-YKP-DA-0020S | Safety | Safety Equipment |  | DA | davit_base |  | Davit Arm Assembly with Upper Arm-1683826
34392 | COL-YKP-DA-1734511A(S) | Davit Base Leg-1734511A | COL-W-OBSOLETE | Safety | Safety Equipment | 45519 | DA | davit_base |  | Col West Obsolete Entities
34393 | COL-YKP-DA-1734511A(S) | Davit Base Leg-1734511A | COL-YKP-DA-0009S | Safety | Safety Equipment | 45519 | DA | davit_base |  | Davit Arm Assembly with Upper Arm-1734511
34394 | COL-YKP-DA-1734511AA(S) | Davit Base Leg-1734511AA | COL-W-OBSOLETE | Safety | Safety Equipment | 45520 | DA | davit_base |  | Col West Obsolete Entities
34395 | COL-YKP-DA-1734511AA(S) | Davit Base Leg-1734511AA | COL-YKP-DA-0009S | Safety | Safety Equipment | 45520 | DA | davit_base |  | Davit Arm Assembly with Upper Arm-1734511
9117 | COL-YKP-DA-1734512 | Davit Base Leg-1734512 | COL-YKP-DA | Safety | Safety Equipment |  | DA | davit_base |  | Davit Arm Assembly
9118 | COL-YKP-DA-1734512 | Davit Base Leg-1734512 | COL-YKP-DA-0010S | Safety | Safety Equipment |  | DA | davit_base |  | Davit Arm Assembly with Upper Arm-11553
34396 | COL-YKP-DA-1734513 | Davit Base Leg-1734513 | COL-YKP-DA | Safety | Safety Equipment |  | DA | davit_base |  | Davit Arm Assembly
34397 | COL-YKP-DA-1734513 | Davit Base Leg-1734513 | COL-YKP-DA-0013S | Safety | Safety Equipment |  | DA | davit_base |  | Davit Arm Assembly with Upper Arm-151117
34402 | COL-YKP-DA-183128 | Davit Base Leg-183128 | COL-YKP-DA | Safety | Safety Equipment |  | DA | davit_base |  | Davit Arm Assembly
9125 | COL-YKP-DA-187987 | Davit Base Leg-187987 | COL-YKP-DA | Safety | Safety Equipment |  | DA | davit_base |  | Davit Arm Assembly
9126 | COL-YKP-DA-187989 | Davit Base Leg-187989 | COL-YKP-DA | Safety | Safety Equipment |  | DA | davit_base |  | Davit Arm Assembly
9127 | COL-YKP-DA-187990 | Davit Base Leg-187990 | COL-YKP-DA | Safety | Safety Equipment |  | DA | davit_base |  | Davit Arm Assembly
9129 | COL-YKP-DA-193136 | Davit Base Leg-193136 | COL-YKP-DA | Safety | Safety Equipment |  | DA | davit_base |  | Davit Arm Assembly
34404 | COL-YKP-DA-193137 | Davit Base Leg-193137 | COL-YKP-DA | Safety | Safety Equipment |  | DA | davit_base |  | Davit Arm Assembly
9139 | COL-YKP-DA-202576 | Davit Base Leg-202576 | COL-YKP-DA | Safety | Safety Equipment |  | DA | davit_base |  | Davit Arm Assembly
9140 | COL-YKP-DA-202576 | Davit Base Leg-202576 | COL-YKP-DA-0025S | Safety | Safety Equipment |  | DA | davit_base |  | Davit Arm Assembly with CENTRE BASE-150861
34409 | COL-YKP-DA-202577 | Davit Base Leg-202577 | COL-YKP-DA | Safety | Safety Equipment |  | DA | davit_base |  | Davit Arm Assembly
9141 | COL-YKP-DA-211170 | Davit Base Leg-211170 | COL-YKP-DA | Safety | Safety Equipment |  | DA | davit_base |  | Davit Arm Assembly
34410 | COL-YKP-DA-211171 | Davit Base Leg-211171 | COL-YKP-DA | Safety | Safety Equipment |  | DA | davit_base |  | Davit Arm Assembly
8955 | COL-YKP-DA-108722 | Davit Centre Base-108722 | COL-YKP-DA | Safety | Safety Equipment |  | DA | davit_base |  | Davit Arm Assembly
8956 | COL-YKP-DA-108722 | Davit Centre Base-108722 | COL-YKP-DA-0015S | Safety | Safety Equipment |  | DA | davit_base |  | Davit Arm Assembly with Upper Arm-1671130
8958 | COL-YKP-DA-110655 | Davit Centre Base-110655 | COL-YKP-DA | Safety | Safety Equipment |  | DA | davit_base |  | Davit Arm Assembly
33662 | COL-YKP-DA-110655 | Davit Centre Base-110655 | COL-YKP-DA-0006S | Safety | Safety Equipment |  | DA | davit_base |  | Davit Arm Assembly with Upper Arm-111966
33663 | COL-YKP-DA-110664 | Davit Centre Base-110664 | COL-YKP-DA | Safety | Safety Equipment |  | DA | davit_base |  | Davit Arm Assembly
33664 | COL-YKP-DA-110664 | Davit Centre Base-110664 | COL-YKP-DA-0026S | Safety | Safety Equipment |  | DA | davit_base |  | Davit Arm Assembly with CENTRE BASE-110664
8969 | COL-YKP-DA-11706 | Davit Centre Base-11706 | COL-YKP-DA-0017S | Safety | Safety Equipment |  | DA | davit_base |  | Davit Arm Assembly with Upper Arm-153465
33679 | COL-YKP-DA-11706 | Davit Centre Base-11706 | COL-YKP-DA | Safety | Safety Equipment |  | DA | davit_base |  | Davit Arm Assembly
8970 | COL-YKP-DA-11713 | Davit Centre Base-11713 | COL-YKP-DA | Safety | Safety Equipment |  | DA | davit_base |  | Davit Arm Assembly
8971 | COL-YKP-DA-11713 | Davit Centre Base-11713 | COL-YKP-DA-0013S | Safety | Safety Equipment |  | DA | davit_base |  | Davit Arm Assembly with Upper Arm-151117
8981 | COL-YKP-DA-150854 | Davit Centre Base-150854 | COL-YKP-DA | Safety | Safety Equipment |  | DA | davit_base |  | Davit Arm Assembly
8982 | COL-YKP-DA-150854 | Davit Centre Base-150854 | COL-YKP-DA-0023S | Safety | Safety Equipment |  | DA | davit_base |  | Davit Arm Assembly with Upper Arm-1734510
8983 | COL-YKP-DA-150856 | Davit Centre Base-150856 | COL-YKP-DA-0010S | Safety | Safety Equipment |  | DA | davit_base |  | Davit Arm Assembly with Upper Arm-11553
34124 | COL-YKP-DA-150856 | Davit Centre Base-150856 | COL-YKP-DA | Safety | Safety Equipment |  | DA | davit_base |  | Davit Arm Assembly
8984 | COL-YKP-DA-150860 | Davit Centre Base-150860 | COL-YKP-DA-0005S | Safety | Safety Equipment |  | DA | davit_base |  | Davit Arm Assembly with Upper Arm-150959
8985 | COL-YKP-DA-150860 | Davit Centre Base-150860 | COL-YKP-DA-0021S | Safety | Safety Equipment |  | DA | davit_base |  | Davit Arm Assembly with Upper Arm-1671155
34125 | COL-YKP-DA-150860 | Davit Centre Base-150860 | COL-YKP-DA | Safety | Safety Equipment |  | DA | davit_base |  | Davit Arm Assembly
34126 | COL-YKP-DA-150860 | Davit Centre Base-150860 | COL-YKP-DA-0004S | Safety | Safety Equipment |  | DA | davit_base |  | Davit Arm Assembly with Upper Arm-1734509
8986 | COL-YKP-DA-150861 | Davit Centre Base-150861 | COL-YKP-DA | Safety | Safety Equipment |  | DA | davit_base |  | Davit Arm Assembly
8987 | COL-YKP-DA-150861 | Davit Centre Base-150861 | COL-YKP-DA-0025S | Safety | Safety Equipment |  | DA | davit_base |  | Davit Arm Assembly with CENTRE BASE-150861
8988 | COL-YKP-DA-150911 | Davit Centre Base-150911 | COL-YKP-DA-0022S | Safety | Safety Equipment |  | DA | davit_base |  | Davit Arm Assembly with CENTRE BASE-150911
34127 | COL-YKP-DA-150911 | Davit Centre Base-150911 | COL-YKP-DA | Safety | Safety Equipment |  | DA | davit_base |  | Davit Arm Assembly
9060 | COL-YKP-DA-1671129 | Davit Centre Base-1671129 | COL-YKP-DA-0024S | Safety | Safety Equipment |  | DA | davit_base |  | Davit Arm Assembly with CENTRE BASE-1671129
34149 | COL-YKP-DA-1671129 | Davit Centre Base-1671129 | COL-YKP-DA | Safety | Safety Equipment |  | DA | davit_base |  | Davit Arm Assembly
9070 | COL-YKP-DA-1671156 | Davit Centre Base-1671156 | COL-YKP-DA-0002S | Safety | Safety Equipment |  | DA | davit_base |  | Davit Arm Assembly with Upper Arm-16072
34165 | COL-YKP-DA-1671156 | Davit Centre Base-1671156 | COL-YKP-DA | Safety | Safety Equipment |  | DA | davit_base |  | Davit Arm Assembly
9071 | COL-YKP-DA-1683819 | Davit Centre Base-1683819 | COL-YKP-DA | Safety | Safety Equipment |  | DA | davit_base |  | Davit Arm Assembly
9072 | COL-YKP-DA-1683819 | Davit Centre Base-1683819 | COL-YKP-DA-0019S | Safety | Safety Equipment |  | DA | davit_base |  | Davit Arm Assembly with Upper Arm-1717107
9079 | COL-YKP-DA-1697333 | Davit Centre Base-1697333 | COL-YKP-DA-0009S | Safety | Safety Equipment |  | DA | davit_base |  | Davit Arm Assembly with Upper Arm-1734511
34172 | COL-YKP-DA-1697333 | Davit Centre Base-1697333 | COL-YKP-DA | Safety | Safety Equipment |  | DA | davit_base |  | Davit Arm Assembly
34366 | COL-YKP-DA-17103 | Davit Centre Base-17103 | COL-YKP-DA | Safety | Safety Equipment |  | DA | davit_base |  | Davit Arm Assembly
34367 | COL-YKP-DA-17103 | Davit Centre Base-17103 | COL-YKP-DA-0016S | Safety | Safety Equipment |  | DA | davit_base |  | Davit Arm Assembly with Upper Arm-110675
9089 | COL-YKP-DA-17106 | Davit Centre Base-17106 | COL-YKP-DA | Safety | Safety Equipment |  | DA | davit_base |  | Davit Arm Assembly
9090 | COL-YKP-DA-17106 | Davit Centre Base-17106 | COL-YKP-DA-0029S | Safety | Safety Equipment |  | DA | davit_base |  | Davit Arm Assembly with CENTRE BASE-17106
9138 | COL-YKP-DA-202570 | Davit Centre Base-202570 | COL-YKP-DA | Safety | Safety Equipment |  | DA | davit_base |  | Davit Arm Assembly
34781 | COL-YKP-DA-7514 | Davit Centre Base-7514 | COL-YKP-DA | Safety | Safety Equipment |  | DA | davit_base |  | Davit Arm Assembly
34782 | COL-YKP-DA-7514 | Davit Centre Base-7514 | COL-YKP-DA-0014S | Safety | Safety Equipment |  | DA | davit_base |  | Davit Arm Assembly with Upper Arm-1731955
34166 | COL-YKP-DA-1683824 | Davit Mast - 1683824 | COL-YKP-DA | Safety | Safety Equipment |  | DA | davit_base |  | Davit Arm Assembly
9121 | COL-YKP-DA-1734518 | Davit Mast - 1734518 | COL-YKP-DA | Safety | Safety Equipment |  | DA | davit_base |  | Davit Arm Assembly
9122 | COL-YKP-DA-187984 | Davit Mast - 187984 | COL-YKP-DA | Safety | Safety Equipment |  | DA | davit_base |  | Davit Arm Assembly
9123 | COL-YKP-DA-187985 | Davit Mast - 187985 | COL-YKP-DA | Safety | Safety Equipment |  | DA | davit_base |  | Davit Arm Assembly
34405 | COL-YKP-DA-193138 | Davit Mast - 193138 | COL-YKP-DA | Safety | Safety Equipment |  | DA | davit_base |  | Davit Arm Assembly
9134 | COL-YKP-DA-193157 | Davit Mast - 193157 | COL-YKP-DA | Safety | Safety Equipment |  | DA | davit_base |  | Davit Arm Assembly
9137 | COL-YKP-DA-199920 | Davit Mast - 199920 | COL-YKP-DA | Safety | Safety Equipment |  | DA | davit_base |  | Davit Arm Assembly
9142 | COL-YKP-DA-213789 | Davit Mast - 213789 | COL-YKP-DA | Safety | Safety Equipment |  | DA | davit_base |  | Davit Arm Assembly
9143 | COL-YKP-DA-215794 | Davit Mast - 215794 | COL-YKP-DA | Safety | Safety Equipment |  | DA | davit_base |  | Davit Arm Assembly
9115 | COL-YKP-DA-1734510A(S) | Davit Mast (45" )-1734510A | COL-YKP-DA-0023S | Safety | Safety Equipment | 46008 | DA | davit_base |  | Davit Arm Assembly with Upper Arm-1734510
34390 | COL-YKP-DA-1734510A(S) | Davit Mast (45" )-1734510A | COL-W-OBSOLETE | Safety | Safety Equipment | 46008 | DA | davit_base |  | Col West Obsolete Entities
34161 | COL-YKP-DA-1671151 | Davit Mast (45") -1671151 | COL-YKP-DA | Safety | Safety Equipment |  | DA | davit_base |  | Davit Arm Assembly
34162 | COL-YKP-DA-1671151 | Davit Mast (45") -1671151 | COL-YKP-DA-0007S | Safety | Safety Equipment |  | DA | davit_base |  | Davit Arm Assembly with Upper Arm-150960
9085 | COL-YKP-DA-1710024 | Davit Mast (45")-1710024 | COL-W-OBSOLETE | Safety | Safety Equipment |  | DA | davit_base |  | Col West Obsolete Entities
34364 | COL-YKP-DA-1710024 | Davit Mast (45")-1710024 | COL-YKP-DA | Safety | Safety Equipment |  | DA | davit_base |  | Davit Arm Assembly
34365 | COL-YKP-DA-1710024 | Davit Mast (45")-1710024 | COL-YKP-DA-0011S | Safety | Safety Equipment |  | DA | davit_base |  | Davit Arm Assembly with Upper Arm-1671146
9124 | COL-YKP-DA-187986 | Davit Mast (45")-187986 | COL-YKP-DA | Safety | Safety Equipment |  | DA | davit_base |  | Davit Arm Assembly
34412 | COL-YKP-DA-33019S | Davit Mast (45")-33019 | COL-W-OBSOLETE | Safety | Safety Equipment | 45529 | DA | davit_base |  | Col West Obsolete Entities
34413 | COL-YKP-DA-33019S | Davit Mast (45")-33019 | COL-YKP-DA-0010S | Safety | Safety Equipment | 45529 | DA | davit_base |  | Davit Arm Assembly with Upper Arm-11553
8967 | COL-YKP-DA-112711 | Davit Mast -112711 | COL-YKP-DA-0025S | Safety | Safety Equipment |  | DA | davit_base |  | Davit Arm Assembly with CENTRE BASE-150861
33677 | COL-YKP-DA-112711 | Davit Mast -112711 | COL-YKP-DA | Safety | Safety Equipment |  | DA | davit_base |  | Davit Arm Assembly
9058 | COL-YKP-DA-16111 | Davit Mast -16111 | COL-YKP-DA | Safety | Safety Equipment |  | DA | davit_base |  | Davit Arm Assembly
34146 | COL-YKP-DA-16111 | Davit Mast -16111 | COL-YKP-DA-0008S | Safety | Safety Equipment |  | DA | davit_base |  | Davit Arm Assembly with Upper Davit-35408
34151 | COL-YKP-DA-1671132 | Davit Mast -1671132 | COL-YKP-DA | Safety | Safety Equipment |  | DA | davit_base |  | Davit Arm Assembly
34152 | COL-YKP-DA-1671132 | Davit Mast -1671132 | COL-YKP-DA-0027S | Safety | Safety Equipment |  | DA | davit_base |  | Davit Arm Assembly with Upper Arm-110678
9062 | COL-YKP-DA-1671136 | Davit Mast -1671136 | COL-YKP-DA-0006S | Safety | Safety Equipment |  | DA | davit_base |  | Davit Arm Assembly with Upper Arm-111966
34153 | COL-YKP-DA-1671136 | Davit Mast -1671136 | COL-W-OBSOLETE | Safety | Safety Equipment |  | DA | davit_base |  | Col West Obsolete Entities
34154 | COL-YKP-DA-1671136 | Davit Mast -1671136 | COL-YKP-DA | Safety | Safety Equipment |  | DA | davit_base |  | Davit Arm Assembly
9064 | COL-YKP-DA-1671143 | Davit Mast -1671143 | COL-W-OBSOLETE | Safety | Safety Equipment |  | DA | davit_base |  | Col West Obsolete Entities
9065 | COL-YKP-DA-1671143 | Davit Mast -1671143 | COL-YKP-DA-0021S | Safety | Safety Equipment |  | DA | davit_base |  | Davit Arm Assembly with Upper Arm-1671155
34156 | COL-YKP-DA-1671143 | Davit Mast -1671143 | COL-YKP-DA | Safety | Safety Equipment |  | DA | davit_base |  | Davit Arm Assembly
34157 | COL-YKP-DA-1671145S | Davit Mast -1671145 | COL-W-OBSOLETE | Safety | Safety Equipment | 45997 | DA | davit_base |  | Col West Obsolete Entities
34158 | COL-YKP-DA-1671145S | Davit Mast -1671145 | COL-YKP-DA-0028S | Safety | Safety Equipment | 45997 | DA | davit_base |  | Davit Arm Assembly with Upper Arm-1657
9074 | COL-YKP-DA-1683828 | Davit Mast -1683828 | COL-YKP-DA | Safety | Safety Equipment |  | DA | davit_base |  | Davit Arm Assembly
34168 | COL-YKP-DA-1683828 | Davit Mast -1683828 | COL-YKP-DA-0001S | Safety | Safety Equipment |  | DA | davit_base |  | Davit Arm Assembly with Upper Arm-110677
9080 | COL-YKP-DA-1697334 | Davit Mast -1697334 | COL-YKP-DA | Safety | Safety Equipment |  | DA | davit_base |  | Davit Arm Assembly
34173 | COL-YKP-DA-1697334 | Davit Mast -1697334 | COL-YKP-DA-0003S | Safety | Safety Equipment |  | DA | davit_base |  | Davit Arm Assembly with Upper Arm-1671137
34372 | COL-YKP-DA-1717106 | Davit Mast -1717106 | COL-YKP-DA | Safety | Safety Equipment |  | DA | davit_base |  | Davit Arm Assembly
34373 | COL-YKP-DA-1717106 | Davit Mast -1717106 | COL-YKP-DA-0009S | Safety | Safety Equipment |  | DA | davit_base |  | Davit Arm Assembly with Upper Arm-1734511
34385 | COL-YKP-DA-1733978 | Davit Mast -1733978 | COL-YKP-DA | Safety | Safety Equipment |  | DA | davit_base |  | Davit Arm Assembly
34386 | COL-YKP-DA-1733978 | Davit Mast -1733978 | COL-YKP-DA-0015S | Safety | Safety Equipment |  | DA | davit_base |  | Davit Arm Assembly with Upper Arm-1671130
9131 | COL-YKP-DA-193141 | Davit Mast -193141 | COL-YKP-DA | Safety | Safety Equipment |  | DA | davit_base |  | Davit Arm Assembly
9132 | COL-YKP-DA-193142 | Davit Mast -193142 | COL-YKP-DA | Safety | Safety Equipment |  | DA | davit_base |  | Davit Arm Assembly
34407 | COL-YKP-DA-193142 | Davit Mast -193142 | COL-YKP-DA-0006S | Safety | Safety Equipment |  | DA | davit_base |  | Davit Arm Assembly with Upper Arm-111966
34411 | COL-YKP-DA-211172 | Davit Mast -211172 | COL-YKP-DA | Safety | Safety Equipment |  | DA | davit_base |  | Davit Arm Assembly
9148 | COL-YKP-DA-7329S | Davit Mast -7329 | COL-YKP-DA-0002S | Safety | Safety Equipment | 45518 | DA | davit_base |  | Davit Arm Assembly with Upper Arm-16072
34415 | COL-YKP-DA-7329S | Davit Mast -7329 | COL-W-OBSOLETE | Safety | Safety Equipment | 45518 | DA | davit_base |  | Col West Obsolete Entities
9076 | COL-YKP-DA-1697326 | Davit Mast-1697326 | COL-YKP-DA | Safety | Safety Equipment |  | DA | davit_base |  | Davit Arm Assembly
9077 | COL-YKP-DA-1697326 | Davit Mast-1697326 | COL-YKP-DA-0014S | Safety | Safety Equipment |  | DA | davit_base |  | Davit Arm Assembly with Upper Arm-1731955
9078 | COL-YKP-DA-1697328 | Davit Mast-1697328 | COL-YKP-DA | Safety | Safety Equipment |  | DA | davit_base |  | Davit Arm Assembly
34171 | COL-YKP-DA-1697329 | Davit Mast-1697329 | COL-YKP-DA | Safety | Safety Equipment |  | DA | davit_base |  | Davit Arm Assembly
9081 | COL-YKP-DA-1697335S | Davit Mast-1697335 | COL-YKP-DA-0016S | Safety | Safety Equipment | 46002 | DA | davit_base |  | Davit Arm Assembly with Upper Arm-110675
34174 | COL-YKP-DA-1697335S | Davit Mast-1697335 | COL-W-OBSOLETE | Safety | Safety Equipment | 46002 | DA | davit_base |  | Col West Obsolete Entities
9082 | COL-YKP-DA-1710019S | Davit Mast-1710019 | COL-YKP-DA-0004S | Safety | Safety Equipment | 45527 | DA | davit_base |  | Davit Arm Assembly with Upper Arm-1734509
34175 | COL-YKP-DA-1710019S | Davit Mast-1710019 | COL-W-OBSOLETE | Safety | Safety Equipment | 45527 | DA | davit_base |  | Col West Obsolete Entities
34363 | COL-YKP-DA-1710019S | Davit Mast-1710019 | COL-YKP-DA-0005S | Safety | Safety Equipment | 45527 | DA | davit_base |  | Davit Arm Assembly with Upper Arm-150959
9083 | COL-YKP-DA-1710020 | Davit Mast-1710020 | COL-YKP-DA | Safety | Safety Equipment |  | DA | davit_base |  | Davit Arm Assembly
9084 | COL-YKP-DA-1710020 | Davit Mast-1710020 | COL-YKP-DA-0005S | Safety | Safety Equipment |  | DA | davit_base |  | Davit Arm Assembly with Upper Arm-150959
34375 | COL-YKP-DA-1717107A(S) | Davit Mast-1717107A | COL-W-OBSOLETE | Safety | Safety Equipment | 46004 | DA | davit_base |  | Col West Obsolete Entities
34376 | COL-YKP-DA-1717107A(S) | Davit Mast-1717107A | COL-YKP-DA-0019S | Safety | Safety Equipment | 46004 | DA | davit_base |  | Davit Arm Assembly with Upper Arm-1717107
9105 | COL-YKP-DA-1726954S | Davit Mast-1726954 | COL-YKP-DA-0013S | Safety | Safety Equipment | 45994 | DA | davit_base |  | Davit Arm Assembly with Upper Arm-151117
34382 | COL-YKP-DA-1726954S | Davit Mast-1726954 | COL-W-OBSOLETE | Safety | Safety Equipment | 45994 | DA | davit_base |  | Col West Obsolete Entities
9110 | COL-YKP-DA-1733980 | Davit Mast-1733980 | COL-YKP-DA | Safety | Safety Equipment |  | DA | davit_base |  | Davit Arm Assembly
9111 | COL-YKP-DA-1733980 | Davit Mast-1733980 | COL-YKP-DA-0020S | Safety | Safety Equipment |  | DA | davit_base |  | Davit Arm Assembly with Upper Arm-1683826
9119 | COL-YKP-DA-1734514 | Davit Mast-1734514 | COL-W-OBSOLETE | Safety | Safety Equipment |  | DA | davit_base |  | Col West Obsolete Entities
9120 | COL-YKP-DA-1734514 | Davit Mast-1734514 | COL-YKP-DA | Safety | Safety Equipment |  | DA | davit_base |  | Davit Arm Assembly
34398 | COL-YKP-DA-1734514 | Davit Mast-1734514 | COL-YKP-DA-0012S | Safety | Safety Equipment |  | DA | davit_base |  | Davit Arm Assembly with Upper Arm-1723241
34399 | COL-YKP-DA-1734519 | Davit Mast-1734519 | COL-YKP-DA | Safety | Safety Equipment |  | DA | davit_base |  | Davit Arm Assembly
34400 | COL-YKP-DA-1734519 | Davit Mast-1734519 | COL-YKP-DA-0017S | Safety | Safety Equipment |  | DA | davit_base |  | Davit Arm Assembly with Upper Arm-153465
9067 | COL-YKP-DA-1671155 | Davit Upper Arm- 1671155 | COL-W-OBSOLETE | Safety | Safety Equipment |  | DA | davit_base |  | Col West Obsolete Entities
9068 | COL-YKP-DA-1671155 | Davit Upper Arm- 1671155 | COL-YKP-DA-0021S | Safety | Safety Equipment |  | DA | http://www.toronto.ca/TWONTO#fall_arrest_Davit_arm |  | Davit Arm Assembly with Upper Arm-1671155
34163 | COL-YKP-DA-1671155 | Davit Upper Arm- 1671155 | COL-YKP-DA | Safety | Safety Equipment |  | DA | http://www.toronto.ca/TWONTO#fall_arrest_Davit_arm |  | Davit Arm Assembly
8959 | COL-YKP-DA-110675(S) | Davit Upper Arm-110675 | COL-W-OBSOLETE | Safety | Safety Equipment | 45999 | DA | http://www.toronto.ca/TWONTO#fall_arrest_Davit_arm |  | Col West Obsolete Entities
33665 | COL-YKP-DA-110675(S) | Davit Upper Arm-110675 | COL-YKP-DA-0016S | Safety | Safety Equipment | 45999 | DA | http://www.toronto.ca/TWONTO#fall_arrest_Davit_arm |  | Davit Arm Assembly with Upper Arm-110675
8963 | COL-YKP-DA-110677S | Davit Upper Arm-110677 | COL-YKP-DA-0001S | Safety | Safety Equipment | 45995 | DA | http://www.toronto.ca/TWONTO#fall_arrest_Davit_arm |  | Davit Arm Assembly with Upper Arm-110677
33667 | COL-YKP-DA-110677S | Davit Upper Arm-110677 | COL-W-OBSOLETE | Safety | Safety Equipment | 45995 | DA | http://www.toronto.ca/TWONTO#fall_arrest_Davit_arm |  | Col West Obsolete Entities
33668 | COL-YKP-DA-110678 | Davit Upper Arm-110678 | COL-YKP-DA | Safety | Safety Equipment |  | DA | http://www.toronto.ca/TWONTO#fall_arrest_Davit_arm |  | Davit Arm Assembly
33669 | COL-YKP-DA-110678 | Davit Upper Arm-110678 | COL-YKP-DA-0027S | Safety | Safety Equipment |  | DA | http://www.toronto.ca/TWONTO#fall_arrest_Davit_arm |  | Davit Arm Assembly with Upper Arm-110678
8964 | COL-YKP-DA-111966 | Davit Upper Arm-111966 | COL-YKP-DA | Safety | Safety Equipment |  | DA | http://www.toronto.ca/TWONTO#fall_arrest_Davit_arm |  | Davit Arm Assembly
33674 | COL-YKP-DA-111966 | Davit Upper Arm-111966 | COL-YKP-DA-0006S | Safety | Safety Equipment |  | DA | http://www.toronto.ca/TWONTO#fall_arrest_Davit_arm |  | Davit Arm Assembly with Upper Arm-111966
8968 | COL-YKP-DA-11553 | Davit Upper Arm-11553 | COL-YKP-DA-0010S | Safety | Safety Equipment |  | DA | http://www.toronto.ca/TWONTO#fall_arrest_Davit_arm |  | Davit Arm Assembly with Upper Arm-11553
33678 | COL-YKP-DA-11553 | Davit Upper Arm-11553 | COL-YKP-DA | Safety | Safety Equipment |  | DA | http://www.toronto.ca/TWONTO#fall_arrest_Davit_arm |  | Davit Arm Assembly
8989 | COL-YKP-DA-150959 | Davit Upper Arm-150959 | COL-YKP-DA-0005S | Safety | Safety Equipment |  | DA | http://www.toronto.ca/TWONTO#fall_arrest_Davit_arm |  | Davit Arm Assembly with Upper Arm-150959
34128 | COL-YKP-DA-150959 | Davit Upper Arm-150959 | COL-YKP-DA | Safety | Safety Equipment |  | DA | http://www.toronto.ca/TWONTO#fall_arrest_Davit_arm |  | Davit Arm Assembly
8990 | COL-YKP-DA-150960 | Davit Upper Arm-150960 | COL-YKP-DA | Safety | Safety Equipment |  | DA | http://www.toronto.ca/TWONTO#fall_arrest_Davit_arm |  | Davit Arm Assembly
34129 | COL-YKP-DA-150960 | Davit Upper Arm-150960 | COL-YKP-DA-0007S | Safety | Safety Equipment |  | DA | http://www.toronto.ca/TWONTO#fall_arrest_Davit_arm |  | Davit Arm Assembly with Upper Arm-150960
8992 | COL-YKP-DA-151117S | Davit Upper Arm-151117 | COL-YKP-DA-0013S | Safety | Safety Equipment | 45993 | DA | http://www.toronto.ca/TWONTO#fall_arrest_Davit_arm |  | Davit Arm Assembly with Upper Arm-151117
34140 | COL-YKP-DA-151117S | Davit Upper Arm-151117 | COL-W-OBSOLETE | Safety | Safety Equipment | 45993 | DA | http://www.toronto.ca/TWONTO#fall_arrest_Davit_arm |  | Col West Obsolete Entities
8994 | COL-YKP-DA-153465 | Davit Upper Arm-153465 | COL-YKP-DA | Safety | Safety Equipment |  | DA | http://www.toronto.ca/TWONTO#fall_arrest_Davit_arm |  | Davit Arm Assembly
8995 | COL-YKP-DA-153465 | Davit Upper Arm-153465 | COL-YKP-DA-0017S | Safety | Safety Equipment |  | DA | http://www.toronto.ca/TWONTO#fall_arrest_Davit_arm |  | Davit Arm Assembly with Upper Arm-153465
9057 | COL-YKP-DA-16072S | Davit Upper Arm-16072 | COL-W-OBSOLETE | Safety | Safety Equipment | 45516 | DA | http://www.toronto.ca/TWONTO#fall_arrest_Davit_arm |  | Col West Obsolete Entities
34145 | COL-YKP-DA-16072S | Davit Upper Arm-16072 | COL-YKP-DA-0002S | Safety | Safety Equipment | 45516 | DA | http://www.toronto.ca/TWONTO#fall_arrest_Davit_arm |  | Davit Arm Assembly with Upper Arm-16072
9059 | COL-YKP-DA-1657S | Davit Upper Arm-1657 | COL-W-OBSOLETE | Safety | Safety Equipment | 45996 | DA | http://www.toronto.ca/TWONTO#fall_arrest_Davit_arm |  | Col West Obsolete Entities
34147 | COL-YKP-DA-1657S | Davit Upper Arm-1657 | COL-YKP-DA-0001S | Safety | Safety Equipment | 45996 | DA | http://www.toronto.ca/TWONTO#fall_arrest_Davit_arm |  | Davit Arm Assembly with Upper Arm-110677
34148 | COL-YKP-DA-1657S | Davit Upper Arm-1657 | COL-YKP-DA-0028S | Safety | Safety Equipment | 45996 | DA | http://www.toronto.ca/TWONTO#fall_arrest_Davit_arm |  | Davit Arm Assembly with Upper Arm-1657
9061 | COL-YKP-DA-1671130(S) | Davit Upper Arm-1671130 | COL-W-OBSOLETE | Safety | Safety Equipment | 46011 | DA | http://www.toronto.ca/TWONTO#fall_arrest_Davit_arm |  | Col West Obsolete Entities
34150 | COL-YKP-DA-1671130(S) | Davit Upper Arm-1671130 | COL-YKP-DA-0015S | Safety | Safety Equipment | 46011 | DA | http://www.toronto.ca/TWONTO#fall_arrest_Davit_arm |  | Davit Arm Assembly with Upper Arm-1671130
9063 | COL-YKP-DA-1671137 | Davit Upper Arm-1671137 | COL-YKP-DA-0003S | Safety | Safety Equipment |  | DA | http://www.toronto.ca/TWONTO#fall_arrest_Davit_arm |  | Davit Arm Assembly with Upper Arm-1671137
34155 | COL-YKP-DA-1671137 | Davit Upper Arm-1671137 | COL-YKP-DA | Safety | Safety Equipment |  | DA | http://www.toronto.ca/TWONTO#fall_arrest_Davit_arm |  | Davit Arm Assembly
9066 | COL-YKP-DA-1671146 | Davit Upper Arm-1671146 | COL-YKP-DA | Safety | Safety Equipment |  | DA | http://www.toronto.ca/TWONTO#fall_arrest_Davit_arm |  | Davit Arm Assembly
34159 | COL-YKP-DA-1671146 | Davit Upper Arm-1671146 | COL-W-OBSOLETE | Safety | Safety Equipment |  | DA | http://www.toronto.ca/TWONTO#fall_arrest_Davit_arm |  | Col West Obsolete Entities
34160 | COL-YKP-DA-1671146 | Davit Upper Arm-1671146 | COL-YKP-DA-0011S | Safety | Safety Equipment |  | DA | http://www.toronto.ca/TWONTO#fall_arrest_Davit_arm |  | Davit Arm Assembly with Upper Arm-1671146
9073 | COL-YKP-DA-1683826 | Davit Upper Arm-1683826 | COL-YKP-DA-0020S | Safety | Safety Equipment |  | DA | http://www.toronto.ca/TWONTO#fall_arrest_Davit_arm |  | Davit Arm Assembly with Upper Arm-1683826
34167 | COL-YKP-DA-1683826 | Davit Upper Arm-1683826 | COL-YKP-DA | Safety | Safety Equipment |  | DA | http://www.toronto.ca/TWONTO#fall_arrest_Davit_arm |  | Davit Arm Assembly
9096 | COL-YKP-DA-1717107 | Davit Upper Arm-1717107 | COL-YKP-DA | Safety | Safety Equipment |  | DA | http://www.toronto.ca/TWONTO#fall_arrest_Davit_arm |  | Davit Arm Assembly
34374 | COL-YKP-DA-1717107 | Davit Upper Arm-1717107 | COL-YKP-DA-0019S | Safety | Safety Equipment |  | DA | http://www.toronto.ca/TWONTO#fall_arrest_Davit_arm |  | Davit Arm Assembly with Upper Arm-1717107
9097 | COL-YKP-DA-1723241 | Davit Upper Arm-1723241 | COL-W-OBSOLETE | Safety | Safety Equipment |  | DA | http://www.toronto.ca/TWONTO#fall_arrest_Davit_arm |  | Col West Obsolete Entities
9098 | COL-YKP-DA-1723241 | Davit Upper Arm-1723241 | COL-YKP-DA-0012S | Safety | Safety Equipment |  | DA | http://www.toronto.ca/TWONTO#fall_arrest_Davit_arm |  | Davit Arm Assembly with Upper Arm-1723241
34377 | COL-YKP-DA-1723241 | Davit Upper Arm-1723241 | COL-YKP-DA | Safety | Safety Equipment |  | DA | http://www.toronto.ca/TWONTO#fall_arrest_Davit_arm |  | Davit Arm Assembly
9107 | COL-YKP-DA-1731955 | Davit Upper Arm-1731955 | COL-YKP-DA-0014S | Safety | Safety Equipment |  | DA | http://www.toronto.ca/TWONTO#fall_arrest_Davit_arm |  | Davit Arm Assembly with Upper Arm-1731955
34384 | COL-YKP-DA-1731955 | Davit Upper Arm-1731955 | COL-YKP-DA | Safety | Safety Equipment |  | DA | http://www.toronto.ca/TWONTO#fall_arrest_Davit_arm |  | Davit Arm Assembly
9112 | COL-YKP-DA-1734509 | Davit Upper Arm-1734509 | COL-YKP-DA | Safety | Safety Equipment |  | DA | http://www.toronto.ca/TWONTO#fall_arrest_Davit_arm |  | Davit Arm Assembly
9113 | COL-YKP-DA-1734509 | Davit Upper Arm-1734509 | COL-YKP-DA-0004S | Safety | Safety Equipment |  | DA | http://www.toronto.ca/TWONTO#fall_arrest_Davit_arm |  | Davit Arm Assembly with Upper Arm-1734509
34388 | COL-YKP-DA-1734509 | Davit Upper Arm-1734509 | COL-YKP-DA-0005S | Safety | Safety Equipment |  | DA | http://www.toronto.ca/TWONTO#fall_arrest_Davit_arm |  | Davit Arm Assembly with Upper Arm-150959
9114 | COL-YKP-DA-1734510(S) | Davit Upper Arm-1734510 | COL-W-OBSOLETE | Safety | Safety Equipment | 46010 | DA | http://www.toronto.ca/TWONTO#fall_arrest_Davit_arm |  | Col West Obsolete Entities
34389 | COL-YKP-DA-1734510(S) | Davit Upper Arm-1734510 | COL-YKP-DA-0023S | Safety | Safety Equipment | 46010 | DA | http://www.toronto.ca/TWONTO#fall_arrest_Davit_arm |  | Davit Arm Assembly with Upper Arm-1734510
9116 | COL-YKP-DA-1734511 | Davit Upper Arm-1734511 | COL-YKP-DA | Safety | Safety Equipment |  | DA | http://www.toronto.ca/TWONTO#fall_arrest_Davit_arm |  | Davit Arm Assembly
34391 | COL-YKP-DA-1734511 | Davit Upper Arm-1734511 | COL-YKP-DA-0009S | Safety | Safety Equipment |  | DA | http://www.toronto.ca/TWONTO#fall_arrest_Davit_arm |  | Davit Arm Assembly with Upper Arm-1734511
34401 | COL-YKP-DA-183127 | Davit Upper Arm-183127 | COL-YKP-DA | Safety | Safety Equipment |  | DA | http://www.toronto.ca/TWONTO#fall_arrest_Davit_arm |  | Davit Arm Assembly
9128 | COL-YKP-DA-187991 | Davit Upper Arm-187991 | COL-YKP-DA | Safety | Safety Equipment |  | DA | http://www.toronto.ca/TWONTO#fall_arrest_Davit_arm |  | Davit Arm Assembly
34403 | COL-YKP-DA-187992 | Davit Upper Arm-187992 | COL-YKP-DA | Safety | Safety Equipment |  | DA | http://www.toronto.ca/TWONTO#fall_arrest_Davit_arm |  | Davit Arm Assembly
9130 | COL-YKP-DA-193139 | Davit Upper Arm-193139 | COL-YKP-DA | Safety | Safety Equipment |  | DA | http://www.toronto.ca/TWONTO#fall_arrest_Davit_arm |  | Davit Arm Assembly
34406 | COL-YKP-DA-193140 | Davit Upper Arm-193140 | COL-YKP-DA | Safety | Safety Equipment |  | DA | http://www.toronto.ca/TWONTO#fall_arrest_Davit_arm |  | Davit Arm Assembly
9133 | COL-YKP-DA-193156 | Davit Upper Arm-193156 | COL-YKP-DA | Safety | Safety Equipment |  | DA | http://www.toronto.ca/TWONTO#fall_arrest_Davit_arm |  | Davit Arm Assembly
9135 | COL-YKP-DA-193160 | Davit Upper Arm-193160 | COL-YKP-DA | Safety | Safety Equipment |  | DA | http://www.toronto.ca/TWONTO#fall_arrest_Davit_arm |  | Davit Arm Assembly
9136 | COL-YKP-DA-193161 | Davit Upper Arm-193161 | COL-YKP-DA | Safety | Safety Equipment |  | DA | http://www.toronto.ca/TWONTO#fall_arrest_Davit_arm |  | Davit Arm Assembly
34408 | COL-YKP-DA-199922 | Davit Upper Arm-199922 | COL-YKP-DA | Safety | Safety Equipment |  | DA | http://www.toronto.ca/TWONTO#fall_arrest_Davit_arm |  | Davit Arm Assembly
9147 | COL-YKP-DA-6453 | Davit Upper Arm-6453 | COL-YKP-DA | Safety | Safety Equipment |  | DA | http://www.toronto.ca/TWONTO#fall_arrest_Davit_arm |  | Davit Arm Assembly
8996 | COL-YKP-DA-158076 | Davit-158076 | COL-W-OBSOLETE | Safety | Safety Equipment |  | DA | http://www.toronto.ca/TWONTO#fall_arrest_Davit_arm |  | Col West Obsolete Entities
8997 | COL-YKP-DA-158076 | Davit-158076 | COL-YKP-DA | Safety | Safety Equipment |  | DA | http://www.toronto.ca/TWONTO#fall_arrest_Davit_arm |  | Davit Arm Assembly
34143 | COL-YKP-DA-158076 | Davit-158076 | COL-YKP-DA-0018S | Safety | Safety Equipment |  | DA | http://www.toronto.ca/TWONTO#fall_arrest_Davit_arm |  | Davit Arm Assembly with Davit-158076
14488 | FCL-SES-FA-0003 | DBI Sala | FCL-SES |  | Safety Equipment |  | FA | ? |  | Safety and Environmental Services
14489 | FCL-SES-FA-0005 | DBI Sala | FCL-SES |  | Safety Equipment |  | FA | ? |  | Safety and Environmental Services
14490 | FCL-SES-FA-0005 | DBI Sala | FCL-SES-SQ-0007 |  | Safety Equipment |  | FA | ? |  | Eyewash Station, Admin Building, Operators Lab,Eye wash station - main change room
14491 | FCL-SES-FA-0006 | DBI Sala | FCL-SES |  | Safety Equipment |  | FA | ? |  | Safety and Environmental Services
14492 | FCL-SES-FA-0006 | DBI Sala | FCL-SES-SQ-0007 |  | Safety Equipment |  | FA | ? |  | Eyewash Station, Admin Building, Operators Lab,Eye wash station - main change room
14494 | FCL-SES-FA-0008 | DBI SALA | FCL-SES-SQ-0007 |  | Safety Equipment |  | FA | ? |  | Eyewash Station, Admin Building, Operators Lab,Eye wash station - main change room
64780 | FCL-SES-FA-0003 | DBI Sala | FCL-SES-SQ-0007 |  | Safety Equipment |  | FA | ? |  | Eyewash Station, Admin Building, Operators Lab,Eye wash station - main change room
64781 | FCL-SES-FA-0004 | DBI Sala | FCL-SES-SQ-0007 |  | Safety Equipment |  | FA | ? |  | Eyewash Station, Admin Building, Operators Lab,Eye wash station - main change room
18669 | FHA-SES-SQ-0063 | DBI SALA 6’ shock absorber lanyard ser E00401007EDD862D | FHA-SES-SQ-6 |  | Safety Equipment |  | SQ | lifeline |  | Safety Fall Protection Equipment
82862 | FHA-SES-SQ-0063 | DBI SALA 6’ shock absorber lanyard ser E00401007EDD862D | FHA-SES |  | Safety Equipment |  | SQ | lifeline |  | Safety & Environmental Services
18674 | FHA-SES-SQ-0068 | DBI SALA 6’ shock absorber lanyard Ser E00401007EDD9367 | FHA-SES |  | Safety Equipment |  | SQ | lifeline |  | Safety & Environmental Services
18675 | FHA-SES-SQ-0068 | DBI SALA 6’ shock absorber lanyard Ser E00401007EDD9367 | FHA-SES-SQ-6 |  | Safety Equipment |  | SQ | lifeline |  | Safety Fall Protection Equipment
18679 | FHA-SES-SQ-0072 | DBI SALA 6’ shock absorber lanyard Ser E00401007EDDBEB5 | FHA-SES |  | Safety Equipment |  | SQ | lifeline |  | Safety & Environmental Services
18680 | FHA-SES-SQ-0072 | DBI SALA 6’ shock absorber lanyard Ser E00401007EDDBEB5 | FHA-SES-SQ-6 |  | Safety Equipment |  | SQ | lifeline |  | Safety Fall Protection Equipment
18683 | FHA-SES-SQ-0076 | DBI SALA 6’ shock absorber lanyard Ser E00403500A43D64D | FHA-SES |  | Safety Equipment |  | SQ | lifeline |  | Safety & Environmental Services
18684 | FHA-SES-SQ-0076 | DBI SALA 6’ shock absorber lanyard Ser E00403500A43D64D | FHA-SES-SQ-6 |  | Safety Equipment |  | SQ | lifeline |  | Safety Fall Protection Equipment
128296 | THC-SES-DEF-0003 | Defibrillation Unit, Building A | THC-SES-SQ | Safety,Defibrillator | Safety Equipment |  | DEF | http://www.toronto.ca/TWONTO#automatic_external_defibrillator |  | Safety Equipment
65790 | THC-SES-DEF-0002 | Defibrillation Unit, Building K | THC-SES-SQ | Safety,Defibrillator | Safety Equipment |  | DEF | http://www.toronto.ca/TWONTO#automatic_external_defibrillator |  | Safety Equipment
65789 | THC-SES-DEF-0001 | Defibrillation Unit, Building M | THC-SES-SQ | Safety,Defibrillator | Safety Equipment |  | DEF | http://www.toronto.ca/TWONTO#automatic_external_defibrillator |  | Safety Equipment
14476 | FCL-SES-DEF-0001 | Defibrillator, Admin Building, 1st Floor across Control Room | FCL-SES-FAK-0006 | PPE | Safety Equipment |  | DEF | http://www.toronto.ca/TWONTO#automatic_external_defibrillator |  | First Aid Kit, High Lift Basement B1, Mechanical Room
78993 | THR-SQ-DEF-0001S | Defibrillator, AED | THR-SQ-FAK-WA2 | Safety | Safety Equipment | 40073 | DEF | http://www.toronto.ca/TWONTO#automatic_external_defibrillator |  | First Aid Kit, Work Area 2
64769 | FCL-SES-DEF-0002 | Defibrillator, Low Lift PS Building S/E | FCL-SES-FAK-0006 | PPE | Safety Equipment |  | DEF | http://www.toronto.ca/TWONTO#automatic_external_defibrillator |  | First Aid Kit, High Lift Basement B1, Mechanical Room
30371 | FIS-SES-DEF-0601 | Defilibrator, Control Room, East Wall Facing Entrance, Admin Building | FIS-SES-FAK | Safety | Safety Equipment |  | DEF | http://www.toronto.ca/TWONTO#automatic_external_defibrillator |  | First Aid Kits
97919 | FIS-SES-DEF-0601 | Defilibrator, Control Room, East Wall Facing Entrance, Admin Building | FIS-SES | Safety | Safety Equipment |  | DEF | http://www.toronto.ca/TWONTO#automatic_external_defibrillator |  | Safety, Instrumentation & Environmental Services
30372 | FIS-SES-DEF-4501 | Defilibrator, EICT Corridor, East Wall Facing Entrance, Workshop Building | FIS-SES-FAK | Safety | Safety Equipment |  | DEF | http://www.toronto.ca/TWONTO#automatic_external_defibrillator |  | First Aid Kits
97920 | FIS-SES-DEF-4501 | Defilibrator, EICT Corridor, East Wall Facing Entrance, Workshop Building | FIS-SES | Safety | Safety Equipment |  | DEF | http://www.toronto.ca/TWONTO#automatic_external_defibrillator |  | Safety, Instrumentation & Environmental Services
81936 | VP2026 | Detector, Gas | TAB-ELS-AM | Sensor,Gas | Safety Equipment |  |  | http://www.toronto.ca/TWONTO#portable_gas_detector |  | WA8 Safety Equipment Gas Detectors, Plant Wide
81937 | VP2033 | Detector, Gas | TAB-ELS-AM | Sensor,Gas | Safety Equipment |  |  | http://www.toronto.ca/TWONTO#portable_gas_detector |  | WA8 Safety Equipment Gas Detectors, Plant Wide
81939 | VP2035 | Detector, Gas | TAB-ELS-AM | Sensor,Gas | Safety Equipment |  |  | http://www.toronto.ca/TWONTO#portable_gas_detector |  | WA8 Safety Equipment Gas Detectors, Plant Wide
81940 | VP2036 | Detector, Gas | TAB-ELS-AM | Sensor,Gas | Safety Equipment |  |  | http://www.toronto.ca/TWONTO#portable_gas_detector |  | WA8 Safety Equipment Gas Detectors, Plant Wide
81942 | VP2040 | Detector, Gas | TAB-ELS-AM | Sensor,Gas | Safety Equipment |  |  | http://www.toronto.ca/TWONTO#portable_gas_detector |  | WA8 Safety Equipment Gas Detectors, Plant Wide
81944 | VP2044 | Detector, Gas | TAB-ELS-AM | Sensor,Gas | Safety Equipment |  |  | http://www.toronto.ca/TWONTO#portable_gas_detector |  | WA8 Safety Equipment Gas Detectors, Plant Wide
81945 | VP2045 | Detector, Gas | TAB-ELS-AM | Sensor,Gas | Safety Equipment |  |  | http://www.toronto.ca/TWONTO#portable_gas_detector |  | WA8 Safety Equipment Gas Detectors, Plant Wide
81946 | VP2046 | Detector, Gas | TAB-ELS-AM | Sensor,Gas | Safety Equipment |  |  | http://www.toronto.ca/TWONTO#portable_gas_detector |  | WA8 Safety Equipment Gas Detectors, Plant Wide
140965 | VP2025 | Detector, Gas | TAB-ELS-AM | Sensor,Gas | Safety Equipment |  |  | http://www.toronto.ca/TWONTO#portable_gas_detector |  | WA8 Safety Equipment Gas Detectors, Plant Wide
140966 | VP2027 | Detector, Gas | TAB-ELS-AM | Sensor,Gas | Safety Equipment |  |  | http://www.toronto.ca/TWONTO#portable_gas_detector |  | WA8 Safety Equipment Gas Detectors, Plant Wide
140967 | VP2028 | Detector, Gas | TAB-ELS-AM | Sensor,Gas | Safety Equipment |  |  | http://www.toronto.ca/TWONTO#portable_gas_detector |  | WA8 Safety Equipment Gas Detectors, Plant Wide
140968 | VP2030 | Detector, Gas | TAB-ELS-AM | Sensor,Gas | Safety Equipment |  |  | http://www.toronto.ca/TWONTO#portable_gas_detector |  | WA8 Safety Equipment Gas Detectors, Plant Wide
140969 | VP2031 | Detector, Gas | TAB-ELS-AM | Sensor,Gas | Safety Equipment |  |  | http://www.toronto.ca/TWONTO#portable_gas_detector |  | WA8 Safety Equipment Gas Detectors, Plant Wide
140970 | VP2032 | Detector, Gas | TAB-ELS-AM | Sensor,Gas | Safety Equipment |  |  | http://www.toronto.ca/TWONTO#portable_gas_detector |  | WA8 Safety Equipment Gas Detectors, Plant Wide
140971 | VP2037 | Detector, Gas | TAB-ELS-AM | Sensor,Gas | Safety Equipment |  |  | http://www.toronto.ca/TWONTO#portable_gas_detector |  | WA8 Safety Equipment Gas Detectors, Plant Wide
140972 | VP2038 | Detector, Gas | TAB-ELS-AM | Sensor,Gas | Safety Equipment |  |  | http://www.toronto.ca/TWONTO#portable_gas_detector |  | WA8 Safety Equipment Gas Detectors, Plant Wide
140973 | VP2041 | Detector, Gas | TAB-ELS-AM | Sensor,Gas | Safety Equipment |  |  | http://www.toronto.ca/TWONTO#portable_gas_detector |  | WA8 Safety Equipment Gas Detectors, Plant Wide
140974 | VP2042 | Detector, Gas | TAB-ELS-AM | Sensor,Gas | Safety Equipment |  |  | http://www.toronto.ca/TWONTO#portable_gas_detector |  | WA8 Safety Equipment Gas Detectors, Plant Wide
81934 | VP2010D | Detector, Gas, Portable MSA Passport, | TAB-THK-SQ | Sensor,Gas | Safety Equipment |  |  | http://www.toronto.ca/TWONTO#portable_gas_detector |  | WA5 Safety Equipment
81941 | VP2039D | Detector, Gas, Portable MSA Passport, | TAB-THK-SQ | Sensor,Gas | Safety Equipment |  |  | http://www.toronto.ca/TWONTO#portable_gas_detector |  | WA5 Safety Equipment
86 | 50610 | Detectors, Gas, Fixed, D Bldg Prelim Treatment | TAB-PLT-SQ-D | Sensor,Gas | Safety Equipment |  |  | http://www.toronto.ca/TWONTO#collection_of_assets |  | D Building - Safety Equipment, Atmosphere monitors
136601 | THR-JHSC-DMCC | DIG 1-6 & 7-10 MCC Rooms | THR-JHSC-WA3 |  | Safety Equipment |  |  | http://www.toronto.ca/TWONTO#collection_of_assets |  | Joint Health & Safety Committee WA3
111092 | TAB-DIG-SQ | Digester Gas Control Building.- Safety Equipment | TAB-DIG-GAS |  | Safety Equipment |  |  | http://www.toronto.ca/TWONTO#collection_of_assets |  | Digester Gas Control
75988 | THR-JHSC-DIG | Digester Tanks & Surrounding Areas | THR-JHSC-WA1 |  | Safety Equipment |  |  | http://www.toronto.ca/TWONTO#collection_of_assets |  | Joint Health & Safety Committee WA1
75991 | THR-JHSC-EMMCC | East Maintenance Bldg. MCC Room | THR-JHSC-WA3 |  | Safety Equipment |  |  | http://www.toronto.ca/TWONTO#collection_of_assets |  | Joint Health & Safety Committee WA3
136602 | THR-JHSC-EPS | Effluent Pumping Station Bldg., Sorrounding Area | THR-JHSC-WA4 |  | Safety Equipment |  |  | http://www.toronto.ca/TWONTO#collection_of_assets |  | Joint Health & Safety Committee WA4
75992 | THR-JHSC-EPSMCC | Effluent Pumping Station Bldg.MCC Rooms | THR-JHSC-WA3 |  | Safety Equipment |  |  | http://www.toronto.ca/TWONTO#collection_of_assets |  | Joint Health & Safety Committee WA3
34332 | LD50900 | Elec. Chain Hoist, Kito, 1 t, Tag # 12, WA2 | TAB-SES-LD | Lifting Device | Safety Equipment |  |  | http://www.toronto.ca/TWONTO#lifting_equipment_hoist |  | WA2 Lifting devices
34333 | LD50901 | Elec. Chain Hoist, Kito, 2 t, Tag # 13, WA2 | TAB-SES-LD | Lifting Device | Safety Equipment |  |  | http://www.toronto.ca/TWONTO#lifting_equipment_hoist |  | WA2 Lifting devices
48212 | TAB-ELS-SQ-6101 | Electrical - Rubber Insulating Gloves | TAB-ELS-SQ-GLOVE | PPE,Insulated Glove | Safety Equipment |  | SQ | http://www.toronto.ca/TWONTO#rubber_insulating_gloves |  | High Voltage Gloves
48213 | TAB-ELS-SQ-6102 | Electrical - Rubber Insulating Gloves | TAB-ELS-SQ-GLOVE | PPE,Insulated Glove | Safety Equipment |  | SQ | http://www.toronto.ca/TWONTO#rubber_insulating_gloves |  | High Voltage Gloves
48214 | TAB-ELS-SQ-6103 | Electrical - Rubber Insulating Gloves | TAB-ELS-SQ-GLOVE | PPE,Insulated Glove | Safety Equipment |  | SQ | http://www.toronto.ca/TWONTO#rubber_insulating_gloves |  | High Voltage Gloves
48215 | TAB-ELS-SQ-6104 | Electrical - Rubber Insulating Gloves | TAB-ELS-SQ-GLOVE | PPE,Insulated Glove | Safety Equipment |  | SQ | http://www.toronto.ca/TWONTO#rubber_insulating_gloves |  | High Voltage Gloves
48216 | TAB-ELS-SQ-6109 | Electrical - Rubber Insulating Gloves | TAB-ELS-SQ-GLOVE | PPE,Insulated Glove | Safety Equipment |  | SQ | http://www.toronto.ca/TWONTO#rubber_insulating_gloves |  | High Voltage Gloves
48217 | TAB-ELS-SQ-6111 | Electrical - Rubber Insulating Gloves | TAB-ELS-SQ-GLOVE | PPE,Insulated Glove | Safety Equipment |  | SQ | http://www.toronto.ca/TWONTO#rubber_insulating_gloves |  | High Voltage Gloves
48218 | TAB-ELS-SQ-6112 | Electrical - Rubber Insulating Gloves | TAB-ELS-SQ-GLOVE | PPE,Insulated Glove | Safety Equipment |  | SQ | http://www.toronto.ca/TWONTO#rubber_insulating_gloves |  | High Voltage Gloves
48219 | TAB-ELS-SQ-6113 | Electrical - Rubber Insulating Gloves | TAB-ELS-SQ-GLOVE | PPE,Insulated Glove | Safety Equipment |  | SQ | http://www.toronto.ca/TWONTO#rubber_insulating_gloves |  | High Voltage Gloves
48220 | TAB-ELS-SQ-6118 | Electrical - Rubber Insulating Gloves | TAB-ELS-SQ-GLOVE | PPE,Insulated Glove | Safety Equipment |  | SQ | http://www.toronto.ca/TWONTO#rubber_insulating_gloves |  | High Voltage Gloves
48221 | TAB-ELS-SQ-6119 | Electrical - Rubber Insulating Gloves | TAB-ELS-SQ-GLOVE | PPE,Insulated Glove | Safety Equipment |  | SQ | http://www.toronto.ca/TWONTO#rubber_insulating_gloves |  | High Voltage Gloves
48222 | TAB-ELS-SQ-6123 | Electrical - Rubber Insulating Gloves | TAB-ELS-SQ-GLOVE | PPE,Insulated Glove | Safety Equipment |  | SQ | http://www.toronto.ca/TWONTO#rubber_insulating_gloves |  | High Voltage Gloves
48223 | TAB-ELS-SQ-6124 | Electrical - Rubber Insulating Gloves | TAB-ELS-SQ-GLOVE | PPE,Insulated Glove | Safety Equipment |  | SQ | http://www.toronto.ca/TWONTO#rubber_insulating_gloves |  | High Voltage Gloves
48224 | TAB-ELS-SQ-6125 | Electrical - Rubber Insulating Gloves | TAB-ELS-SQ-GLOVE | PPE,Insulated Glove | Safety Equipment |  | SQ | http://www.toronto.ca/TWONTO#rubber_insulating_gloves |  | High Voltage Gloves
48225 | TAB-ELS-SQ-6126 | Electrical - Rubber Insulating Gloves | TAB-ELS-SQ-GLOVE | PPE,Insulated Glove | Safety Equipment |  | SQ | http://www.toronto.ca/TWONTO#rubber_insulating_gloves |  | High Voltage Gloves
48226 | TAB-ELS-SQ-6133 | Electrical - Rubber Insulating Gloves | TAB-ELS-SQ-GLOVE | PPE,Insulated Glove | Safety Equipment |  | SQ | http://www.toronto.ca/TWONTO#rubber_insulating_gloves |  | High Voltage Gloves
48227 | TAB-ELS-SQ-6134 | Electrical - Rubber Insulating Gloves | TAB-ELS-SQ-GLOVE | PPE,Insulated Glove | Safety Equipment |  | SQ | http://www.toronto.ca/TWONTO#rubber_insulating_gloves |  | High Voltage Gloves
48228 | TAB-ELS-SQ-6135 | Electrical - Rubber Insulating Gloves | TAB-ELS-SQ-GLOVE | PPE,Insulated Glove | Safety Equipment |  | SQ | http://www.toronto.ca/TWONTO#rubber_insulating_gloves |  | High Voltage Gloves
48229 | TAB-ELS-SQ-6136 | Electrical - Rubber Insulating Gloves | TAB-ELS-SQ-GLOVE | PPE,Insulated Glove | Safety Equipment |  | SQ | http://www.toronto.ca/TWONTO#rubber_insulating_gloves |  | High Voltage Gloves
113459 | TAB-ELS-SQ-6101 | Electrical - Rubber Insulating Gloves | TAB-ELS-ESQ | PPE,Insulated Glove | Safety Equipment |  | SQ | http://www.toronto.ca/TWONTO#rubber_insulating_gloves |  | Electrical Safety Equipment
113460 | TAB-ELS-SQ-6105 | Electrical - Rubber Insulating Gloves | TAB-ELS-SQ-GLOVE | PPE,Insulated Glove | Safety Equipment |  | SQ | http://www.toronto.ca/TWONTO#rubber_insulating_gloves |  | High Voltage Gloves
113461 | TAB-ELS-SQ-6106 | Electrical - Rubber Insulating Gloves | TAB-ELS-SQ-GLOVE | PPE,Insulated Glove | Safety Equipment |  | SQ | http://www.toronto.ca/TWONTO#rubber_insulating_gloves |  | High Voltage Gloves
113462 | TAB-ELS-SQ-6107 | Electrical - Rubber Insulating Gloves | TAB-ELS-SQ-GLOVE | PPE,Insulated Glove | Safety Equipment |  | SQ | http://www.toronto.ca/TWONTO#rubber_insulating_gloves |  | High Voltage Gloves
113463 | TAB-ELS-SQ-6108 | Electrical - Rubber Insulating Gloves | TAB-ELS-SQ-GLOVE | PPE,Insulated Glove | Safety Equipment |  | SQ | http://www.toronto.ca/TWONTO#rubber_insulating_gloves |  | High Voltage Gloves
113464 | TAB-ELS-SQ-6110 | Electrical - Rubber Insulating Gloves | TAB-ELS-SQ-GLOVE | PPE,Insulated Glove | Safety Equipment |  | SQ | http://www.toronto.ca/TWONTO#rubber_insulating_gloves |  | High Voltage Gloves
113465 | TAB-ELS-SQ-6114 | Electrical - Rubber Insulating Gloves | TAB-ELS-SQ-GLOVE | PPE,Insulated Glove | Safety Equipment |  | SQ | http://www.toronto.ca/TWONTO#rubber_insulating_gloves |  | High Voltage Gloves
113466 | TAB-ELS-SQ-6115 | Electrical - Rubber Insulating Gloves | TAB-ELS-SQ-GLOVE | PPE,Insulated Glove | Safety Equipment |  | SQ | http://www.toronto.ca/TWONTO#rubber_insulating_gloves |  | High Voltage Gloves
113467 | TAB-ELS-SQ-6116 | Electrical - Rubber Insulating Gloves | TAB-ELS-SQ-GLOVE | PPE,Insulated Glove | Safety Equipment |  | SQ | http://www.toronto.ca/TWONTO#rubber_insulating_gloves |  | High Voltage Gloves
113468 | TAB-ELS-SQ-6117 | Electrical - Rubber Insulating Gloves | TAB-ELS-SQ-GLOVE | PPE,Insulated Glove | Safety Equipment |  | SQ | http://www.toronto.ca/TWONTO#rubber_insulating_gloves |  | High Voltage Gloves
113469 | TAB-ELS-SQ-6120 | Electrical - Rubber Insulating Gloves | TAB-ELS-SQ-GLOVE | PPE,Insulated Glove | Safety Equipment |  | SQ | http://www.toronto.ca/TWONTO#rubber_insulating_gloves |  | High Voltage Gloves
113470 | TAB-ELS-SQ-6121 | Electrical - Rubber Insulating Gloves | TAB-ELS-SQ-GLOVE | PPE,Insulated Glove | Safety Equipment |  | SQ | http://www.toronto.ca/TWONTO#rubber_insulating_gloves |  | High Voltage Gloves
113471 | TAB-ELS-SQ-6122 | Electrical - Rubber Insulating Gloves | TAB-ELS-SQ-GLOVE | PPE,Insulated Glove | Safety Equipment |  | SQ | http://www.toronto.ca/TWONTO#rubber_insulating_gloves |  | High Voltage Gloves
113472 | TAB-ELS-SQ-6127 | Electrical - Rubber Insulating Gloves | TAB-ELS-SQ-GLOVE | PPE,Insulated Glove | Safety Equipment |  | SQ | http://www.toronto.ca/TWONTO#rubber_insulating_gloves |  | High Voltage Gloves
113473 | TAB-ELS-SQ-6128 | Electrical - Rubber Insulating Gloves | TAB-ELS-SQ-GLOVE | PPE,Insulated Glove | Safety Equipment |  | SQ | http://www.toronto.ca/TWONTO#rubber_insulating_gloves |  | High Voltage Gloves
113474 | TAB-ELS-SQ-6129 | Electrical - Rubber Insulating Gloves | TAB-ELS-SQ-GLOVE | PPE,Insulated Glove | Safety Equipment |  | SQ | http://www.toronto.ca/TWONTO#rubber_insulating_gloves |  | High Voltage Gloves
113475 | TAB-ELS-SQ-6130 | Electrical - Rubber Insulating Gloves | TAB-ELS-SQ-GLOVE | PPE,Insulated Glove | Safety Equipment |  | SQ | http://www.toronto.ca/TWONTO#rubber_insulating_gloves |  | High Voltage Gloves
113476 | TAB-ELS-SQ-6131 | Electrical - Rubber Insulating Gloves | TAB-ELS-SQ-GLOVE | PPE,Insulated Glove | Safety Equipment |  | SQ | http://www.toronto.ca/TWONTO#rubber_insulating_gloves |  | High Voltage Gloves
113477 | TAB-ELS-SQ-6132 | Electrical - Rubber Insulating Gloves | TAB-ELS-SQ-GLOVE | PPE,Insulated Glove | Safety Equipment |  | SQ | http://www.toronto.ca/TWONTO#rubber_insulating_gloves |  | High Voltage Gloves
48230 | TAB-ELS-SQ-6139 | Electrical - Rubber Insulating Gloves Class 1 | TAB-ELS-SQ-GLOVE | PPE,Insulated Glove | Safety Equipment |  | SQ | http://www.toronto.ca/TWONTO#rubber_insulating_gloves |  | High Voltage Gloves
48277 | TAB-ELS-SQ-6142 | Electrical - Rubber Insulating Gloves Class 1 | TAB-ELS-SQ-GLOVE | PPE,Insulated Glove | Safety Equipment |  | SQ | http://www.toronto.ca/TWONTO#rubber_insulating_gloves |  | High Voltage Gloves
48278 | TAB-ELS-SQ-6143 | Electrical - Rubber Insulating Gloves Class 1 | TAB-ELS-SQ-GLOVE | PPE,Insulated Glove | Safety Equipment |  | SQ | http://www.toronto.ca/TWONTO#rubber_insulating_gloves |  | High Voltage Gloves
48279 | TAB-ELS-SQ-6144 | Electrical - Rubber Insulating Gloves Class 1 | TAB-ELS-SQ-GLOVE | PPE,Insulated Glove | Safety Equipment |  | SQ | http://www.toronto.ca/TWONTO#rubber_insulating_gloves |  | High Voltage Gloves
48280 | TAB-ELS-SQ-6145 | Electrical - Rubber Insulating Gloves Class 1 | TAB-ELS-SQ-GLOVE | PPE,Insulated Glove | Safety Equipment |  | SQ | http://www.toronto.ca/TWONTO#rubber_insulating_gloves |  | High Voltage Gloves
48281 | TAB-ELS-SQ-6148 | Electrical - Rubber Insulating Gloves Class 1 | TAB-ELS-SQ-GLOVE | PPE,Insulated Glove | Safety Equipment |  | SQ | http://www.toronto.ca/TWONTO#rubber_insulating_gloves |  | High Voltage Gloves
48282 | TAB-ELS-SQ-6151 | Electrical - Rubber Insulating Gloves Class 1 | TAB-ELS-SQ-GLOVE | PPE,Insulated Glove | Safety Equipment |  | SQ | http://www.toronto.ca/TWONTO#rubber_insulating_gloves |  | High Voltage Gloves
48283 | TAB-ELS-SQ-6152 | Electrical - Rubber Insulating Gloves Class 1 | TAB-ELS-SQ-GLOVE | PPE,Insulated Glove | Safety Equipment |  | SQ | http://www.toronto.ca/TWONTO#rubber_insulating_gloves |  | High Voltage Gloves
48284 | TAB-ELS-SQ-6153 | Electrical - Rubber Insulating Gloves Class 1 | TAB-ELS-SQ-GLOVE | PPE,Insulated Glove | Safety Equipment |  | SQ | http://www.toronto.ca/TWONTO#rubber_insulating_gloves |  | High Voltage Gloves
48285 | TAB-ELS-SQ-6154 | Electrical - Rubber Insulating Gloves Class 1 | TAB-ELS-SQ-GLOVE | PPE,Insulated Glove | Safety Equipment |  | SQ | http://www.toronto.ca/TWONTO#rubber_insulating_gloves |  | High Voltage Gloves
48286 | TAB-ELS-SQ-6158 | Electrical - Rubber Insulating Gloves Class 1 | TAB-ELS-SQ-GLOVE | PPE,Insulated Glove | Safety Equipment |  | SQ | http://www.toronto.ca/TWONTO#rubber_insulating_gloves |  | High Voltage Gloves
48287 | TAB-ELS-SQ-6159 | Electrical - Rubber Insulating Gloves Class 1 | TAB-ELS-SQ-GLOVE | PPE,Insulated Glove | Safety Equipment |  | SQ | http://www.toronto.ca/TWONTO#rubber_insulating_gloves |  | High Voltage Gloves
48288 | TAB-ELS-SQ-6160 | Electrical - Rubber Insulating Gloves Class 1 | TAB-ELS-SQ-GLOVE | PPE,Insulated Glove | Safety Equipment |  | SQ | http://www.toronto.ca/TWONTO#rubber_insulating_gloves |  | High Voltage Gloves
48289 | TAB-ELS-SQ-6161 | Electrical - Rubber Insulating Gloves Class 1 | TAB-ELS-SQ-GLOVE | PPE,Insulated Glove | Safety Equipment |  | SQ | http://www.toronto.ca/TWONTO#rubber_insulating_gloves |  | High Voltage Gloves
48290 | TAB-ELS-SQ-6162 | Electrical - Rubber Insulating Gloves Class 1 | TAB-ELS-SQ-GLOVE | PPE,Insulated Glove | Safety Equipment |  | SQ | http://www.toronto.ca/TWONTO#rubber_insulating_gloves |  | High Voltage Gloves
48291 | TAB-ELS-SQ-6163 | Electrical - Rubber Insulating Gloves Class 1 | TAB-ELS-SQ-GLOVE | PPE,Insulated Glove | Safety Equipment |  | SQ | http://www.toronto.ca/TWONTO#rubber_insulating_gloves |  | High Voltage Gloves
48292 | TAB-ELS-SQ-6168 | Electrical - Rubber Insulating Gloves Class 1 | TAB-ELS-SQ-GLOVE | PPE,Insulated Glove | Safety Equipment |  | SQ | http://www.toronto.ca/TWONTO#rubber_insulating_gloves |  | High Voltage Gloves
48293 | TAB-ELS-SQ-6169 | Electrical - Rubber Insulating Gloves Class 1 | TAB-ELS-SQ-GLOVE | PPE,Insulated Glove | Safety Equipment |  | SQ | http://www.toronto.ca/TWONTO#rubber_insulating_gloves |  | High Voltage Gloves
48294 | TAB-ELS-SQ-6170 | Electrical - Rubber Insulating Gloves Class 1 | TAB-ELS-SQ-GLOVE | PPE,Insulated Glove | Safety Equipment |  | SQ | http://www.toronto.ca/TWONTO#rubber_insulating_gloves |  | High Voltage Gloves
48295 | TAB-ELS-SQ-6171 | Electrical - Rubber Insulating Gloves Class 1 | TAB-ELS-SQ-GLOVE | PPE,Insulated Glove | Safety Equipment |  | SQ | http://www.toronto.ca/TWONTO#rubber_insulating_gloves |  | High Voltage Gloves
48296 | TAB-ELS-SQ-6172 | Electrical - Rubber Insulating Gloves Class 1 | TAB-ELS-SQ-GLOVE | PPE,Insulated Glove | Safety Equipment |  | SQ | http://www.toronto.ca/TWONTO#rubber_insulating_gloves |  | High Voltage Gloves
48297 | TAB-ELS-SQ-6173 | Electrical - Rubber Insulating Gloves Class 1 | TAB-ELS-SQ-GLOVE | PPE,Insulated Glove | Safety Equipment |  | SQ | http://www.toronto.ca/TWONTO#rubber_insulating_gloves |  | High Voltage Gloves
113478 | TAB-ELS-SQ-6137 | Electrical - Rubber Insulating Gloves Class 1 | TAB-ELS-SQ-GLOVE | PPE,Insulated Glove | Safety Equipment |  | SQ | http://www.toronto.ca/TWONTO#rubber_insulating_gloves |  | High Voltage Gloves
113479 | TAB-ELS-SQ-6138 | Electrical - Rubber Insulating Gloves Class 1 | TAB-ELS-SQ-GLOVE | PPE,Insulated Glove | Safety Equipment |  | SQ | http://www.toronto.ca/TWONTO#rubber_insulating_gloves |  | High Voltage Gloves
113480 | TAB-ELS-SQ-6140 | Electrical - Rubber Insulating Gloves Class 1 | TAB-ELS-SQ-GLOVE | PPE,Insulated Glove | Safety Equipment |  | SQ | http://www.toronto.ca/TWONTO#rubber_insulating_gloves |  | High Voltage Gloves
113481 | TAB-ELS-SQ-6141 | Electrical - Rubber Insulating Gloves Class 1 | TAB-ELS-SQ-GLOVE | PPE,Insulated Glove | Safety Equipment |  | SQ | http://www.toronto.ca/TWONTO#rubber_insulating_gloves |  | High Voltage Gloves
113482 | TAB-ELS-SQ-6146 | Electrical - Rubber Insulating Gloves Class 1 | TAB-ELS-SQ-GLOVE | PPE,Insulated Glove | Safety Equipment |  | SQ | http://www.toronto.ca/TWONTO#rubber_insulating_gloves |  | High Voltage Gloves
113483 | TAB-ELS-SQ-6147 | Electrical - Rubber Insulating Gloves Class 1 | TAB-ELS-SQ-GLOVE | PPE,Insulated Glove | Safety Equipment |  | SQ | http://www.toronto.ca/TWONTO#rubber_insulating_gloves |  | High Voltage Gloves
113484 | TAB-ELS-SQ-6149 | Electrical - Rubber Insulating Gloves Class 1 | TAB-ELS-SQ-GLOVE | PPE,Insulated Glove | Safety Equipment |  | SQ | http://www.toronto.ca/TWONTO#rubber_insulating_gloves |  | High Voltage Gloves
113485 | TAB-ELS-SQ-6150 | Electrical - Rubber Insulating Gloves Class 1 | TAB-ELS-SQ-GLOVE | PPE,Insulated Glove | Safety Equipment |  | SQ | http://www.toronto.ca/TWONTO#rubber_insulating_gloves |  | High Voltage Gloves
113486 | TAB-ELS-SQ-6155 | Electrical - Rubber Insulating Gloves Class 1 | TAB-ELS-SQ-GLOVE | PPE,Insulated Glove | Safety Equipment |  | SQ | http://www.toronto.ca/TWONTO#rubber_insulating_gloves |  | High Voltage Gloves
113487 | TAB-ELS-SQ-6156 | Electrical - Rubber Insulating Gloves Class 1 | TAB-ELS-SQ-GLOVE | PPE,Insulated Glove | Safety Equipment |  | SQ | http://www.toronto.ca/TWONTO#rubber_insulating_gloves |  | High Voltage Gloves
113488 | TAB-ELS-SQ-6157 | Electrical - Rubber Insulating Gloves Class 1 | TAB-ELS-SQ-GLOVE | PPE,Insulated Glove | Safety Equipment |  | SQ | http://www.toronto.ca/TWONTO#rubber_insulating_gloves |  | High Voltage Gloves
113489 | TAB-ELS-SQ-6164 | Electrical - Rubber Insulating Gloves Class 1 | TAB-ELS-SQ-GLOVE | PPE,Insulated Glove | Safety Equipment |  | SQ | http://www.toronto.ca/TWONTO#rubber_insulating_gloves |  | High Voltage Gloves
113490 | TAB-ELS-SQ-6165 | Electrical - Rubber Insulating Gloves Class 1 | TAB-ELS-SQ-GLOVE | PPE,Insulated Glove | Safety Equipment |  | SQ | http://www.toronto.ca/TWONTO#rubber_insulating_gloves |  | High Voltage Gloves
113491 | TAB-ELS-SQ-6166 | Electrical - Rubber Insulating Gloves Class 1 | TAB-ELS-SQ-GLOVE | PPE,Insulated Glove | Safety Equipment |  | SQ | http://www.toronto.ca/TWONTO#rubber_insulating_gloves |  | High Voltage Gloves
113492 | TAB-ELS-SQ-6167 | Electrical - Rubber Insulating Gloves Class 1 | TAB-ELS-SQ-GLOVE | PPE,Insulated Glove | Safety Equipment |  | SQ | http://www.toronto.ca/TWONTO#rubber_insulating_gloves |  | High Voltage Gloves
113493 | TAB-ELS-SQ-6174 | Electrical - Rubber Insulating Gloves Class 1 | TAB-ELS-SQ-GLOVE | PPE,Insulated Glove | Safety Equipment |  | SQ | http://www.toronto.ca/TWONTO#rubber_insulating_gloves |  | High Voltage Gloves
113494 | TAB-ELS-SQ-6175 | Electrical - Rubber Insulating Gloves Class 1 | TAB-ELS-SQ-GLOVE | PPE,Insulated Glove | Safety Equipment |  | SQ | http://www.toronto.ca/TWONTO#rubber_insulating_gloves |  | High Voltage Gloves
113495 | TAB-ELS-SQ-6176 | Electrical - Rubber Insulating Gloves Class 1 | TAB-ELS-SQ-GLOVE | PPE,Insulated Glove | Safety Equipment |  | SQ | http://www.toronto.ca/TWONTO#rubber_insulating_gloves |  | High Voltage Gloves
48298 | TAB-ELS-SQ-6178 | Electrical - Rubber Insulating Gloves Class 2 | TAB-ELS-SQ-GLOVE | PPE,Insulated Glove | Safety Equipment |  | SQ | http://www.toronto.ca/TWONTO#rubber_insulating_gloves |  | High Voltage Gloves
48299 | TAB-ELS-SQ-6179 | Electrical - Rubber Insulating Gloves Class 2 | TAB-ELS-SQ-GLOVE | PPE,Insulated Glove | Safety Equipment |  | SQ | http://www.toronto.ca/TWONTO#rubber_insulating_gloves |  | High Voltage Gloves
113496 | TAB-ELS-SQ-6177 | Electrical - Rubber Insulating Gloves Class 2 | TAB-ELS-SQ-GLOVE | PPE,Insulated Glove | Safety Equipment |  | SQ | http://www.toronto.ca/TWONTO#rubber_insulating_gloves |  | High Voltage Gloves
113497 | TAB-ELS-SQ-6180 | Electrical - Rubber Insulating Gloves Class 2 | TAB-ELS-SQ-GLOVE | PPE,Insulated Glove | Safety Equipment |  | SQ | http://www.toronto.ca/TWONTO#rubber_insulating_gloves |  | High Voltage Gloves
134992 | THR-ELS-SQ-0897 | Electrical Rubber Gloves, PPE Issued to Balwinder Singh 10kV | THR-ELS-SQ-ERG | Safety | Safety Equipment |  | SQ | http://www.toronto.ca/TWONTO#rubber_insulating_gloves |  | Electrical Rubber Gloves, Safety Equipment
134990 | THR-ELS-SQ-0893 | Electrical Rubber Gloves, PPE Issued to Balwinder Singh 5kV | THR-ELS-SQ-ERG | Safety | Safety Equipment |  | SQ | http://www.toronto.ca/TWONTO#rubber_insulating_gloves |  | Electrical Rubber Gloves, Safety Equipment
134983 | THR-ELS-SQ-0077 | Electrical Rubber Gloves, PPE Issued to Bhavin Shah 10kV | THR-ELS-SQ-ERG | Safety | Safety Equipment |  | SQ | http://www.toronto.ca/TWONTO#rubber_insulating_gloves |  | Electrical Rubber Gloves, Safety Equipment
134982 | THR-ELS-SQ-0076 | Electrical Rubber Gloves, PPE Issued to Bhavin Shah 5kV | THR-ELS-SQ-ERG | Safety | Safety Equipment |  | SQ | http://www.toronto.ca/TWONTO#rubber_insulating_gloves |  | Electrical Rubber Gloves, Safety Equipment
73953 | THR-ELS-SQ-9500S | Electrical Rubber Gloves, PPE Issued to Bohdan Denderys 5kV | THR-ELS-SQ-ERG | Safety | Safety Equipment | 40932 | SQ | http://www.toronto.ca/TWONTO#rubber_insulating_gloves |  | Electrical Rubber Gloves, Safety Equipment
134985 | THR-ELS-SQ-0405S | Electrical Rubber Gloves, PPE Issued to Danny Campolucci 10kV | THR-ELS-SQ-ERG | Safety | Safety Equipment | 40910 | SQ | http://www.toronto.ca/TWONTO#rubber_insulating_gloves |  | Electrical Rubber Gloves, Safety Equipment
134986 | THR-ELS-SQ-0431 | Electrical Rubber Gloves, PPE Issued to Danny Campolucci 10kV | THR-ELS-SQ-ERG | Safety | Safety Equipment |  | SQ | http://www.toronto.ca/TWONTO#rubber_insulating_gloves |  | Electrical Rubber Gloves, Safety Equipment
73943 | THR-ELS-SQ-0404S | Electrical Rubber Gloves, PPE Issued to Danny Campolucci 5kV | THR-ELS-SQ-ERG | Safety | Safety Equipment | 40909 | SQ | http://www.toronto.ca/TWONTO#rubber_insulating_gloves |  | Electrical Rubber Gloves, Safety Equipment
134981 | THR-ELS-SQ-0075 | Electrical Rubber Gloves, PPE Issued to Danny Campolucci 5kV | THR-ELS-SQ-ERG | Safety | Safety Equipment |  | SQ | http://www.toronto.ca/TWONTO#rubber_insulating_gloves |  | Electrical Rubber Gloves, Safety Equipment
73949 | THR-ELS-SQ-1786S | Electrical Rubber Gloves, PPE Issued to Dhiren Parmar 10kV | THR-ELS-SQ-ERG | Safety | Safety Equipment | 40912 | SQ | http://www.toronto.ca/TWONTO#rubber_insulating_gloves |  | Electrical Rubber Gloves, Safety Equipment
134995 | THR-ELS-SQ-0902 | Electrical Rubber Gloves, PPE Issued to Dhiren Parmar 10kV | THR-ELS-SQ-ERG | Safety | Safety Equipment |  | SQ | http://www.toronto.ca/TWONTO#rubber_insulating_gloves |  | Electrical Rubber Gloves, Safety Equipment
73944 | THR-ELS-SQ-0660 | Electrical Rubber Gloves, PPE Issued to Dhiren Parmar 5kV | THR-ELS-SQ-ERG | Safety | Safety Equipment |  | SQ | http://www.toronto.ca/TWONTO#rubber_insulating_gloves |  | Electrical Rubber Gloves, Safety Equipment
134996 | THR-ELS-SQ-1787S | Electrical Rubber Gloves, PPE Issued to Dhiren Parmar 5kV | THR-ELS-SQ-ERG | Safety | Safety Equipment | 40911 | SQ | http://www.toronto.ca/TWONTO#rubber_insulating_gloves |  | Electrical Rubber Gloves, Safety Equipment
139569 | THR0ELS-SQ-0660 | Electrical Rubber Gloves, PPE Issued to Dhiren Parmar 5kV | THR-ELS-SQ-ERG | Safety | Safety Equipment |  | SQ | http://www.toronto.ca/TWONTO#rubber_insulating_gloves |  | Electrical Rubber Gloves, Safety Equipment
73937 | THR-ELS-SQ-0289 | Electrical Rubber Gloves, PPE Issued to Igor Chamsoutdinov 10kV | THR-ELS-SQ-ERG | Safety | Safety Equipment |  | SQ | http://www.toronto.ca/TWONTO#rubber_insulating_gloves |  | Electrical Rubber Gloves, Safety Equipment
73938 | THR-ELS-SQ-0290S | Electrical Rubber Gloves, PPE Issued to Igor Chamsoutdinov 5kV | THR-ELS-SQ-ERG | Safety | Safety Equipment | 40915 | SQ | http://www.toronto.ca/TWONTO#rubber_insulating_gloves |  | Electrical Rubber Gloves, Safety Equipment
134987 | THR-ELS-SQ-0801 | Electrical Rubber Gloves, PPE Issued to Igor Chamsoutdinov 5kV | THR-ELS-SQ-ERG | Safety | Safety Equipment |  | SQ | http://www.toronto.ca/TWONTO#rubber_insulating_gloves |  | Electrical Rubber Gloves, Safety Equipment
134993 | THR-ELS-SQ-0900 | Electrical Rubber Gloves, PPE Issued to Martin Ge 10kV | THR-ELS-SQ-ERG | Safety | Safety Equipment |  | SQ | http://www.toronto.ca/TWONTO#rubber_insulating_gloves |  | Electrical Rubber Gloves, Safety Equipment
134994 | THR-ELS-SQ-0901S | Electrical Rubber Gloves, PPE Issued to Martin Ge 10kV | THR-ELS-SQ-ERG | Safety | Safety Equipment | 40920 | SQ | http://www.toronto.ca/TWONTO#rubber_insulating_gloves |  | Electrical Rubber Gloves, Safety Equipment
73935 | THR-ELS-SQ-0281 | Electrical Rubber Gloves, PPE Issued to Martin Ge 5kV | THR-ELS-SQ-ERG | Safety | Safety Equipment |  | SQ | http://www.toronto.ca/TWONTO#rubber_insulating_gloves |  | Electrical Rubber Gloves, Safety Equipment
134991 | THR-ELS-SQ-0893S | Electrical Rubber Gloves, PPE Issued to Martin Ge 5kV | THR-ELS-SQ-ERG | Safety | Safety Equipment | 40918 | SQ | http://www.toronto.ca/TWONTO#rubber_insulating_gloves |  | Electrical Rubber Gloves, Safety Equipment
73936 | THR-ELS-SQ-0282S | Electrical Rubber Gloves, PPE Issued to Muhammad Khan 5kV | THR-ELS-SQ-ERG | Safety | Safety Equipment | 40928 | SQ | http://www.toronto.ca/TWONTO#rubber_insulating_gloves |  | Electrical Rubber Gloves, Safety Equipment
134988 | THR-ELS-SQ-0802 | Electrical Rubber Gloves, PPE Issued to Nasir Mansoor 10kV | THR-ELS-SQ-ERG | Safety | Safety Equipment |  | SQ | http://www.toronto.ca/TWONTO#rubber_insulating_gloves |  | Electrical Rubber Gloves, Safety Equipment
73934 | THR-ELS-SQ-0211 | Electrical Rubber Gloves, PPE Issued to Nasir Mansoor 5kV | THR-ELS-SQ-ERG | Safety | Safety Equipment |  | SQ | http://www.toronto.ca/TWONTO#rubber_insulating_gloves |  | Electrical Rubber Gloves, Safety Equipment
73948 | THR-ELS-SQ-0999 | Electrical Rubber Gloves, PPE Issued to Nick Saceleano 10kV | THR-ELS-SQ-ERG | Safety | Safety Equipment |  | SQ | http://www.toronto.ca/TWONTO#rubber_insulating_gloves |  | Electrical Rubber Gloves, Safety Equipment
134984 | THR-ELS-SQ-0290 | Electrical Rubber Gloves, PPE Issued to Nick Saceleano 5kV | THR-ELS-SQ-ERG | Safety | Safety Equipment |  | SQ | http://www.toronto.ca/TWONTO#rubber_insulating_gloves |  | Electrical Rubber Gloves, Safety Equipment
73951 | THR-ELS-SQ-9239 | Electrical Rubber Gloves, PPE Issued to Prashant Chokshi 10kV | THR-ELS-SQ-ERG | Safety | Safety Equipment |  | SQ | http://www.toronto.ca/TWONTO#rubber_insulating_gloves |  | Electrical Rubber Gloves, Safety Equipment
73952 | THR-ELS-SQ-9494 | Electrical Rubber Gloves, PPE Issued to Prashant Chokshi 5kV | THR-ELS-SQ-ERG | Safety | Safety Equipment |  | SQ | http://www.toronto.ca/TWONTO#rubber_insulating_gloves |  | Electrical Rubber Gloves, Safety Equipment
73947 | THR-ELS-SQ-0896S | Electrical Rubber Gloves, PPE Issued to Renan Espiritu 10kV | THR-ELS-SQ-ERG | Safety | Safety Equipment | 40927 | SQ | http://www.toronto.ca/TWONTO#rubber_insulating_gloves |  | Electrical Rubber Gloves, Safety Equipment
134989 | THR-ELS-SQ-0888S | Electrical Rubber Gloves, PPE Issued to Renan Espiritu 5kV | THR-ELS-SQ-ERG | Safety | Safety Equipment | 40929 | SQ | http://www.toronto.ca/TWONTO#rubber_insulating_gloves |  | Electrical Rubber Gloves, Safety Equipment
73945 | THR-ELS-SQ-0800 | Electrical Rubber Gloves, PPE Issued to Wei Peng 5kV | THR-ELS-SQ-ERG | Safety | Safety Equipment |  | SQ | http://www.toronto.ca/TWONTO#rubber_insulating_gloves |  | Electrical Rubber Gloves, Safety Equipment
134998 | THR-ELS-SQ-9236 | Electrical Rubber Gloves, PPE Issued to Wei Peng 10kV | THR-ELS-SQ-ERG | Safety | Safety Equipment |  | SQ | http://www.toronto.ca/TWONTO#rubber_insulating_gloves |  | Electrical Rubber Gloves, Safety Equipment
73950 | THR-ELS-SQ-1893S | Electrical Rubber Gloves, PPE Issued to Xu-Peng Song 10kV | THR-ELS-SQ-ERG | Safety | Safety Equipment | 40931 | SQ | http://www.toronto.ca/TWONTO#rubber_insulating_gloves |  | Electrical Rubber Gloves, Safety Equipment
134997 | THR-ELS-SQ-1892S | Electrical Rubber Gloves, PPE Issued to Xu-Peng Song 5kV | THR-ELS-SQ-ERG | Safety | Safety Equipment | 40930 | SQ | http://www.toronto.ca/TWONTO#rubber_insulating_gloves |  | Electrical Rubber Gloves, Safety Equipment
73946 | THR-ELS-SQ-0896 | Electrical Rubber Gloves, PPE Spare 10kV | THR-ELS-SQ-ERG | Safety | Safety Equipment |  | SQ | http://www.toronto.ca/TWONTO#rubber_insulating_gloves |  | Electrical Rubber Gloves, Safety Equipment
73942 | THR-ELS-SQ-0404 | Electrical Rubber Gloves, PPE Spare 5KV | THR-ELS-SQ-ERG | Safety | Safety Equipment |  | SQ | http://www.toronto.ca/TWONTO#rubber_insulating_gloves |  | Electrical Rubber Gloves, Safety Equipment
134999 | THR-ELS-SQ-ERG | Electrical Rubber Gloves, Safety Equipment | THR-ELS-SQ | Safety | Safety Equipment |  |  | http://www.toronto.ca/TWONTO#rubber_insulating_gloves |  | Electrical Safety Equipment, Gloves, Hot Stick, HVT & Megger
134975 | THR-ELS-SQ | Electrical Safety Equipment, Gloves, Hot Stick, HVT & Megger | THR-ELS | Safety | Safety Equipment |  |  | http://www.toronto.ca/TWONTO#rubber_insulating_gloves |  | Electrical Power System
125256 | THC-ELS-SQ-GLV-0002 | Electrical Safety gloves High Voltage, Class 0 and Class 1, Set # 2 (Virtual entity #) | THC-SES-SQ | PPE,Insulated Glove | Safety Equipment |  | GLV | http://www.toronto.ca/TWONTO#rubber_insulating_gloves |  | Safety Equipment
61192 | THC-ELS-SQ-GLV-0001 | Electrical Safety gloves, High Voltage, Class 0 and Class 1, Set # 1 (Virtual entity #) | THC-SES-SQ | PPE,Insulated Glove | Safety Equipment |  | GLV | http://www.toronto.ca/TWONTO#rubber_insulating_gloves |  | Safety Equipment
61136 | THC-ELS-SQ-1067284 | Electrical Safety gloves, High Voltage, Class 0, # 1067284 | THC-SES-SQ |  | Safety Equipment | 40030 | SQ | http://www.toronto.ca/TWONTO#rubber_insulating_gloves |  | Safety Equipment
125175 | THC-ELS-SQ-1067428 | Electrical Safety gloves, High Voltage, Class 0, # 1067428 | THC-SES-SQ |  | Safety Equipment | 40028 | SQ | http://www.toronto.ca/TWONTO#rubber_insulating_gloves |  | Safety Equipment
125176 | THC-ELS-SQ-1093756 | Electrical Safety gloves, High Voltage, Class 0, # 1093756 | THC-SES-SQ |  | Safety Equipment | 40029 | SQ | http://www.toronto.ca/TWONTO#rubber_insulating_gloves |  | Safety Equipment
61137 | THC-ELS-SQ-1093789 | Electrical Safety gloves, High Voltage, Class 0, # 1093789 | THC-SES-SQ |  | Safety Equipment | 35313 | SQ | http://www.toronto.ca/TWONTO#rubber_insulating_gloves |  | Safety Equipment
61138 | THC-ELS-SQ-1093789 | Electrical Safety gloves, High Voltage, Class 0, # 1093789 | THC-SUSPENDED |  | Safety Equipment | 35313 | SQ | http://www.toronto.ca/TWONTO#rubber_insulating_gloves |  | Suspended entity
125177 | THC-ELS-SQ-1093805 | Electrical Safety gloves, High Voltage, Class 0, # 1093805 | THC-SES-SQ |  | Safety Equipment | 40031 | SQ | http://www.toronto.ca/TWONTO#rubber_insulating_gloves |  | Safety Equipment
61139 | THC-ELS-SQ-1095073 | Electrical Safety gloves, High Voltage, Class 0, # 1095073 | THC-SES-SQ |  | Safety Equipment | 40037 | SQ | http://www.toronto.ca/TWONTO#rubber_insulating_gloves |  | Safety Equipment
125182 | THC-ELS-SQ-1341315 | Electrical Safety gloves, High Voltage, Class 0, # 1341315 | THC-SES-SQ |  | Safety Equipment | 35394 | SQ | http://www.toronto.ca/TWONTO#rubber_insulating_gloves |  | Safety Equipment
125183 | THC-ELS-SQ-1341315 | Electrical Safety gloves, High Voltage, Class 0, # 1341315 | THC-SUSPENDED |  | Safety Equipment | 35394 | SQ | http://www.toronto.ca/TWONTO#rubber_insulating_gloves |  | Suspended entity
61145 | THC-ELS-SQ-1342256 | Electrical Safety gloves, High Voltage, Class 0, # 1342256 | THC-SES-SQ |  | Safety Equipment | 35393 | SQ | http://www.toronto.ca/TWONTO#rubber_insulating_gloves |  | Safety Equipment
125187 | THC-ELS-SQ-1342256 | Electrical Safety gloves, High Voltage, Class 0, # 1342256 | THC-SUSPENDED |  | Safety Equipment | 35393 | SQ | http://www.toronto.ca/TWONTO#rubber_insulating_gloves |  | Suspended entity
61158 | THC-ELS-SQ-2734339 | Electrical Safety gloves, High Voltage, Class 0, # 2734339 | THC-SES-SQ | PPE,Insulated Glove | Safety Equipment |  | SQ | http://www.toronto.ca/TWONTO#rubber_insulating_gloves |  | Safety Equipment
125206 | THC-ELS-SQ-2734528 | Electrical Safety gloves, High Voltage, Class 0, # 2734528 | THC-SES-SQ |  | Safety Equipment | 40055 | SQ | http://www.toronto.ca/TWONTO#rubber_insulating_gloves |  | Safety Equipment
125207 | THC-ELS-SQ-2734539 | Electrical Safety gloves, High Voltage, Class 0, # 2734539 | THC-SES-SQ | PPE,Insulated Glove | Safety Equipment |  | SQ | http://www.toronto.ca/TWONTO#rubber_insulating_gloves |  | Safety Equipment
125219 | THC-ELS-SQ-6180274 | Electrical Safety gloves, High Voltage, Class 0, # 6180274 | THC-SES-SQ | PPE,Insulated Glove | Safety Equipment |  | SQ | http://www.toronto.ca/TWONTO#rubber_insulating_gloves |  | Safety Equipment
61171 | THC-ELS-SQ-6180351 | Electrical Safety gloves, High Voltage, Class 0, # 6180351 | THC-SES-SQ | PPE,Insulated Glove | Safety Equipment |  | SQ | http://www.toronto.ca/TWONTO#rubber_insulating_gloves |  | Safety Equipment
125221 | THC-ELS-SQ-6180418 | Electrical Safety gloves, High Voltage, Class 0, # 6180418 | THC-SES-SQ | PPE,Insulated Glove | Safety Equipment |  | SQ | http://www.toronto.ca/TWONTO#rubber_insulating_gloves |  | Safety Equipment
125222 | THC-ELS-SQ-6180419 | Electrical Safety gloves, High Voltage, Class 0, # 6180419 | THC-SES-SQ | PPE,Insulated Glove | Safety Equipment |  | SQ | http://www.toronto.ca/TWONTO#rubber_insulating_gloves |  | Safety Equipment
61173 | THC-ELS-SQ-6180466 | Electrical Safety gloves, High Voltage, Class 0, # 6180466 | THC-SES-SQ | PPE,Insulated Glove | Safety Equipment |  | SQ | http://www.toronto.ca/TWONTO#rubber_insulating_gloves |  | Safety Equipment
61185 | THC-ELS-SQ-830310 | Electrical Safety gloves, High Voltage, Class 0, # 830310 | THC-SES-SQ | PPE,Insulated Glove | Safety Equipment |  | SQ | http://www.toronto.ca/TWONTO#rubber_insulating_gloves |  | Safety Equipment
61191 | THC-ELS-SQ-887098 | Electrical Safety gloves, High Voltage, Class 0, # 887098 | THC-SES-SQ |  | Safety Equipment | 40034 | SQ | http://www.toronto.ca/TWONTO#rubber_insulating_gloves |  | Safety Equipment
125254 | THC-ELS-SQ-887122 | Electrical Safety gloves, High Voltage, Class 0, # 887122 | THC-SES-SQ |  | Safety Equipment | 40035 | SQ | http://www.toronto.ca/TWONTO#rubber_insulating_gloves |  | Safety Equipment
125255 | THC-ELS-SQ-889378 | Electrical Safety gloves, High Voltage, Class 0, # 889378 | THC-SES-SQ | PPE,Insulated Glove | Safety Equipment |  | SQ | http://www.toronto.ca/TWONTO#rubber_insulating_gloves |  | Safety Equipment
30701 | FIS-SES-SQ-6101 | Electrical Safety Gloves, High Voltage, Class 0, Group 1, # 1846 | FIS-SES | PPE,Insulated Glove | Safety Equipment |  | SQ | http://www.toronto.ca/TWONTO#rubber_insulating_gloves |  | Safety, Instrumentation & Environmental Services
30704 | FIS-SES-SQ-6107 | Electrical Safety Gloves, High Voltage, Class 0, Group 1, # 1849 | FIS-SES | PPE,Insulated Glove | Safety Equipment |  | SQ | http://www.toronto.ca/TWONTO#rubber_insulating_gloves |  | Safety, Instrumentation & Environmental Services
98262 | FIS-SES-SQ-6113 | Electrical Safety Gloves, High Voltage, Class 0, Group 1, # 53 | FIS-SES | PPE,Insulated Glove | Safety Equipment |  | SQ | http://www.toronto.ca/TWONTO#rubber_insulating_gloves |  | Safety, Instrumentation & Environmental Services
30707 | FIS-SES-SQ-6116 | Electrical Safety Gloves, High Voltage, Class 0, Group 2, # | FIS-SES | PPE,Insulated Glove | Safety Equipment |  | SQ | http://www.toronto.ca/TWONTO#rubber_insulating_gloves |  | Safety, Instrumentation & Environmental Services
98259 | FIS-SES-SQ-6110 | Electrical Safety Gloves, High Voltage, Class 0, Group 2, # | FIS-SES | PPE,Insulated Glove | Safety Equipment |  | SQ | http://www.toronto.ca/TWONTO#rubber_insulating_gloves |  | Safety, Instrumentation & Environmental Services
30702 | FIS-SES-SQ-6104 | Electrical Safety Gloves, High Voltage, Class 0, Group 2, # 1847 | FIS-SES | PPE,Insulated Glove | Safety Equipment |  | SQ | http://www.toronto.ca/TWONTO#rubber_insulating_gloves |  | Safety, Instrumentation & Environmental Services
65355 | FCL-SES-SQ-1005 | Electrical Safety Gloves, High Voltage, Class 0, Group A, # | FCL-SES-SQ-0101 | PPE,Insulated Glove | Safety Equipment |  | SQ | http://www.toronto.ca/TWONTO#rubber_insulating_gloves |  | Eyewash Station/Shower, Dry Chemical Building, Alum Containment Area
65479 | FCL-SES-SQ-1017 | Electrical Safety Gloves, High Voltage, Class 0, Group A, #1513 | FCL-SES-SQ-0101 | PPE,Insulated Glove | Safety Equipment |  | SQ | http://www.toronto.ca/TWONTO#rubber_insulating_gloves |  | Eyewash Station/Shower, Dry Chemical Building, Alum Containment Area
14766 | FCL-SES-SQ-1001 | Electrical Safety Gloves, High Voltage, Class 0, Group A, #250 | FCL-SES-FEQ-SUS | PPE,Insulated Glove | Safety Equipment |  | SQ | http://www.toronto.ca/TWONTO#rubber_insulating_gloves |  | Portable Fire Extinguishers
14767 | FCL-SES-SQ-1001 | Electrical Safety Gloves, High Voltage, Class 0, Group A, #250 | FCL-SES-SQ-0101 | PPE,Insulated Glove | Safety Equipment |  | SQ | http://www.toronto.ca/TWONTO#rubber_insulating_gloves |  | Eyewash Station/Shower, Dry Chemical Building, Alum Containment Area
65359 | FCL-SES-SQ-1013 | Electrical Safety Gloves, High Voltage, Class 0, Group A, #251 | FCL-SES-SQ-0101 | PPE,Insulated Glove | Safety Equipment |  | SQ | http://www.toronto.ca/TWONTO#rubber_insulating_gloves |  | Eyewash Station/Shower, Dry Chemical Building, Alum Containment Area
65357 | FCL-SES-SQ-1009 | Electrical Safety Gloves, High Voltage, Class 0, Group A, #311 | FCL-SES-SQ-0101 | PPE,Insulated Glove | Safety Equipment |  | SQ | http://www.toronto.ca/TWONTO#rubber_insulating_gloves |  | Eyewash Station/Shower, Dry Chemical Building, Alum Containment Area
14769 | FCL-SES-SQ-1003 | Electrical Safety Gloves, High Voltage, Class 0, Group B, # | FCL-SES-SQ-0101 | PPE,Insulated Glove | Safety Equipment |  | SQ | http://www.toronto.ca/TWONTO#rubber_insulating_gloves |  | Eyewash Station/Shower, Dry Chemical Building, Alum Containment Area
14772 | FCL-SES-SQ-1007 | Electrical Safety Gloves, High Voltage, Class 0, Group B, # | FCL-SES-SQ-0101 | PPE,Insulated Glove | Safety Equipment |  | SQ | http://www.toronto.ca/TWONTO#rubber_insulating_gloves |  | Eyewash Station/Shower, Dry Chemical Building, Alum Containment Area
14776 | FCL-SES-SQ-1015 | Electrical Safety Gloves, High Voltage, Class 0, Group B, # | FCL-SES-SQ-0101 | PPE,Insulated Glove | Safety Equipment |  | SQ | http://www.toronto.ca/TWONTO#rubber_insulating_gloves |  | Eyewash Station/Shower, Dry Chemical Building, Alum Containment Area
65358 | FCL-SES-SQ-1011 | Electrical Safety Gloves, High Voltage, Class 0, Group B, # | FCL-SES-SQ-0101 | PPE,Insulated Glove | Safety Equipment |  | SQ | http://www.toronto.ca/TWONTO#rubber_insulating_gloves |  | Eyewash Station/Shower, Dry Chemical Building, Alum Containment Area
65481 | FCL-SES-SQ-1019 | Electrical Safety Gloves, High Voltage, Class 0, Group B, # | FCL-SES-SQ-0101 | PPE,Insulated Glove | Safety Equipment |  | SQ | http://www.toronto.ca/TWONTO#rubber_insulating_gloves |  | Eyewash Station/Shower, Dry Chemical Building, Alum Containment Area
125257 | THC-ELS-SQ-GLV-0004 | Electrical Safety gloves, High Voltage, Class 1 and 4, Set # 2 (Virtual entity #) | THC-SES-SQ | PPE,Insulated Glove | Safety Equipment |  | GLV | http://www.toronto.ca/TWONTO#rubber_insulating_gloves |  | Safety Equipment
61193 | THC-ELS-SQ-GLV-0003 | Electrical Safety gloves, High Voltage, Class 1 and 4, Set #1 (Virtual entity #) | THC-SES-SQ | PPE,Insulated Glove | Safety Equipment |  | GLV | http://www.toronto.ca/TWONTO#rubber_insulating_gloves |  | Safety Equipment
61146 | THC-ELS-SQ-211152L | Electrical Safety gloves, High Voltage, Class 1, # 211152L | THC-SES-SQ |  | Safety Equipment | 40739 | SQ | http://www.toronto.ca/TWONTO#rubber_insulating_gloves |  | Safety Equipment
61147 | THC-ELS-SQ-211152R | Electrical Safety gloves, High Voltage, Class 1, # 211152R | THC-SES-SQ |  | Safety Equipment | 40740 | SQ | http://www.toronto.ca/TWONTO#rubber_insulating_gloves |  | Safety Equipment
61148 | THC-ELS-SQ-211159 | Electrical Safety gloves, High Voltage, Class 1, # 211159 | THC-SUSPENDED |  | Safety Equipment | 36309 | SQ | http://www.toronto.ca/TWONTO#rubber_insulating_gloves |  | Suspended entity
125192 | THC-ELS-SQ-211159 | Electrical Safety gloves, High Voltage, Class 1, # 211159 | THC-SES-SQ |  | Safety Equipment | 36309 | SQ | http://www.toronto.ca/TWONTO#rubber_insulating_gloves |  | Safety Equipment
125193 | THC-ELS-SQ-211159L | Electrical Safety gloves, High Voltage, Class 1, # 211159L | THC-SES-SQ |  | Safety Equipment | 38527 | SQ | http://www.toronto.ca/TWONTO#rubber_insulating_gloves |  | Safety Equipment
61149 | THC-ELS-SQ-211160 | Electrical Safety gloves, High Voltage, Class 1, # 211160 | THC-SES-SQ |  | Safety Equipment | 36310 | SQ | http://www.toronto.ca/TWONTO#rubber_insulating_gloves |  | Safety Equipment
125195 | THC-ELS-SQ-211160 | Electrical Safety gloves, High Voltage, Class 1, # 211160 | THC-SUSPENDED |  | Safety Equipment | 36310 | SQ | http://www.toronto.ca/TWONTO#rubber_insulating_gloves |  | Suspended entity
61157 | THC-ELS-SQ-2640040 | Electrical Safety gloves, High Voltage, Class 1, # 2640040 | THC-SES-SQ | PPE,Insulated Glove | Safety Equipment | 41089 | SQ | http://www.toronto.ca/TWONTO#rubber_insulating_gloves |  | Safety Equipment
125205 | THC-ELS-SQ-2640205 | Electrical Safety gloves, High Voltage, Class 1, # 2640205 | THC-SES-SQ | PPE,Insulated Glove | Safety Equipment | 41090 | SQ | http://www.toronto.ca/TWONTO#rubber_insulating_gloves |  | Safety Equipment
125208 | THC-ELS-SQ-2865130 | Electrical Safety gloves, High Voltage, Class 1, # 2865130 | THC-SES-SQ |  | Safety Equipment | 36225 | SQ | http://www.toronto.ca/TWONTO#rubber_insulating_gloves |  | Safety Equipment
125209 | THC-ELS-SQ-2865130 | Electrical Safety gloves, High Voltage, Class 1, # 2865130 | THC-SUSPENDED |  | Safety Equipment | 36225 | SQ | http://www.toronto.ca/TWONTO#rubber_insulating_gloves |  | Suspended entity
61161 | THC-ELS-SQ-2865147 | Electrical Safety gloves, High Voltage, Class 1, # 2865147 | THC-SUSPENDED |  | Safety Equipment | 36226 | SQ | http://www.toronto.ca/TWONTO#rubber_insulating_gloves |  | Suspended entity
125210 | THC-ELS-SQ-2865147 | Electrical Safety gloves, High Voltage, Class 1, # 2865147 | THC-SES-SQ |  | Safety Equipment | 36226 | SQ | http://www.toronto.ca/TWONTO#rubber_insulating_gloves |  | Safety Equipment
125213 | THC-ELS-SQ-494632 | Electrical Safety gloves, High Voltage, Class 1, # 494632 | THC-SES-SQ |  | Safety Equipment | 40053 | SQ | http://www.toronto.ca/TWONTO#rubber_insulating_gloves |  | Safety Equipment
61166 | THC-ELS-SQ-494806 | Electrical Safety gloves, High Voltage, Class 1, # 494806 | THC-SES-SQ |  | Safety Equipment | 40750 | SQ | http://www.toronto.ca/TWONTO#rubber_insulating_gloves |  | Safety Equipment
61168 | THC-ELS-SQ-6124599 | Electrical Safety gloves, High Voltage, Class 1, # 6124599 | THC-SES-SQ | PPE,Insulated Glove | Safety Equipment |  | SQ | http://www.toronto.ca/TWONTO#rubber_insulating_gloves |  | Safety Equipment
125217 | THC-ELS-SQ-6124639 | Electrical Safety gloves, High Voltage, Class 1, # 6124639 | THC-SES-SQ | PPE,Insulated Glove | Safety Equipment |  | SQ | http://www.toronto.ca/TWONTO#rubber_insulating_gloves |  | Safety Equipment
125228 | THC-ELS-SQ-6214599 | Electrical Safety gloves, High Voltage, Class 1, # 6214599 | THC-SES-SQ |  | Safety Equipment | 40743 | SQ | http://www.toronto.ca/TWONTO#rubber_insulating_gloves |  | Safety Equipment
61175 | THC-ELS-SQ-6214639 | Electrical Safety gloves, High Voltage, Class 1, # 6214639 | THC-SES-SQ |  | Safety Equipment | 40744 | SQ | http://www.toronto.ca/TWONTO#rubber_insulating_gloves |  | Safety Equipment
125229 | THC-ELS-SQ-6241825 | Electrical Safety gloves, High Voltage, Class 1, # 6241825 | THC-SES-SQ | PPE,Insulated Glove | Safety Equipment |  | SQ | http://www.toronto.ca/TWONTO#rubber_insulating_gloves |  | Safety Equipment
61176 | THC-ELS-SQ-6241874 | Electrical Safety gloves, High Voltage, Class 1, # 6241874 | THC-SES-SQ | PPE,Insulated Glove | Safety Equipment |  | SQ | http://www.toronto.ca/TWONTO#rubber_insulating_gloves |  | Safety Equipment
125233 | THC-ELS-SQ-6320534 | Electrical Safety gloves, High Voltage, Class 1, # 6320534 | THC-SES-SQ | PPE,Insulated Glove | Safety Equipment |  | SQ | http://www.toronto.ca/TWONTO#rubber_insulating_gloves |  | Safety Equipment
125234 | THC-ELS-SQ-6320550 | Electrical Safety gloves, High Voltage, Class 1, # 6320550 | THC-SES-SQ | PPE,Insulated Glove | Safety Equipment |  | SQ | http://www.toronto.ca/TWONTO#rubber_insulating_gloves |  | Safety Equipment
61180 | THC-ELS-SQ-725046 | Electrical Safety gloves, High Voltage, Class 1, # 725046 | THC-SES-SQ |  | Safety Equipment | 35227 | SQ | http://www.toronto.ca/TWONTO#rubber_insulating_gloves |  | Safety Equipment
125238 | THC-ELS-SQ-725046 | Electrical Safety gloves, High Voltage, Class 1, # 725046 | THC-SUSPENDED |  | Safety Equipment | 35227 | SQ | http://www.toronto.ca/TWONTO#rubber_insulating_gloves |  | Suspended entity
125239 | THC-ELS-SQ-725053 | Electrical Safety gloves, High Voltage, Class 1, # 725053 | THC-SES-SQ |  | Safety Equipment | 40751 | SQ | http://www.toronto.ca/TWONTO#rubber_insulating_gloves |  | Safety Equipment
125240 | THC-ELS-SQ-725056 | Electrical Safety gloves, High Voltage, Class 1, # 725056 | THC-SES-SQ |  | Safety Equipment | 35226 | SQ | http://www.toronto.ca/TWONTO#rubber_insulating_gloves |  | Safety Equipment
125241 | THC-ELS-SQ-725056 | Electrical Safety gloves, High Voltage, Class 1, # 725056 | THC-SUSPENDED |  | Safety Equipment | 35226 | SQ | http://www.toronto.ca/TWONTO#rubber_insulating_gloves |  | Suspended entity
61181 | THC-ELS-SQ-725058 | Electrical Safety gloves, High Voltage, Class 1, # 725058 | THC-SES-SQ |  | Safety Equipment | 40752 | SQ | http://www.toronto.ca/TWONTO#rubber_insulating_gloves |  | Safety Equipment
125249 | THC-ELS-SQ-8499887 | Electrical Safety gloves, High Voltage, Class 1, # 8499887 | THC-SES-SQ | PPE,Insulated Glove | Safety Equipment |  | SQ | http://www.toronto.ca/TWONTO#rubber_insulating_gloves |  | Safety Equipment
125250 | THC-ELS-SQ-8499947 | Electrical Safety gloves, High Voltage, Class 1, # 8499947 | THC-SES-SQ | PPE,Insulated Glove | Safety Equipment |  | SQ | http://www.toronto.ca/TWONTO#rubber_insulating_gloves |  | Safety Equipment
125194 | THC-ELS-SQ-211159R | Electrical Safety gloves, High Voltage, Class 1, #211159R | THC-SES-SQ |  | Safety Equipment | 38528 | SQ | http://www.toronto.ca/TWONTO#rubber_insulating_gloves |  | Safety Equipment
61164 | THC-ELS-SQ-494706 | Electrical Safety gloves, High Voltage, Class 1, #494706 | THC-SUSPENDED |  | Safety Equipment | 35225 | SQ | http://www.toronto.ca/TWONTO#rubber_insulating_gloves |  | Suspended entity
125214 | THC-ELS-SQ-494706 | Electrical Safety gloves, High Voltage, Class 1, #494706 | THC-SES-SQ |  | Safety Equipment | 35225 | SQ | http://www.toronto.ca/TWONTO#rubber_insulating_gloves |  | Safety Equipment
61165 | THC-ELS-SQ-494768 | Electrical Safety gloves, High Voltage, Class 1, #494768 | THC-SUSPENDED |  | Safety Equipment | 35224 | SQ | http://www.toronto.ca/TWONTO#rubber_insulating_gloves |  | Suspended entity
125215 | THC-ELS-SQ-494768 | Electrical Safety gloves, High Voltage, Class 1, #494768 | THC-SES-SQ |  | Safety Equipment | 35224 | SQ | http://www.toronto.ca/TWONTO#rubber_insulating_gloves |  | Safety Equipment
30705 | FIS-SES-SQ-6114 | Electrical Safety Gloves, High Voltage, Class 1, Group 1, # | FIS-SES | PPE,Insulated Glove | Safety Equipment |  | SQ | http://www.toronto.ca/TWONTO#rubber_insulating_gloves |  | Safety, Instrumentation & Environmental Services
98257 | FIS-SES-SQ-6108 | Electrical Safety Gloves, High Voltage, Class 1, Group 1, # | FIS-SES | PPE,Insulated Glove | Safety Equipment |  | SQ | http://www.toronto.ca/TWONTO#rubber_insulating_gloves |  | Safety, Instrumentation & Environmental Services
98254 | FIS-SES-SQ-6102 | Electrical Safety Gloves, High Voltage, Class 1, Group 1, # 531 | FIS-SES | PPE,Insulated Glove | Safety Equipment |  | SQ | http://www.toronto.ca/TWONTO#rubber_insulating_gloves |  | Safety, Instrumentation & Environmental Services
98260 | FIS-SES-SQ-6111 | Electrical Safety Gloves, High Voltage, Class 1, Group 2, # | FIS-SES | PPE,Insulated Glove | Safety Equipment |  | SQ | http://www.toronto.ca/TWONTO#rubber_insulating_gloves |  | Safety, Instrumentation & Environmental Services
98263 | FIS-SES-SQ-6117 | Electrical Safety Gloves, High Voltage, Class 1, Group 2, # 54 | FIS-SES | PPE,Insulated Glove | Safety Equipment |  | SQ | http://www.toronto.ca/TWONTO#rubber_insulating_gloves |  | Safety, Instrumentation & Environmental Services
98256 | FIS-SES-SQ-6105 | Electrical Safety Gloves, High Voltage, Class 1, Group 2, # 541 | FIS-SES | PPE,Insulated Glove | Safety Equipment |  | SQ | http://www.toronto.ca/TWONTO#rubber_insulating_gloves |  | Safety, Instrumentation & Environmental Services
61141 | THC-ELS-SQ-1232258 | Electrical Safety gloves, High Voltage, Class 4, # 1232258 | THC-SES-SQ |  | Safety Equipment | 35710 | SQ | http://www.toronto.ca/TWONTO#rubber_insulating_gloves |  | Safety Equipment
125179 | THC-ELS-SQ-1232258 | Electrical Safety gloves, High Voltage, Class 4, # 1232258 | THC-SUSPENDED |  | Safety Equipment | 35710 | SQ | http://www.toronto.ca/TWONTO#rubber_insulating_gloves |  | Suspended entity
61142 | THC-ELS-SQ-1244573 | Electrical Safety gloves, High Voltage, Class 4, # 1244573 | THC-SES-SQ |  | Safety Equipment | 35711 | SQ | http://www.toronto.ca/TWONTO#rubber_insulating_gloves |  | Safety Equipment
61143 | THC-ELS-SQ-1244573 | Electrical Safety gloves, High Voltage, Class 4, # 1244573 | THC-SUSPENDED |  | Safety Equipment | 35711 | SQ | http://www.toronto.ca/TWONTO#rubber_insulating_gloves |  | Suspended entity
30706 | FIS-SES-SQ-6115 | Electrical Safety Gloves, High Voltage, Class 4, Group 1, # | FIS-SES | PPE,Insulated Glove | Safety Equipment |  | SQ | http://www.toronto.ca/TWONTO#rubber_insulating_gloves |  | Safety, Instrumentation & Environmental Services
98255 | FIS-SES-SQ-6103 | Electrical Safety Gloves, High Voltage, Class 4, Group 1, # 323 | FIS-SES | PPE,Insulated Glove | Safety Equipment |  | SQ | http://www.toronto.ca/TWONTO#rubber_insulating_gloves |  | Safety, Instrumentation & Environmental Services
98258 | FIS-SES-SQ-6109 | Electrical Safety Gloves, High Voltage, Class 4, Group 1, # 5080 | FIS-SES | PPE,Insulated Glove | Safety Equipment |  | SQ | http://www.toronto.ca/TWONTO#rubber_insulating_gloves |  | Safety, Instrumentation & Environmental Services
30708 | FIS-SES-SQ-6118 | Electrical Safety Gloves, High Voltage, Class 4, Group 2, # | FIS-SES | PPE,Insulated Glove | Safety Equipment |  | SQ | http://www.toronto.ca/TWONTO#rubber_insulating_gloves |  | Safety, Instrumentation & Environmental Services
98261 | FIS-SES-SQ-6112 | Electrical Safety Gloves, High Voltage, Class 4, Group 2, # | FIS-SES | PPE,Insulated Glove | Safety Equipment |  | SQ | http://www.toronto.ca/TWONTO#rubber_insulating_gloves |  | Safety, Instrumentation & Environmental Services
30703 | FIS-SES-SQ-6106 | Electrical Safety Gloves, High Voltage, Class 4, Group 2, # 1000 | FIS-SES | PPE,Insulated Glove | Safety Equipment |  | SQ | http://www.toronto.ca/TWONTO#rubber_insulating_gloves |  | Safety, Instrumentation & Environmental Services
14771 | FCL-SES-SQ-1006 | Electrical Safety Gloves, High Voltage, Class 4, Group A, # | FCL-SES-SQ-0101 | PPE,Insulated Glove | Safety Equipment |  | SQ | http://www.toronto.ca/TWONTO#rubber_insulating_gloves |  | Eyewash Station/Shower, Dry Chemical Building, Alum Containment Area
65480 | FCL-SES-SQ-1018 | Electrical Safety Gloves, High Voltage, Class 4, Group A, #1502 | FCL-SES-SQ-0101 | PPE,Insulated Glove | Safety Equipment |  | SQ | http://www.toronto.ca/TWONTO#rubber_insulating_gloves |  | Eyewash Station/Shower, Dry Chemical Building, Alum Containment Area
14768 | FCL-SES-SQ-1002 | Electrical Safety Gloves, High Voltage, Class 4, Group A, #252 | FCL-SES-SQ-0101 | PPE,Insulated Glove | Safety Equipment |  | SQ | http://www.toronto.ca/TWONTO#rubber_insulating_gloves |  | Eyewash Station/Shower, Dry Chemical Building, Alum Containment Area
14775 | FCL-SES-SQ-1014 | Electrical Safety Gloves, High Voltage, Class 4, Group A, #4040 | FCL-SES-SQ-0101 | PPE,Insulated Glove | Safety Equipment |  | SQ | http://www.toronto.ca/TWONTO#rubber_insulating_gloves |  | Eyewash Station/Shower, Dry Chemical Building, Alum Containment Area
14773 | FCL-SES-SQ-1010 | Electrical Safety Gloves, High Voltage, Class 4, Group A, #5081 | FCL-SES-SQ-0101 | PPE,Insulated Glove | Safety Equipment |  | SQ | http://www.toronto.ca/TWONTO#rubber_insulating_gloves |  | Eyewash Station/Shower, Dry Chemical Building, Alum Containment Area
14770 | FCL-SES-SQ-1004 | Electrical Safety Gloves, High Voltage, Class 4, Group B, # | FCL-SES-SQ-0101 | PPE,Insulated Glove | Safety Equipment |  | SQ | http://www.toronto.ca/TWONTO#rubber_insulating_gloves |  | Eyewash Station/Shower, Dry Chemical Building, Alum Containment Area
14774 | FCL-SES-SQ-1012 | Electrical Safety Gloves, High Voltage, Class 4, Group B, # | FCL-SES-SQ-0101 | PPE,Insulated Glove | Safety Equipment |  | SQ | http://www.toronto.ca/TWONTO#rubber_insulating_gloves |  | Eyewash Station/Shower, Dry Chemical Building, Alum Containment Area
65356 | FCL-SES-SQ-1008 | Electrical Safety Gloves, High Voltage, Class 4, Group B, # | FCL-SES-SQ-0101 | PPE,Insulated Glove | Safety Equipment |  | SQ | http://www.toronto.ca/TWONTO#rubber_insulating_gloves |  | Eyewash Station/Shower, Dry Chemical Building, Alum Containment Area
65360 | FCL-SES-SQ-1016 | Electrical Safety Gloves, High Voltage, Class 4, Group B, # | FCL-SES-SQ-0101 | PPE,Insulated Glove | Safety Equipment |  | SQ | http://www.toronto.ca/TWONTO#rubber_insulating_gloves |  | Eyewash Station/Shower, Dry Chemical Building, Alum Containment Area
65482 | FCL-SES-SQ-1020 | Electrical Safety Gloves, High Voltage, Class 4, Group B, # | FCL-SES-SQ-0101 | PPE,Insulated Glove | Safety Equipment |  | SQ | http://www.toronto.ca/TWONTO#rubber_insulating_gloves |  | Eyewash Station/Shower, Dry Chemical Building, Alum Containment Area
61150 | THC-ELS-SQ-211160L | Electrical Safety rubber gloves, High Voltage, Class 1, # 211160L | THC-SES-SQ | PPE,Insulated Glove | Safety Equipment |  | SQ | http://www.toronto.ca/TWONTO#rubber_insulating_gloves |  | Safety Equipment
125196 | THC-ELS-SQ-211160R | Electrical Safety rubber gloves, High Voltage, Class 1, # 211160R | THC-SES-SQ | PPE,Insulated Glove | Safety Equipment |  | SQ | http://www.toronto.ca/TWONTO#rubber_insulating_gloves |  | Safety Equipment
125231 | THC-ELS-SQ-629100 | Electrical Safety rubber gloves, High Voltage, Class 4, # 629100 | THC-SES-SQ | PPE,Insulated Glove | Safety Equipment |  | SQ | http://www.toronto.ca/TWONTO#rubber_insulating_gloves |  | Safety Equipment
125232 | THC-ELS-SQ-629115 | Electrical Safety rubber gloves, High Voltage, Class 4, # 629115 | THC-SES-SQ | PPE,Insulated Glove | Safety Equipment |  | SQ | http://www.toronto.ca/TWONTO#rubber_insulating_gloves |  | Safety Equipment
61182 | THC-ELS-SQ-8084606 | Electrical Safety rubber gloves, High Voltage, Class 4, # 8084606 | THC-SES-SQ |  | Safety Equipment | 40748 | SQ | http://www.toronto.ca/TWONTO#rubber_insulating_gloves |  | Safety Equipment
61183 | THC-ELS-SQ-8088280 | Electrical Safety rubber gloves, High Voltage, Class 4, # 8088280 | THC-SES-SQ |  | Safety Equipment | 40749 | SQ | http://www.toronto.ca/TWONTO#rubber_insulating_gloves |  | Safety Equipment
125251 | THC-ELS-SQ-8806570 | Electrical Safety rubber gloves, High Voltage, Class 4, # 8806570 | THC-SES-SQ | PPE,Insulated Glove | Safety Equipment |  | SQ | http://www.toronto.ca/TWONTO#rubber_insulating_gloves |  | Safety Equipment
61189 | THC-ELS-SQ-8806571 | Electrical Safety rubber gloves, High Voltage, Class 4, # 8806571 | THC-SES-SQ | PPE,Insulated Glove | Safety Equipment |  | SQ | http://www.toronto.ca/TWONTO#rubber_insulating_gloves |  | Safety Equipment
61190 | THC-ELS-SQ-8806591 | Electrical Safety rubber gloves, High Voltage, Class 4, # 8806591 | THC-SES-SQ | PPE,Insulated Glove | Safety Equipment |  | SQ | http://www.toronto.ca/TWONTO#rubber_insulating_gloves |  | Safety Equipment
125252 | THC-ELS-SQ-8806597 | Electrical Safety rubber gloves, High Voltage, Class 4, # 8806597 | THC-SES-SQ | PPE,Insulated Glove | Safety Equipment |  | SQ | http://www.toronto.ca/TWONTO#rubber_insulating_gloves |  | Safety Equipment
73382 | THR-ELS-AER | Electrical System, Aeration and Galleries | THR-ELS-SQ |  | Safety Equipment |  |  | http://www.toronto.ca/TWONTO#collection_of_assets |  | Electrical Safety Equipment, Gloves, Hot Stick, HVT & Megger
134479 | THR-ELS-AER | Electrical System, Aeration and Galleries | THR-ELS |  | Safety Equipment |  |  | http://www.toronto.ca/TWONTO#collection_of_assets |  | Electrical Power System
134480 | THR-ELS-AER | Electrical System, Aeration and Galleries | THR-SES-WA3 |  | Safety Equipment |  |  | http://www.toronto.ca/TWONTO#collection_of_assets |  | Safety & Environmental Services
111098 | TAB-DIG-SQ-0018 | Emerg. Eyewash Stn, Dig Tanks 1-4 Bsmt. South East Pillar | TAB-DIG-SQ-T01-04 | PPE,Eyewash Station | Safety Equipment |  | SQ | http://www.toronto.ca/TWONTO#emergency_eyewash |  | Digester Tanks 01-04, Safety Equipments
45469 | TAB-DIG-SQ-0017 | Emerg. Eyewash Stn, Dig Tanks 1-4 Bsmt.North East Pillar | TAB-DIG-SQ-T01-04 | PPE,Eyewash Station | Safety Equipment |  | SQ | http://www.toronto.ca/TWONTO#emergency_eyewash |  | Digester Tanks 01-04, Safety Equipments
45470 | TAB-DIG-SQ-0019 | Emerg. Eyewash Stn, Dig Tanks 1-4 2nd Floor South West Wall | TAB-DIG-SQ-T01-04 | PPE,Eyewash Station | Safety Equipment |  | SQ | http://www.toronto.ca/TWONTO#emergency_eyewash |  | Digester Tanks 01-04, Safety Equipments
45468 | TAB-DIG-SQ-0016 | Emerg. Eyewash Stn, Dig Tanks 5-8 2nd Floor South West Wall | TAB-DIG-SQ-T05-08 | PPE,Eyewash Station | Safety Equipment |  | SQ | http://www.toronto.ca/TWONTO#emergency_eyewash |  | Digester Tanks 05-08, Safety Equipments
45465 | TAB-DIG-SQ-0012 | Emerg. Eyewash Stn, Dig Tanks 5-8 Bsmt. North East Pillar | TAB-DIG-SQ-T05-08 | PPE,Eyewash Station | Safety Equipment |  | SQ | http://www.toronto.ca/TWONTO#emergency_eyewash |  | Digester Tanks 05-08, Safety Equipments
45466 | TAB-DIG-SQ-0012 | Emerg. Eyewash Stn, Dig Tanks 5-8 Bsmt. North East Pillar | TAB-DIG-STRC-T5-8 | PPE,Eyewash Station | Safety Equipment |  | SQ | http://www.toronto.ca/TWONTO#emergency_eyewash |  | Digester Tanks 5-8 - Drains, Electrical Service(110/220V), Lighting, Plumbing
111096 | TAB-DIG-SQ-0013 | Emerg. Eyewash Stn, Dig Tanks 5-8 Bsmt. North West Pillar | TAB-DIG-SQ-T05-08 | PPE,Eyewash Station | Safety Equipment |  | SQ | http://www.toronto.ca/TWONTO#emergency_eyewash |  | Digester Tanks 05-08, Safety Equipments
45467 | TAB-DIG-SQ-0014 | Emerg. Eyewash Stn, Dig Tanks 5-8 Bsmt. South East Pillar | TAB-DIG-SQ-T05-08 | PPE,Eyewash Station | Safety Equipment |  | SQ | http://www.toronto.ca/TWONTO#emergency_eyewash |  | Digester Tanks 05-08, Safety Equipments
111097 | TAB-DIG-SQ-0015 | Emerg. Eyewash Stn, Dig Tanks 5-8 Bsmt. South West Pillar | TAB-DIG-SQ-T05-08 | PPE,Eyewash Station | Safety Equipment |  | SQ | http://www.toronto.ca/TWONTO#emergency_eyewash |  | Digester Tanks 05-08, Safety Equipments
118868 | TAB-STR-SQ-AG | Emerg. Eyewash & Shower Stns, Aeration Gallery | TAB-STR-STRC-AG | PPE,Eyewash Station | Safety Equipment |  |  | http://www.toronto.ca/TWONTO#emergency_eyewash_and_shower |  | Aeration Gallery - Safety, Drains, Plumbing & PA System
107433 | TAB-ACC-SQ-0205 | Emerg. Eyewash & Shower Stns, Boiler Rm/Z Bldg | TAB-SUSPENDED ENTITY | PPE,Eyewash Station | Safety Equipment | 35587 | SQ | http://www.toronto.ca/TWONTO#emergency_eyewash_and_shower |  | Suspended entities
107434 | TAB-ACC-SQ-0205 | Emerg. Eyewash & Shower Stns, Boiler Rm/Z Bldg | TAB-WA6-SQ | PPE,Eyewash Station | Safety Equipment | 35587 | SQ | http://www.toronto.ca/TWONTO#emergency_eyewash_and_shower |  | WA6 Safety Equipment
82 | 50672 | Emerg. Eyewash & Shower Stns, Dig Pipe Gallery | TAB-DIG-STRC | PPE,Eyewash Station | Safety Equipment |  |  | http://www.toronto.ca/TWONTO#emergency_eyewash_and_shower |  | Digestion Pipe Gallery - Drains, Walls, Lighting, Bldg, Services, PA System, Plumbing, Safety Equipments
93 | 50677 | Emerg. Eyewash & Shower Stns, Dig Tanks 13-16 | TAB-DIG-STRC-T13-16 | PPE,Eyewash Station | Safety Equipment |  |  | http://www.toronto.ca/TWONTO#emergency_eyewash_and_shower |  | Digester Tanks 13-16, Drains, Electrical Service(110/220V), Lighting, Plumbing
83 | 50679 | Emerg. Eyewash & Shower Stns, Dig Tanks 19-22 | TAB-DIG-STRC-19-22 | PPE,Eyewash Station | Safety Equipment |  |  | http://www.toronto.ca/TWONTO#emergency_eyewash_and_shower |  | Digester Tanks 19-22 - Drains, Electrical Service(110/220V), UPS,Lighting, Plumbing
91 | 50675 | Emerg. Eyewash & Shower Stns, Dig Tanks 9-12 | TAB-DIG-SQ-T09-12 | PPE,Eyewash Station | Safety Equipment |  |  | http://www.toronto.ca/TWONTO#emergency_eyewash_and_shower |  | Digester Tanks 09-12, Safety Equipments
92 | 50675 | Emerg. Eyewash & Shower Stns, Dig Tanks 9-12 | TAB-DIG-STRC-T9-12 | PPE,Eyewash Station | Safety Equipment |  |  | http://www.toronto.ca/TWONTO#emergency_eyewash_and_shower |  | Digester Tanks 9-12 - Structure, Drains, Electrical Service(110/220V), Lighting, Plumbing, Grounds
123 | 50687 | Emerg. Eyewash & Shower Stns, North Substation | TAB-ELS-STRC-N | PPE,Eyewash Station | Safety Equipment |  |  | http://www.toronto.ca/TWONTO#emergency_eyewash_and_shower |  | North Substation, Sump Pump
38462 | SES-SQ-0661 | Emerg. Eyewash & Shower Stns, Seawall Substation | TAB-ELS-SEAWALL | Safety,Eye wash | Safety Equipment | 47462 | SQ | http://www.toronto.ca/TWONTO#emergency_eyewash_and_shower |  | Seawall Substation
43232 | TAB-CW-SQ-0660 | Emerg. Eyewash & Shower Stns, Seawall Substation | TAB-ELS-STRC-SW | Safety,Eye wash | Safety Equipment |  | SQ | http://www.toronto.ca/TWONTO#emergency_eyewash_and_shower |  | Seawall Substation
105334 | SES-SQ-0661 | Emerg. Eyewash & Shower Stns, Seawall Substation | TAB-SUSPENDED ENTITY | Safety,Eye wash | Safety Equipment | 47462 | SQ | http://www.toronto.ca/TWONTO#emergency_eyewash_and_shower |  | Suspended entities
109143 | TAB-CW-SQ-0660 | Emerg. Eyewash & Shower Stns, Seawall Substation | TAB-ELS-SEAWALL | Safety,Eye wash | Safety Equipment |  | SQ | http://www.toronto.ca/TWONTO#emergency_eyewash_and_shower |  | Seawall Substation
124 | 50689 | Emerg. Eyewash & Shower Stns, South Substation | TAB-ELS-STRC-S | PPE,Eyewash Station | Safety Equipment |  |  | http://www.toronto.ca/TWONTO#emergency_eyewash_and_shower |  | South Substation
84 | 50683 | Emerg. Eyewash & Shower Stns, South Training Bldg | TAB-SES-SQ | PPE,Eyewash Station | Safety Equipment |  |  | http://www.toronto.ca/TWONTO#emergency_eyewash_and_shower |  | WA7 Safety Equipment
122 | 50683 | Emerg. Eyewash & Shower Stns, South Training Bldg | TAB-SLO-SES | PPE,Eyewash Station | Safety Equipment |  |  | http://www.toronto.ca/TWONTO#emergency_eyewash_and_shower |  | TABWA4 Health and Safety Equipment
54531 | TAB-STR-SQ-0010 | Emerg. Eyewash & Shower Stns,Sodium Hypo Tanks Room North Side | TAB-AER-STRC | PPE,Eyewash Station | Safety Equipment | 32921 | SQ | http://www.toronto.ca/TWONTO#emergency_eyewash_and_shower |  | Building Services, Safety, Drains & Plumbing - Air Emission Houses
118861 | TAB-STR-SQ-0010 | Emerg. Eyewash & Shower Stns,Sodium Hypo Tanks Room North Side | TAB-STR-SQ | PPE,Eyewash Station | Safety Equipment | 32921 | SQ | http://www.toronto.ca/TWONTO#emergency_eyewash_and_shower |  | WA2 Safety Equipment,lifting devices, ladders, Eye Wash station, First Aid Kits, Lock out stations
118862 | TAB-STR-SQ-0010 | Emerg. Eyewash & Shower Stns,Sodium Hypo Tanks Room North Side | TAB-SUSPENDED ENTITY | PPE,Eyewash Station | Safety Equipment | 32921 | SQ | http://www.toronto.ca/TWONTO#emergency_eyewash_and_shower |  | Suspended entities
43223 | TAB-CW-SQ-0080 | Emerg. Eyewash & Shower, Grit Area North | TAB-PLT-SQ | PPE,Eyewash Station | Safety Equipment |  | SQ | http://www.toronto.ca/TWONTO#emergency_eyewash_and_shower |  | P Building - Safety Equipment
43224 | TAB-CW-SQ-0083 | Emerg. Eyewash & Shower, P Building Scrubber, Outside | TAB-PLT-SQ | PPE,Eyewash Station | Safety Equipment | 35898 | SQ | http://www.toronto.ca/TWONTO#emergency_eyewash_and_shower |  | P Building - Safety Equipment
43225 | TAB-CW-SQ-0083 | Emerg. Eyewash & Shower, P Building Scrubber, Outside | TAB-SUSPENDED ENTITY | PPE,Eyewash Station | Safety Equipment | 35898 | SQ | http://www.toronto.ca/TWONTO#emergency_eyewash_and_shower |  | Suspended entities
109124 | TAB-CW-SQ-0081 | Emerg. Eyewash & Shower, Plant Services | TAB-CW-SQ-0080 | Switch,Flow-High | Safety Equipment | 46020 | SQ | http://www.toronto.ca/TWONTO#emergency_eyewash_and_shower |  | Emerg. Eyewash & Shower, Grit Area North
109125 | TAB-CW-SQ-0081 | Emerg. Eyewash & Shower, Plant Services | TAB-PLT-SQ | Switch,Flow-High | Safety Equipment | 46020 | SQ | http://www.toronto.ca/TWONTO#emergency_eyewash_and_shower |  | P Building - Safety Equipment
109126 | TAB-CW-SQ-0081 | Emerg. Eyewash & Shower, Plant Services | TAB-SUSPENDED ENTITY | Switch,Flow-High | Safety Equipment | 46020 | SQ | http://www.toronto.ca/TWONTO#emergency_eyewash_and_shower |  | Suspended entities
109127 | TAB-CW-SQ-0082 | Emerg. Eyewash & Shower, Plant Services | TAB-PLT-SQ | PPE,Eyewash Station | Safety Equipment |  | SQ | http://www.toronto.ca/TWONTO#emergency_eyewash_and_shower |  | P Building - Safety Equipment
109128 | TAB-CW-SQ-0097 | Emerg. Eyewash & Shower, Polymer Room | TAB-PLT-SQ | PPE,Eyewash Station | Safety Equipment |  | SQ | http://www.toronto.ca/TWONTO#emergency_eyewash_and_shower |  | P Building - Safety Equipment
43212 | TAB-CW-SQ-0004 | Emerg. Eyewash and Shower Stations, | TAB-STR-SQ | PPE,Eyewash Station | Safety Equipment |  | SQ | http://www.toronto.ca/TWONTO#emergency_eyewash_and_shower |  | WA2 Safety Equipment,lifting devices, ladders, Eye Wash station, First Aid Kits, Lock out stations
109110 | TAB-CW-SQ-0004 | Emerg. Eyewash and Shower Stations, | TAB-AER-QUAD | PPE,Eyewash Station | Safety Equipment |  | SQ | http://www.toronto.ca/TWONTO#emergency_eyewash_and_shower |  | Quad Building
54526 | TAB-STR-SQ-0001 | Emerg. Eyewash and Shower Stations, Blower Bldg Bsmt | TAB-STR-SQ | PPE,Eyewash Station | Safety Equipment |  | SQ | http://www.toronto.ca/TWONTO#emergency_eyewash_and_shower |  | WA2 Safety Equipment,lifting devices, ladders, Eye Wash station, First Aid Kits, Lock out stations
54527 | TAB-STR-SQ-0001 | Emerg. Eyewash and Shower Stations, Blower Bldg Bsmt | TAB-STR-STRC | PPE,Eyewash Station | Safety Equipment |  | SQ | http://www.toronto.ca/TWONTO#emergency_eyewash_and_shower |  | Blower Bldg Services - Drains, Electrical Service(110/220V), Lighting, Plumbing
118860 | TAB-STR-SQ-0001 | Emerg. Eyewash and Shower Stations, Blower Bldg Bsmt | TAB-STR-ANL-0100 | PPE,Eyewash Station | Safety Equipment |  | SQ | http://www.toronto.ca/TWONTO#emergency_eyewash_and_shower |  | Portable Meters
43217 | TAB-CW-SQ-0027 | Emerg. Eyewash and Shower Stations, Chemical Gallery, Ferrous Truck Unloading | TAB-STR-SQ | PPE,Eyewash Station | Safety Equipment |  | SQ | http://www.toronto.ca/TWONTO#emergency_eyewash_and_shower |  | WA2 Safety Equipment,lifting devices, ladders, Eye Wash station, First Aid Kits, Lock out stations
51680 | TAB-PRS-SQ-0005 | Emerg. Eyewash and Shower Stations, Ferric Gallery | TAB-STR-SQ | PPE,Eyewash Station | Safety Equipment |  | SQ | http://www.toronto.ca/TWONTO#emergency_eyewash_and_shower |  | WA2 Safety Equipment,lifting devices, ladders, Eye Wash station, First Aid Kits, Lock out stations
116213 | TAB-PRS-SQ-0005 | Emerg. Eyewash and Shower Stations, Ferric Gallery | TAB-PRS-STRC | PPE,Eyewash Station | Safety Equipment |  | SQ | http://www.toronto.ca/TWONTO#emergency_eyewash_and_shower |  | Ferric Gallery and PRS Bldg - Drains, Electrical Service, Lighting, Paging & Plumbing
116216 | TAB-PRS-SQ-0009 | Emerg. Eyewash and Shower Stations, Ferric Gallery-1st Set of Ferrous Pumps from South End | TAB-STR-SQ | PPE,Eyewash Station | Safety Equipment |  | SQ | http://www.toronto.ca/TWONTO#emergency_eyewash_and_shower |  | WA2 Safety Equipment,lifting devices, ladders, Eye Wash station, First Aid Kits, Lock out stations
51681 | TAB-PRS-SQ-0008 | Emerg. Eyewash and Shower Stations, Ferric Gallery-2nd Set of Ferrous Pumps from South End | TAB-STR-SQ | PPE,Eyewash Station | Safety Equipment |  | SQ | http://www.toronto.ca/TWONTO#emergency_eyewash_and_shower |  | WA2 Safety Equipment,lifting devices, ladders, Eye Wash station, First Aid Kits, Lock out stations
116215 | TAB-PRS-SQ-0007 | Emerg. Eyewash and Shower Stations, Ferric Gallery-3rd Set of Ferrous Pumps from South End | TAB-STR-SQ | PPE,Eyewash Station | Safety Equipment |  | SQ | http://www.toronto.ca/TWONTO#emergency_eyewash_and_shower |  | WA2 Safety Equipment,lifting devices, ladders, Eye Wash station, First Aid Kits, Lock out stations
116214 | TAB-PRS-SQ-0006 | Emerg. Eyewash and Shower Stations, Ferric Gallery-4th Set of Ferrous Pumps from South End | TAB-STR-SQ | PPE,Eyewash Station | Safety Equipment |  | SQ | http://www.toronto.ca/TWONTO#emergency_eyewash_and_shower |  | WA2 Safety Equipment,lifting devices, ladders, Eye Wash station, First Aid Kits, Lock out stations
43182 | TAB-CW-FSH-0026 | Emerg. Eyewash and Shower Stations, Ferric Gallery-Sodium Hypo Tanks Room South Side | TAB-CW-SQ-0026 | Switch,Flow-High | Safety Equipment |  | FSH | http://www.toronto.ca/TWONTO#emergency_eyewash_and_shower |  | Emerg. Eyewash and Shower Stations, Ferric Gallery-Sodium Hypo Tanks Room South Side
43216 | TAB-CW-SQ-0026 | Emerg. Eyewash and Shower Stations, Ferric Gallery-Sodium Hypo Tanks Room South Side | TAB-STR-SQ | PPE,Eyewash Station | Safety Equipment | 35491 | SQ | http://www.toronto.ca/TWONTO#emergency_eyewash_and_shower |  | WA2 Safety Equipment,lifting devices, ladders, Eye Wash station, First Aid Kits, Lock out stations
109081 | TAB-CW-FSH-0026 | Emerg. Eyewash and Shower Stations, Ferric Gallery-Sodium Hypo Tanks Room South Side | TAB-STR-SQ | Switch,Flow-High | Safety Equipment |  | FSH | http://www.toronto.ca/TWONTO#emergency_eyewash_and_shower |  | WA2 Safety Equipment,lifting devices, ladders, Eye Wash station, First Aid Kits, Lock out stations
109116 | TAB-CW-SQ-0026 | Emerg. Eyewash and Shower Stations, Ferric Gallery-Sodium Hypo Tanks Room South Side | TAB-SUSPENDED ENTITY | PPE,Eyewash Station | Safety Equipment | 35491 | SQ | http://www.toronto.ca/TWONTO#emergency_eyewash_and_shower |  | Suspended entities
43178 | TAB-CW-FSH-0004 | Emerg. Eyewash and Shower Stations, Quad House | TAB-CW-SQ-0004 | Switch,Flow-High | Safety Equipment |  | FSH | http://www.toronto.ca/TWONTO#emergency_eyewash_and_shower |  | Emerg. Eyewash and Shower Stations,
109135 | TAB-CW-SQ-0406 | Emerg. Eyewash and Shower Stations, Admin Bldg, Electricial Shop S/E corner | TAB-SES-WA8 | PPE,Eyewash Station | Safety Equipment |  | SQ | http://www.toronto.ca/TWONTO#emergency_eyewash_and_shower |  | WA 8 Safety Equipment,
109111 | TAB-CW-SQ-0005 | Emerg. Eyewash and Shower Stations, Air Scrubber House | TAB-STR-SQ | PPE,Eyewash Station | Safety Equipment | 34470 | SQ | http://www.toronto.ca/TWONTO#emergency_eyewash_and_shower |  | WA2 Safety Equipment,lifting devices, ladders, Eye Wash station, First Aid Kits, Lock out stations
109112 | TAB-CW-SQ-0005 | Emerg. Eyewash and Shower Stations, Air Scrubber House | TAB-SUSPENDED ENTITY | PPE,Eyewash Station | Safety Equipment | 34470 | SQ | http://www.toronto.ca/TWONTO#emergency_eyewash_and_shower |  | Suspended entities
51678 | TAB-PRS-SQ-0002SUS | Emerg. Eyewash and Shower Stations, Biosolids Truck Loading/Scrubber Room/West wall | TAB-STR-SQ | PPE,Eyewash Station | Safety Equipment | 47663 | SQ | http://www.toronto.ca/TWONTO#emergency_eyewash_and_shower |  | WA2 Safety Equipment,lifting devices, ladders, Eye Wash station, First Aid Kits, Lock out stations
51679 | TAB-PRS-SQ-0002SUS | Emerg. Eyewash and Shower Stations, Biosolids Truck Loading/Scrubber Room/West wall | TAB-SUSPENDED ENTITY | PPE,Eyewash Station | Safety Equipment | 47663 | SQ | http://www.toronto.ca/TWONTO#emergency_eyewash_and_shower |  | Suspended entities
116212 | TAB-PRS-SQ-0002SUS | Emerg. Eyewash and Shower Stations, Biosolids Truck Loading/Scrubber Room/West wall | TAB-SLO-SES | PPE,Eyewash Station | Safety Equipment | 47663 | SQ | http://www.toronto.ca/TWONTO#emergency_eyewash_and_shower |  | TABWA4 Health and Safety Equipment
51676 | TAB-PRS-SQ-0001SUS | Emerg. Eyewash and Shower Stations, Chlorine Building/Basement | TAB-SLO-SES | PPE,Eyewash Station | Safety Equipment | 47662 | SQ | http://www.toronto.ca/TWONTO#emergency_eyewash_and_shower |  | TABWA4 Health and Safety Equipment
51677 | TAB-PRS-SQ-0001SUS | Emerg. Eyewash and Shower Stations, Chlorine Building/Basement | TAB-SUSPENDED ENTITY | PPE,Eyewash Station | Safety Equipment | 47662 | SQ | http://www.toronto.ca/TWONTO#emergency_eyewash_and_shower |  | Suspended entities
116211 | TAB-PRS-SQ-0001SUS | Emerg. Eyewash and Shower Stations, Chlorine Building/Basement | TAB-STR-SQ | PPE,Eyewash Station | Safety Equipment | 47662 | SQ | http://www.toronto.ca/TWONTO#emergency_eyewash_and_shower |  | WA2 Safety Equipment,lifting devices, ladders, Eye Wash station, First Aid Kits, Lock out stations
109114 | TAB-CW-SQ-0025 | Emerg. Eyewash and Shower Stations, Ferrous Chloride Rail Car unload Ramp | TAB-STR-SQ | PPE,Eyewash Station | Safety Equipment | 35625 | SQ | http://www.toronto.ca/TWONTO#emergency_eyewash_and_shower |  | WA2 Safety Equipment,lifting devices, ladders, Eye Wash station, First Aid Kits, Lock out stations
109115 | TAB-CW-SQ-0025 | Emerg. Eyewash and Shower Stations, Ferrous Chloride Rail Car unload Ramp | TAB-SUSPENDED ENTITY | PPE,Eyewash Station | Safety Equipment | 35625 | SQ | http://www.toronto.ca/TWONTO#emergency_eyewash_and_shower |  | Suspended entities
54528 | TAB-STR-SQ-0002 | Emerg. Eyewash and Shower Stations, Ferrous Chloride truck unload Ramp | TAB-STR-SQ | PPE,Eyewash Station | Safety Equipment | 35490 | SQ | http://www.toronto.ca/TWONTO#emergency_eyewash_and_shower |  | WA2 Safety Equipment,lifting devices, ladders, Eye Wash station, First Aid Kits, Lock out stations
54529 | TAB-STR-SQ-0002 | Emerg. Eyewash and Shower Stations, Ferrous Chloride truck unload Ramp | TAB-STR2-STRC | PPE,Eyewash Station | Safety Equipment | 35490 | SQ | http://www.toronto.ca/TWONTO#emergency_eyewash_and_shower |  | Secondary Treatment - Drains, Walls, Lighting, Plumbing , PA System,Support & mechanical Equipment
54530 | TAB-STR-SQ-0002 | Emerg. Eyewash and Shower Stations, Ferrous Chloride truck unload Ramp | TAB-SUSPENDED ENTITY | PPE,Eyewash Station | Safety Equipment | 35490 | SQ | http://www.toronto.ca/TWONTO#emergency_eyewash_and_shower |  | Suspended entities
43228 | TAB-CW-SQ-0405 | Emerg. Eyewash and Shower Stations, Flotation Room, East Wall | TAB-WA6-SQ | PPE,Eyewash Station | Safety Equipment |  | SQ | http://www.toronto.ca/TWONTO#emergency_eyewash_and_shower |  | WA6 Safety Equipment
109134 | TAB-CW-SQ-0405 | Emerg. Eyewash and Shower Stations, Flotation Room, East Wall | TAB-SES-WA8 | PPE,Eyewash Station | Safety Equipment |  | SQ | http://www.toronto.ca/TWONTO#emergency_eyewash_and_shower |  | WA 8 Safety Equipment,
50965 | TAB-PRM-SQ-OPS | Emerg. Eyewash and Shower Stations, Old PS | TAB-PRM-STRC--OPS | PPE,Eyewash Station | Safety Equipment | 46086 |  | http://www.toronto.ca/TWONTO#emergency_eyewash_and_shower |  | Old PS Building - Drains, Plumbing, Walls
115586 | TAB-PRM-SQ-OPS | Emerg. Eyewash and Shower Stations, Old PS | TAB-SUSPENDED ENTITY | PPE,Eyewash Station | Safety Equipment | 46086 |  | http://www.toronto.ca/TWONTO#emergency_eyewash_and_shower |  | Suspended entities
90 | 50667 | Emerg. Eyewash and Shower Stations, Pelletizer Bldg | TAB-SLD-STRC | PPE,Eyewash Station | Safety Equipment |  |  | http://www.toronto.ca/TWONTO#emergency_eyewash_and_shower |  | Pelletizer Bldg - Building Services, Drains, Electrical Service(110/220V), Lighting, Plumbing
54532 | TAB-STR-SQ-0011 | Emerg. Eyewash and Shower Stations,Final Clarifier tank #6 North West Corner | TAB-STR-SQ | PPE,Eyewash Station | Safety Equipment | 32922 | SQ | http://www.toronto.ca/TWONTO#emergency_eyewash_and_shower |  | WA2 Safety Equipment,lifting devices, ladders, Eye Wash station, First Aid Kits, Lock out stations
54533 | TAB-STR-SQ-0011 | Emerg. Eyewash and Shower Stations,Final Clarifier tank #6 North West Corner | TAB-SUSPENDED ENTITY | PPE,Eyewash Station | Safety Equipment | 32922 | SQ | http://www.toronto.ca/TWONTO#emergency_eyewash_and_shower |  | Suspended entities
43229 | TAB-CW-SQ-0613 | Emerg. Shower & Eye Wash Station, PMO Basement, Sampling Room, North Wall | TAB-WA8-SQ-0001 | Safety,Eye wash | Safety Equipment |  | SQ | http://www.toronto.ca/TWONTO#emergency_eyewash_and_shower |  | Eye Wash & Shower Station in Old Admin Bldg.Bsmt. Sampling Room
109137 | TAB-CW-SQ-0613 | Emerg. Shower & Eye Wash Station, PMO Basement, Sampling Room, North Wall | TAB-SLO-SES | Safety,Eye wash | Safety Equipment |  | SQ | http://www.toronto.ca/TWONTO#emergency_eyewash_and_shower |  | TABWA4 Health and Safety Equipment
140703 | TNT-PRS-SQ-0002 | Emergency Eye wash and Shower | TNT-PRS | Safety,Eye wash | Safety Equipment |  | SQ | http://www.toronto.ca/TWONTO#emergency_eyewash_and_shower |  | Phosporus Removal System
24423 | FHO-NEX-2 CHANNEL 2-SUS | Emergency and Exit light 2 Channel 2 | FHO-NEXUS |  | Safety Equipment | 44452 | NEX | http://www.toronto.ca/TWONTO#lighting_unit |  | Emergency and Exits lights- Expansion Site
93564 | FHO-NEX-2 CHANNEL 2-SUS | Emergency and Exit light 2 Channel 2 | FHO-SUSPENDED |  | Safety Equipment | 44452 | NEX | http://www.toronto.ca/TWONTO#lighting_unit |  | Suspended Entity List
24424 | FHO-NEX-3 CHANNEL 3-SUS | Emergency and Exit light 3 Channel 3 | FHO-NEXUS |  | Safety Equipment | 44453 | NEX | http://www.toronto.ca/TWONTO#lighting_unit |  | Emergency and Exits lights- Expansion Site
93565 | FHO-NEX-3 CHANNEL 3-SUS | Emergency and Exit light 3 Channel 3 | FHO-SUSPENDED |  | Safety Equipment | 44453 | NEX | http://www.toronto.ca/TWONTO#lighting_unit |  | Suspended Entity List
24425 | FHO-NEX-4 CHANNEL 4-SUS | Emergency and Exit light 4 Channel 4 | FHO-NEXUS |  | Safety Equipment | 44454 | NEX | http://www.toronto.ca/TWONTO#lighting_unit |  | Emergency and Exits lights- Expansion Site
93566 | FHO-NEX-4 CHANNEL 4-SUS | Emergency and Exit light 4 Channel 4 | FHO-SUSPENDED |  | Safety Equipment | 44454 | NEX | http://www.toronto.ca/TWONTO#lighting_unit |  | Suspended Entity List
24426 | FHO-NEX-5 CHANNEL 5-SUS | Emergency and Exit light 5 Channel 5 | FHO-SUSPENDED |  | Safety Equipment | 44455 | NEX | http://www.toronto.ca/TWONTO#lighting_unit |  | Suspended Entity List
93567 | FHO-NEX-5 CHANNEL 5-SUS | Emergency and Exit light 5 Channel 5 | FHO-NEXUS |  | Safety Equipment | 44455 | NEX | http://www.toronto.ca/TWONTO#lighting_unit |  | Emergency and Exits lights- Expansion Site
24427 | FHO-NEX-6 CHANNEL 6-SUS | Emergency and Exit light 6 Channel 6 | FHO-NEXUS |  | Safety Equipment | 44456 | NEX | http://www.toronto.ca/TWONTO#lighting_unit |  | Emergency and Exits lights- Expansion Site
93568 | FHO-NEX-6 CHANNEL 6-SUS | Emergency and Exit light 6 Channel 6 | FHO-SUSPENDED |  | Safety Equipment | 44456 | NEX | http://www.toronto.ca/TWONTO#lighting_unit |  | Suspended Entity List
24428 | FHO-NEX-7 CHANNEL 7-SUS | Emergency and Exit light 7 Channel 7 | FHO-NEXUS |  | Safety Equipment | 44457 | NEX | http://www.toronto.ca/TWONTO#lighting_unit |  | Emergency and Exits lights- Expansion Site
93569 | FHO-NEX-7 CHANNEL 7-SUS | Emergency and Exit light 7 Channel 7 | FHO-SUSPENDED |  | Safety Equipment | 44457 | NEX | http://www.toronto.ca/TWONTO#lighting_unit |  | Suspended Entity List
93570 | FHO-NEX-8 CHANNEL 8-SUS | Emergency and Exit light 8 Channel 8 | FHO-NEXUS |  | Safety Equipment | 44458 | NEX | http://www.toronto.ca/TWONTO#lighting_unit |  | Emergency and Exits lights- Expansion Site
93571 | FHO-NEX-8 CHANNEL 8-SUS | Emergency and Exit light 8 Channel 8 | FHO-SUSPENDED |  | Safety Equipment | 44458 | NEX | http://www.toronto.ca/TWONTO#lighting_unit |  | Suspended Entity List
122365 | THC-CW-SQ-0230 | Emergency Bottle Eyewash Station, Building M, Incinerator Building M, Ground Floor Control Room, West Side | THC-SES-SQ-EYE | PPE,Eyewash Station | Safety Equipment | 35809 | SQ | eye_wash_bottle |  | Eyewash Stations THC (Virtual entity #)
122366 | THC-CW-SQ-0230 | Emergency Bottle Eyewash Station, Building M, Incinerator Building M, Ground Floor Control Room, West Side | THC-SUSPENDED | PPE,Eyewash Station | Safety Equipment | 35809 | SQ | eye_wash_bottle |  | Suspended entity
26303 | FHO-SES-SQ-0002 | Emergency Breathing Apparatus | FHO-GRK-PRTY-0002 |  | Safety Equipment |  | SQ | emergency_breathing_apparatus |  | Grounds Maintenance
26304 | FHO-SES-SQ-0002 | Emergency Breathing Apparatus | FHO-SES-SQ-0004 |  | Safety Equipment |  | SQ | emergency_breathing_apparatus |  | First Aid
30663 | FIS-SES-SQ-0001 | Emergency Breathing Apparatus | FIS WORK AREA 1 |  | Safety Equipment |  | SQ | emergency_breathing_apparatus |  | Process
30664 | FIS-SES-SQ-0002 | Emergency Breathing Apparatus | FIS-SES |  | Safety Equipment |  | SQ | emergency_breathing_apparatus |  | Safety, Instrumentation & Environmental Services
30665 | FIS-SES-SQ-0002 | Emergency Breathing Apparatus | FIS-SES-LTG |  | Safety Equipment |  | SQ | emergency_breathing_apparatus |  | Emergency Lights
94825 | FHO-SES-SQ-0002 | Emergency Breathing Apparatus | FHO-SES-SQ-0001 |  | Safety Equipment |  | SQ | emergency_breathing_apparatus |  | Safety Equipment
94285 | FHO-SES-ALR-0001 | Emergency Duress Station #1, Admin Entrance, Lakeside Parking Lot, East | FHO-SES |  | Safety Equipment |  | ALR | http://www.toronto.ca/TWONTO#first_aid_kit |  | Safety & Environmental Services
25700 | FHO-SES-ALR-0002 | Emergency Duress Station #2, Admin Entrance, Lakeside Parking Lot, West | FHO-SES |  | Safety Equipment |  | ALR | http://www.toronto.ca/TWONTO#first_aid_kit |  | Safety & Environmental Services
78305 | THR-SES-EEK | Emergency Evacuation Kit | THR-SES-WA3 |  | Safety Equipment |  |  | emergency_kit |  | Safety & Environmental Services
26387 | FHO-SES-SQ-7014 | Emergency Eye Wash & Drench Hose Station 14, Chemical Building, L1, Laboratory | FHO-SES-SQ-0004 | PPE,Eyewash Station | Safety Equipment |  | SQ | http://www.toronto.ca/TWONTO#emergency_eyewash |  | First Aid
45464 | TAB-DIG-SQ-0011 | Emergency Eye Wash Pack, # 1 Digester 1-4 Bsmt | TAB-DIG-SQ-T01-04 | PPE,Eyewash Station | Safety Equipment | 34477 | SQ | http://www.toronto.ca/TWONTO#emergency_eyewash |  | Digester Tanks 01-04, Safety Equipments
111095 | TAB-DIG-SQ-0011 | Emergency Eye Wash Pack, # 1 Digester 1-4 Bsmt | TAB-DIG-STRC-T1-4 | PPE,Eyewash Station | Safety Equipment | 34477 | SQ | http://www.toronto.ca/TWONTO#emergency_eyewash |  | Digester Tanks 1-4 - Drains, Electrical Service(110/220V), Lighting, Plumbing
45463 | TAB-DIG-SQ-0010 | Emergency Eye Wash Pack, # 10 Digester 1-4 Bsmt | TAB-DIG-STRC-T1-4 | PPE,Eyewash Station | Safety Equipment | 34476 | SQ | http://www.toronto.ca/TWONTO#emergency_eyewash |  | Digester Tanks 1-4 - Drains, Electrical Service(110/220V), Lighting, Plumbing
111094 | TAB-DIG-SQ-0010 | Emergency Eye Wash Pack, # 10 Digester 1-4 Bsmt | TAB-DIG-SQ-T01-04 | PPE,Eyewash Station | Safety Equipment | 34476 | SQ | http://www.toronto.ca/TWONTO#emergency_eyewash |  | Digester Tanks 01-04, Safety Equipments
45460 | TAB-DIG-SQ-0008 | Emergency Eye Wash Pack, # 8 Digester 1-4 Bsmt | TAB-DIG-SQ-T01-04 | PPE,Eyewash Station | Safety Equipment | 34474 | SQ | http://www.toronto.ca/TWONTO#emergency_eyewash |  | Digester Tanks 01-04, Safety Equipments
45461 | TAB-DIG-SQ-0008 | Emergency Eye Wash Pack, # 8 Digester 1-4 Bsmt | TAB-DIG-STRC-T1-4 | PPE,Eyewash Station | Safety Equipment | 34474 | SQ | http://www.toronto.ca/TWONTO#emergency_eyewash |  | Digester Tanks 1-4 - Drains, Electrical Service(110/220V), Lighting, Plumbing
45462 | TAB-DIG-SQ-0009 | Emergency Eye Wash Pack, # 9 Digester 1-4 Bsmt | TAB-DIG-STRC-T1-4 | PPE,Eyewash Station | Safety Equipment | 34475 | SQ | http://www.toronto.ca/TWONTO#emergency_eyewash |  | Digester Tanks 1-4 - Drains, Electrical Service(110/220V), Lighting, Plumbing
111093 | TAB-DIG-SQ-0009 | Emergency Eye Wash Pack, # 9 Digester 1-4 Bsmt | TAB-DIG-SQ-T01-04 | PPE,Eyewash Station | Safety Equipment | 34475 | SQ | http://www.toronto.ca/TWONTO#emergency_eyewash |  | Digester Tanks 01-04, Safety Equipments
43235 | TAB-CW-SQ-6004 | Emergency Eye Wash Station, 2nd Floor, North side | TAB-DEW-SAFETY | PPE,Eyewash Station | Safety Equipment |  | SQ | http://www.toronto.ca/TWONTO#emergency_eyewash |  | Safety Equipment
109146 | TAB-CW-SQ-6006 | Emergency Eye Wash Station, 3rd Floor, East side | TAB-DEW-SAFETY | PPE,Eyewash Station | Safety Equipment |  | SQ | http://www.toronto.ca/TWONTO#emergency_eyewash |  | Safety Equipment
109145 | TAB-CW-SQ-6005 | Emergency Eye Wash Station, 3rd Floor, West side | TAB-DEW-SAFETY | PPE,Eyewash Station | Safety Equipment |  | SQ | http://www.toronto.ca/TWONTO#emergency_eyewash |  | Safety Equipment
43236 | TAB-CW-SQ-6007 | Emergency Eye Wash Station, 4th Floor, Dewatering, South Wall | TAB-DEW-SAFETY | PPE,Eyewash Station | Safety Equipment |  | SQ | http://www.toronto.ca/TWONTO#emergency_eyewash |  | Safety Equipment
43237 | TAB-CW-SQ-6008 | Emergency Eye Wash Station, Basement, Dewatering Bldg., Polymer Room | TAB-DEW-SAFETY | PPE,Eyewash Station | Safety Equipment |  | SQ | http://www.toronto.ca/TWONTO#emergency_eyewash |  | Safety Equipment
43233 | TAB-CW-SQ-6001 | Emergency Eye Wash station, Dewatering Bldg. Basement | TAB-DEW-SAFETY | PPE,Eyewash Station | Safety Equipment |  | SQ | http://www.toronto.ca/TWONTO#emergency_eyewash |  | Safety Equipment
109144 | TAB-CW-SQ-6002 | Emergency Eye Wash station, Dewatering Bldg. Basement (beside store room) | TAB-DEW-SAFETY | PPE,Eyewash Station | Safety Equipment |  | SQ | http://www.toronto.ca/TWONTO#emergency_eyewash |  | Safety Equipment
43234 | TAB-CW-SQ-6003 | Emergency Eye Wash station, Dewatering Bldg., 2nd Floor South | TAB-DEW-SAFETY | PPE,Eyewash Station | Safety Equipment |  | SQ | http://www.toronto.ca/TWONTO#emergency_eyewash |  | Safety Equipment
109783 | TAB-DEW-SQ-0003 | Emergency Eye Wash station,Polymer Loading Station | TAB-DEW-SAFETY | PPE,Eyewash Station | Safety Equipment |  | SQ | http://www.toronto.ca/TWONTO#emergency_eyewash |  | Safety Equipment
90119 | YTF-GRK-SQ-1000 | Emergency Eye Wash Stations | YTF-GRK-PRTY-1000 |  | Safety Equipment |  | SQ | http://www.toronto.ca/TWONTO#collection_of_assets |  | Building Maintenance
81117 | TNT-DIS-SQ-0002 | Emergency Eye Wash/Shower Station | TNT-DIS | Safety,Eye wash | Safety Equipment |  | SQ | http://www.toronto.ca/TWONTO#emergency_eyewash |  | Disinfection
140426 | TNT-DIS-SQ-0001 | Emergency Eye Wash/Shower Station | TNT-DIS | Safety,Eye wash | Safety Equipment |  | SQ | http://www.toronto.ca/TWONTO#emergency_eyewash |  | Disinfection
58255 | THC-CW-SQ-0116 | Emergency Eyewash & Shower, Building A, Inside Laboratory, Old Plant | THC-SES-SQ-EYE | PPE,Eyewash Station | Safety Equipment |  | SQ | http://www.toronto.ca/TWONTO#emergency_eyewash_and_shower |  | Eyewash Stations THC (Virtual entity #)
58243 | THC-CW-SQ-0101 | Emergency Eyewash & Shower, Building E, Boiler Room, Building E, West Wall (centre) | THC-SES-SQ-EYE | PPE,Eyewash Station | Safety Equipment |  | SQ | http://www.toronto.ca/TWONTO#emergency_eyewash_and_shower |  | Eyewash Stations THC (Virtual entity #)
122352 | THC-CW-SQ-0105 | Emergency Eyewash & Shower, Building M, Incinerator Bldg, B2 by Polymer Pumps | THC-SES-SQ-EYE | PPE,Eyewash Station | Safety Equipment |  | SQ | http://www.toronto.ca/TWONTO#emergency_eyewash_and_shower |  | Eyewash Stations THC (Virtual entity #)
58241 | THC-CW-SQ-0002 | Emergency Eyewash & Shower, Dechlorination, centre of the building | THC-DCL | PPE,Eyewash Station | Safety Equipment |  | SQ | http://www.toronto.ca/TWONTO#emergency_eyewash_and_shower |  | Dechlorination Process
122349 | THC-CW-SQ-0002 | Emergency Eyewash & Shower, Dechlorination, centre of the building | THC-SES-SQ-EYE | PPE,Eyewash Station | Safety Equipment |  | SQ | http://www.toronto.ca/TWONTO#emergency_eyewash_and_shower |  | Eyewash Stations THC (Virtual entity #)
122347 | THC-CW-SQ-0001 | Emergency Eyewash & Shower, Dechlorination, W end by SBS filling lines | THC-DCL | PPE,Eyewash Station | Safety Equipment |  | SQ | http://www.toronto.ca/TWONTO#emergency_eyewash_and_shower |  | Dechlorination Process
122348 | THC-CW-SQ-0001 | Emergency Eyewash & Shower, Dechlorination, W end by SBS filling lines | THC-SES-SQ-EYE | PPE,Eyewash Station | Safety Equipment |  | SQ | http://www.toronto.ca/TWONTO#emergency_eyewash_and_shower |  | Eyewash Stations THC (Virtual entity #)
66369 | THC-SES-SQ-6010 | Emergency Eyewash & Shower, New Headhouse Screen Room West Side | THC-PLT-BLDG-0001 | PPE,Eyewash Station | Safety Equipment |  | SQ | http://www.toronto.ca/TWONTO#emergency_eyewash_and_shower |  | New Head House, preliminary process
58242 | THC-CW-SQ-0100 | Emergency Eyewash & Shower, Outdoor New Sodium Hypochlorite disinfection building | THC-SES-SQ-EYE | PPE,Eyewash Station | Safety Equipment |  | SQ | http://www.toronto.ca/TWONTO#emergency_eyewash_and_shower |  | Eyewash Stations THC (Virtual entity #)
122358 | THC-CW-SQ-0111 | Emergency Eyewash & Shower, Phase 4 Aeration, Central Room, Ground Floor | THC-SES-SQ-EYE | PPE,Eyewash Station | Safety Equipment |  | SQ | http://www.toronto.ca/TWONTO#emergency_eyewash_and_shower |  | Eyewash Stations THC (Virtual entity #)
58248 | THC-CW-SQ-0109 | Emergency Eyewash & Shower, Phase I Aeration Basement | THC-SES-SQ-EYE | PPE,Eyewash Station | Safety Equipment | 40235 | SQ | http://www.toronto.ca/TWONTO#emergency_eyewash_and_shower |  | Eyewash Stations THC (Virtual entity #)
122356 | THC-CW-SQ-0109 | Emergency Eyewash & Shower, Phase I Aeration Basement | THC-SUSPENDED | PPE,Eyewash Station | Safety Equipment | 40235 | SQ | http://www.toronto.ca/TWONTO#emergency_eyewash_and_shower |  | Suspended entity
122353 | THC-CW-SQ-0106 | Emergency Eyewash & Shower, TWAS B2, East Unit, by T14 | THC-SES-SQ-EYE | PPE,Eyewash Station | Safety Equipment |  | SQ | http://www.toronto.ca/TWONTO#emergency_eyewash_and_shower |  | Eyewash Stations THC (Virtual entity #)
122354 | THC-CW-SQ-0106 | Emergency Eyewash & Shower, TWAS B2, East Unit, by T14 | THC-SUSPENDED | PPE,Eyewash Station | Safety Equipment |  | SQ | http://www.toronto.ca/TWONTO#emergency_eyewash_and_shower |  | Suspended entity
58245 | THC-CW-SQ-0103 | Emergency Eyewash & Shower, TWAS B2, West Unit | THC-SES-SQ-EYE | PPE,Eyewash Station | Safety Equipment |  | SQ | http://www.toronto.ca/TWONTO#emergency_eyewash_and_shower |  | Eyewash Stations THC (Virtual entity #)
58256 | THC-CW-SQ-0121 | Emergency Eyewash & Shower,Phosphorous Removal, Outdoor at Phosphorus Filling Station | THC-PRS-T-0100 | PPE,Eyewash Station | Safety Equipment | 46017 | SQ | http://www.toronto.ca/TWONTO#emergency_eyewash_and_shower |  | Tank, FRP, Ferrous Chloride, Storage, Storage Tank Area
122361 | THC-CW-SQ-0121 | Emergency Eyewash & Shower,Phosphorous Removal, Outdoor at Phosphorus Filling Station | THC-PRS | PPE,Eyewash Station | Safety Equipment | 46017 | SQ | http://www.toronto.ca/TWONTO#emergency_eyewash_and_shower |  | Phosphorus Removal, sub-process
122362 | THC-CW-SQ-0122 | Emergency Eyewash & Shower,Phosphorous Removal, Tunnel 12 by Phosphorus Dosing Pumps | THC-PRS | PPE,Eyewash Station | Safety Equipment | 46016 | SQ | http://www.toronto.ca/TWONTO#emergency_eyewash_and_shower |  | Phosphorus Removal, sub-process
122363 | THC-CW-SQ-0122 | Emergency Eyewash & Shower,Phosphorous Removal, Tunnel 12 by Phosphorus Dosing Pumps | THC-PRS-T-0100 | PPE,Eyewash Station | Safety Equipment | 46016 | SQ | http://www.toronto.ca/TWONTO#emergency_eyewash_and_shower |  | Tank, FRP, Ferrous Chloride, Storage, Storage Tank Area
58244 | THC-CW-SQ-0102 | Emergency Eyewash & Shower,Thickening Building | THC-SPC-WA2 | PPE,Eyewash Station | Safety Equipment |  | SQ | http://www.toronto.ca/TWONTO#emergency_eyewash_and_shower |  | System Process Control
122350 | THC-CW-SQ-0102 | Emergency Eyewash & Shower,Thickening Building | THC-SES-SQ-EYE | PPE,Eyewash Station | Safety Equipment |  | SQ | http://www.toronto.ca/TWONTO#emergency_eyewash_and_shower |  | Eyewash Stations THC (Virtual entity #)
58253 | THC-CW-SQ-0114 | Emergency Eyewash Personal Wash Unit, Bottle Station, Building A, Outside Lab Entrance | THC-SES-SQ-EYE | PPE,Eyewash Station | Safety Equipment |  | SQ | eye_wash_bottle |  | Eyewash Stations THC (Virtual entity #)
58251 | THC-CW-SQ-0112 | Emergency Eyewash S, Personal Wash Unit, Incinerator Bldg, 3rd Floor, SW Wall | THC-SUSPENDED | PPE,Eyewash Station | Safety Equipment |  | SQ | eye_wash_bottle |  | Suspended entity
122359 | THC-CW-SQ-0112 | Emergency Eyewash S, Personal Wash Unit, Incinerator Bldg, 3rd Floor, SW Wall | THC-SES-SQ-EYE | PPE,Eyewash Station | Safety Equipment |  | SQ | eye_wash_bottle |  | Eyewash Stations THC (Virtual entity #)
118049 | TAB-SES-SQ-5400 | Emergency Eyewash Station ,Plant Water Basement Disinfection Pump Compound | TAB-SLO-SES | Safety,Eye wash | Safety Equipment |  | SQ | http://www.toronto.ca/TWONTO#emergency_eyewash |  | TABWA4 Health and Safety Equipment
58259 | THC-CW-SQ-0203 | Emergency Eyewash Station, Building J | THC-SES-SQ-EYE | PPE,Eyewash Station | Safety Equipment | 32209 | SQ | http://www.toronto.ca/TWONTO#emergency_eyewash |  | Eyewash Stations THC (Virtual entity #)
58260 | THC-CW-SQ-0203 | Emergency Eyewash Station, Building J | THC-SUSPENDED | PPE,Eyewash Station | Safety Equipment | 32209 | SQ | http://www.toronto.ca/TWONTO#emergency_eyewash |  | Suspended entity
122364 | THC-CW-SQ-0200 | Emergency Eyewash Station, Indoor Sodium Hypochlorite Bldg | THC-SES-SQ-EYE | PPE,Eyewash Station | Safety Equipment |  | SQ | http://www.toronto.ca/TWONTO#emergency_eyewash |  | Eyewash Stations THC (Virtual entity #)
58257 | THC-CW-SQ-0202 | Emergency Eyewash Station, North Workshop Janitor Room | THC-SES-SQ-EYE | PPE,Eyewash Station | Safety Equipment |  | SQ | http://www.toronto.ca/TWONTO#emergency_eyewash |  | Eyewash Stations THC (Virtual entity #)
58258 | THC-CW-SQ-0202 | Emergency Eyewash Station, North Workshop Janitor Room | THC-SUSPENDED | PPE,Eyewash Station | Safety Equipment |  | SQ | http://www.toronto.ca/TWONTO#emergency_eyewash |  | Suspended entity
118041 | TAB-SES-SQ-0660 | Emergency Eyewash Station,Seawall Substation,Electrical Room | TAB-SES-EESS | PPE,Eyewash Station | Safety Equipment |  | SQ | http://www.toronto.ca/TWONTO#emergency_eyewash |  | WA8 Safety Equipment, Emergency Eyewash & Shower Station
118042 | TAB-SES-SQ-0660 | Emergency Eyewash Station,Seawall Substation,Electrical Room | TAB-SES-WA8 | PPE,Eyewash Station | Safety Equipment |  | SQ | http://www.toronto.ca/TWONTO#emergency_eyewash |  | WA 8 Safety Equipment,
118043 | TAB-SES-SQ-0661 | Emergency Eyewash Station,Seawall Substation,Electrical Room | TAB-SES-EESS | PPE,Eyewash Station | Safety Equipment |  | SQ | http://www.toronto.ca/TWONTO#emergency_eyewash |  | WA8 Safety Equipment, Emergency Eyewash & Shower Station
118039 | TAB-SES-SQ-0633 | Emergency Eyewash Station,South of Final Effluent Tanks | TAB-PWA-SQ | PPE,Eyewash Station | Safety Equipment |  | SQ | http://www.toronto.ca/TWONTO#emergency_eyewash |  | Plant Water - Safetry Equipment
118040 | TAB-SES-SQ-0633 | Emergency Eyewash Station,South of Final Effluent Tanks | TAB-SES-EESS | PPE,Eyewash Station | Safety Equipment |  | SQ | http://www.toronto.ca/TWONTO#emergency_eyewash |  | WA8 Safety Equipment, Emergency Eyewash & Shower Station
58262 | THC-CW-SQ-5203 | Emergency Eyewash, North Workshop Mechanical Room | THC-ACC-BLDG X | PPE,Eyewash Station | Safety Equipment |  | SQ | http://www.toronto.ca/TWONTO#emergency_eyewash |  | New Workshop WA2 Building HVAC
122368 | THC-CW-SQ-5202 | Emergency Eyewash, Office area, North Workshop | THC-ACC-BLDG X | PPE,Eyewash Station | Safety Equipment |  | SQ | http://www.toronto.ca/TWONTO#emergency_eyewash |  | New Workshop WA2 Building HVAC
122369 | THC-CW-SQ-5204 | Emergency Eyewash, Personal Wash Unit, North workshop by Office Area | THC-ACC-BLDG X | PPE,Eyewash Station | Safety Equipment | 42416 | SQ | http://www.toronto.ca/TWONTO#emergency_eyewash |  | New Workshop WA2 Building HVAC
122351 | THC-CW-SQ-0104 | Emergency Eyewash, Portable/Self Contained, Incinerator Bldg, Outside Dry Polymer Room | THC-SES-SQ-EYE | PPE,Eyewash Station | Safety Equipment |  | SQ | eye_wash_bottle |  | Eyewash Stations THC (Virtual entity #)
58246 | THC-CW-SQ-0107 | Emergency Eyewash, Portable/Self Contained, Incinerator Bldg, 3rd Floor, SW Wall | THC-SES-SQ-EYE | PPE,Eyewash Station | Safety Equipment |  | SQ | eye_wash_bottle |  | Eyewash Stations THC (Virtual entity #)
122357 | THC-CW-SQ-0110 | Emergency Eyewash, Portable/Self Contained, Incinerator Bldg, 3rd Floor, West-Center Wall | THC-SES-SQ-EYE | PPE,Eyewash Station | Safety Equipment |  | SQ | eye_wash_bottle |  | Eyewash Stations THC (Virtual entity #)
122367 | THC-CW-SQ-5201 | Emergency Eyewash, Welding Room, North Workshop | THC-ACC-BLDG X | PPE,Eyewash Station | Safety Equipment |  | SQ | http://www.toronto.ca/TWONTO#emergency_eyewash |  | New Workshop WA2 Building HVAC
53566 | TAB-SES-HTR-2201 | Emergency Eyewash/Shower Heater, Rail Car Unloading | TAB-SES-SQ-2201 |  | Safety Equipment |  | HTR | http://www.toronto.ca/TWONTO#emergency_eyewash_and_shower |  | Emergency Eyewash/Shower, Rail Car Unloading
53567 | TAB-SES-HTR-2202 | Emergency Eyewash/Shower Heater, Rail Car Unloading | TAB-SES-SQ-2202 | Heater | Safety Equipment |  | HTR | http://www.toronto.ca/TWONTO#emergency_eyewash_and_shower |  | Emergency Eyewash/Shower, Rail Car Unloading
118048 | TAB-SES-SQ-2206 | Emergency Eyewash/Shower, Chemical Pipe Flushing area | TAB-STR-SQ | PPE,Eyewash Station | Safety Equipment |  | SQ | http://www.toronto.ca/TWONTO#emergency_eyewash_and_shower |  | WA2 Safety Equipment,lifting devices, ladders, Eye Wash station, First Aid Kits, Lock out stations
118045 | TAB-SES-SQ-2203 | Emergency Eyewash/Shower, PRS Bldg, Loading Room | TAB-STR-SQ | PPE,Eyewash Station | Safety Equipment |  | SQ | http://www.toronto.ca/TWONTO#emergency_eyewash_and_shower |  | WA2 Safety Equipment,lifting devices, ladders, Eye Wash station, First Aid Kits, Lock out stations
118046 | TAB-SES-SQ-2204 | Emergency Eyewash/Shower, PRS Bldg, Pump Room | TAB-STR-SQ | PPE,Eyewash Station | Safety Equipment |  | SQ | http://www.toronto.ca/TWONTO#emergency_eyewash_and_shower |  | WA2 Safety Equipment,lifting devices, ladders, Eye Wash station, First Aid Kits, Lock out stations
53671 | TAB-SES-SQ-2201 | Emergency Eyewash/Shower, Rail Car Unloading | TAB-STR-SQ | PPE,Eyewash Station | Safety Equipment |  | SQ | http://www.toronto.ca/TWONTO#emergency_eyewash_and_shower |  | WA2 Safety Equipment,lifting devices, ladders, Eye Wash station, First Aid Kits, Lock out stations
118044 | TAB-SES-SQ-2202 | Emergency Eyewash/Shower, Rail Car Unloading | TAB-STR-SQ | PPE,Eyewash Station | Safety Equipment |  | SQ | http://www.toronto.ca/TWONTO#emergency_eyewash_and_shower |  | WA2 Safety Equipment,lifting devices, ladders, Eye Wash station, First Aid Kits, Lock out stations
118037 | TAB-SES-SQ-0090 | Emergency Eyewash/Shower,Waste Gas Burner Station | TAB-DIG-BU | Safety,Eye wash | Safety Equipment |  | SQ | http://www.toronto.ca/TWONTO#emergency_eyewash_and_shower |  | Waste Gas Burner
46701 | TAB-DIS-SQ-1001SUS | Emergency Kit- C for the Chlorine tank car | TAB-SUSPENDED ENTITY |  | Safety Equipment | 47661 | SQ | emergency_kit |  | Suspended entities
112279 | TAB-DIS-SQ-1001SUS | Emergency Kit- C for the Chlorine tank car | TAB-DIS-SQ |  | Safety Equipment | 47661 | SQ | emergency_kit |  | Chlorine Building Safety Equipment
26429 | FHO-SM-SQ-0002 | Emergency Kit, Chlorine, Chemical Building, S2, East Corridor, North | FHO-SES-SQ-0001 | Safety,Emergency Kit | Safety Equipment |  | SQ | emergency_kit |  | Safety Equipment
94940 | FHO-SM-SQ-0002 | Emergency Kit, Chlorine, Chemical Building, S2, East Corridor, North | FHO-SM | Safety,Emergency Kit | Safety Equipment |  | SQ | emergency_kit |  | Spill Containment & Chemical Sump Systems
26427 | FHO-SM-SQ-0001 | Emergency Kit, Chlorine, Chemical Building, S2, East Corridor, South | FHO-SES-SQ-0001 | Safety,Emergency Kit | Safety Equipment |  | SQ | emergency_kit |  | Safety Equipment
26428 | FHO-SM-SQ-0001 | Emergency Kit, Chlorine, Chemical Building, S2, East Corridor, South | FHO-SM | Safety,Emergency Kit | Safety Equipment |  | SQ | emergency_kit |  | Spill Containment & Chemical Sump Systems
26430 | FHO-SM-SQ-0003 | Emergency Kit, Chlorine, Chemical Building, S2, Gaseous Chemical Storage Entrance | FHO-SM | Safety,Emergency Kit | Safety Equipment |  | SQ | emergency_kit |  | Spill Containment & Chemical Sump Systems
94941 | FHO-SM-SQ-0003 | Emergency Kit, Chlorine, Chemical Building, S2, Gaseous Chemical Storage Entrance | FHO-SES-SQ-0001 | Safety,Emergency Kit | Safety Equipment |  | SQ | emergency_kit |  | Safety Equipment
113398 | TAB-ELS-LTG-1013 | Emergency Light,Double Head,North Substation,Battery Room,North Wall | NORTH SUBSTN_BTTRY RM | Lighting,Emergency | Safety Equipment |  | LTG | http://www.toronto.ca/TWONTO#lighting_unit |  | MSA Substation,Battery Room
113397 | TAB-ELS-LTG-1012 | Emergency Light,Double Head,North Substation,Electrical Control Room,North Wall | NRTH SUBSTN_ELE_CNTRL_RM | Lighting,Emergency | Safety Equipment |  | LTG | http://www.toronto.ca/TWONTO#lighting_unit |  | MSA Substation,Electrical Control Room
48113 | TAB-ELS-LTG-1020 | Emergency Light,North Substation,1st Floor,East Entrance | NORTH SUBSTN_1ST FLR | Lighting,Emergency | Safety Equipment |  | LTG | http://www.toronto.ca/TWONTO#lighting_unit |  | MSA Substation,1st Floor
48112 | TAB-ELS-LTG-1010 | Emergency Light,North Substation,1st Floor,East Wall,Electrical Room Door | NORTH SUBSTN_1ST FLR | Lighting,Emergency | Safety Equipment |  | LTG | http://www.toronto.ca/TWONTO#lighting_unit |  | MSA Substation,1st Floor
113395 | TAB-ELS-LTG-1000 | Emergency Light,North Substation,1st Floor,West Entrance | NORTH SUBSTN_1ST FLR | Lighting,Emergency | Safety Equipment |  | LTG | http://www.toronto.ca/TWONTO#lighting_unit |  | MSA Substation,1st Floor
48114 | TAB-ELS-LTG-1070 | Emergency Light,North Substation,Basement,Centre,East | NORTH SUBSTATION_BASEMENT | Lighting,Emergency | Safety Equipment |  | LTG | http://www.toronto.ca/TWONTO#lighting_unit |  | MSA Substation,Basement
48116 | TAB-ELS-LTG-1080 | Emergency Light,North Substation,Basement,Centre,West | NORTH SUBSTATION_BASEMENT | Lighting,Emergency | Safety Equipment |  | LTG | http://www.toronto.ca/TWONTO#lighting_unit |  | MSA Substation,Basement
113399 | TAB-ELS-LTG-1050 | Emergency Light,North Substation,Basement,East Entrance | NORTH SUBSTATION_BASEMENT | Lighting,Emergency | Safety Equipment |  | LTG | http://www.toronto.ca/TWONTO#lighting_unit |  | MSA Substation,Basement
113400 | TAB-ELS-LTG-1060 | Emergency Light,North Substation,Basement,West Entrance | NORTH SUBSTATION_BASEMENT | Lighting,Emergency | Safety Equipment |  | LTG | http://www.toronto.ca/TWONTO#lighting_unit |  | MSA Substation,Basement
113396 | TAB-ELS-LTG-1011 | Emergency Light,Single Head,North Substation,1st Floor,Mezzanine | NORTH SUBSTN_1ST FLR | Lighting,Emergency | Safety Equipment |  | LTG | http://www.toronto.ca/TWONTO#lighting_unit |  | MSA Substation,1st Floor
48115 | TAB-ELS-LTG-1072 | Emergency Light,Single Head,North Substation,Basement,Centre,East,East | NORTH SUBSTATION_BASEMENT | Lighting,Emergency | Safety Equipment |  | LTG | http://www.toronto.ca/TWONTO#lighting_unit |  | MSA Substation,Basement
113401 | TAB-ELS-LTG-1071 | Emergency Light,Single Head,North Substation,Basement,Centre,East,West | NORTH SUBSTATION_BASEMENT | Lighting,Emergency | Safety Equipment |  | LTG | http://www.toronto.ca/TWONTO#lighting_unit |  | MSA Substation,Basement
113402 | TAB-ELS-LTG-1082 | Emergency Light,Single Head,North Substation,Basement,Centre,West,East | NORTH SUBSTATION_BASEMENT | Lighting,Emergency | Safety Equipment |  | LTG | http://www.toronto.ca/TWONTO#lighting_unit |  | MSA Substation,Basement
48117 | TAB-ELS-LTG-1081 | Emergency Light,Single Head,North Substation,Basement,Centre,West,West | NORTH SUBSTATION_BASEMENT | Lighting,Emergency | Safety Equipment |  | LTG | http://www.toronto.ca/TWONTO#lighting_unit |  | MSA Substation,Basement
91838 | FHO-ELS-LTG EMERG | Emergency Lights | FHO-SES |  | Safety Equipment |  |  | http://www.toronto.ca/TWONTO#collection_of_assets |  | Safety & Environmental Services
78306 | THR-SES-EL-EPS | Emergency Lights / Exit Signs, Effluent Pumping Station | THR-ELS-AER | Safety | Safety Equipment |  |  | http://www.toronto.ca/TWONTO#collection_of_assets |  | Electrical System, Aeration and Galleries
78307 | THR-SES-EL-EPS | Emergency Lights / Exit Signs, Effluent Pumping Station | THR-EPS | Safety | Safety Equipment |  |  | http://www.toronto.ca/TWONTO#collection_of_assets |  | Effluent Pumping Station
145927 | WTR-PRH-SQ-0001 | Emergency Safety Shower and Eye Wash, Generator Room | WTR-PRH-LB-0102 | Safety,Eye wash | Safety Equipment |  | SQ | http://www.toronto.ca/TWONTO#emergency_eyewash_and_shower |  | Load Breaker, 4160V, Secondary, Switchgear Electrical Room
14748 | FCL-SES-SHOW-0001-SUS | Emergency Shower | FCL-SES | PPE,Eyewash Station | Safety Equipment | 36707 | SHOW | http://www.toronto.ca/TWONTO#emergency_eyewash_and_shower |  | Safety and Environmental Services
14749 | FCL-SES-SHOW-0001-SUS | Emergency Shower | FCL-SES-1 | PPE,Eyewash Station | Safety Equipment | 36707 | SHOW | http://www.toronto.ca/TWONTO#emergency_eyewash_and_shower |  | Emergency Showers
14750 | FCL-SES-SHOW-0001-SUS | Emergency Shower | FCL-SUSPENDED | PPE,Eyewash Station | Safety Equipment | 36707 | SHOW | http://www.toronto.ca/TWONTO#emergency_eyewash_and_shower |  | Suspended entity
14751 | FCL-SES-SHOW-0002-SUS | Emergency Shower | FCL-SES-1 | PPE,Eyewash Station | Safety Equipment | 36708 | SHOW | http://www.toronto.ca/TWONTO#emergency_eyewash_and_shower |  | Emergency Showers
14752 | FCL-SES-SHOW-0003-SUS | Emergency Shower | FCL-SES-1 | PPE,Eyewash Station | Safety Equipment | 36709 | SHOW | http://www.toronto.ca/TWONTO#emergency_eyewash_and_shower |  | Emergency Showers
14753 | FCL-SES-SHOW-0003-SUS | Emergency Shower | FCL-SUSPENDED | PPE,Eyewash Station | Safety Equipment | 36709 | SHOW | http://www.toronto.ca/TWONTO#emergency_eyewash_and_shower |  | Suspended entity
14754 | FCL-SES-SHOW-0004-SUS | Emergency Shower | FCL-SES-1 | PPE,Eyewash Station | Safety Equipment | 36710 | SHOW | http://www.toronto.ca/TWONTO#emergency_eyewash_and_shower |  | Emergency Showers
18568 | FHA-SES-SHOW-0008 | Emergency Shower | FHA-SES-SQ-0008 | PPE,Eyewash Station | Safety Equipment | 33413 | SHOW | http://www.toronto.ca/TWONTO#emergency_eyewash_and_shower |  | Eyewash Stations & Showers
18569 | FHA-SES-SHOW-0008 | Emergency Shower | FHA-SUSPENDED | PPE,Eyewash Station | Safety Equipment | 33413 | SHOW | http://www.toronto.ca/TWONTO#emergency_eyewash_and_shower |  | Suspended Obsolete entity for storage purpose
65349 | FCL-SES-SHOW-0002-SUS | Emergency Shower | FCL-SUSPENDED | PPE,Eyewash Station | Safety Equipment | 36708 | SHOW | http://www.toronto.ca/TWONTO#emergency_eyewash_and_shower |  | Suspended entity
65350 | FCL-SES-SHOW-0004-SUS | Emergency Shower | FCL-SUSPENDED | PPE,Eyewash Station | Safety Equipment | 36710 | SHOW | http://www.toronto.ca/TWONTO#emergency_eyewash_and_shower |  | Suspended entity
82157 | FHA-SES-SHOW-0009 | Emergency Shower | FHA-SES-SQ-0008 | PPE,Eyewash Station | Safety Equipment | 33412 | SHOW | http://www.toronto.ca/TWONTO#emergency_eyewash_and_shower |  | Eyewash Stations & Showers
82158 | FHA-SES-SHOW-0009 | Emergency Shower | FHA-SUSPENDED | PPE,Eyewash Station | Safety Equipment | 33412 | SHOW | http://www.toronto.ca/TWONTO#emergency_eyewash_and_shower |  | Suspended Obsolete entity for storage purpose
140704 | TNT-PRS-SQ-0101 | Emergency Shower | TNT-PRS | Safety,Eye wash | Safety Equipment |  | SQ | http://www.toronto.ca/TWONTO#emergency_eyewash_and_shower |  | Phosporus Removal System
107435 | TAB-ACC-SQ-8000 | Emergency Shower - Eye Wash Station- WA 4 Workshop Truck Loading Facility, Ground Floor | TAB-SLO-SES | Safety,Eye wash | Safety Equipment |  | SQ | http://www.toronto.ca/TWONTO#emergency_eyewash_and_shower |  | TABWA4 Health and Safety Equipment
58252 | THC-CW-SQ-0113 | Emergency Shower & Eyewash, Building G, Air Treatment Building | THC-SUSPENDED | PPE,Eyewash Station | Safety Equipment | 33152 | SQ | http://www.toronto.ca/TWONTO#emergency_eyewash_and_shower |  | Suspended entity
122360 | THC-CW-SQ-0113 | Emergency Shower & Eyewash, Building G, Air Treatment Building | THC-SES-SQ-EYE | PPE,Eyewash Station | Safety Equipment | 33152 | SQ | http://www.toronto.ca/TWONTO#emergency_eyewash_and_shower |  | Eyewash Stations THC (Virtual entity #)
58249 | THC-CW-SQ-0110-SP | Emergency Shower & Eyewash, Building G, Air Treatment Building Chem Storage | THC-SES-SQ-EYE | PPE,Eyewash Station | Safety Equipment | 33151 | SQ | http://www.toronto.ca/TWONTO#emergency_eyewash_and_shower |  | Eyewash Stations THC (Virtual entity #)
58250 | THC-CW-SQ-0110-SP | Emergency Shower & Eyewash, Building G, Air Treatment Building Chem Storage | THC-SUSPENDED | PPE,Eyewash Station | Safety Equipment | 33151 | SQ | http://www.toronto.ca/TWONTO#emergency_eyewash_and_shower |  | Suspended entity
58247 | THC-CW-SQ-0108 | Emergency Shower & Eyewash, Building M, Incinerator Building M, 3rd Floor South end Sludge Conveyor | THC-SUSPENDED | PPE,Eyewash Station | Safety Equipment | 35808 | SQ | http://www.toronto.ca/TWONTO#emergency_eyewash_and_shower |  | Suspended entity
122355 | THC-CW-SQ-0108 | Emergency Shower & Eyewash, Building M, Incinerator Building M, 3rd Floor South end Sludge Conveyor | THC-SES-SQ-EYE | PPE,Eyewash Station | Safety Equipment | 35808 | SQ | http://www.toronto.ca/TWONTO#emergency_eyewash_and_shower |  | Eyewash Stations THC (Virtual entity #)
66367 | THC-SES-SQ-5920 | Emergency Shower Station,Disinfection Bldg,Outdoor,South Wall | THC-SES-SQ-EYE |  | Safety Equipment |  | SQ | http://www.toronto.ca/TWONTO#emergency_eyewash_and_shower |  | Eyewash Stations THC (Virtual entity #)
128779 | THC-SES-SQ-5910 | Emergency Shower Station,Disinfection Bldg,Pump Room | THC-SES-SQ-EYE |  | Safety Equipment |  | SQ | http://www.toronto.ca/TWONTO#emergency_eyewash_and_shower |  | Eyewash Stations THC (Virtual entity #)
128780 | THC-SES-SQ-5930 | Emergency Shower Station,Disinfection Bldg,Tank Storage Room | THC-SES-SQ-EYE |  | Safety Equipment |  | SQ | http://www.toronto.ca/TWONTO#emergency_eyewash_and_shower |  | Eyewash Stations THC (Virtual entity #)
18702 | FHA-SES-SQ-0416 | Emergency Shower, Plumbed, RMF, Polymer Feed Area | FHA-SES-SQ-0008 | Safety | Safety Equipment |  | SQ | http://www.toronto.ca/TWONTO#emergency_eyewash_and_shower |  | Eyewash Stations & Showers
58261 | THC-CW-SQ-0226 | Emergency, Personal wash Unit, Saline Bottle Station, Building A, Ground Floor Old Plant Welding Shop | THC-SES-SQ-EYE | PPE,Eyewash Station | Safety Equipment |  | SQ | eye_wash_bottle |  | Eyewash Stations THC (Virtual entity #)
113405 | TAB-ELS-LTX-1050 | Exit Light,North Substation,1st Floor,East Entrance | NORTH SUBSTN_1ST FLR | Lighting,Exit | Safety Equipment |  | LTX | http://www.toronto.ca/TWONTO#lighting_unit |  | MSA Substation,1st Floor
113406 | TAB-ELS-LTX-1060 | Exit Light,North Substation,1st Floor,East Entrance,South Wall | NORTH SUBSTN_1ST FLR | Lighting,Exit | Safety Equipment |  | LTX | http://www.toronto.ca/TWONTO#lighting_unit |  | MSA Substation,1st Floor
48120 | TAB-ELS-LTX-1040 | Exit Light,North Substation,1st Floor,East Wall | NORTH SUBSTN_1ST FLR | Lighting,Exit | Safety Equipment |  | LTX | http://www.toronto.ca/TWONTO#lighting_unit |  | MSA Substation,1st Floor
113404 | TAB-ELS-LTX-1030 | Exit Light,North Substation,1st Floor,East Wall,Electrical Room Door | NORTH SUBSTN_1ST FLR | Lighting,Exit | Safety Equipment |  | LTX | http://www.toronto.ca/TWONTO#lighting_unit |  | MSA Substation,1st Floor
48118 | TAB-ELS-LTX-1000 | Exit Light,North Substation,1st Floor,West Entrance | NORTH SUBSTN_1ST FLR | Lighting,Exit | Safety Equipment |  | LTX | http://www.toronto.ca/TWONTO#lighting_unit |  | MSA Substation,1st Floor
48119 | TAB-ELS-LTX-1010 | Exit Light,North Substation,1st Floor,West Wall | NORTH SUBSTN_1ST FLR | Lighting,Exit | Safety Equipment |  | LTX | http://www.toronto.ca/TWONTO#lighting_unit |  | MSA Substation,1st Floor
113403 | TAB-ELS-LTX-1020 | Exit Light,North Substation,1st Floor,West Wall,South | NORTH SUBSTN_1ST FLR | Lighting,Exit | Safety Equipment |  | LTX | http://www.toronto.ca/TWONTO#lighting_unit |  | MSA Substation,1st Floor
48121 | TAB-ELS-LTX-1070 | Exit Light,North Substation,Basement,East Entrance | NORTH SUBSTATION_BASEMENT | Lighting,Exit | Safety Equipment |  | LTX | http://www.toronto.ca/TWONTO#lighting_unit |  | MSA Substation,Basement
113407 | TAB-ELS-LTX-1080 | Exit Light,North Substation,Basement,West Entrance | NORTH SUBSTATION_BASEMENT | Lighting,Exit | Safety Equipment |  | LTX | http://www.toronto.ca/TWONTO#lighting_unit |  | MSA Substation,Basement
22734 | FHO-ELS-LTX-EXIT | Exit Lights | FHO-SES |  | Safety Equipment |  |  | http://www.toronto.ca/TWONTO#collection_of_assets |  | Safety & Environmental Services
140496 | TNT-ELS-LTX-0001 | Exit Lights | TNT-ELS-LTG | Lighting,Exit | Safety Equipment |  | LTX | http://www.toronto.ca/TWONTO#collection_of_assets |  | Emergency lighting/Exit lighting
124983 | THC-ELS-LTX-BLDG A | Exit Lights, Bldg. A | THC-GRK-ELS-A | Building Service,Lighting - Room | Safety Equipment | 41942 |  | http://www.toronto.ca/TWONTO#collection_of_assets |  | Building A
124984 | THC-ELS-LTX-BLDG B | Exit Lights, Bldg. B | THC-GRK-ELS-B | Building Service,Lighting - Room | Safety Equipment | 41943 |  | http://www.toronto.ca/TWONTO#collection_of_assets |  | Building B
60902 | THC-ELS-LTX-BLDG C | Exit Lights, Bldg. C | THC-GRK-ELS-C | Building Service,Lighting - Room | Safety Equipment | 41944 |  | http://www.toronto.ca/TWONTO#collection_of_assets |  | Building C
60903 | THC-ELS-LTX-BLDG D | Exit Lights, Bldg. D | THC-GRK-ELS-D | Building Service,Lighting - Room | Safety Equipment | 41945 |  | http://www.toronto.ca/TWONTO#collection_of_assets |  | Building D
124985 | THC-ELS-LTX-BLDG DCL | Exit Lights, Bldg. DCL | THC-GRK-DCL | Building Service,Lighting - Room | Safety Equipment | 41946 |  | http://www.toronto.ca/TWONTO#collection_of_assets |  | Dechlorination Building
124986 | THC-ELS-LTX-BLDG DCL | Exit Lights, Bldg. DCL | THC-GRK-ELS-DCL | Building Service,Lighting - Room | Safety Equipment | 41946 |  | http://www.toronto.ca/TWONTO#collection_of_assets |  | Building, Dechlorination
124987 | THC-ELS-LTX-BLDG E | Exit Lights, Bldg. E | THC-GRK-ELS-E | Building Service,Lighting - Room | Safety Equipment | 41947 |  | http://www.toronto.ca/TWONTO#collection_of_assets |  | Building E
124988 | THC-ELS-LTX-BLDG F | Exit Lights, Bldg. F | THC-GRK-ELS-F | Building Service,Lighting - Room | Safety Equipment | 41948 |  | http://www.toronto.ca/TWONTO#collection_of_assets |  | Building F
60943 | THC-ELS-LTX-BLDG G | Exit Lights, Bldg. G | THC-GRK-ELS-G | Building Service,Lighting - Room | Safety Equipment | 41949 |  | http://www.toronto.ca/TWONTO#collection_of_assets |  | Building G
60944 | THC-ELS-LTX-BLDG H | Exit Lights, Bldg. H | THC-GRK-ELS-H | Building Service,Lighting - Room | Safety Equipment | 41950 |  | http://www.toronto.ca/TWONTO#collection_of_assets |  | Building H
124989 | THC-ELS-LTX-BLDG I | Exit Lights, Bldg. I | THC-GRK-ELS-I | Building Service,Lighting - Room | Safety Equipment | 41951 |  | http://www.toronto.ca/TWONTO#collection_of_assets |  | Building I
124990 | THC-ELS-LTX-BLDG J | Exit Lights, Bldg. J | THC-GRK-ELS-J | Building Service,Lighting - Room | Safety Equipment | 41952 |  | http://www.toronto.ca/TWONTO#collection_of_assets |  | Building J
60945 | THC-ELS-LTX-BLDG K | Exit Lights, Bldg. K | THC-GRK-ELS-K | Building Service,Lighting - Room | Safety Equipment | 41953 |  | http://www.toronto.ca/TWONTO#collection_of_assets |  | Building K
60946 | THC-ELS-LTX-BLDG L | Exit Lights, Bldg. L | THC-GRK-ELS-L | Building Service,Lighting - Room | Safety Equipment | 41954 |  | http://www.toronto.ca/TWONTO#collection_of_assets |  | Building L
124991 | THC-ELS-LTX-BLDG M | Exit Lights, Bldg. M | THC-GRK-ELS-M | Building Service,Lighting - Room | Safety Equipment | 41955 |  | http://www.toronto.ca/TWONTO#collection_of_assets |  | Building M
60947 | THC-ELS-LTX-BLDG N | Exit Lights, Bldg. N | THC-GRK-ELS-N | Building Service,Lighting - Room | Safety Equipment | 41956 |  | http://www.toronto.ca/TWONTO#collection_of_assets |  | Building N
124992 | THC-ELS-LTX-BLDG O | Exit Lights, Bldg. O | THC-GRK-ELS-O | Building Service,Lighting - Room | Safety Equipment | 41957 |  | http://www.toronto.ca/TWONTO#collection_of_assets |  | Building O
124993 | THC-ELS-LTX-BLDG P | Exit Lights, Bldg. P | THC-GRK-ELS-P | Building Service,Lighting - Room | Safety Equipment | 41958 |  | http://www.toronto.ca/TWONTO#collection_of_assets |  | Building P
124994 | THC-ELS-LTX-BLDG Q | Exit Lights, Bldg. Q | THC-GRK-ELS-Q | Building Service,Lighting - Room | Safety Equipment | 41959 |  | http://www.toronto.ca/TWONTO#collection_of_assets |  | Building Q
124995 | THC-ELS-LTX-BLDG R | Exit Lights, Bldg. R | THC-GRK-ELS-R | Building Service,Lighting - Room | Safety Equipment | 41960 |  | http://www.toronto.ca/TWONTO#collection_of_assets |  | Building R
60948 | THC-ELS-LTX-BLDG S | Exit Lights, Bldg. S | THC-GRK-ELS-S | Building Service,Lighting - Room | Safety Equipment | 41961 |  | http://www.toronto.ca/TWONTO#collection_of_assets |  | Building S
60949 | THC-ELS-LTX-BLDG T | Exit Lights, Bldg. T | THC-GRK-ELS-T | Building Service,Lighting - Room | Safety Equipment | 41962 |  | http://www.toronto.ca/TWONTO#collection_of_assets |  | Building T
124996 | THC-ELS-LTX-BLDG U | Exit Lights, Bldg. U | THC-GRK-ELS-U | Building Service,Lighting - Room | Safety Equipment | 41963 |  | http://www.toronto.ca/TWONTO#collection_of_assets |  | Building U, Anaerobic Digesters Bldg.
124997 | THC-ELS-LTX-TUNNEL | Exit Lights, Tunnel | THC-GRK-ELS-TUNNEL | Building Service,Lighting - Room | Safety Equipment | 43472 |  | http://www.toronto.ca/TWONTO#collection_of_assets |  | Tunnels
53606 | TAB-SES-LTX-2280 | Exit Sign, Battery Unit, 2 LED heads, PRS Bldg | TAB-STR-SQ | Lighting,Exit | Safety Equipment | 41285 | LTX | http://www.toronto.ca/TWONTO#lighting_unit |  | WA2 Safety Equipment,lifting devices, ladders, Eye Wash station, First Aid Kits, Lock out stations
53607 | TAB-SES-LTX-2280 | Exit Sign, Battery Unit, 2 LED heads, PRS Bldg | TAB-SUSPENDED ENTITY | Lighting,Exit | Safety Equipment | 41285 | LTX | http://www.toronto.ca/TWONTO#lighting_unit |  | Suspended entities
53611 | TAB-SES-LTX-2284 | Exit Sign, Battery Unit, 2 LED heads, PRS Bldg | TAB-STR-SQ | Lighting,Exit | Safety Equipment | 41287 | LTX | http://www.toronto.ca/TWONTO#lighting_unit |  | WA2 Safety Equipment,lifting devices, ladders, Eye Wash station, First Aid Kits, Lock out stations
53612 | TAB-SES-LTX-2286 | Exit Sign, Battery Unit, 2 LED heads, PRS Bldg | TAB-STR-SQ | Lighting,Exit | Safety Equipment | 41289 | LTX | http://www.toronto.ca/TWONTO#lighting_unit |  | WA2 Safety Equipment,lifting devices, ladders, Eye Wash station, First Aid Kits, Lock out stations
53613 | TAB-SES-LTX-2288 | Exit Sign, Battery Unit, 2 LED heads, PRS Bldg | TAB-STR-SQ | Lighting,Exit | Safety Equipment | 41291 | LTX | http://www.toronto.ca/TWONTO#lighting_unit |  | WA2 Safety Equipment,lifting devices, ladders, Eye Wash station, First Aid Kits, Lock out stations
53616 | TAB-SES-LTX-2290 | Exit Sign, Battery Unit, 2 LED heads, PRS Bldg | TAB-SUSPENDED ENTITY | Lighting,Exit | Safety Equipment | 41293 | LTX | http://www.toronto.ca/TWONTO#lighting_unit |  | Suspended entities
53619 | TAB-SES-LTX-2291 | Exit Sign, Battery Unit, 2 LED heads, PRS Bldg | TAB-STR-SQ | Lighting,Exit | Safety Equipment | 41295 | LTX | http://www.toronto.ca/TWONTO#lighting_unit |  | WA2 Safety Equipment,lifting devices, ladders, Eye Wash station, First Aid Kits, Lock out stations
53620 | TAB-SES-LTX-2291 | Exit Sign, Battery Unit, 2 LED heads, PRS Bldg | TAB-SUSPENDED ENTITY | Lighting,Exit | Safety Equipment | 41295 | LTX | http://www.toronto.ca/TWONTO#lighting_unit |  | Suspended entities
117985 | TAB-SES-LTX-2283 | Exit Sign, Battery Unit, 2 LED heads, PRS Bldg | TAB-STR-SQ | Lighting,Exit | Safety Equipment | 41286 | LTX | http://www.toronto.ca/TWONTO#lighting_unit |  | WA2 Safety Equipment,lifting devices, ladders, Eye Wash station, First Aid Kits, Lock out stations
117986 | TAB-SES-LTX-2283 | Exit Sign, Battery Unit, 2 LED heads, PRS Bldg | TAB-SUSPENDED ENTITY | Lighting,Exit | Safety Equipment | 41286 | LTX | http://www.toronto.ca/TWONTO#lighting_unit |  | Suspended entities
117987 | TAB-SES-LTX-2284 | Exit Sign, Battery Unit, 2 LED heads, PRS Bldg | TAB-SUSPENDED ENTITY | Lighting,Exit | Safety Equipment | 41287 | LTX | http://www.toronto.ca/TWONTO#lighting_unit |  | Suspended entities
117988 | TAB-SES-LTX-2285 | Exit Sign, Battery Unit, 2 LED heads, PRS Bldg | TAB-STR-SQ | Lighting,Exit | Safety Equipment | 41288 | LTX | http://www.toronto.ca/TWONTO#lighting_unit |  | WA2 Safety Equipment,lifting devices, ladders, Eye Wash station, First Aid Kits, Lock out stations
117989 | TAB-SES-LTX-2285 | Exit Sign, Battery Unit, 2 LED heads, PRS Bldg | TAB-SUSPENDED ENTITY | Lighting,Exit | Safety Equipment | 41288 | LTX | http://www.toronto.ca/TWONTO#lighting_unit |  | Suspended entities
117990 | TAB-SES-LTX-2286 | Exit Sign, Battery Unit, 2 LED heads, PRS Bldg | TAB-SUSPENDED ENTITY | Lighting,Exit | Safety Equipment | 41289 | LTX | http://www.toronto.ca/TWONTO#lighting_unit |  | Suspended entities
117991 | TAB-SES-LTX-2287 | Exit Sign, Battery Unit, 2 LED heads, PRS Bldg | TAB-STR-SQ | Lighting,Exit | Safety Equipment | 41290 | LTX | http://www.toronto.ca/TWONTO#lighting_unit |  | WA2 Safety Equipment,lifting devices, ladders, Eye Wash station, First Aid Kits, Lock out stations
117992 | TAB-SES-LTX-2287 | Exit Sign, Battery Unit, 2 LED heads, PRS Bldg | TAB-SUSPENDED ENTITY | Lighting,Exit | Safety Equipment | 41290 | LTX | http://www.toronto.ca/TWONTO#lighting_unit |  | Suspended entities
117993 | TAB-SES-LTX-2288 | Exit Sign, Battery Unit, 2 LED heads, PRS Bldg | TAB-SUSPENDED ENTITY | Lighting,Exit | Safety Equipment | 41291 | LTX | http://www.toronto.ca/TWONTO#lighting_unit |  | Suspended entities
117995 | TAB-SES-LTX-2289 | Exit Sign, Battery Unit, 2 LED heads, PRS Bldg | TAB-STR-SQ | Lighting,Exit | Safety Equipment | 41292 | LTX | http://www.toronto.ca/TWONTO#lighting_unit |  | WA2 Safety Equipment,lifting devices, ladders, Eye Wash station, First Aid Kits, Lock out stations
117996 | TAB-SES-LTX-2289 | Exit Sign, Battery Unit, 2 LED heads, PRS Bldg | TAB-SUSPENDED ENTITY | Lighting,Exit | Safety Equipment | 41292 | LTX | http://www.toronto.ca/TWONTO#lighting_unit |  | Suspended entities
117997 | TAB-SES-LTX-2290 | Exit Sign, Battery Unit, 2 LED heads, PRS Bldg | TAB-STR-SQ | Lighting,Exit | Safety Equipment | 41293 | LTX | http://www.toronto.ca/TWONTO#lighting_unit |  | WA2 Safety Equipment,lifting devices, ladders, Eye Wash station, First Aid Kits, Lock out stations
117999 | TAB-SES-LTX-2292 | Exit Sign, Battery Unit, 2 LED heads, PRS Bldg | TAB-STR-SQ | Lighting,Exit | Safety Equipment | 41296 | LTX | http://www.toronto.ca/TWONTO#lighting_unit |  | WA2 Safety Equipment,lifting devices, ladders, Eye Wash station, First Aid Kits, Lock out stations
118000 | TAB-SES-LTX-2292 | Exit Sign, Battery Unit, 2 LED heads, PRS Bldg | TAB-SUSPENDED ENTITY | Lighting,Exit | Safety Equipment | 41296 | LTX | http://www.toronto.ca/TWONTO#lighting_unit |  | Suspended entities
118001 | TAB-SES-LTX-2293 | Exit Sign, Battery Unit, 2 LED heads, PRS Bldg | TAB-STR-SQ | Lighting,Exit | Safety Equipment | 41297 | LTX | http://www.toronto.ca/TWONTO#lighting_unit |  | WA2 Safety Equipment,lifting devices, ladders, Eye Wash station, First Aid Kits, Lock out stations
118002 | TAB-SES-LTX-2293 | Exit Sign, Battery Unit, 2 LED heads, PRS Bldg | TAB-SUSPENDED ENTITY | Lighting,Exit | Safety Equipment | 41297 | LTX | http://www.toronto.ca/TWONTO#lighting_unit |  | Suspended entities
53625 | TAB-SES-LTX-2298 | Exit Sign, Battery Unit, 2 LED heads, Tunnel 'H' | TAB-STR-SQ | Lighting,Exit | Safety Equipment | 41302 | LTX | http://www.toronto.ca/TWONTO#lighting_unit |  | WA2 Safety Equipment,lifting devices, ladders, Eye Wash station, First Aid Kits, Lock out stations
53626 | TAB-SES-LTX-2298 | Exit Sign, Battery Unit, 2 LED heads, Tunnel 'H' | TAB-SUSPENDED ENTITY | Lighting,Exit | Safety Equipment | 41302 | LTX | http://www.toronto.ca/TWONTO#lighting_unit |  | Suspended entities
53627 | TAB-SES-LTX-2299 | Exit Sign, Battery Unit, 2 LED heads, Tunnel 'H' | TAB-SUSPENDED ENTITY | Lighting,Exit | Safety Equipment | 41303 | LTX | http://www.toronto.ca/TWONTO#lighting_unit |  | Suspended entities
53628 | TAB-SES-LTX-2300 | Exit Sign, Battery Unit, 2 LED heads, Tunnel 'H' | TAB-STR-SQ | Lighting,Exit | Safety Equipment | 41304 | LTX | http://www.toronto.ca/TWONTO#lighting_unit |  | WA2 Safety Equipment,lifting devices, ladders, Eye Wash station, First Aid Kits, Lock out stations
53629 | TAB-SES-LTX-2300 | Exit Sign, Battery Unit, 2 LED heads, Tunnel 'H' | TAB-SUSPENDED ENTITY | Lighting,Exit | Safety Equipment | 41304 | LTX | http://www.toronto.ca/TWONTO#lighting_unit |  | Suspended entities
118005 | TAB-SES-LTX-2297 | Exit Sign, Battery Unit, 2 LED heads, Tunnel 'H' | TAB-STR-SQ | Lighting,Exit | Safety Equipment | 41301 | LTX | http://www.toronto.ca/TWONTO#lighting_unit |  | WA2 Safety Equipment,lifting devices, ladders, Eye Wash station, First Aid Kits, Lock out stations
118006 | TAB-SES-LTX-2297 | Exit Sign, Battery Unit, 2 LED heads, Tunnel 'H' | TAB-SUSPENDED ENTITY | Lighting,Exit | Safety Equipment | 41301 | LTX | http://www.toronto.ca/TWONTO#lighting_unit |  | Suspended entities
118007 | TAB-SES-LTX-2299 | Exit Sign, Battery Unit, 2 LED heads, Tunnel 'H' | TAB-STR-SQ | Lighting,Exit | Safety Equipment | 41303 | LTX | http://www.toronto.ca/TWONTO#lighting_unit |  | WA2 Safety Equipment,lifting devices, ladders, Eye Wash station, First Aid Kits, Lock out stations
118008 | TAB-SES-LTX-2301 | Exit Sign, Battery Unit, 2 LED heads, Tunnel 'H' | TAB-STR-SQ | Lighting,Exit | Safety Equipment | 41305 | LTX | http://www.toronto.ca/TWONTO#lighting_unit |  | WA2 Safety Equipment,lifting devices, ladders, Eye Wash station, First Aid Kits, Lock out stations
118009 | TAB-SES-LTX-2301 | Exit Sign, Battery Unit, 2 LED heads, Tunnel 'H' | TAB-SUSPENDED ENTITY | Lighting,Exit | Safety Equipment | 41305 | LTX | http://www.toronto.ca/TWONTO#lighting_unit |  | Suspended entities
53621 | TAB-SES-LTX-2294 | Exit Sign, Battery Unit, 2 LED heads, Tunnel 'J' | TAB-STR-SQ | Lighting,Exit | Safety Equipment | 41298 | LTX | http://www.toronto.ca/TWONTO#lighting_unit |  | WA2 Safety Equipment,lifting devices, ladders, Eye Wash station, First Aid Kits, Lock out stations
53622 | TAB-SES-LTX-2294 | Exit Sign, Battery Unit, 2 LED heads, Tunnel 'J' | TAB-SUSPENDED ENTITY | Lighting,Exit | Safety Equipment | 41298 | LTX | http://www.toronto.ca/TWONTO#lighting_unit |  | Suspended entities
53623 | TAB-SES-LTX-2295 | Exit Sign, Battery Unit, 2 LED heads, Tunnel 'J' | TAB-STR-SQ | Lighting,Exit | Safety Equipment | 41299 | LTX | http://www.toronto.ca/TWONTO#lighting_unit |  | WA2 Safety Equipment,lifting devices, ladders, Eye Wash station, First Aid Kits, Lock out stations
53624 | TAB-SES-LTX-2295 | Exit Sign, Battery Unit, 2 LED heads, Tunnel 'J' | TAB-SUSPENDED ENTITY | Lighting,Exit | Safety Equipment | 41299 | LTX | http://www.toronto.ca/TWONTO#lighting_unit |  | Suspended entities
118003 | TAB-SES-LTX-2296 | Exit Sign, Battery Unit, 2 LED heads, Tunnel 'J' | TAB-STR-SQ | Lighting,Exit | Safety Equipment | 41300 | LTX | http://www.toronto.ca/TWONTO#lighting_unit |  | WA2 Safety Equipment,lifting devices, ladders, Eye Wash station, First Aid Kits, Lock out stations
118004 | TAB-SES-LTX-2296 | Exit Sign, Battery Unit, 2 LED heads, Tunnel 'J' | TAB-SUSPENDED ENTITY | Lighting,Exit | Safety Equipment | 41300 | LTX | http://www.toronto.ca/TWONTO#lighting_unit |  | Suspended entities
60882 | THC-ELS-LTG-EXIT | Exit signs, plant wide | THC-GRK-ELS | Building Service,Lighting - Room | Safety Equipment | 43471 |  | http://www.toronto.ca/TWONTO#lighting_unit |  | Electrical Services, Maintenance- virtual entity
124954 | THC-ELS-LTG-EXIT | Exit signs, plant wide | THC-GRK-MAINT | Building Service,Lighting - Room | Safety Equipment | 43471 |  | http://www.toronto.ca/TWONTO#lighting_unit |  | Building Maintenance
119834 | TAB-WA2-SQ-3426 | Extension Motiram | TAB-WA2-SQ-0001 | PPE,Harness | Safety Equipment |  | SQ | ? |  | Fall Arrest System , Tripod and SRL
55968 | TAB-ZBLD-FEQ-5386S | Extinguisher, Fire, 20 Lbs ABC, Z Building, Machine shop | TAB-WA7-FEQ-2182S | Fire Prevention,Extinguisher,Dry Chemical | Safety Equipment | 42757 | FEQ | ? |  | Extinguisher, Fire - Z Building
120199 | TAB-ZBLD-FEQ-5386S | Extinguisher, Fire, 20 Lbs ABC, Z Building, Machine shop | TAB-SUSPENDED ENTITY | Fire Prevention,Extinguisher,Dry Chemical | Safety Equipment | 42757 | FEQ | ? |  | Suspended entities
55967 | TAB-ZBLD-FEQ-5385S | Extinguisher, Fire, 5 Lbs ABC, Z Building, Mechanical Shop, Boiler Room | TAB-WA7-FEQ-2182S | Fire Prevention,Extinguisher,Dry Chemical | Safety Equipment | 42756 | FEQ | ? |  | Extinguisher, Fire - Z Building
120198 | TAB-ZBLD-FEQ-5385S | Extinguisher, Fire, 5 Lbs ABC, Z Building, Mechanical Shop, Boiler Room | TAB-SUSPENDED ENTITY | Fire Prevention,Extinguisher,Dry Chemical | Safety Equipment | 42756 | FEQ | ? |  | Suspended entities
109113 | TAB-CW-SQ-0011 | Eye Wash Station , Truck Loading bldg. Mezzanine Level | TAB-SLO-SES | Safety,Eye wash | Safety Equipment |  | SQ | http://www.toronto.ca/TWONTO#emergency_eyewash |  | TABWA4 Health and Safety Equipment
43222 | TAB-CW-SQ-0078 | Eye Wash & Shower Station,D Bldg 2nd Flr, Compactor & conveyor Room | TAB-PLT-SQ-D | PPE,Eyewash Station | Safety Equipment |  | SQ | http://www.toronto.ca/TWONTO#emergency_eyewash_and_shower |  | D Building - Safety Equipment, Atmosphere monitors
109122 | TAB-CW-SQ-0077 | Eye Wash & Shower Station,D Bldg Grit Room, Inside Ferrous Chloride Room | TAB-PLT-SQ-D | PPE,Eyewash Station | Safety Equipment |  | SQ | http://www.toronto.ca/TWONTO#emergency_eyewash_and_shower |  | D Building - Safety Equipment, Atmosphere monitors
55915 | TAB-WA8-SQ-0001 | Eye Wash & Shower Station in Old Admin Bldg.Bsmt. Sampling Room | TAB-SES-WA8 |  | Safety Equipment | 34478 | SQ | http://www.toronto.ca/TWONTO#emergency_eyewash_and_shower |  | WA 8 Safety Equipment,
55916 | TAB-WA8-SQ-0001 | Eye Wash & Shower Station in Old Admin Bldg.Bsmt. Sampling Room | TAB-SUSPENDED ENTITY |  | Safety Equipment | 34478 | SQ | http://www.toronto.ca/TWONTO#emergency_eyewash_and_shower |  | Suspended entities
43227 | TAB-CW-SQ-0403 | Eye Wash & Shower Station #2. Z Bldg Bsmt south side #8 Float. Tank | TAB-THK-SQ | PPE,Eyewash Station | Safety Equipment |  | SQ | http://www.toronto.ca/TWONTO#emergency_eyewash_and_shower |  | WA5 Safety Equipment
43226 | TAB-CW-SQ-0401 | Eye Wash & Shower Station #3. Floatation main floor north of Tank #2 | TAB-THK-SQ | PPE,Eyewash Station | Safety Equipment |  | SQ | http://www.toronto.ca/TWONTO#emergency_eyewash_and_shower |  | WA5 Safety Equipment
43209 | TAB-CW-SQ-0002S | Eye Wash & Shower Station , Bio Soild Bldg., Next To Chemical Storage Tanks Scrubber Room | TAB-SUSPENDED ENTITY | Safety,Eye wash | Safety Equipment | 34579 | SQ | http://www.toronto.ca/TWONTO#emergency_eyewash_and_shower |  | Suspended entities
109109 | TAB-CW-SQ-0002S | Eye Wash & Shower Station , Bio Soild Bldg., Next To Chemical Storage Tanks Scrubber Room | TAB-SLO-SES | Safety,Eye wash | Safety Equipment | 34579 | SQ | http://www.toronto.ca/TWONTO#emergency_eyewash_and_shower |  | TABWA4 Health and Safety Equipment
43215 | TAB-CW-SQ-0012 | Eye Wash & Shower Station , Silo Building, Basement | TAB-SLO-SES | Safety,Eye wash | Safety Equipment |  | SQ | http://www.toronto.ca/TWONTO#emergency_eyewash_and_shower |  | TABWA4 Health and Safety Equipment
94886 | FHO-SES-SQ-7005SUSP | Eye Wash & Shower Station 5 | FHO-SES-SQ-0004 | PPE,Eyewash Station | Safety Equipment | 35861 | SQ | http://www.toronto.ca/TWONTO#emergency_eyewash_and_shower |  | First Aid
109147 | TAB-CW-SQ-9704 | Eye Wash & Shower Station, Gas Compressor Bldg, Compressor Room West wall | TAB-DIG-SQ | PPE,Eyewash Station | Safety Equipment |  | SQ | http://www.toronto.ca/TWONTO#emergency_eyewash_and_shower |  | Digester Gas Control Building.- Safety Equipment
109148 | TAB-CW-SQ-9704 | Eye Wash & Shower Station, Gas Compressor Bldg, Compressor Room West wall | TAB-THK-SQ | PPE,Eyewash Station | Safety Equipment |  | SQ | http://www.toronto.ca/TWONTO#emergency_eyewash_and_shower |  | WA5 Safety Equipment
111108 | TAB-DIG-SQ-9703 | Eye Wash & Shower Station, Gas Control Bldg. Bsmt | TAB-DIG-SQ |  | Safety Equipment |  | SQ | http://www.toronto.ca/TWONTO#emergency_eyewash_and_shower |  | Digester Gas Control Building.- Safety Equipment
109136 | TAB-CW-SQ-0612S | Eye Wash & Shower Station, Old Admin Bldg. 2nd Flr. Out side Lab | TAB-SLO-SES | Safety,Eye wash | Safety Equipment | 46690 | SQ | http://www.toronto.ca/TWONTO#emergency_eyewash_and_shower |  | TABWA4 Health and Safety Equipment
43230 | TAB-CW-SQ-0631 | Eye wash & Shower Station, Plant water Bldg Upper Chemical Room | TAB-SLO-SES |  | Safety Equipment |  | SQ | http://www.toronto.ca/TWONTO#emergency_eyewash_and_shower |  | TABWA4 Health and Safety Equipment
109140 | TAB-CW-SQ-0631 | Eye wash & Shower Station, Plant water Bldg Upper Chemical Room | TAB-PWA-SQ |  | Safety Equipment |  | SQ | http://www.toronto.ca/TWONTO#emergency_eyewash_and_shower |  | Plant Water - Safetry Equipment
109138 | TAB-CW-SQ-0630 | Eye wash & Shower Station, Plant water Bldg Chemical Room Basement | TAB-PWA-SQ |  | Safety Equipment |  | SQ | http://www.toronto.ca/TWONTO#emergency_eyewash_and_shower |  | Plant Water - Safetry Equipment
109139 | TAB-CW-SQ-0630 | Eye wash & Shower Station, Plant water Bldg Chemical Room Basement | TAB-SLO-SES |  | Safety Equipment |  | SQ | http://www.toronto.ca/TWONTO#emergency_eyewash_and_shower |  | TABWA4 Health and Safety Equipment
109141 | TAB-CW-SQ-0632 | Eye wash & Shower Station, Plant water Bldg Pump Room | TAB-PWA-SQ | PPE,Eyewash Station | Safety Equipment |  | SQ | http://www.toronto.ca/TWONTO#emergency_eyewash_and_shower |  | Plant Water - Safetry Equipment
109131 | TAB-CW-SQ-0401A | Eye Wash & Shower Station. Floatation main floor Polymer Room South Wall | TAB-THK-SQ | PPE,Eyewash Station | Safety Equipment |  | SQ | http://www.toronto.ca/TWONTO#emergency_eyewash_and_shower |  | WA5 Safety Equipment
138692 | THR-SES-SQ-0002 | Eye Wash and Shower Station, Disinfection Building, Tank Area | THR-DIS | Safety,Emergency Kit | Safety Equipment |  | SQ | http://www.toronto.ca/TWONTO#emergency_eyewash_and_shower |  | Disinfection
138693 | THR-SES-SQ-0002 | Eye Wash and Shower Station, Disinfection Building, Tank Area | THR-EWSS-WA4 | Safety,Emergency Kit | Safety Equipment |  | SQ | http://www.toronto.ca/TWONTO#emergency_eyewash_and_shower |  | Eyewash and Shower Station, Work Area 4
43208 | TAB-CW-SQ-0001S | Eye Wash and Shower Station,Chlorine Bldg. | TAB-SUSPENDED ENTITY |  | Safety Equipment | 46685 | SQ | http://www.toronto.ca/TWONTO#emergency_eyewash_and_shower |  | Suspended entities
109107 | TAB-CW-SQ-0001S | Eye Wash and Shower Station,Chlorine Bldg. | TAB-DIS-SQ |  | Safety Equipment | 46685 | SQ | http://www.toronto.ca/TWONTO#emergency_eyewash_and_shower |  | Chlorine Building Safety Equipment
109108 | TAB-CW-SQ-0001S | Eye Wash and Shower Station,Chlorine Bldg. | TAB-SLO-SES |  | Safety Equipment | 46685 | SQ | http://www.toronto.ca/TWONTO#emergency_eyewash_and_shower |  | TABWA4 Health and Safety Equipment
43210 | TAB-CW-SQ-0003S | Eye Wash and Shower Station,Chlorine Scrubber Room | TAB-DIS-SQ |  | Safety Equipment | 46688 | SQ | http://www.toronto.ca/TWONTO#emergency_eyewash_and_shower |  | Chlorine Building Safety Equipment
43211 | TAB-CW-SQ-0003S | Eye Wash and Shower Station,Chlorine Scrubber Room | TAB-SLO-SES |  | Safety Equipment | 46688 | SQ | http://www.toronto.ca/TWONTO#emergency_eyewash_and_shower |  | TABWA4 Health and Safety Equipment
26392 | FHO-SES-SQ-8010 | Eye Wash Bottle, Station # 10, Admin Building, S4, Diesel Generator Room | FHO-SES-SQ-0004 | PPE,Eyewash Station | Safety Equipment |  | SQ | eye_wash_bottle |  | First Aid
94899 | FHO-SES-SQ-8011 | Eye Wash Bottle, Station # 11, TW Building, S5, TRW Sampling Pump Area | FHO-SES-SQ-0004 | PPE,Eyewash Station | Safety Equipment |  | SQ | eye_wash_bottle |  | First Aid
94900 | FHO-SES-SQ-8012 | Eye Wash Bottle, Station # 12, TW Building, S6, At Service Elevator | FHO-SES-SQ-0004 | PPE,Eyewash Station | Safety Equipment |  | SQ | eye_wash_bottle |  | First Aid
26393 | FHO-SES-SQ-8013A | Eye Wash Bottle, Station # 13 A, TW Building, S9, Near RW Pump 21 | FHO-SES-SQ-0004 | PPE,Eyewash Station | Safety Equipment |  | SQ | eye_wash_bottle |  | First Aid
94901 | FHO-SES-SQ-8013 | Eye Wash Bottle, Station # 13, TW Building, S9, At Service Elevator | FHO-SES-SQ-0004 | PPE,Eyewash Station | Safety Equipment |  | SQ | eye_wash_bottle |  | First Aid
26394 | FHO-SES-SQ-8016 | Eye Wash Bottle, Station # 14, Flocculation Building, S2, Employee Enterance | FHO-SES-SQ-0004 | PPE,Eyewash Station | Safety Equipment |  | SQ | eye_wash_bottle |  | First Aid
26395 | FHO-SES-SQ-8017 | Eye Wash Bottle, Station # 17, Chemical Building, L1, Operator Lab, | FHO-SES-SQ-0004 | PPE,Eyewash Station | Safety Equipment |  | SQ | eye_wash_bottle |  | First Aid
94895 | FHO-SES-SQ-8004 | Eye Wash Bottle, Station # 4, Admin Building, S2, Near Machine Shop Phone | FHO-SES-SQ-0004 | PPE,Eyewash Station | Safety Equipment |  | SQ | eye_wash_bottle |  | First Aid
26390 | FHO-SES-SQ-8005 | Eye Wash Bottle, Station # 5, TW Building, S2, Near Back Wash Pumps | FHO-SES-SQ-0004 | PPE,Eyewash Station | Safety Equipment |  | SQ | eye_wash_bottle |  | First Aid
94896 | FHO-SES-SQ-8006 | Eye Wash Bottle, Station # 6, TW Bulding, S2,Transfer Channel Gallery East Wall | FHO-SES-SQ-0004 | PPE,Eyewash Station | Safety Equipment |  | SQ | eye_wash_bottle |  | First Aid
94897 | FHO-SES-SQ-8007 | Eye Wash Bottle, Station # 7, TW Building, S2, TRW Gallery South East Valve Alcove | FHO-SES-SQ-0004 | PPE,Eyewash Station | Safety Equipment |  | SQ | eye_wash_bottle |  | First Aid
94898 | FHO-SES-SQ-8008 | Eye Wash Bottle, Station # 8, Filter Building, S2, Filter Pipe Gallery South End | FHO-SES-SQ-0004 | PPE,Eyewash Station | Safety Equipment |  | SQ | eye_wash_bottle |  | First Aid
26391 | FHO-SES-SQ-8009 | Eye Wash Bottle, Station # 9, Admin Building, S4, Switchgear Room | FHO-SES-SQ-0004 | PPE,Eyewash Station | Safety Equipment |  | SQ | eye_wash_bottle |  | First Aid
26388 | FHO-SES-SQ-8001 | Eye Wash Bottle, Station #1, Admin Building, S2, Training Room Enterance Door | FHO-GRK | PPE,Eyewash Station | Safety Equipment |  | SQ | eye_wash_bottle |  | Buildings & Grounds
94893 | FHO-SES-SQ-8001 | Eye Wash Bottle, Station #1, Admin Building, S2, Training Room Enterance Door | FHO-SES-SQ-0004 | PPE,Eyewash Station | Safety Equipment |  | SQ | eye_wash_bottle |  | First Aid
94894 | FHO-SES-SQ-8002 | Eye Wash Bottle, Station #2, Admin Building, S2, Training Room East Side Door | FHO-SES-SQ-0004 | PPE,Eyewash Station | Safety Equipment |  | SQ | eye_wash_bottle |  | First Aid
26389 | FHO-SES-SQ-8003 | Eye Wash Bottle, Station #3, Admin Building, S2, Welding Shop | FHO-SES-SQ-0004 | PPE,Eyewash Station | Safety Equipment |  | SQ | eye_wash_bottle |  | First Aid
3410 | COL-PBF-SQ-0001 | Eye Wash Station | COL-PBF-MISC |  | Safety Equipment |  | SQ | http://www.toronto.ca/TWONTO#emergency_eyewash |  | Miscellaneous Equipment
3584 | COL-PBY-SQ-0001 | Eye Wash Station | COL-PBY-MISC |  | Safety Equipment |  | SQ | http://www.toronto.ca/TWONTO#emergency_eyewash |  | Miscellaneous Equipment
4134 | COL-PCU-SQ-0001 | Eye Wash Station | COL-PCU |  | Safety Equipment |  | SQ | http://www.toronto.ca/TWONTO#emergency_eyewash |  | Cumber Pumping Station
4569 | COL-PGB-SQ-0001 | Eye Wash Station | COL-PGB-MISC |  | Safety Equipment |  | SQ | http://www.toronto.ca/TWONTO#emergency_eyewash |  | Miscellaneous Equipment
4782 | COL-PHF-SQ-0001 | Eye Wash Station | COL-PHF-MISC |  | Safety Equipment |  | SQ | http://www.toronto.ca/TWONTO#emergency_eyewash |  | Miscellaneous Equipment
5872 | COL-PLB-SQ-0001 | Eye Wash Station | COL-PLB |  | Safety Equipment |  | SQ | http://www.toronto.ca/TWONTO#emergency_eyewash |  | Long Branch Pumping Station
6316 | COL-PMT-SQ-0001 | Eye Wash Station | COL-PMT-MISC |  | Safety Equipment |  | SQ | http://www.toronto.ca/TWONTO#emergency_eyewash |  | Miscellaneous Equipment
7094 | COL-PRX-SQ-0001 | Eye Wash Station | COL-PRX-MISC |  | Safety Equipment |  | SQ | http://www.toronto.ca/TWONTO#emergency_eyewash |  | Miscellaneous Equipment
7893 | COL-PTD-SQ-0001 | Eye Wash Station | COL-PTD-MISC |  | Safety Equipment |  | SQ | http://www.toronto.ca/TWONTO#emergency_eyewash |  | Miscellaneous Equipment
12259 | COL-PCP-SQ-0001 | Eye Wash Station | COL-PCP-MISC |  | Safety Equipment |  | SQ | http://www.toronto.ca/TWONTO#emergency_eyewash |  | Miscellaneous Equipment
14205 | COL-PGR-SQ-0001 | Eye Wash Station | COL-PGR-MISC |  | Safety Equipment |  | SQ | http://www.toronto.ca/TWONTO#emergency_eyewash |  | Miscellaneous Equipment
15145 | COL-PIR-SQ-0001 | Eye Wash Station | COL-PIR-MISC |  | Safety Equipment |  | SQ | http://www.toronto.ca/TWONTO#emergency_eyewash |  | Miscellaneous Equipment
16461 | COL-PKG-SQ-0001 | Eye Wash Station | COL-PKG-MISC |  | Safety Equipment |  | SQ | http://www.toronto.ca/TWONTO#emergency_eyewash |  | Miscellaneous Equipment
23691 | COL-PPU-SQ-0001 | Eye Wash Station | COL-PPU-MISC |  | Safety Equipment |  | SQ | http://www.toronto.ca/TWONTO#emergency_eyewash |  | Miscellaneous Equipment
24757 | COL-PSB-SQ-0001 | Eye Wash Station | COL-PSB-MISC |  | Safety Equipment |  | SQ | http://www.toronto.ca/TWONTO#emergency_eyewash |  | Miscellaneous Equipment
25233 | COL-PSL-SQ-0001 | Eye Wash Station | COL-PSL-MISC |  | Safety Equipment |  | SQ | http://www.toronto.ca/TWONTO#emergency_eyewash |  | Miscellaneous Equipment
29587 | COL-PWP-SQ-0001 | Eye Wash Station | COL-PWP-MISC |  | Safety Equipment |  | SQ | http://www.toronto.ca/TWONTO#emergency_eyewash |  | Miscellaneous Equipment
39044 | COL-YKP-SQ-0001S | Eye Wash Station | COL-W-OBSOLETE |  | Safety Equipment | 42419 | SQ | http://www.toronto.ca/TWONTO#emergency_eyewash |  | Col West Obsolete Entities
39045 | COL-YKP-SQ-0001S | Eye Wash Station | YKP-BLD |  | Safety Equipment | 42419 | SQ | http://www.toronto.ca/TWONTO#emergency_eyewash |  | Collections - 435 Kipling Ave. Building envelope
84803 | WTR-PEG-SQ-0001 | Eye Wash Station | WTR-PEG-AUX | PPE,Eyewash Station | Safety Equipment | 38898 | SQ | http://www.toronto.ca/TWONTO#emergency_eyewash |  | Auxiliary Equipment (Building Facilities)
85209 | WTR-PEL-SQ-0001 | Eye Wash Station | WTR-PEL-AUX | PPE,Eyewash Station | Safety Equipment |  | SQ | http://www.toronto.ca/TWONTO#emergency_eyewash |  | Auxilliary Equipment (Building Facilities)
85758 | WTR-PHL-SQ-0002 | Eye Wash Station | WTR-PHL-AUX | PPE,Eyewash Station | Safety Equipment |  | SQ | http://www.toronto.ca/TWONTO#emergency_eyewash |  | Auxiliary Equipment (Building Facilities)
86315 | WTR-PJS-SQ-0001 | Eye wash Station | WTR-PJS-AUX | Fan,Centrifugal | Safety Equipment |  | SQ | http://www.toronto.ca/TWONTO#emergency_eyewash |  | Auxiliary Equipment (Building Facilities)
86567 | WTR-PKL-SQ-0001 | Eye Wash Station | WTR-PKL-AUX | PPE,Eyewash Station | Safety Equipment |  | SQ | http://www.toronto.ca/TWONTO#emergency_eyewash |  | Auxiliary Equipment (Building Facilities)
86868 | WTR-PLW-SQ-0001-SUS | Eye Wash Station | WTR-SUSPENDED | PPE,Eyewash Station | Safety Equipment | 40898 | SQ | http://www.toronto.ca/TWONTO#emergency_eyewash |  | Suspended Obsolete entity for storage purpose
88308 | WTR-PSC-SQ-0001 | Eye Wash Station | WTR-PSC-AUX | PPE,Eyewash Station | Safety Equipment | 35011 | SQ | http://www.toronto.ca/TWONTO#emergency_eyewash |  | Auxiliary Equipment (Building Facilities)
88309 | WTR-PSC-SQ-2301 | Eye Wash Station | WTR-PSC-AUX | PPE,Eyewash Station | Safety Equipment | 35012 | SQ | http://www.toronto.ca/TWONTO#emergency_eyewash |  | Auxiliary Equipment (Building Facilities)
88310 | WTR-PSC-SQ-2302 | Eye Wash Station | WTR-PSC-AUX | PPE,Eyewash Station | Safety Equipment |  | SQ | http://www.toronto.ca/TWONTO#emergency_eyewash |  | Auxiliary Equipment (Building Facilities)
88842 | WTR-RDF-SQ-0002 | Eye Wash Station | WTR-RDF-AUX | PPE,Eyewash Station | Safety Equipment |  | SQ | http://www.toronto.ca/TWONTO#emergency_eyewash |  | Auxiliary Equipment (Building Facilities)
88912 | WTR-REG-SQ-0001 | Eye Wash Station | WTR-REG-AUX | PPE,Eyewash Station | Safety Equipment |  | SQ | http://www.toronto.ca/TWONTO#emergency_eyewash |  | Auxiliary Equipment (Building Facilities)
89050 | WTR-RKL-SQ-0001 | Eye Wash Station | WTR-RKL-AUX | PPE,Eyewash Station | Safety Equipment |  | SQ | http://www.toronto.ca/TWONTO#emergency_eyewash |  | Auxiliary Equipment (Building Facilities)
89476 | WTR-RRH-SQ-0001 | Eye Wash Station | WTR-RRH-AUX | PPE,Eyewash Station | Safety Equipment |  | SQ | http://www.toronto.ca/TWONTO#emergency_eyewash |  | Auxiliary Equipment (Building Facilities)
89477 | WTR-RRH-SQ-0002 | Eye Wash Station | WTR-RRH-AUX | PPE,Eyewash Station | Safety Equipment | 35022 | SQ | http://www.toronto.ca/TWONTO#emergency_eyewash |  | Auxiliary Equipment (Building Facilities)
89587 | WTR-RRV-SQ-0001 | Eye Wash Station | WTR-RRV-AUX | PPE,Eyewash Station | Safety Equipment |  | SQ | http://www.toronto.ca/TWONTO#emergency_eyewash |  | Auxiliary Equipment (Building Facilities)
89801 | YCM-LAB-SQ-0002 | eye wash station | FAC-YCM | Safety,Eye wash | Safety Equipment |  | SQ | http://www.toronto.ca/TWONTO#emergency_eyewash |  | YARD - 545 COMMISSIONERS ROAD
143101 | WTR-PAH-SQ-0001 | Eye Wash Station | WTR-PAH-AUX | PPE,Eyewash Station | Safety Equipment |  | SQ | http://www.toronto.ca/TWONTO#emergency_eyewash |  | Auxiliary Equipment (Building Facilities)
144193 | WTR-PHL-SQ-0001 | Eye Wash Station | WTR-PHL-AUX | PPE,Eyewash Station | Safety Equipment |  | SQ | http://www.toronto.ca/TWONTO#emergency_eyewash |  | Auxiliary Equipment (Building Facilities)
144194 | WTR-PHL-SQ-0003 | Eye Wash Station | WTR-PHL-AUX | PPE,Eyewash Station | Safety Equipment |  | SQ | http://www.toronto.ca/TWONTO#emergency_eyewash |  | Auxiliary Equipment (Building Facilities)
144195 | WTR-PHL-SQ-0004 | Eye Wash Station | WTR-PHL-AUX | PPE,Eyewash Station | Safety Equipment |  | SQ | http://www.toronto.ca/TWONTO#emergency_eyewash |  | Auxiliary Equipment (Building Facilities)
144356 | WTR-PJO-SQ-0001 | Eye Wash Station | WTR-PJO-AUX | PPE,Eyewash Station | Safety Equipment |  | SQ | http://www.toronto.ca/TWONTO#emergency_eyewash |  | Auxiliary Equipment (Building Facilities)
144991 | WTR-PKN-SQ-0001 | Eye Wash Station | WTR-PKN-AUX | PPE,Eyewash Station | Safety Equipment |  | SQ | http://www.toronto.ca/TWONTO#emergency_eyewash |  | Auxiliary Equipment (Building Facilities)
145153 | WTR-PLW-SQ-0001-SUS | Eye Wash Station | WTR-PLW-AUX | PPE,Eyewash Station | Safety Equipment | 40898 | SQ | http://www.toronto.ca/TWONTO#emergency_eyewash |  | Auxilliary Equipment (Building Facilities)
145154 | WTR-PLW-SQ-0002 | Eye Wash Station | WTR-PLW-AUX | PPE,Eyewash Station | Safety Equipment |  | SQ | http://www.toronto.ca/TWONTO#emergency_eyewash |  | Auxilliary Equipment (Building Facilities)
145739 | WTR-PPD-SQ-0001 | Eye Wash Station | WTR-PPD-AUX | PPE,Eyewash Station | Safety Equipment |  | SQ | http://www.toronto.ca/TWONTO#emergency_eyewash |  | Auxiliary Equipment (Building Facilities)
145740 | WTR-PPD-SQ-0002 | Eye Wash Station | WTR-PPD-AUX | PPE,Eyewash Station | Safety Equipment |  | SQ | http://www.toronto.ca/TWONTO#emergency_eyewash |  | Auxiliary Equipment (Building Facilities)
146206 | WTR-PSA-SQ-0001 | Eye Wash Station | WTR-PSA-AUX | PPE,Eyewash Station | Safety Equipment |  | SQ | http://www.toronto.ca/TWONTO#emergency_eyewash |  | Auxiliary Equipment (Building Facilities)
146775 | WTR-RDF-SQ-0001 | Eye Wash Station | WTR-RDF-AUX | PPE,Eyewash Station | Safety Equipment |  | SQ | http://www.toronto.ca/TWONTO#emergency_eyewash |  | Auxiliary Equipment (Building Facilities)
146973 | WTR-RLW-SQ-0001 | Eye Wash Station | WTR-RLW-AUX | PPE,Eyewash Station | Safety Equipment | 35682 | SQ | http://www.toronto.ca/TWONTO#emergency_eyewash |  | Auxiliary Equipment (Building Facilities)
147346 | WTR-RST-SQ-0001 | Eye Wash Station | WTR-RST-AUX | PPE,Eyewash Station | Safety Equipment |  | SQ | http://www.toronto.ca/TWONTO#emergency_eyewash |  | Auxiliary Equipment (Building Facilities)
147505 | YCM-LAB-SQ-0001 | eye wash station | FAC-YCM | Safety,Eye wash | Safety Equipment |  | SQ | http://www.toronto.ca/TWONTO#emergency_eyewash |  | YARD - 545 COMMISSIONERS ROAD
109119 | TAB-CW-SQ-0038 | Eye Wash Station- Aux. Bldg. 1st Flr, Front of Elevator | TAB-SLO-SES | Safety,Eye wash | Safety Equipment |  | SQ | http://www.toronto.ca/TWONTO#emergency_eyewash |  | TABWA4 Health and Safety Equipment
109120 | TAB-CW-SQ-0039 | Eye Wash Station- Aux. Bldg. 2nd Flr, Front of Elevator | TAB-SLO-SES | Safety,Eye wash | Safety Equipment |  | SQ | http://www.toronto.ca/TWONTO#emergency_eyewash |  | TABWA4 Health and Safety Equipment
43219 | TAB-CW-SQ-0035 | Eye Wash Station- Aux. Bldg. Basement Front of Elevator | TAB-SLO-SES | Safety,Eye wash | Safety Equipment |  | SQ | http://www.toronto.ca/TWONTO#emergency_eyewash |  | TABWA4 Health and Safety Equipment
43220 | TAB-CW-SQ-0036 | Eye Wash Station- Aux. Bldg. Sub Bsmt Next to Elevator | TAB-SLO-SES | Safety,Eye wash | Safety Equipment | 34472 | SQ | http://www.toronto.ca/TWONTO#emergency_eyewash |  | TABWA4 Health and Safety Equipment
43221 | TAB-CW-SQ-0036 | Eye Wash Station- Aux. Bldg. Sub Bsmt Next to Elevator | TAB-SUSPENDED ENTITY | Safety,Eye wash | Safety Equipment | 34472 | SQ | http://www.toronto.ca/TWONTO#emergency_eyewash |  | Suspended entities
43213 | TAB-CW-SQ-0010S | Eye Wash Station- No.401 Blower Bldg South east wall next to Stores | TAB-SLO-SES | Safety,Eye wash | Safety Equipment | 46696 | SQ | http://www.toronto.ca/TWONTO#emergency_eyewash |  | TABWA4 Health and Safety Equipment
43214 | TAB-CW-SQ-0010S | Eye Wash Station- No.401 Blower Bldg South east wall next to Stores | TAB-STR-SQ | Safety,Eye wash | Safety Equipment | 46696 | SQ | http://www.toronto.ca/TWONTO#emergency_eyewash |  | WA2 Safety Equipment,lifting devices, ladders, Eye Wash station, First Aid Kits, Lock out stations
41166 | TAB-ACC-SQ-8001 | Eye Wash Station- WA 4 Workshop Truck Loading Facility, Ground Floor | TAB-SLO-SES | Safety,Eye wash | Safety Equipment |  | SQ | http://www.toronto.ca/TWONTO#emergency_eyewash |  | TABWA4 Health and Safety Equipment
111106 | TAB-DIG-SQ-9701 | Eye Wash Station, # 4 Digester 19-22 Bsmt | TAB-DIG-SQ-T19-22 | PPE,Eyewash Station | Safety Equipment |  | SQ | http://www.toronto.ca/TWONTO#emergency_eyewash |  | Digester Tanks 19-22, Safety Equipments
111107 | TAB-DIG-SQ-9702 | Eye Wash Station, # 5Digester 19-22 Bsmt | TAB-DIG-SQ-T19-22 | PPE,Eyewash Station | Safety Equipment |  | SQ | http://www.toronto.ca/TWONTO#emergency_eyewash |  | Digester Tanks 19-22, Safety Equipments
111104 | TAB-DIG-SQ-0500 | Eye Wash Station, # 6 Digester 13-16 Bsmt | TAB-DIG-SQ-T13-16 | PPE,Eyewash Station | Safety Equipment |  | SQ | http://www.toronto.ca/TWONTO#emergency_eyewash |  | Digester Tanks 13-16, Safety Equipments
45472 | TAB-DIG-SQ-0501 | Eye Wash Station, # 7 Digester 13-16 Bsmt | TAB-DIG-SQ-T13-16 | PPE,Eyewash Station | Safety Equipment |  | SQ | http://www.toronto.ca/TWONTO#emergency_eyewash |  | Digester Tanks 13-16, Safety Equipments
43218 | TAB-CW-SQ-0030 | Eye Wash station, Dewatering Basement West wall next to wash Room | TAB-DEW-SAFETY | PPE,Eyewash Station | Safety Equipment |  | SQ | http://www.toronto.ca/TWONTO#emergency_eyewash |  | Safety Equipment
45474 | TAB-DIG-SQ-9704 | Eye Wash Station, Gas Control Bldg.Main Flr | TAB-DIG-SQ | PPE,Eyewash Station | Safety Equipment |  | SQ | http://www.toronto.ca/TWONTO#emergency_eyewash |  | Digester Gas Control Building.- Safety Equipment
45475 | TAB-DIG-SQ-9704 | Eye Wash Station, Gas Control Bldg.Main Flr | TAB-SUSPENDED ENTITY | PPE,Eyewash Station | Safety Equipment |  | SQ | http://www.toronto.ca/TWONTO#emergency_eyewash |  | Suspended entities
146067 | WTR-PRV-SQ-0001 | Eye Wash Station, Lower Level by Pump 0100 | WTR-PRV-AUX | PPE,Eyewash Station | Safety Equipment |  | SQ | http://www.toronto.ca/TWONTO#emergency_eyewash |  | Auxiliary Equipment (Building Facilities)
115584 | TAB-PRM-SQ-0084 | Eye Wash Station, P Bldg Bsmt Next to PRM-P-2402 | TAB-PRM-SQ-P | PPE,Eyewash Station | Safety Equipment |  | SQ | http://www.toronto.ca/TWONTO#emergency_eyewash |  | Safety Equipment, P Building , Primarm
66363 | THC-SES-SQ-0011 | Eye Wash Station, Plant Services, Admin Building | THC-SES-SQ-EYE |  | Safety Equipment | 40825 | SQ | http://www.toronto.ca/TWONTO#emergency_eyewash |  | Eyewash Stations THC (Virtual entity #)
66364 | THC-SES-SQ-0012 | Eye Wash Station, Plant Services, Admin Building | THC-SES-SQ-EYE |  | Safety Equipment | 40824 | SQ | http://www.toronto.ca/TWONTO#emergency_eyewash |  | Eyewash Stations THC (Virtual entity #)
128773 | THC-SES-SQ-0011 | Eye Wash Station, Plant Services, Admin Building | THC-ELS-LTG-BLDG K |  | Safety Equipment | 40825 | SQ | http://www.toronto.ca/TWONTO#emergency_eyewash |  | Lighting, Bldg. K
128774 | THC-SES-SQ-0012 | Eye Wash Station, Plant Services, Admin Building | THC-ELS-LTG-BLDG K |  | Safety Equipment | 40824 | SQ | http://www.toronto.ca/TWONTO#emergency_eyewash |  | Lighting, Bldg. K
109117 | TAB-CW-SQ-0037 | Eye Wash Station, Silo Bldg Basement | TAB-SLO-SES | Safety,Eye wash | Safety Equipment | 34473 | SQ | http://www.toronto.ca/TWONTO#emergency_eyewash |  | TABWA4 Health and Safety Equipment
109118 | TAB-CW-SQ-0037 | Eye Wash Station, Silo Bldg Basement | TAB-SUSPENDED ENTITY | Safety,Eye wash | Safety Equipment | 34473 | SQ | http://www.toronto.ca/TWONTO#emergency_eyewash |  | Suspended entities
109129 | TAB-CW-SQ-0205 | Eye Wash Station, Z bldg Hot Water Boiler Room, East Loading Dock | TAB-SES-SQ | PPE,Eyewash Station | Safety Equipment |  | SQ | http://www.toronto.ca/TWONTO#emergency_eyewash |  | WA7 Safety Equipment
109130 | TAB-CW-SQ-0205 | Eye Wash Station, Z bldg Hot Water Boiler Room, East Loading Dock | TAB-WA6-SQ | PPE,Eyewash Station | Safety Equipment |  | SQ | http://www.toronto.ca/TWONTO#emergency_eyewash |  | WA6 Safety Equipment
109132 | TAB-CW-SQ-0402 | Eye Wash Station, Zbldg Machine Shop South Wall | TAB-SES-SQ | PPE,Eyewash Station | Safety Equipment |  | SQ | http://www.toronto.ca/TWONTO#emergency_eyewash |  | WA7 Safety Equipment
109123 | TAB-CW-SQ-0079 | Eye Wash Station,D Bldg old Screening Room, mazzanine loading Bay next to Glycol Station East wall | TAB-PLT-SQ-D | PPE,Eyewash Station | Safety Equipment |  | SQ | http://www.toronto.ca/TWONTO#emergency_eyewash |  | D Building - Safety Equipment, Atmosphere monitors
42632 | EYE WASH STATION,DISINFEC | Eye Wash Station,Disinfection Bldg | THR-EWSS-WA4 | Safety,Emergency Kit | Safety Equipment |  |  | http://www.toronto.ca/TWONTO#emergency_eyewash |  | Eyewash and Shower Station, Work Area 4
67637 | THR-ACC-EWS-0003S | Eye Wash Station,Disinfection Bldg | THR-EWSS-WA4 | Safety,Emergency Kit | Safety Equipment | 40260 | EWS | http://www.toronto.ca/TWONTO#emergency_eyewash |  | Eyewash and Shower Station, Work Area 4
67638 | THR-ACC-EWS-0004S | Eye Wash Station,Disinfection Bldg | THR-EWSS-WA4 | Safety,Emergency Kit | Safety Equipment | 40261 | EWS | http://www.toronto.ca/TWONTO#emergency_eyewash |  | Eyewash and Shower Station, Work Area 4
131906 | THR-CW-SQ-0112 | Eye Wash Station,Labourer shop | THR-GRK-NMB | Analyzer,Methane/LEL | Safety Equipment |  | SQ | http://www.toronto.ca/TWONTO#emergency_eyewash |  | Grounds, New Maintenance Building
44050 | TAB-DEW-SQ-0002 | Eye Wash station,OLD Dewatering Basement West wall | TAB-DEW-SAFETY |  | Safety Equipment | 33423 | SQ | http://www.toronto.ca/TWONTO#emergency_eyewash |  | Safety Equipment
109782 | TAB-DEW-SQ-0002 | Eye Wash station,OLD Dewatering Basement West wall | TAB-SUSPENDED ENTITY |  | Safety Equipment | 33423 | SQ | http://www.toronto.ca/TWONTO#emergency_eyewash |  | Suspended entities
138690 | THR-SES-SQ-0001S | Eye Wash Station. Disinfection Building, North Workshop | THR-DIS | Safety,Emergency Kit | Safety Equipment | 40258 | SQ | http://www.toronto.ca/TWONTO#emergency_eyewash |  | Disinfection
138691 | THR-SES-SQ-0001S | Eye Wash Station. Disinfection Building, North Workshop | THR-EWSS-WA4 | Safety,Emergency Kit | Safety Equipment | 40258 | SQ | http://www.toronto.ca/TWONTO#emergency_eyewash |  | Eyewash and Shower Station, Work Area 4
87195 | WTR-PMI-SQ-0001 | Eye Wash, Portable | WTR-PMI-AUX | PPE,Eyewash Station | Safety Equipment |  | SQ | eye_wash_bottle |  | Auxiliary Equipment (Building Facilities)
88463 | WTR-PTH-SQ-0001 | Eye Wash, Portable | WTR-PTH-AUX | PPE,Eyewash Station | Safety Equipment |  | SQ | eye_wash_bottle |  | Auxiliary Equipment (Building Facilities)
145493 | WTR-PMI-SQ-0002 | Eye Wash, Portable | WTR-PMI-AUX | PPE,Eyewash Station | Safety Equipment |  | SQ | eye_wash_bottle |  | Auxiliary Equipment (Building Facilities)
131907 | THR-CW-SQ-1000 | Eye wash, Saftey , North Tunnel | THR-EWSS-WA2 | Safety,Eye wash | Safety Equipment |  | SQ | http://www.toronto.ca/TWONTO#emergency_eyewash |  | Eyewash and Shower Station, Work Area 2
128775 | THC-SES-SQ-0181 | Eye/face wash,Boiler Building | THC-SES-SQ-EYE |  | Safety Equipment |  | SQ | http://www.toronto.ca/TWONTO#emergency_eyewash |  | Eyewash Stations THC (Virtual entity #)
66368 | THC-SES-SQ-5940 | Eye/face wash,Disinfection Bldg,Ex. Compressor Room | THC-SES-SQ-EYE |  | Safety Equipment |  | SQ | http://www.toronto.ca/TWONTO#emergency_eyewash |  | Eyewash Stations THC (Virtual entity #)
26381 | FHO-SES-SQ-7001 | Eyewash & Shower, Station # 1, Chemical Building, S4, North Wall Between Fluoride&Ammonia Room Exit | FHO-SES-SQ-0004 | PPE,Eyewash Station | Safety Equipment |  | SQ | http://www.toronto.ca/TWONTO#emergency_eyewash_and_shower |  | First Aid
94885 | FHO-SES-SQ-7001 | Eyewash & Shower, Station # 1, Chemical Building, S4, North Wall Between Fluoride&Ammonia Room Exit | FHO-SES-SQ-0001 | PPE,Eyewash Station | Safety Equipment |  | SQ | http://www.toronto.ca/TWONTO#emergency_eyewash_and_shower |  | Safety Equipment
26386 | FHO-SES-SQ-7010 | Eyewash & Shower, Station # 10, Chemical Building, L1, Chemical Machine Room(s) Hall | FHO-SES-SQ-0004 | PPE,Eyewash Station | Safety Equipment |  | SQ | http://www.toronto.ca/TWONTO#emergency_eyewash_and_shower |  | First Aid
94890 | FHO-SES-SQ-7011 SUSP | Eyewash & Shower, Station # 11, Chemical Building, S4, Outside SBS Room | FHO-SES-SQ-0004 | PPE,Eyewash Station | Safety Equipment | 42287 | SQ | http://www.toronto.ca/TWONTO#emergency_eyewash_and_shower |  | First Aid
94891 | FHO-SES-SQ-7012 | Eyewash & Shower, Station # 12, Chemical Building, S2, Outside, Near Chemical Delivery Area | FHO-SES-SQ-0004 | PPE,Eyewash Station | Safety Equipment |  | SQ | http://www.toronto.ca/TWONTO#emergency_eyewash_and_shower |  | First Aid
94892 | FHO-SES-SQ-7013 | Eyewash & Shower, Station # 13, Standby Power Building, S4, Phosphoric Acid Room | FHO-SES-SQ-0004 | PPE,Eyewash Station | Safety Equipment |  | SQ | http://www.toronto.ca/TWONTO#emergency_eyewash_and_shower |  | First Aid
26382 | FHO-SES-SQ-7002 | Eyewash & Shower, Station # 2, Chemical Building, S4, West Wall Beside Ammonia Room Exit | FHO-SES-SQ-0004 | PPE,Eyewash Station | Safety Equipment |  | SQ | http://www.toronto.ca/TWONTO#emergency_eyewash_and_shower |  | First Aid
26383 | FHO-SES-SQ-7003 | Eyewash & Shower, Station # 3, Chemical Building, S4, East Wall Beside Ammonia Room Exit | FHO-SES-SQ-0004 | PPE,Eyewash Station | Safety Equipment |  | SQ | http://www.toronto.ca/TWONTO#emergency_eyewash_and_shower |  | First Aid
26384 | FHO-SES-SQ-7004 | Eyewash & Shower, Station # 4, S2 North East Chemical Storage Room Exit | FHO-SES-SQ-0004 | PPE,Eyewash Station | Safety Equipment |  | SQ | http://www.toronto.ca/TWONTO#emergency_eyewash_and_shower |  | First Aid
94887 | FHO-SES-SQ-7006 | Eyewash & Shower, Station # 6, Chemical Building, S2, South Chemical Storage Room Exit | FHO-SES-SQ-0004 | PPE,Eyewash Station | Safety Equipment |  | SQ | http://www.toronto.ca/TWONTO#emergency_eyewash_and_shower |  | First Aid
94888 | FHO-SES-SQ-7007 | Eyewash & Shower, Station # 7, Chemical Building, L1, South Chemical Machine Room Exit | FHO-SES-SQ-0004 | PPE,Eyewash Station | Safety Equipment |  | SQ | http://www.toronto.ca/TWONTO#emergency_eyewash_and_shower |  | First Aid
26385 | FHO-SES-SQ-7008 | Eyewash & Shower, Station # 8, Floor 1, North west Chemical Machine Room Exit | FHO-SES-SQ-0004 | PPE,Eyewash Station | Safety Equipment |  | SQ | http://www.toronto.ca/TWONTO#emergency_eyewash_and_shower |  | First Aid
94889 | FHO-SES-SQ-7009 | Eyewash & Shower, Station # 9, Chemical Building, L1, North West Obsolete Chemical Machine Room Exit | FHO-SES-SQ-0004 | PPE,Eyewash Station | Safety Equipment |  | SQ | http://www.toronto.ca/TWONTO#emergency_eyewash_and_shower |  | First Aid
70439 | THR-CW-SQ-0001S | Eyewash and Shower Station, De-chlorination, South Chlorine Building | THR-EWSS-WA4 | Safety,Eye wash | Safety Equipment | 39196 | SQ | http://www.toronto.ca/TWONTO#emergency_eyewash_and_shower |  | Eyewash and Shower Station, Work Area 4
131895 | THR-CW-SQ-0001S | Eyewash and Shower Station, De-chlorination, South Chlorine Building | THR-EWSS-WA1 | Safety,Eye wash | Safety Equipment | 39196 | SQ | http://www.toronto.ca/TWONTO#emergency_eyewash_and_shower |  | Eyewash and Shower Station, Work Area 1
70769 | THR-DCL-SQ-0001 | Eyewash and Shower Station, Disinfection Building, South Pedestrian door way | THR-EWSS-WA4 | Safety,Eye wash | Safety Equipment |  | SQ | http://www.toronto.ca/TWONTO#emergency_eyewash_and_shower |  | Eyewash and Shower Station, Work Area 4
78791 | THR-SES-SQ-0004 | Eyewash and Shower Station, Disinfection Building, South Vestibule by Lab | THR-EWSS-WA1 | Safety,Eye wash | Safety Equipment |  | SQ | http://www.toronto.ca/TWONTO#emergency_eyewash_and_shower |  | Eyewash and Shower Station, Work Area 1
78792 | THR-SES-SQ-0004 | Eyewash and Shower Station, Disinfection Building, South Vestibule by Lab | THR-SQ-PEWS-WA1 | Safety,Eye wash | Safety Equipment |  | SQ | http://www.toronto.ca/TWONTO#emergency_eyewash_and_shower |  | Portable. (Gravity Operated) Eyewash Station, Dig9&10 Bsmnt
138696 | THR-SES-SQ-0004 | Eyewash and Shower Station, Disinfection Building, South Vestibule by Lab | THR-EWSS-WA4 | Safety,Eye wash | Safety Equipment |  | SQ | http://www.toronto.ca/TWONTO#emergency_eyewash_and_shower |  | Eyewash and Shower Station, Work Area 4
70441 | THR-CW-SQ-0102S | Eyewash and Shower Station, Disinfection Building, Tank Area | THR-EWSS-WA4 | Safety,Eye wash | Safety Equipment | 40941 | SQ | http://www.toronto.ca/TWONTO#emergency_eyewash_and_shower |  | Eyewash and Shower Station, Work Area 4
70442 | THR-CW-SQ-0102S | Eyewash and Shower Station, Disinfection Building, Tank Area | THR-SQ-PEWS-WA1 | Safety,Eye wash | Safety Equipment | 40941 | SQ | http://www.toronto.ca/TWONTO#emergency_eyewash_and_shower |  | Portable. (Gravity Operated) Eyewash Station, Dig9&10 Bsmnt
131898 | THR-CW-SQ-0102S | Eyewash and Shower Station, Disinfection Building, Tank Area | THR-EWSS-WA1 | Safety,Eye wash | Safety Equipment | 40941 | SQ | http://www.toronto.ca/TWONTO#emergency_eyewash_and_shower |  | Eyewash and Shower Station, Work Area 1
78794 | THR-SES-SQ-0106S | Eyewash and Shower Station, Ferrous Chemical Building | THR-EWSS-WA4 | Safety,Eye wash | Safety Equipment | 38622 | SQ | http://www.toronto.ca/TWONTO#emergency_eyewash_and_shower |  | Eyewash and Shower Station, Work Area 4
78795 | THR-SES-SQ-0106S | Eyewash and Shower Station, Ferrous Chemical Building | THR-SQ-PEWS-WA1 | Safety,Eye wash | Safety Equipment | 38622 | SQ | http://www.toronto.ca/TWONTO#emergency_eyewash_and_shower |  | Portable. (Gravity Operated) Eyewash Station, Dig9&10 Bsmnt
138698 | THR-SES-SQ-0109S | Eyewash and Shower Station, Ferrous Chloride Building, Outside | THR-EWSS-WA4 | Safety,Eye wash | Safety Equipment | 38666 | SQ | http://www.toronto.ca/TWONTO#emergency_eyewash_and_shower |  | Eyewash and Shower Station, Work Area 4
138699 | THR-SES-SQ-0109S | Eyewash and Shower Station, Ferrous Chloride Building, Outside | THR-SES-SQ | Safety,Eye wash | Safety Equipment | 38666 | SQ | http://www.toronto.ca/TWONTO#emergency_eyewash_and_shower |  | Safety Equipment
138700 | THR-SES-SQ-0109S | Eyewash and Shower Station, Ferrous Chloride Building, Outside | THR-SQ-PEWS-WA1 | Safety,Eye wash | Safety Equipment | 38666 | SQ | http://www.toronto.ca/TWONTO#emergency_eyewash_and_shower |  | Portable. (Gravity Operated) Eyewash Station, Dig9&10 Bsmnt
70457 | THR-CW-SQ-9000S | Eyewash and Shower Station, Ferrous Chloride Building,Pump Room, (TEMPORARY) | THR-EWSS-WA4 | Safety,Eye wash | Safety Equipment | 46874 | SQ | http://www.toronto.ca/TWONTO#emergency_eyewash_and_shower |  | Eyewash and Shower Station, Work Area 4
131899 | THR-CW-SQ-0103 | Eyewash and Shower Station, Ferrous Chloride Pump Room | THR-EWSS-WA4 | Safety,Eye wash | Safety Equipment |  | SQ | http://www.toronto.ca/TWONTO#emergency_eyewash_and_shower |  | Eyewash and Shower Station, Work Area 4
70448 | THR-CW-SQ-0110 | Eyewash and Shower Station, Filtered Plant Water Building | THR-EWSS-WA4 | Safety,Eye wash | Safety Equipment |  | SQ | http://www.toronto.ca/TWONTO#emergency_eyewash_and_shower |  | Eyewash and Shower Station, Work Area 4
70449 | THR-CW-SQ-0110 | Eyewash and Shower Station, Filtered Plant Water Building | THR-SQ-PEWS-WA1 | Safety,Eye wash | Safety Equipment |  | SQ | http://www.toronto.ca/TWONTO#emergency_eyewash_and_shower |  | Portable. (Gravity Operated) Eyewash Station, Dig9&10 Bsmnt
131904 | THR-CW-SQ-0110 | Eyewash and Shower Station, Filtered Plant Water Building | THR-SES-WA3 | Safety,Eye wash | Safety Equipment |  | SQ | http://www.toronto.ca/TWONTO#emergency_eyewash_and_shower |  | Safety & Environmental Services
70440 | THR-CW-SQ-0101 | Eyewash and Shower Station, LAB, Admin Bldg.(REMOVED) | THR-EWSS-WA2 | Safety,Eye wash | Safety Equipment | 34592 | SQ | http://www.toronto.ca/TWONTO#emergency_eyewash_and_shower |  | Eyewash and Shower Station, Work Area 2
131896 | THR-CW-SQ-0101 | Eyewash and Shower Station, LAB, Admin Bldg.(REMOVED) | THR-SQ-PEWS-WA1 | Safety,Eye wash | Safety Equipment | 34592 | SQ | http://www.toronto.ca/TWONTO#emergency_eyewash_and_shower |  | Portable. (Gravity Operated) Eyewash Station, Dig9&10 Bsmnt
70447 | THR-CW-SQ-0105S | Eyewash and Shower Station, North Odour Control | THR-EWSS-WA1 | Safety,Eye wash | Safety Equipment | 39397 | SQ | http://www.toronto.ca/TWONTO#emergency_eyewash_and_shower |  | Eyewash and Shower Station, Work Area 1
131902 | THR-CW-SQ-0105S | Eyewash and Shower Station, North Odour Control | THR-EWSS-WA4 | Safety,Eye wash | Safety Equipment | 39397 | SQ | http://www.toronto.ca/TWONTO#emergency_eyewash_and_shower |  | Eyewash and Shower Station, Work Area 4
131903 | THR-CW-SQ-0105S | Eyewash and Shower Station, North Odour Control | THR-SQ-PEWS-WA1 | Safety,Eye wash | Safety Equipment | 39397 | SQ | http://www.toronto.ca/TWONTO#emergency_eyewash_and_shower |  | Portable. (Gravity Operated) Eyewash Station, Dig9&10 Bsmnt
70445 | THR-CW-SQ-0104S | Eyewash and Shower Station, North West Odour Control | THR-EWSS-WA1 | Safety,Eye wash | Safety Equipment | 39396 | SQ | http://www.toronto.ca/TWONTO#emergency_eyewash_and_shower |  | Eyewash and Shower Station, Work Area 1
70446 | THR-CW-SQ-0104S | Eyewash and Shower Station, North West Odour Control | THR-SQ-PEWS-WA1 | Safety,Eye wash | Safety Equipment | 39396 | SQ | http://www.toronto.ca/TWONTO#emergency_eyewash_and_shower |  | Portable. (Gravity Operated) Eyewash Station, Dig9&10 Bsmnt
131901 | THR-CW-SQ-0104S | Eyewash and Shower Station, North West Odour Control | THR-EWSS-WA4 | Safety,Eye wash | Safety Equipment | 39396 | SQ | http://www.toronto.ca/TWONTO#emergency_eyewash_and_shower |  | Eyewash and Shower Station, Work Area 4
131905 | THR-CW-SQ-0111 | Eyewash and Shower Station, Outside of Ferrous Chemical Building | THR-EWSS-WA4 | Safety,Eye wash | Safety Equipment |  | SQ | http://www.toronto.ca/TWONTO#emergency_eyewash_and_shower |  | Eyewash and Shower Station, Work Area 4
131897 | THR-CW-SQ-0102 | Eyewash and Shower Station, RAS PS Lab Room | THR-EWSS-WA4 | Safety,Eye wash | Safety Equipment |  | SQ | http://www.toronto.ca/TWONTO#emergency_eyewash_and_shower |  | Eyewash and Shower Station, Work Area 4
78796 | THR-SES-SQ-0111 | Eyewash and Shower Station, Sludge Thickening Bldg. | THR-EWSS-WA1 | Safety,Eye wash | Safety Equipment |  | SQ | http://www.toronto.ca/TWONTO#emergency_eyewash_and_shower |  | Eyewash and Shower Station, Work Area 1
78797 | THR-SES-SQ-0111 | Eyewash and Shower Station, Sludge Thickening Bldg. | THR-SQ-PEWS-WA1 | Safety,Eye wash | Safety Equipment |  | SQ | http://www.toronto.ca/TWONTO#emergency_eyewash_and_shower |  | Portable. (Gravity Operated) Eyewash Station, Dig9&10 Bsmnt
70443 | THR-CW-SQ-0103S | Eyewash and Shower Station, South West Odour Control | THR-EWSS-WA4 | Safety,Eye wash | Safety Equipment | 46850 | SQ | http://www.toronto.ca/TWONTO#emergency_eyewash_and_shower |  | Eyewash and Shower Station, Work Area 4
70444 | THR-CW-SQ-0103S | Eyewash and Shower Station, South West Odour Control | THR-SQ-PEWS-WA1 | Safety,Eye wash | Safety Equipment | 46850 | SQ | http://www.toronto.ca/TWONTO#emergency_eyewash_and_shower |  | Portable. (Gravity Operated) Eyewash Station, Dig9&10 Bsmnt
131900 | THR-CW-SQ-0103S | Eyewash and Shower Station, South West Odour Control | THR-EWSS-WA1 | Safety,Eye wash | Safety Equipment | 46850 | SQ | http://www.toronto.ca/TWONTO#emergency_eyewash_and_shower |  | Eyewash and Shower Station, Work Area 1
70456 | THR-CW-SQ-9000 | Eyewash and Shower Station, Temporary Ferrous Building | THR-EWSS-WA4 | Safety,Eye wash | Safety Equipment |  | SQ | http://www.toronto.ca/TWONTO#emergency_eyewash_and_shower |  | Eyewash and Shower Station, Work Area 4
135204 | THR-EWSS-WA1 | Eyewash and Shower Station, Work Area 1 | THR-JHSC-WA1 | Safety,Eye wash | Safety Equipment |  |  | http://www.toronto.ca/TWONTO#collection_of_assets |  | Joint Health & Safety Committee WA1
135205 | THR-EWSS-WA1 | Eyewash and Shower Station, Work Area 1 | THR-SES-WA1 | Safety,Eye wash | Safety Equipment |  |  | http://www.toronto.ca/TWONTO#collection_of_assets |  | Safety & Environmental Services
135206 | THR-EWSS-WA1 | Eyewash and Shower Station, Work Area 1 | THR-SQ-PEWS-WA1 | Safety,Eye wash | Safety Equipment |  |  | http://www.toronto.ca/TWONTO#collection_of_assets |  | Portable. (Gravity Operated) Eyewash Station, Dig9&10 Bsmnt
74160 | THR-EWSS-WA2 | Eyewash and Shower Station, Work Area 2 | THR-JHSC-WA2 | Safety,Eye wash | Safety Equipment |  |  | http://www.toronto.ca/TWONTO#collection_of_assets |  | Joint Health & Safety Committee WA2
74161 | THR-EWSS-WA2 | Eyewash and Shower Station, Work Area 2 | THR-SQ-PEWS-WA1 | Safety,Eye wash | Safety Equipment |  |  | http://www.toronto.ca/TWONTO#collection_of_assets |  | Portable. (Gravity Operated) Eyewash Station, Dig9&10 Bsmnt
135207 | THR-EWSS-WA2 | Eyewash and Shower Station, Work Area 2 | THR-SES-WA2 | Safety,Eye wash | Safety Equipment |  |  | http://www.toronto.ca/TWONTO#collection_of_assets |  | Safety & Environmental Services, WA2
74162 | THR-EWSS-WA4 | Eyewash and Shower Station, Work Area 4 | THR-JHSC-WA4 | Safety,Eye wash | Safety Equipment |  |  | http://www.toronto.ca/TWONTO#collection_of_assets |  | Joint Health & Safety Committee WA4
135208 | THR-EWSS-WA4 | Eyewash and Shower Station, Work Area 4 | THR-SES-WA4 | Safety,Eye wash | Safety Equipment |  |  | http://www.toronto.ca/TWONTO#collection_of_assets |  | Safety & Environmental Services
135209 | THR-EWSS-WA4 | Eyewash and Shower Station, Work Area 4 | THR-SQ-PEWS-WA1 | Safety,Eye wash | Safety Equipment |  |  | http://www.toronto.ca/TWONTO#collection_of_assets |  | Portable. (Gravity Operated) Eyewash Station, Dig9&10 Bsmnt
138697 | THR-SES-SQ-0106 | Eyewash and Shower Station,Outdoors-Inside(SW) Ferrous Chloride Containment (Temporary) | THR-EWSS-WA4 | Safety,Eye wash | Safety Equipment |  | SQ | http://www.toronto.ca/TWONTO#emergency_eyewash_and_shower |  | Eyewash and Shower Station, Work Area 4
70450 | THR-CW-SQ-0111S | Eyewash and Shower Station,Outdoors-Outside(SW) Ferrous Chloride Containment (Temporary) | THR-EWSS-WA4 | Safety,Eye wash | Safety Equipment | 46875 | SQ | http://www.toronto.ca/TWONTO#emergency_eyewash_and_shower |  | Eyewash and Shower Station, Work Area 4
64775 | FCL-SES-EYE-0011 | Eyewash Bottle Low level Machine shop | FCL-SES-5 | PPE,Eyewash Station | Safety Equipment |  | EYE | eye_wash_bottle |  | Eye Wash Stations Chemical Building
14483 | FCL-SES-EYE-0010 | Eyewash Bottle High Pump Electrical | FCL-SES-5 | PPE,Eyewash Station | Safety Equipment |  | EYE | eye_wash_bottle |  | Eye Wash Stations Chemical Building
64774 | FCL-SES-EYE-0009 | Eyewash Bottle Scrubber Control Room | FCL-SES-5 | PPE,Eyewash Station | Safety Equipment |  | EYE | eye_wash_bottle |  | Eye Wash Stations Chemical Building
30373 | FIS-SES-EYE-1003AS | Eyewash bottle Station, Mechanical Building | FIS-SES-EYE | Safety,Eye wash | Safety Equipment | 33821 | EYE | eye_wash_bottle |  | Eyewash Stations
30375 | FIS-SES-EYE-1005AS | Eyewash bottle Station, Metering | FIS-SES-EYE | Safety,Eye wash | Safety Equipment | 34280 | EYE | eye_wash_bottle |  | Eyewash Stations
30374 | FIS-SES-EYE-1004S | Eyewash bottle Station, Raw Water Sample Pump Building | FIS-SES-EYE | Safety,Eye wash | Safety Equipment | 34281 | EYE | eye_wash_bottle |  | Eyewash Stations
30692 | FIS-SES-SQ-5001 | Eyewash Station, (EYE-1001), Fluoride Building,Chemical Skid Room, North Wall Beside Exit Door | FIS-SES-EYE | Safety,Eye wash | Safety Equipment |  | SQ | http://www.toronto.ca/TWONTO#emergency_eyewash |  | Eyewash Stations
98242 | FIS-SES-SQ-4501 | Eyewash Station, (EYE-1003), Workshop Building, Chemical Storage Room, West Side | FIS-SES-EYE | Safety,Eye wash | Safety Equipment |  | SQ | http://www.toronto.ca/TWONTO#emergency_eyewash |  | Eyewash Stations
98224 | FIS-SES-SQ-0401 | Eyewash Station, (EYE-1004), Filter Building Pipe Gallery | FIS-SES-EYE | Safety,Eye wash | Safety Equipment |  | SQ | http://www.toronto.ca/TWONTO#emergency_eyewash |  | Eyewash Stations
30670 | FIS-SES-SQ-0601 | Eyewash Station, (EYE-1006), Admin Building, Lab | FIS-SES-EYE | Safety,Eye wash | Safety Equipment |  | SQ | http://www.toronto.ca/TWONTO#emergency_eyewash |  | Eyewash Stations
30691 | FIS-SES-SQ-4502 | Eyewash Station, (EYE-1007), Workshop Building East Wall | FIS-SES-EYE |  | Safety Equipment |  | SQ | http://www.toronto.ca/TWONTO#emergency_eyewash |  | Eyewash Stations
30687 | FIS-SES-SQ-1601 | Eyewash Station, (EYE-1009), Intake Valve Chamber | FIS-SES-EYE |  | Safety Equipment |  | SQ | http://www.toronto.ca/TWONTO#emergency_eyewash |  | Eyewash Stations
18213 | FHA-SES-EYE-0015 | Eyewash Station, Bottles | FHA-SES-SQ-0008 | PPE,Eyewash Station | Safety Equipment |  | EYE | http://www.toronto.ca/TWONTO#collection_of_assets |  | Eyewash Stations & Showers
81145 | FHA-SES-EYE-0018 | Eyewash Station, Bottles | FHA-SES-SQ-0008 | PPE,Eyewash Station | Safety Equipment |  | EYE | http://www.toronto.ca/TWONTO#collection_of_assets |  | Eyewash Stations & Showers
18694 | FHA-SES-SQ-0303 | Eyewash Station, Bottles, Service Building, Basement, UPS Room | FHA-SES-SQ-0008 | Safety,Eye wash | Safety Equipment |  | SQ | http://www.toronto.ca/TWONTO#collection_of_assets |  | Eyewash Stations & Showers
109121 | TAB-CW-SQ-0074 | Eyewash Station, D Bldg Bsmt Pump Gallery | TAB-PRM-STRC | PPE,Eyewash Station | Safety Equipment |  | SQ | http://www.toronto.ca/TWONTO#emergency_eyewash |  | D Building - Safety Equipments,Drains, Plumbing, Walls
128777 | THC-SES-SQ-0901 | Eyewash Station, Dechlorination Building | THC-SES-SQ-EYE |  | Safety Equipment |  | SQ | http://www.toronto.ca/TWONTO#emergency_eyewash |  | Eyewash Stations THC (Virtual entity #)
128778 | THC-SES-SQ-0902 | Eyewash Station, Dechlorination Building | THC-SES-SQ-EYE |  | Safety Equipment |  | SQ | http://www.toronto.ca/TWONTO#emergency_eyewash |  | Eyewash Stations THC (Virtual entity #)
78790 | THR-SES-SQ-0003 | Eyewash Station, Disinfection Building,,Loading Bay North door Fillstation Area | THR-EWSS-WA4 | Safety,Eye wash | Safety Equipment |  | SQ | http://www.toronto.ca/TWONTO#emergency_eyewash |  | Eyewash and Shower Station, Work Area 4
138694 | THR-SES-SQ-0003 | Eyewash Station, Disinfection Building,,Loading Bay North door Fillstation Area | THR-EWSS-WA1 | Safety,Eye wash | Safety Equipment |  | SQ | http://www.toronto.ca/TWONTO#emergency_eyewash |  | Eyewash and Shower Station, Work Area 1
138695 | THR-SES-SQ-0003 | Eyewash Station, Disinfection Building,,Loading Bay North door Fillstation Area | THR-SQ-PEWS-WA1 | Safety,Eye wash | Safety Equipment |  | SQ | http://www.toronto.ca/TWONTO#emergency_eyewash |  | Portable. (Gravity Operated) Eyewash Station, Dig9&10 Bsmnt
66382 | THC-SES-SQ-6821 | Eyewash Station, Exterior, Ferrous Chloride Building | THC-PRS-BLDG |  | Safety Equipment |  | SQ | http://www.toronto.ca/TWONTO#emergency_eyewash |  | Phosphorous removal system, Building and Storage
128787 | THC-SES-SQ-6822 | Eyewash Station, Interior, Ferrous Chloride Building | THC-PRS-BLDG |  | Safety Equipment |  | SQ | http://www.toronto.ca/TWONTO#emergency_eyewash |  | Phosphorous removal system, Building and Storage
66365 | THC-SES-SQ-0013 | Eyewash Station, Plant Services, Admin Building, Basement, Mechanical room | THC-SES-SQ-EYE | PPE,Eyewash Station | Safety Equipment |  | SQ | http://www.toronto.ca/TWONTO#emergency_eyewash |  | Eyewash Stations THC (Virtual entity #)
18212 | FHA-SES-EYE-0002 | Eyewash Station, Plumbed | FHA-SES-SQ-0008 | PPE,Eyewash Station | Safety Equipment | 33415 | EYE | http://www.toronto.ca/TWONTO#emergency_eyewash |  | Eyewash Stations & Showers
81141 | FHA-SES-EYE-0001 | Eyewash Station, Plumbed | FHA-SES-SQ-0008 | PPE,Eyewash Station | Safety Equipment | 33414 | EYE | http://www.toronto.ca/TWONTO#emergency_eyewash |  | Eyewash Stations & Showers
81142 | FHA-SES-EYE-0001 | Eyewash Station, Plumbed | FHA-SUSPENDED | PPE,Eyewash Station | Safety Equipment | 33414 | EYE | http://www.toronto.ca/TWONTO#emergency_eyewash |  | Suspended Obsolete entity for storage purpose
81143 | FHA-SES-EYE-0002 | Eyewash Station, Plumbed | FHA-SUSPENDED | PPE,Eyewash Station | Safety Equipment | 33415 | EYE | http://www.toronto.ca/TWONTO#emergency_eyewash |  | Suspended Obsolete entity for storage purpose
14477 | FCL-SES-EYE-0001 | Eyewash Station, Plumbed Raw Water Pump Room Basement beside Alum Skids | FCL-SES | PPE,Eyewash Station | Safety Equipment |  | EYE | http://www.toronto.ca/TWONTO#emergency_eyewash |  | Safety and Environmental Services
64770 | FCL-SES-EYE-0001 | Eyewash Station, Plumbed Raw Water Pump Room Basement beside Alum Skids | FCL-SES-5 | PPE,Eyewash Station | Safety Equipment |  | EYE | http://www.toronto.ca/TWONTO#emergency_eyewash |  | Eye Wash Stations Chemical Building
64771 | FCL-SES-EYE-0001 | Eyewash Station, Plumbed Raw Water Pump Room Basement beside Alum Skids | FCL-SES-5A | PPE,Eyewash Station | Safety Equipment |  | EYE | http://www.toronto.ca/TWONTO#emergency_eyewash |  | Eye Wash Stations Low Lift
14478 | FCL-SES-EYE-0002 | Eyewash Station, Plumbed Centrifuge Building beside Polymer Skids | FCL-SES-5 | PPE,Eyewash Station | Safety Equipment |  | EYE | http://www.toronto.ca/TWONTO#emergency_eyewash |  | Eye Wash Stations Chemical Building
64772 | FCL-SES-EYE-0002 | Eyewash Station, Plumbed Centrifuge Building beside Polymer Skids | FCL-SES-5A | PPE,Eyewash Station | Safety Equipment |  | EYE | http://www.toronto.ca/TWONTO#emergency_eyewash |  | Eye Wash Stations Low Lift
14479 | FCL-SES-EYE-0006 | Eyewash Station, Plumbed CL2 Building inside hallway near Evaporator Room | FCL-SES-5 | PPE,Eyewash Station | Safety Equipment |  | EYE | http://www.toronto.ca/TWONTO#emergency_eyewash |  | Eye Wash Stations Chemical Building
14480 | FCL-SES-EYE-0007 | Eyewash Station, Plumbed Operators Lab Temporarily out of service | FCL-SES-5 | PPE,Eyewash Station | Safety Equipment |  | EYE | http://www.toronto.ca/TWONTO#emergency_eyewash |  | Eye Wash Stations Chemical Building
14481 | FCL-SES-EYE-0007 | Eyewash Station, Plumbed Operators Lab Temporarily out of service | FCL-SES-5A | PPE,Eyewash Station | Safety Equipment |  | EYE | http://www.toronto.ca/TWONTO#emergency_eyewash |  | Eye Wash Stations Low Lift
14482 | FCL-SES-EYE-0008 | Eyewash Station, Plumbed, Alum Delivery Door, L Lift Building | FCL-SES-5 | PPE,Eyewash Station | Safety Equipment |  | EYE | http://www.toronto.ca/TWONTO#emergency_eyewash |  | Eye Wash Stations Chemical Building
64773 | FCL-SES-EYE-0008 | Eyewash Station, Plumbed, Alum Delivery Door, L Lift Building | FCL-SES-5A | PPE,Eyewash Station | Safety Equipment |  | EYE | http://www.toronto.ca/TWONTO#emergency_eyewash |  | Eye Wash Stations Low Lift
18214 | FHA-SES-EYE-0017 | Eyewash Station, Plumbed, (Pilot Plant) | FHA-FPP | PPE,Eyewash Station | Safety Equipment |  | EYE | http://www.toronto.ca/TWONTO#emergency_eyewash |  | Harris Filtration Pilot Plant
81144 | FHA-SES-EYE-0017 | Eyewash Station, Plumbed, (Pilot Plant) | FHA-SES | PPE,Eyewash Station | Safety Equipment |  | EYE | http://www.toronto.ca/TWONTO#emergency_eyewash |  | Safety & Environmental Services
98239 | FIS-SES-SQ-3001 | Eyewash Station, Polymer Storage Room, South/East | FIS-SES-EYE |  | Safety Equipment |  | SQ | http://www.toronto.ca/TWONTO#emergency_eyewash |  | Eyewash Stations
97922 | FIS-SES-EYE-1010(S) | Eyewash Station, -Removed from service- Duplication of Entity | FIS-SES-EYE | Safety,Eye wash | Safety Equipment | 35433 | EYE | http://www.toronto.ca/TWONTO#emergency_eyewash |  | Eyewash Stations
83045 | FHA-SES-SQ-0409 | Eyewash Station, RMF Building, Research Facility | FHA-SES-SQ-0008 | Safety,Eye wash | Safety Equipment |  | SQ | http://www.toronto.ca/TWONTO#emergency_eyewash |  | Eyewash Stations & Showers
30688 | FIS-SES-SQ-3501 | Eyewash Station,(EYE-1002),Gaseous Chemical Bldg, N/W Side Chlorine Vestibule,S. Wall Entrance Door | FIS-SES-EYE | PPE,Eyewash Station | Safety Equipment |  | SQ | http://www.toronto.ca/TWONTO#emergency_eyewash |  | Eyewash Stations
98238 | FIS-SES-SQ-1401 | Eyewash Station,(EYE-1005), Chemical Sampling Bldg,Adjacent to Down Stairway,Sampling Analyzers Area | FIS-SES-EYE | Safety,Eye wash | Safety Equipment |  | SQ | http://www.toronto.ca/TWONTO#emergency_eyewash |  | Eyewash Stations
14764 | FCL-SES-SQ-0101 | Eyewash Station/Shower, Dry Chemical Building, Alum Containment Area | FCL-SES-5 | PPE,Eyewash Station | Safety Equipment |  | SQ | http://www.toronto.ca/TWONTO#emergency_eyewash_and_shower |  | Eye Wash Stations Chemical Building
65354 | FCL-SES-SQ-0101 | Eyewash Station/Shower, Dry Chemical Building, Alum Containment Area | FCL-SES | PPE,Eyewash Station | Safety Equipment |  | SQ | http://www.toronto.ca/TWONTO#emergency_eyewash_and_shower |  | Safety and Environmental Services
14758 | FCL-SES-SQ-0003 | Eyewash Station/Shower, Gaseous Chemical Building, Basement inside Fluoride Room | FCL-SES-5 | PPE,Eyewash Station | Safety Equipment |  | SQ | http://www.toronto.ca/TWONTO#emergency_eyewash_and_shower |  | Eye Wash Stations Chemical Building
14759 | FCL-SES-SQ-0004 | Eyewash Station/Shower, Gaseous Chemical Building, outside Ammonia Room | FCL-SES-5 | PPE,Eyewash Station | Safety Equipment |  | SQ | http://www.toronto.ca/TWONTO#emergency_eyewash_and_shower |  | Eye Wash Stations Chemical Building
14760 | FCL-SES-SQ-0005 | Eyewash Station/Shower, Gaseous Chemical Building, Outside Evaporator Room | FCL-SES-5 | PPE,Eyewash Station | Safety Equipment |  | SQ | http://www.toronto.ca/TWONTO#emergency_eyewash_and_shower |  | Eye Wash Stations Chemical Building
97921 | FIS-SES-EYE | Eyewash Stations | FIS-SES | Safety,Eye wash | Safety Equipment |  |  | http://www.toronto.ca/TWONTO#collection_of_assets |  | Safety, Instrumentation & Environmental Services
82832 | FHA-SES-SQ-0008 | Eyewash Stations & Showers | FHA-SES |  | Safety Equipment |  | SQ | http://www.toronto.ca/TWONTO#emergency_eyewash_and_shower |  | Safety & Environmental Services
66383 | THC-SES-SQ-EYE | Eyewash Stations THC (Virtual entity #) | THC-SES-SQ | PPE,Eyewash Station | Safety Equipment |  |  | http://www.toronto.ca/TWONTO#collection_of_assets |  | Safety Equipment
146626 | WTR-PWT-SQ-0001 | Eyewash, West Tor PS | WTR-PWT-AUX | Safety | Safety Equipment |  | SQ | http://www.toronto.ca/TWONTO#emergency_eyewash |  | Auxiliary Equipment (Building Facilities)
98243 | FIS-SES-SQ-5002 | Eyewash/Shower Station, (EYE-1008), Ammonia/Fluoride Building, Fluoride Tanks 1&2 Room, South East | FIS-SES-EYE | Safety | Safety Equipment |  | SQ | http://www.toronto.ca/TWONTO#emergency_eyewash_and_shower |  | Eyewash Stations
113501 | TAB-ELS-SQ-FALL ARST | Fall Arrest -Safety Harness & Lanyard | TAB-ELS-ESQ |  | Safety Equipment |  |  | http://www.toronto.ca/TWONTO#fall_arrest_harness |  | Electrical Safety Equipment
120060 | TAB-WA6-SQ-0001 | Fall Arrest System | TAB-WA6-SQ | PPE | Safety Equipment |  | SQ | http://www.toronto.ca/TWONTO#fall_arrest_system |  | WA6 Safety Equipment
55538 | TAB-WA2-SQ-0001 | Fall Arrest System , Tripod and SRL | TAB-SES-LD | PPE,Harness | Safety Equipment |  | SQ | http://www.toronto.ca/TWONTO#fall_arrest_Davit_arm |  | WA2 Lifting devices
55539 | TAB-WA2-SQ-0001 | Fall Arrest System , Tripod and SRL | TAB-STR-SQ | PPE,Harness | Safety Equipment |  | SQ | http://www.toronto.ca/TWONTO#fall_arrest_Davit_arm |  | WA2 Safety Equipment,lifting devices, ladders, Eye Wash station, First Aid Kits, Lock out stations
26307 | FHO-SES-SQ-0006 | Fall Arrest Systems | FHO-SES-SQ-0001 | PPE,Harness | Safety Equipment |  | SQ | http://www.toronto.ca/TWONTO#fall_arrest_system |  | Safety Equipment
81746 | TNT-WA9-SQ-0010 | Fall arrest systems | TNT-GAS | PPE | Safety Equipment |  | SQ | http://www.toronto.ca/TWONTO#fall_arrest_system |  | Administration
94826 | FHO-SES-SQ-0005 | Fall Arrest Systems | FHO-SES-SQ-0001 | PPE,Harness | Safety Equipment |  | SQ | http://www.toronto.ca/TWONTO#fall_arrest_system |  | Safety Equipment
94827 | FHO-SES-SQ-0006 | Fall Arrest Systems | FHO-SES | PPE,Harness | Safety Equipment |  | SQ | http://www.toronto.ca/TWONTO#fall_arrest_system |  | Safety & Environmental Services
140862 | TNT-WA9-SQ-0010 | Fall arrest systems | TNT-GRK | PPE | Safety Equipment |  | SQ | http://www.toronto.ca/TWONTO#fall_arrest_system |  | Groundskeeping, Building services, Safety Equipment
138312 | THR-SES-FAS | Fall Arrest Sytem (Harness and Lanyard), Safety Equipment | THR-SES-SQ |  | Safety Equipment |  |  | http://www.toronto.ca/TWONTO#fall_arrest_harness |  | Safety Equipment
26309 | FHO-SES-SQ-0009 | Fall Lanyards | FHO-SES-SQ-0001 | PPE,Lanyard | Safety Equipment | 34722 | SQ | http://www.toronto.ca/TWONTO#collection_of_assets |  | Safety Equipment
94828 | FHO-SES-SQ-0009 | Fall Lanyards | FHO-SES | PPE,Lanyard | Safety Equipment | 34722 | SQ | http://www.toronto.ca/TWONTO#collection_of_assets |  | Safety & Environmental Services
55818 | TAB-WA6-SQ-4990 | Fall Limiter | TAB-WA6-SQ | PPE | Safety Equipment |  | SQ | http://www.toronto.ca/TWONTO#fall_restricting_system |  | WA6 Safety Equipment
55819 | TAB-WA6-SQ-4990 | Fall Limiter | TAB-WA6-SQ-0001 | PPE | Safety Equipment |  | SQ | http://www.toronto.ca/TWONTO#fall_restricting_system |  | Fall Arrest System
55828 | TAB-WA6-SQ-8010 | Fall Limiter | TAB-WA6-SQ-0001 | PPE | Safety Equipment |  | SQ | http://www.toronto.ca/TWONTO#fall_restricting_system |  | Fall Arrest System
120082 | TAB-WA6-SQ-8010 | Fall Limiter | TAB-WA6-SQ | PPE | Safety Equipment |  | SQ | http://www.toronto.ca/TWONTO#fall_restricting_system |  | WA6 Safety Equipment
120090 | TAB-WA6-SQ-ECEF | Fall Limiter | TAB-WA6-SQ | PPE | Safety Equipment |  |  | http://www.toronto.ca/TWONTO#fall_restricting_system |  | WA6 Safety Equipment
120091 | TAB-WA6-SQ-ECEF | Fall Limiter | TAB-WA6-SQ-0001 | PPE | Safety Equipment |  |  | http://www.toronto.ca/TWONTO#fall_restricting_system |  | Fall Arrest System
119967 | TAB-WA4-SQ-3432 | Fall Limiter - MFL-1127/6FT | TAB-WA4-SQ-0010 | PPE,Lanyard | Safety Equipment |  | SQ | http://www.toronto.ca/TWONTO#fall_restricting_system |  | WA4 Fall arrest systems
55732 | TAB-WA4-SQ-3431 | Fall Limiter - MFL-1-27/8Ft | TAB-WA4-SQ-0010 | PPE,Lanyard | Safety Equipment |  | SQ | http://www.toronto.ca/TWONTO#fall_restricting_system |  | WA4 Fall arrest systems
119965 | TAB-WA4-SQ-3429 | Fall Limiter - MFL-1-Z7/6FT | TAB-WA4-SQ-0010 | PPE,Lanyard | Safety Equipment |  | SQ | http://www.toronto.ca/TWONTO#fall_restricting_system |  | WA4 Fall arrest systems
119966 | TAB-WA4-SQ-3430 | Fall Limiter - MFLT2/705F | TAB-WA4-SQ-0010 | PPE,Lanyard | Safety Equipment |  | SQ | http://www.toronto.ca/TWONTO#fall_restricting_system |  | WA4 Fall arrest systems
119968 | TAB-WA4-SQ-5061 | Fall Limiter (SIMM1 Shared) | TAB-WA4-SQ-0010 | PPE,Lanyard | Safety Equipment |  | SQ | http://www.toronto.ca/TWONTO#fall_restricting_system |  | WA4 Fall arrest systems
119839 | TAB-WA2-SQ-5824 | Fall Limiter. Jaime | TAB-WA2-SQ-0001 | PPE,Harness | Safety Equipment |  | SQ | http://www.toronto.ca/TWONTO#fall_restricting_system |  | Fall Arrest System , Tripod and SRL
119777 | TAB-WA2-SQ-0929 | Fall Limiter. Motiram | TAB-WA2-SQ-0001 | PPE,Harness | Safety Equipment |  | SQ | http://www.toronto.ca/TWONTO#fall_restricting_system |  | Fall Arrest System , Tripod and SRL
66361 | THC-SES-SQ-0001 | Fall protection (Virtual entity #) | THC-GRK-ELS-A |  | Safety Equipment |  | SQ | http://www.toronto.ca/TWONTO#fall_restricting_system |  | Building A
66362 | THC-SES-SQ-0001 | Fall protection (Virtual entity #) | THC-MCS-LD |  | Safety Equipment |  | SQ | http://www.toronto.ca/TWONTO#fall_restricting_system |  | Mechanical Services, Lifting Device
128772 | THC-SES-SQ-0001 | Fall protection (Virtual entity #) | THC-SES-SQ-SCBA |  | Safety Equipment |  | SQ | http://www.toronto.ca/TWONTO#fall_restricting_system |  | SCBA Units, virtual entity
77067 | THR-PLT-SQ-0102 | Fall Protection Post for Bar screen 0102 | THR-PLT-SC-0102 | Safety,Eye wash | Safety Equipment |  | SQ | http://www.toronto.ca/TWONTO#fall_restricting_system |  | Bar Screen, Preliminary Treatment
77068 | THR-PLT-SQ-0112 | Fall Protection Post for Bar screen 0112 | THR-PLT-SC-0112 | Safety,Eye wash | Safety Equipment |  | SQ | http://www.toronto.ca/TWONTO#fall_restricting_system |  | Bar Screen, Preliminary Treatment
137468 | THR-PLT-SQ-0122 | Fall Protection Post for Bar screen 0122 | THR-PLT-SC-0122 | Safety,Eye wash | Safety Equipment |  | SQ | http://www.toronto.ca/TWONTO#fall_restricting_system |  | Bar Screen, Preliminary Treatment
137469 | THR-PLT-SQ-0132 | Fall Protection Post for Bar screen 0132 | THR-PLT-SC-0132 | Safety,Eye wash | Safety Equipment |  | SQ | http://www.toronto.ca/TWONTO#fall_restricting_system |  | Bar Screen, Preliminary Treatment
137470 | THR-PLT-SQ-0142 | Fall Protection Post for Bar screen 0142 | THR-PLT-SC-0142 | Safety,Eye wash | Safety Equipment |  | SQ | http://www.toronto.ca/TWONTO#fall_restricting_system |  | Bar Screen, Preliminary Treatment
77069 | THR-PLT-SQ-0152 | Fall Protection Post for Bar screen 0152 | THR-PLT-SC-0152 | Safety,Eye wash | Safety Equipment |  | SQ | http://www.toronto.ca/TWONTO#fall_restricting_system |  | Bar Screen, Preliminary Treatment
77066 | THR-PLT-SQ | Fall Protection Post for Bar screens,WA2 | THR-PLT-SC-0102 | Safety,Eye wash | Safety Equipment |  |  | http://www.toronto.ca/TWONTO#fall_restricting_system |  | Bar Screen, Preliminary Treatment
137467 | THR-PLT-SQ | Fall Protection Post for Bar screens,WA2 | THR-PLT-SC | Safety,Eye wash | Safety Equipment |  |  | http://www.toronto.ca/TWONTO#fall_restricting_system |  | Preliminary Treatment, Bar Screens
75993 | THR-JHSC-FCMCC | Ferrous Chloride Bldg. MCC Room | THR-JHSC-WA3 |  | Safety Equipment |  |  | http://www.toronto.ca/TWONTO#space |  | Joint Health & Safety Committee WA3
18723 | FHA-SES-SQ-1001 | FHA SH 01 - Safety Harness Full Body | FHA-SES-SQ-6 | PPE | Safety Equipment |  | SQ | http://www.toronto.ca/TWONTO#fall_arrest_harness |  | Safety Fall Protection Equipment
18724 | FHA-SES-SQ-1002 | FHA SH 02 - Safety Harness Full Body | FHA-SES-SQ-6 | PPE | Safety Equipment |  | SQ | http://www.toronto.ca/TWONTO#fall_arrest_harness |  | Safety Fall Protection Equipment
18725 | FHA-SES-SQ-1003 | FHA SH 03 - Safety Harness Full Body | FHA-SES-SQ-6 | PPE | Safety Equipment |  | SQ | http://www.toronto.ca/TWONTO#fall_arrest_harness |  | Safety Fall Protection Equipment
83061 | FHA-SES-SQ-1004 | FHA SH 04 - Safety Harness Full Body | FHA-SES-SQ-6 | PPE | Safety Equipment |  | SQ | http://www.toronto.ca/TWONTO#fall_arrest_harness |  | Safety Fall Protection Equipment
18726 | FHA-SES-SQ-1005 | FHA SH 05 - Safety Harness Full Body | FHA-SES-SQ-6 | PPE | Safety Equipment |  | SQ | http://www.toronto.ca/TWONTO#fall_arrest_harness |  | Safety Fall Protection Equipment
83062 | FHA-SES-SQ-1006 | FHA SH 06 - Safety Harness Full Body | FHA-SES-SQ-6 | PPE | Safety Equipment |  | SQ | http://www.toronto.ca/TWONTO#fall_arrest_harness |  | Safety Fall Protection Equipment
18727 | FHA-SES-SQ-1007 | FHA SH 07 - Safety Harness Full Body | FHA-SES-SQ-6 | PPE | Safety Equipment |  | SQ | http://www.toronto.ca/TWONTO#fall_arrest_harness |  | Safety Fall Protection Equipment
18728 | FHA-SES-SQ-1008 | FHA SH 08 - Safety Harness Full Body | FHA-SES-SQ-6 | PPE | Safety Equipment |  | SQ | http://www.toronto.ca/TWONTO#fall_arrest_harness |  | Safety Fall Protection Equipment
18729 | FHA-SES-SQ-1009 | FHA SH 09 - Safety Harness Full Body | FHA-SES-SQ-6 | PPE | Safety Equipment |  | SQ | http://www.toronto.ca/TWONTO#fall_arrest_harness |  | Safety Fall Protection Equipment
83063 | FHA-SES-SQ-1010 | FHA SH 10 - Safety Harness Full Body | FHA-SES-SQ-6 | PPE | Safety Equipment |  | SQ | http://www.toronto.ca/TWONTO#fall_arrest_harness |  | Safety Fall Protection Equipment
18222 | FHA-SES-FAK-0511 | FHA-SES-B KIT-1 - Emergency Kit Chlorine | FHA-SES-SM |  | Safety Equipment |  | FAK | emergency_kit |  | Spill /Waste Management
18223 | FHA-SES-FAK-0512 | FHA-SES-B KIT-2 - Emergency Kit Chlorine | FHA-SES-SM |  | Safety Equipment |  | FAK | emergency_kit |  | Spill /Waste Management
18692 | FHA-SES-SQ-0301 | FHA-SES-EYE-0003 - Eyewash Station, Plumbed | FHA-SES-SQ-0008 | PPE,Eyewash Station | Safety Equipment |  | SQ | http://www.toronto.ca/TWONTO#emergency_eyewash |  | Eyewash Stations & Showers
18693 | FHA-SES-SQ-0302 | FHA-SES-EYE-0004 - Eyewash Station, Bottles | FHA-SES-SQ-0008 | PPE,Eyewash Station | Safety Equipment |  | SQ | http://www.toronto.ca/TWONTO#collection_of_assets |  | Eyewash Stations & Showers
18696 | FHA-SES-SQ-0401 | FHA-SES-EYE-0005 - Eyewash Station, Plumbed | FHA-SES-SQ-0008 | PPE,Eyewash Station | Safety Equipment |  | SQ | http://www.toronto.ca/TWONTO#emergency_eyewash |  | Eyewash Stations & Showers
83041 | FHA-SES-SQ-0402 | FHA-SES-EYE-0006 - Eyewash Station, Bottles | FHA-SES-SQ-0008 | PPE,Eyewash Station | Safety Equipment |  | SQ | http://www.toronto.ca/TWONTO#collection_of_assets |  | Eyewash Stations & Showers
18697 | FHA-SES-SQ-0403 | FHA-SES-EYE-0007 - Eyewash Station, Plumbed | FHA-SES-SQ-0008 | PPE,Eyewash Station | Safety Equipment |  | SQ | http://www.toronto.ca/TWONTO#emergency_eyewash |  | Eyewash Stations & Showers
18698 | FHA-SES-SQ-0404 | FHA-SES-EYE-0008 - Eyewash Station, Plumbed | FHA-SES-SQ-0008 | PPE,Eyewash Station | Safety Equipment |  | SQ | http://www.toronto.ca/TWONTO#emergency_eyewash |  | Eyewash Stations & Showers
83042 | FHA-SES-SQ-0405 | FHA-SES-EYE-0009 - Eyewash Station, Plumbed | FHA-SES-SQ-0008 | PPE,Eyewash Station | Safety Equipment |  | SQ | http://www.toronto.ca/TWONTO#emergency_eyewash |  | Eyewash Stations & Showers
18699 | FHA-SES-SQ-0406 | FHA-SES-EYE-0010 - Eyewash Station, Plumbed | FHA-SES-SQ-0008 | PPE,Eyewash Station | Safety Equipment |  | SQ | http://www.toronto.ca/TWONTO#emergency_eyewash |  | Eyewash Stations & Showers
18713 | FHA-SES-SQ-0501 | FHA-SES-EYE-0011 - Eyewash Station, Plumbed | FHA-SES-SQ-0008 | PPE,Eyewash Station | Safety Equipment |  | SQ | http://www.toronto.ca/TWONTO#emergency_eyewash |  | Eyewash Stations & Showers
83053 | FHA-SES-SQ-0502 | FHA-SES-EYE-0012 - Eyewash Station, Bottles | FHA-SES-SQ-0008 | PPE,Eyewash Station | Safety Equipment |  | SQ | http://www.toronto.ca/TWONTO#collection_of_assets |  | Eyewash Stations & Showers
83060 | FHA-SES-SQ-0901 | FHA-SES-EYE-0013 - Eyewash Station, Plumbed | FHA-SES-SQ-0008 | PPE,Eyewash Station | Safety Equipment |  | SQ | http://www.toronto.ca/TWONTO#emergency_eyewash |  | Eyewash Stations & Showers
83044 | FHA-SES-SQ-0408 | FHA-SES-EYE-0014 - Eyewash Station, Bottles | FHA-SES-SQ-0008 | PPE,Eyewash Station | Safety Equipment |  | SQ | http://www.toronto.ca/TWONTO#collection_of_assets |  | Eyewash Stations & Showers
83043 | FHA-SES-SQ-0407 | FHA-SES-EYE-0016 - Eyewash Station, Plumbed | FHA-SES-SQ-0008 | PPE,Eyewash Station | Safety Equipment |  | SQ | http://www.toronto.ca/TWONTO#emergency_eyewash |  | Eyewash Stations & Showers
18714 | FHA-SES-SQ-0504 | FHA-SES-EYE-0020 - Eyewash Station, Portable | FHA-SES-SQ-0008 | PPE,Eyewash Station | Safety Equipment |  | SQ | eye_wash_bottle |  | Eyewash Stations & Showers
18484 | FHA-SES-LDR-0511 | FHA-SES-LD-0001 - 2' Ladder aluminum (Chemical Machine Room) | FHA-SES-LD-1 | Safety | Safety Equipment |  | LDR | http://www.toronto.ca/TWONTO#ladder |  | Ladders
81894 | FHA-SES-LDR-0511 | FHA-SES-LD-0001 - 2' Ladder aluminum (Chemical Machine Room) | FHA-SES | Safety | Safety Equipment |  | LDR | http://www.toronto.ca/TWONTO#ladder |  | Safety & Environmental Services
81484 | FHA-SES-LDR-0103 | FHA-SES-LD-0002 - 2' Rolling Ladder steel (Switch gear Room) | FHA-SES | Safety | Safety Equipment |  | LDR | http://www.toronto.ca/TWONTO#portable_ladder |  | Safety & Environmental Services
81485 | FHA-SES-LDR-0103 | FHA-SES-LD-0002 - 2' Rolling Ladder steel (Switch gear Room) | FHA-SES-LD-1 | Safety | Safety Equipment |  | LDR | http://www.toronto.ca/TWONTO#portable_ladder |  | Ladders
81874 | FHA-SES-LDR-0412 | FHA-SES-LD-0003 - 4' Ladder Fiberglass (RMF EICT Shop) | FHA-SES | Safety | Safety Equipment |  | LDR | http://www.toronto.ca/TWONTO#ladder |  | Safety & Environmental Services
81875 | FHA-SES-LDR-0412 | FHA-SES-LD-0003 - 4' Ladder Fiberglass (RMF EICT Shop) | FHA-SES-LD-1 | Safety | Safety Equipment |  | LDR | http://www.toronto.ca/TWONTO#ladder |  | Ladders
18456 | FHA-SES-LDR-0413 | FHA-SES-LD-0004 - 4' Ladder Fiberglass Orange (RMF Thickener #1) | FHA-SES-LD-1 | Safety | Safety Equipment |  | LDR | http://www.toronto.ca/TWONTO#ladder |  | Ladders
81876 | FHA-SES-LDR-0413 | FHA-SES-LD-0004 - 4' Ladder Fiberglass Orange (RMF Thickener #1) | FHA-SES | Safety | Safety Equipment |  | LDR | http://www.toronto.ca/TWONTO#ladder |  | Safety & Environmental Services
18439 | FHA-SES-LDR-0301 | FHA-SES-LD-0005 - 4' Ladder Fiberglass (Outside Training Room/Beside Freight Elevator) | FHA-SES-LD-1 | Safety | Safety Equipment |  | LDR | http://www.toronto.ca/TWONTO#ladder |  | Ladders
81845 | FHA-SES-LDR-0301 | FHA-SES-LD-0005 - 4' Ladder Fiberglass (Outside Training Room/Beside Freight Elevator) | FHA-SES | Safety | Safety Equipment |  | LDR | http://www.toronto.ca/TWONTO#ladder |  | Safety & Environmental Services
18447 | FHA-SES-LDR-0312 | FHA-SES-LD-0006 - 4' Ladder Fiberglass Orange ( offices Electrical Panel) | FHA-SES-LD-1 | Safety | Safety Equipment |  | LDR | http://www.toronto.ca/TWONTO#ladder |  | Ladders
81859 | FHA-SES-LDR-0312 | FHA-SES-LD-0006 - 4' Ladder Fiberglass Orange ( offices Electrical Panel) | FHA-SES | Safety | Safety Equipment |  | LDR | http://www.toronto.ca/TWONTO#ladder |  | Safety & Environmental Services
18472 | FHA-SES-LDR-0501 | FHA-SES-LD-0007 - 4' Ladder Fiberglass Orange ( Scrubber) | FHA-SES | Safety | Safety Equipment |  | LDR | http://www.toronto.ca/TWONTO#ladder |  | Safety & Environmental Services
18473 | FHA-SES-LDR-0501 | FHA-SES-LD-0007 - 4' Ladder Fiberglass Orange ( Scrubber) | FHA-SES-LD-1 | Safety | Safety Equipment |  | LDR | http://www.toronto.ca/TWONTO#ladder |  | Ladders
18498 | FHA-SES-LDR-0901 | FHA-SES-LD-0008 - 4' Ladder Fiberglass ( Operators Change Change Room Washroom) | FHA-SES | Safety | Safety Equipment |  | LDR | http://www.toronto.ca/TWONTO#ladder |  | Safety & Environmental Services
81908 | FHA-SES-LDR-0901 | FHA-SES-LD-0008 - 4' Ladder Fiberglass ( Operators Change Change Room Washroom) | FHA-SES-LD-1 | Safety | Safety Equipment |  | LDR | http://www.toronto.ca/TWONTO#ladder |  | Ladders
18440 | FHA-SES-LDR-0302 | FHA-SES-LD-0009 - 5' Ladder Fiberglass ( Old Training Room) | FHA-SES | Safety | Safety Equipment |  | LDR | http://www.toronto.ca/TWONTO#ladder |  | Safety & Environmental Services
81846 | FHA-SES-LDR-0302 | FHA-SES-LD-0009 - 5' Ladder Fiberglass ( Old Training Room) | FHA-SES-LD-1 | Safety | Safety Equipment |  | LDR | http://www.toronto.ca/TWONTO#ladder |  | Ladders
18468 | FHA-SES-LDR-0423 | FHA-SES-LD-0010 - 5' Ladder Fiberglass ( Room above Decant Tanks) | FHA-SES-LD-1 | Safety | Safety Equipment |  | LDR | http://www.toronto.ca/TWONTO#ladder |  | Ladders
81884 | FHA-SES-LDR-0423 | FHA-SES-LD-0010 - 5' Ladder Fiberglass ( Room above Decant Tanks) | FHA-SES | Safety | Safety Equipment |  | LDR | http://www.toronto.ca/TWONTO#ladder |  | Safety & Environmental Services
18471 | FHA-SES-LDR-0425 | FHA-SES-LD-0011 - 6' Ladder Fiberglass ( Electrical Shop ) | FHA-SES | Safety | Safety Equipment |  | LDR | http://www.toronto.ca/TWONTO#ladder |  | Safety & Environmental Services
81885 | FHA-SES-LDR-0425 | FHA-SES-LD-0011 - 6' Ladder Fiberglass ( Electrical Shop ) | FHA-SES-LD-1 | Safety | Safety Equipment |  | LDR | http://www.toronto.ca/TWONTO#ladder |  | Ladders
18455 | FHA-SES-LDR-0409 | FHA-SES-LD-0012 - 6' Ladder Fiberglass Orange ( Pilot Plant ) | FHA-SES | Safety | Safety Equipment |  | LDR | http://www.toronto.ca/TWONTO#ladder |  | Safety & Environmental Services
81869 | FHA-SES-LDR-0409 | FHA-SES-LD-0012 - 6' Ladder Fiberglass Orange ( Pilot Plant ) | FHA-SES-LD-1 | Safety | Safety Equipment |  | LDR | http://www.toronto.ca/TWONTO#ladder |  | Ladders
18459 | FHA-SES-LDR-0416 | FHA-SES-LD-0013 - 6' Ladder Fiberglass (Basin Decant Pump Area) | FHA-SES-LD-1 | Safety | Safety Equipment |  | LDR | http://www.toronto.ca/TWONTO#ladder |  | Ladders
81879 | FHA-SES-LDR-0416 | FHA-SES-LD-0013 - 6' Ladder Fiberglass (Basin Decant Pump Area) | FHA-SES | Safety | Safety Equipment |  | LDR | http://www.toronto.ca/TWONTO#ladder |  | Safety & Environmental Services
18448 | FHA-SES-LDR-0401 | FHA-SES-LD-0014 - 6' Ladder Aluminum ( RMF - Bins North Wall BFP ) | FHA-SES-LD-1 | Safety | Safety Equipment |  | LDR | http://www.toronto.ca/TWONTO#ladder |  | Ladders
81860 | FHA-SES-LDR-0401 | FHA-SES-LD-0014 - 6' Ladder Aluminum ( RMF - Bins North Wall BFP ) | FHA-SES | Safety | Safety Equipment |  | LDR | http://www.toronto.ca/TWONTO#ladder |  | Safety & Environmental Services
18451 | FHA-SES-LDR-0406 | FHA-SES-LD-0015 - 6' Ladder Aluminum ( RMF - Centrifuge Control Room ) | FHA-SES | Safety | Safety Equipment |  | LDR | http://www.toronto.ca/TWONTO#ladder |  | Safety & Environmental Services
18452 | FHA-SES-LDR-0406 | FHA-SES-LD-0015 - 6' Ladder Aluminum ( RMF - Centrifuge Control Room ) | FHA-SES-LD-1 | Safety | Safety Equipment |  | LDR | http://www.toronto.ca/TWONTO#ladder |  | Ladders
18432 | FHA-SES-LDR-0109 | FHA-SES-LD-0016 - 6' Ladder Fiberglass ( DEW pump 44 ) | FHA-SES | Safety | Safety Equipment |  | LDR | http://www.toronto.ca/TWONTO#ladder |  | Safety & Environmental Services
81491 | FHA-SES-LDR-0109 | FHA-SES-LD-0016 - 6' Ladder Fiberglass ( DEW pump 44 ) | FHA-SES-LD-1 | Safety | Safety Equipment |  | LDR | http://www.toronto.ca/TWONTO#ladder |  | Ladders
18427 | FHA-SES-LDR-0104 | FHA-SES-LD-0017 - 6' Ladder Fiberglass Orange ( Switch Gear Room EICT Room ) | FHA-SES | Safety | Safety Equipment |  | LDR | http://www.toronto.ca/TWONTO#ladder |  | Safety & Environmental Services
81486 | FHA-SES-LDR-0104 | FHA-SES-LD-0017 - 6' Ladder Fiberglass Orange ( Switch Gear Room EICT Room ) | FHA-SES-LD-1 | Safety | Safety Equipment |  | LDR | http://www.toronto.ca/TWONTO#ladder |  | Ladders
18499 | FHA-SES-LDR-0902 | FHA-SES-LD-0018 - 6' Ladder aluminum (Admin Storage Room beside Kitchen) | FHA-SES-LD-1 | Safety | Safety Equipment |  | LDR | http://www.toronto.ca/TWONTO#ladder |  | Ladders
81909 | FHA-SES-LDR-0902 | FHA-SES-LD-0018 - 6' Ladder aluminum (Admin Storage Room beside Kitchen) | FHA-SES | Safety | Safety Equipment |  | LDR | http://www.toronto.ca/TWONTO#ladder |  | Safety & Environmental Services
18490 | FHA-SES-LDR-0516 | FHA-SES-LD-0019 - 6' Ladder Fiberglass ( Chlorine Feed Room ) | FHA-SES | Safety | Safety Equipment |  | LDR | http://www.toronto.ca/TWONTO#ladder |  | Safety & Environmental Services
81898 | FHA-SES-LDR-0516 | FHA-SES-LD-0019 - 6' Ladder Fiberglass ( Chlorine Feed Room ) | FHA-SES-LD-1 | Safety | Safety Equipment |  | LDR | http://www.toronto.ca/TWONTO#ladder |  | Ladders
18441 | FHA-SES-LDR-0304 | FHA-SES-LD-0021 - 8' Ladder Fiberglass ( Machine shop Stores ) | FHA-SES | Safety | Safety Equipment |  | LDR | http://www.toronto.ca/TWONTO#ladder |  | Safety & Environmental Services
81849 | FHA-SES-LDR-0304 | FHA-SES-LD-0021 - 8' Ladder Fiberglass ( Machine shop Stores ) | FHA-SES-LD-1 | Safety | Safety Equipment |  | LDR | http://www.toronto.ca/TWONTO#ladder |  | Ladders
81872 | FHA-SES-LDR-0411 | FHA-SES-LD-0022 - 8' Ladder Fiberglass ( RMF ) | FHA-SES | Safety | Safety Equipment |  | LDR | http://www.toronto.ca/TWONTO#ladder |  | Safety & Environmental Services
81873 | FHA-SES-LDR-0411 | FHA-SES-LD-0022 - 8' Ladder Fiberglass ( RMF ) | FHA-SES-LD-1 | Safety | Safety Equipment |  | LDR | http://www.toronto.ca/TWONTO#ladder |  | Ladders
81870 | FHA-SES-LDR-0410 | FHA-SES-LD-0023 - 8' Ladder Fiberglass Orange ( RMF Pilot Plant) | FHA-SES | Safety | Safety Equipment |  | LDR | http://www.toronto.ca/TWONTO#ladder |  | Safety & Environmental Services
81871 | FHA-SES-LDR-0410 | FHA-SES-LD-0023 - 8' Ladder Fiberglass Orange ( RMF Pilot Plant) | FHA-SES-LD-1 | Safety | Safety Equipment |  | LDR | http://www.toronto.ca/TWONTO#ladder |  | Ladders
81861 | FHA-SES-LDR-0402 | FHA-SES-LD-0024 - 8' Ladder Aluminium ( Garage #1) | FHA-SES | Safety | Safety Equipment |  | LDR | http://www.toronto.ca/TWONTO#ladder |  | Safety & Environmental Services
81862 | FHA-SES-LDR-0402 | FHA-SES-LD-0024 - 8' Ladder Aluminium ( Garage #1) | FHA-SES-LD-1 | Safety | Safety Equipment |  | LDR | http://www.toronto.ca/TWONTO#ladder |  | Ladders
18445 | FHA-SES-LDR-0309 | FHA-SES-LD-0025 - 8' Ladder Fiberglass ( Alum Room ) | FHA-SES | Safety | Safety Equipment |  | LDR | http://www.toronto.ca/TWONTO#ladder |  | Safety & Environmental Services
81855 | FHA-SES-LDR-0309 | FHA-SES-LD-0025 - 8' Ladder Fiberglass ( Alum Room ) | FHA-SES-LD-1 | Safety | Safety Equipment |  | LDR | http://www.toronto.ca/TWONTO#ladder |  | Ladders
81492 | FHA-SES-LDR-0110 | FHA-SES-LD-0026 - 8' Ladder Aluminium ( Upper Lower Flume Venturi ) | FHA-SES | Safety | Safety Equipment |  | LDR | http://www.toronto.ca/TWONTO#ladder |  | Safety & Environmental Services
81493 | FHA-SES-LDR-0110 | FHA-SES-LD-0026 - 8' Ladder Aluminium ( Upper Lower Flume Venturi ) | FHA-SES-LD-1 | Safety | Safety Equipment |  | LDR | http://www.toronto.ca/TWONTO#ladder |  | Ladders
18426 | FHA-SES-LDR-0101 | FHA-SES-LD-0027 - 8' Ladder Aluminium ( TRW Basement ) | FHA-SES-LD-1 | Safety | Safety Equipment |  | LDR | http://www.toronto.ca/TWONTO#ladder |  | Ladders
81481 | FHA-SES-LDR-0101 | FHA-SES-LD-0027 - 8' Ladder Aluminium ( TRW Basement ) | FHA-SES | Safety | Safety Equipment |  | LDR | http://www.toronto.ca/TWONTO#ladder |  | Safety & Environmental Services
18469 | FHA-SES-LDR-0424 | FHA-SES-LD-0028 - 8' Ladder Fiberglass Orange ( Room above Decant Tanks ) | FHA-SES | Safety | Safety Equipment |  | LDR | http://www.toronto.ca/TWONTO#ladder |  | Safety & Environmental Services
18470 | FHA-SES-LDR-0424 | FHA-SES-LD-0028 - 8' Ladder Fiberglass Orange ( Room above Decant Tanks ) | FHA-SES-LD-1 | Safety | Safety Equipment |  | LDR | http://www.toronto.ca/TWONTO#ladder |  | Ladders
18495 | FHA-SES-LDR-0520 | FHA-SES-LD-0029 - 8' Ladder Fiberglass Orange ( Filter Gallery east by BFP-0011 ) | FHA-SES-LD-1 | Safety | Safety Equipment |  | LDR | http://www.toronto.ca/TWONTO#ladder |  | Ladders
81901 | FHA-SES-LDR-0520 | FHA-SES-LD-0029 - 8' Ladder Fiberglass Orange ( Filter Gallery east by BFP-0011 ) | FHA-SES | Safety | Safety Equipment |  | LDR | http://www.toronto.ca/TWONTO#ladder |  | Safety & Environmental Services
18477 | FHA-SES-LDR-0505 | FHA-SES-LD-0030 - 8' Ladder Fiberglass ( East pipe Gallery ) | FHA-SES | Safety | Safety Equipment |  | LDR | http://www.toronto.ca/TWONTO#ladder |  | Safety & Environmental Services
81889 | FHA-SES-LDR-0505 | FHA-SES-LD-0030 - 8' Ladder Fiberglass ( East pipe Gallery ) | FHA-SES-LD-1 | Safety | Safety Equipment |  | LDR | http://www.toronto.ca/TWONTO#ladder |  | Ladders
18478 | FHA-SES-LDR-0506 | FHA-SES-LD-0031 - 8' Ladder Fiberglass Orange ( East pipe Gallery ) | FHA-SES | Safety | Safety Equipment |  | LDR | http://www.toronto.ca/TWONTO#ladder |  | Safety & Environmental Services
81890 | FHA-SES-LDR-0506 | FHA-SES-LD-0031 - 8' Ladder Fiberglass Orange ( East pipe Gallery ) | FHA-SES-LD-1 | Safety | Safety Equipment |  | LDR | http://www.toronto.ca/TWONTO#ladder |  | Ladders
18474 | FHA-SES-LDR-0503 | FHA-SES-LD-0032 - 8' Ladder Fiberglass ( West Filter Gallery by Filter #16 ) | FHA-SES-LD-1 | Safety | Safety Equipment |  | LDR | http://www.toronto.ca/TWONTO#ladder |  | Ladders
81888 | FHA-SES-LDR-0503 | FHA-SES-LD-0032 - 8' Ladder Fiberglass ( West Filter Gallery by Filter #16 ) | FHA-SES | Safety | Safety Equipment |  | LDR | http://www.toronto.ca/TWONTO#ladder |  | Safety & Environmental Services
18446 | FHA-SES-LDR-0310 | FHA-SES-LD-0033 - 10' Ladder Fiberglass ( Alum Room ) | FHA-SES | Safety | Safety Equipment |  | LDR | http://www.toronto.ca/TWONTO#ladder |  | Safety & Environmental Services
81856 | FHA-SES-LDR-0310 | FHA-SES-LD-0033 - 10' Ladder Fiberglass ( Alum Room ) | FHA-SES-LD-1 | Safety | Safety Equipment |  | LDR | http://www.toronto.ca/TWONTO#ladder |  | Ladders
81482 | FHA-SES-LDR-0102 | FHA-SES-LD-0034 - 10' Ladder Fiberglass ( TRW Basement ) | FHA-SES | Safety | Safety Equipment |  | LDR | http://www.toronto.ca/TWONTO#ladder |  | Safety & Environmental Services
81483 | FHA-SES-LDR-0102 | FHA-SES-LD-0034 - 10' Ladder Fiberglass ( TRW Basement ) | FHA-SES-LD-1 | Safety | Safety Equipment |  | LDR | http://www.toronto.ca/TWONTO#ladder |  | Ladders
18428 | FHA-SES-LDR-0106 | FHA-SES-LD-0035 - 10' Ladder Fiberglass ( TRW Switchgear Room ) | FHA-SES-LD-1 | Safety | Safety Equipment |  | LDR | http://www.toronto.ca/TWONTO#ladder |  | Ladders
81489 | FHA-SES-LDR-0106 | FHA-SES-LD-0035 - 10' Ladder Fiberglass ( TRW Switchgear Room ) | FHA-SES | Safety | Safety Equipment |  | LDR | http://www.toronto.ca/TWONTO#ladder |  | Safety & Environmental Services
18429 | FHA-SES-LDR-0107 | FHA-SES-LD-0036 - 10' Ladder Fiberglass ( Screen Room ) | FHA-SES | Safety | Safety Equipment |  | LDR | http://www.toronto.ca/TWONTO#ladder |  | Safety & Environmental Services
18430 | FHA-SES-LDR-0107 | FHA-SES-LD-0036 - 10' Ladder Fiberglass ( Screen Room ) | FHA-SES-LD-1 | Safety | Safety Equipment |  | LDR | http://www.toronto.ca/TWONTO#ladder |  | Ladders
81857 | FHA-SES-LDR-0311 | FHA-SES-LD-0037 - 10' Ladder Fiberglass ( Office Change Room ) | FHA-SES | Safety | Safety Equipment |  | LDR | http://www.toronto.ca/TWONTO#ladder |  | Safety & Environmental Services
81858 | FHA-SES-LDR-0311 | FHA-SES-LD-0037 - 10' Ladder Fiberglass ( Office Change Room ) | FHA-SES-LD-1 | Safety | Safety Equipment |  | LDR | http://www.toronto.ca/TWONTO#ladder |  | Ladders
18460 | FHA-SES-LDR-0417 | FHA-SES-LD-0038 - 10' Ladder Aluminium ( Ammonia Storage Room ) | FHA-SES | Safety | Safety Equipment |  | LDR | http://www.toronto.ca/TWONTO#ladder |  | Safety & Environmental Services
18461 | FHA-SES-LDR-0417 | FHA-SES-LD-0038 - 10' Ladder Aluminium ( Ammonia Storage Room ) | FHA-SES-LD-1 | Safety | Safety Equipment |  | LDR | http://www.toronto.ca/TWONTO#ladder |  | Ladders
18462 | FHA-SES-LDR-0418 | FHA-SES-LD-0039 - 10' Ladder Fiberglass ( Phosphoric Acid Room ) | FHA-SES | Safety | Safety Equipment |  | LDR | http://www.toronto.ca/TWONTO#ladder |  | Safety & Environmental Services
18463 | FHA-SES-LDR-0418 | FHA-SES-LD-0039 - 10' Ladder Fiberglass ( Phosphoric Acid Room ) | FHA-SES-LD-1 | Safety | Safety Equipment |  | LDR | http://www.toronto.ca/TWONTO#ladder |  | Ladders
18491 | FHA-SES-LDR-0517 | FHA-SES-LD-0040 - 10' Ladder Fiberglass ( Filter Gallery #21 ) | FHA-SES | Safety | Safety Equipment |  | LDR | http://www.toronto.ca/TWONTO#ladder |  | Safety & Environmental Services
18492 | FHA-SES-LDR-0517 | FHA-SES-LD-0040 - 10' Ladder Fiberglass ( Filter Gallery #21 ) | FHA-SES-LD-1 | Safety | Safety Equipment |  | LDR | http://www.toronto.ca/TWONTO#ladder |  | Ladders
18486 | FHA-SES-LDR-0513 | FHA-SES-LD-0041 - 10' Ladder Fiberglass ( Chlorine Room ) | FHA-SES | Safety | Safety Equipment |  | LDR | http://www.toronto.ca/TWONTO#ladder |  | Safety & Environmental Services
81896 | FHA-SES-LDR-0513 | FHA-SES-LD-0041 - 10' Ladder Fiberglass ( Chlorine Room ) | FHA-SES-LD-1 | Safety | Safety Equipment |  | LDR | http://www.toronto.ca/TWONTO#ladder |  | Ladders
18475 | FHA-SES-LDR-0504 | FHA-SES-LD-0042 - 10' Ladder Fiberglass Orange ( Pipe Gallery filter 20 ) | FHA-SES | Safety | Safety Equipment |  | LDR | http://www.toronto.ca/TWONTO#ladder |  | Safety & Environmental Services
18476 | FHA-SES-LDR-0504 | FHA-SES-LD-0042 - 10' Ladder Fiberglass Orange ( Pipe Gallery filter 20 ) | FHA-SES-LD-1 | Safety | Safety Equipment |  | LDR | http://www.toronto.ca/TWONTO#ladder |  | Ladders
81487 | FHA-SES-LDR-0105 | FHA-SES-LD-0043 - 12' Ladder Fiberglass ( T.R.W Switchgear room. ) | FHA-SES | Safety | Safety Equipment |  | LDR | http://www.toronto.ca/TWONTO#ladder |  | Safety & Environmental Services
81488 | FHA-SES-LDR-0105 | FHA-SES-LD-0043 - 12' Ladder Fiberglass ( T.R.W Switchgear room. ) | FHA-SES-LD-1 | Safety | Safety Equipment |  | LDR | http://www.toronto.ca/TWONTO#ladder |  | Ladders
18431 | FHA-SES-LDR-0108 | FHA-SES-LD-0044 - 12' Ladder Aluminuum ( T.R.W Switchgear room. ) | FHA-SES | Safety | Safety Equipment |  | LDR | http://www.toronto.ca/TWONTO#ladder |  | Safety & Environmental Services
81490 | FHA-SES-LDR-0108 | FHA-SES-LD-0044 - 12' Ladder Aluminuum ( T.R.W Switchgear room. ) | FHA-SES-LD-1 | Safety | Safety Equipment |  | LDR | http://www.toronto.ca/TWONTO#ladder |  | Ladders
18488 | FHA-SES-LDR-0515 | FHA-SES-LD-0045 - 12' Ladder Fiberglass ( Chlorine Room ) | FHA-SES | Safety | Safety Equipment |  | LDR | http://www.toronto.ca/TWONTO#ladder |  | Safety & Environmental Services
18489 | FHA-SES-LDR-0515 | FHA-SES-LD-0045 - 12' Ladder Fiberglass ( Chlorine Room ) | FHA-SES-LD-1 | Safety | Safety Equipment |  | LDR | http://www.toronto.ca/TWONTO#ladder |  | Ladders
18449 | FHA-SES-LDR-0403 | FHA-SES-LD-0046 - 14' Ext Ladder Fiberglass ( Garage #1 or Day Tank Basement ) | FHA-SES-LD-1 | Safety | Safety Equipment |  | LDR | http://www.toronto.ca/TWONTO#ladder |  | Ladders
81863 | FHA-SES-LDR-0403 | FHA-SES-LD-0046 - 14' Ext Ladder Fiberglass ( Garage #1 or Day Tank Basement ) | FHA-SES | Safety | Safety Equipment |  | LDR | http://www.toronto.ca/TWONTO#ladder |  | Safety & Environmental Services
81850 | FHA-SES-LDR-0305 | FHA-SES-LD-0047 - 40' Ext Ladder Aluminuum( Welding Shop ) | FHA-SES | Safety | Safety Equipment |  | LDR | http://www.toronto.ca/TWONTO#ladder |  | Safety & Environmental Services
81851 | FHA-SES-LDR-0305 | FHA-SES-LD-0047 - 40' Ext Ladder Aluminuum( Welding Shop ) | FHA-SES-LD-1 | Safety | Safety Equipment |  | LDR | http://www.toronto.ca/TWONTO#ladder |  | Ladders
81847 | FHA-SES-LDR-0303 | FHA-SES-LD-0048 - 20' Ext Ladder Fiberglass ( Outside old Training Room ) | FHA-SES | Safety | Safety Equipment |  | LDR | http://www.toronto.ca/TWONTO#ladder |  | Safety & Environmental Services
81848 | FHA-SES-LDR-0303 | FHA-SES-LD-0048 - 20' Ext Ladder Fiberglass ( Outside old Training Room ) | FHA-SES-LD-1 | Safety | Safety Equipment |  | LDR | http://www.toronto.ca/TWONTO#ladder |  | Ladders
18436 | FHA-SES-LDR-0115 | FHA-SES-LD-0049 - 30' Ext Ladder Aluminum ( Screen Room ) | FHA-SES-LD-1 | Safety | Safety Equipment |  | LDR | http://www.toronto.ca/TWONTO#ladder |  | Ladders
81499 | FHA-SES-LDR-0115 | FHA-SES-LD-0049 - 30' Ext Ladder Aluminum ( Screen Room ) | FHA-SES | Safety | Safety Equipment |  | LDR | http://www.toronto.ca/TWONTO#ladder |  | Safety & Environmental Services
18457 | FHA-SES-LDR-0414 | FHA-SES-LD-0050 - 44' Ext Ladder Aluminum ( RMF BTW Thickener 1 & 2 ) | FHA-SES | Safety | Safety Equipment |  | LDR | http://www.toronto.ca/TWONTO#ladder |  | Safety & Environmental Services
81877 | FHA-SES-LDR-0414 | FHA-SES-LD-0050 - 44' Ext Ladder Aluminum ( RMF BTW Thickener 1 & 2 ) | FHA-SES-LD-1 | Safety | Safety Equipment |  | LDR | http://www.toronto.ca/TWONTO#ladder |  | Ladders
18464 | FHA-SES-LDR-0419 | FHA-SES-LD-0051 - 20' Ext Ladder Fiberglass ( Ammonia Storage Room ) | FHA-SES-LD-1 | Safety | Safety Equipment |  | LDR | http://www.toronto.ca/TWONTO#ladder |  | Ladders
81880 | FHA-SES-LDR-0419 | FHA-SES-LD-0051 - 20' Ext Ladder Fiberglass ( Ammonia Storage Room ) | FHA-SES | Safety | Safety Equipment |  | LDR | http://www.toronto.ca/TWONTO#ladder |  | Safety & Environmental Services
18494 | FHA-SES-LDR-0519 | FHA-SES-LD-0052 - 30' Ext Ladder Aluminum( Ammonia Storage Room ) | FHA-SES-LD-1 | Safety | Safety Equipment |  | LDR | http://www.toronto.ca/TWONTO#ladder |  | Ladders
81900 | FHA-SES-LDR-0519 | FHA-SES-LD-0052 - 30' Ext Ladder Aluminum( Ammonia Storage Room ) | FHA-SES | Safety | Safety Equipment |  | LDR | http://www.toronto.ca/TWONTO#ladder |  | Safety & Environmental Services
81902 | FHA-SES-LDR-0521 | FHA-SES-LD-0053 - 20' Ext Ladder Fiberglass( Filter Gallery East ) | FHA-SES | Safety | Safety Equipment |  | LDR | http://www.toronto.ca/TWONTO#ladder |  | Safety & Environmental Services
81903 | FHA-SES-LDR-0521 | FHA-SES-LD-0053 - 20' Ext Ladder Fiberglass( Filter Gallery East ) | FHA-SES-LD-1 | Safety | Safety Equipment |  | LDR | http://www.toronto.ca/TWONTO#ladder |  | Ladders
18479 | FHA-SES-LDR-0507 | FHA-SES-LD-0054 - 32' Ext Ladder Fiberglass ( Filter Gallery West #3 ) | FHA-SES-LD-1 | Safety | Safety Equipment |  | LDR | http://www.toronto.ca/TWONTO#ladder |  | Ladders
81891 | FHA-SES-LDR-0507 | FHA-SES-LD-0054 - 32' Ext Ladder Fiberglass ( Filter Gallery West #3 ) | FHA-SES | Safety | Safety Equipment |  | LDR | http://www.toronto.ca/TWONTO#ladder |  | Safety & Environmental Services
18442 | FHA-SES-LDR-0306 | FHA-SES-LD-0055 - 13' Single Ladder Aluminum( Welding Shop North Wall ) | FHA-SES | Safety | Safety Equipment |  | LDR | http://www.toronto.ca/TWONTO#ladder |  | Safety & Environmental Services
81852 | FHA-SES-LDR-0306 | FHA-SES-LD-0055 - 13' Single Ladder Aluminum( Welding Shop North Wall ) | FHA-SES-LD-1 | Safety | Safety Equipment |  | LDR | http://www.toronto.ca/TWONTO#ladder |  | Ladders
18433 | FHA-SES-LDR-0111 | FHA-SES-LD-0056 - 16' Single Ladder Aluminum( Upper/Lower Flume ( Venturi )) | FHA-SES | Safety | Safety Equipment |  | LDR | http://www.toronto.ca/TWONTO#ladder |  | Safety & Environmental Services
81494 | FHA-SES-LDR-0111 | FHA-SES-LD-0056 - 16' Single Ladder Aluminum( Upper/Lower Flume ( Venturi )) | FHA-SES-LD-1 | Safety | Safety Equipment |  | LDR | http://www.toronto.ca/TWONTO#ladder |  | Ladders
18496 | FHA-SES-LDR-0522 | FHA-SES-LD-0057 - 10' Single Ladder Fiberglass ( Filter #37 ) | FHA-SES | Safety | Safety Equipment |  | LDR | http://www.toronto.ca/TWONTO#ladder |  | Safety & Environmental Services
81904 | FHA-SES-LDR-0522 | FHA-SES-LD-0057 - 10' Single Ladder Fiberglass ( Filter #37 ) | FHA-SES-LD-1 | Safety | Safety Equipment |  | LDR | http://www.toronto.ca/TWONTO#ladder |  | Ladders
18493 | FHA-SES-LDR-0518 | FHA-SES-LD-0058 - 12' Single Ladder Fiberglass Orange ( Filter #21 ) | FHA-SES-LD-1 | Safety | Safety Equipment |  | LDR | http://www.toronto.ca/TWONTO#ladder |  | Ladders
81899 | FHA-SES-LDR-0518 | FHA-SES-LD-0058 - 12' Single Ladder Fiberglass Orange ( Filter #21 ) | FHA-SES | Safety | Safety Equipment |  | LDR | http://www.toronto.ca/TWONTO#ladder |  | Safety & Environmental Services
18497 | FHA-SES-LDR-0523 | FHA-SES-LD-0059 - 10' Single Ladder Fiberglass Orange ( Filter #22 ) | FHA-SES-LD-1 | Safety | Safety Equipment |  | LDR | http://www.toronto.ca/TWONTO#ladder |  | Ladders
81905 | FHA-SES-LDR-0523 | FHA-SES-LD-0059 - 10' Single Ladder Fiberglass Orange ( Filter #22 ) | FHA-SES | Safety | Safety Equipment |  | LDR | http://www.toronto.ca/TWONTO#ladder |  | Safety & Environmental Services
18480 | FHA-SES-LDR-0508 | FHA-SES-LD-0060 - 10' Single Ladder Aluminum ( Filter #6 ) | FHA-SES | Safety | Safety Equipment |  | LDR | http://www.toronto.ca/TWONTO#ladder |  | Safety & Environmental Services
18481 | FHA-SES-LDR-0508 | FHA-SES-LD-0060 - 10' Single Ladder Aluminum ( Filter #6 ) | FHA-SES-LD-1 | Safety | Safety Equipment |  | LDR | http://www.toronto.ca/TWONTO#ladder |  | Ladders
18482 | FHA-SES-LDR-0509 | FHA-SES-LD-0061 - 15' Single Ladder Aluminum ( Filter 11 ) | FHA-SES-LD-1 | Safety | Safety Equipment |  | LDR | http://www.toronto.ca/TWONTO#ladder |  | Ladders
81892 | FHA-SES-LDR-0509 | FHA-SES-LD-0061 - 15' Single Ladder Aluminum ( Filter 11 ) | FHA-SES | Safety | Safety Equipment |  | LDR | http://www.toronto.ca/TWONTO#ladder |  | Safety & Environmental Services
18458 | FHA-SES-LDR-0415 | FHA-SES-LD-0063 - 4' Rolling Ladder steel Blue (Thickeners) | FHA-SES-LD-1 | Safety | Safety Equipment |  | LDR | http://www.toronto.ca/TWONTO#portable_ladder |  | Ladders
81878 | FHA-SES-LDR-0415 | FHA-SES-LD-0063 - 4' Rolling Ladder steel Blue (Thickeners) | FHA-SES | Safety | Safety Equipment |  | LDR | http://www.toronto.ca/TWONTO#portable_ladder |  | Safety & Environmental Services
81864 | FHA-SES-LDR-0404 | FHA-SES-LD-0064 - 4' Rolling Ladder steel White ( Behind Bins ) | FHA-SES | Safety | Safety Equipment |  | LDR | http://www.toronto.ca/TWONTO#portable_ladder |  | Safety & Environmental Services
81865 | FHA-SES-LDR-0404 | FHA-SES-LD-0064 - 4' Rolling Ladder steel White ( Behind Bins ) | FHA-SES-LD-1 | Safety | Safety Equipment |  | LDR | http://www.toronto.ca/TWONTO#portable_ladder |  | Ladders
18453 | FHA-SES-LDR-0407 | FHA-SES-LD-0065 - 4' Rolling Ladder steel White ( RMF Centrifge Room ) | FHA-SES-LD-1 | Safety | Safety Equipment |  | LDR | http://www.toronto.ca/TWONTO#portable_ladder |  | Ladders
81867 | FHA-SES-LDR-0407 | FHA-SES-LD-0065 - 4' Rolling Ladder steel White ( RMF Centrifge Room ) | FHA-SES | Safety | Safety Equipment |  | LDR | http://www.toronto.ca/TWONTO#portable_ladder |  | Safety & Environmental Services
81906 | FHA-SES-LDR-0524 | FHA-SES-LD-0066 - 10' Ladder ( East side Filter Gallery ) | FHA-SES | Safety | Safety Equipment |  | LDR | http://www.toronto.ca/TWONTO#ladder |  | Safety & Environmental Services
81907 | FHA-SES-LDR-0524 | FHA-SES-LD-0066 - 10' Ladder ( East side Filter Gallery ) | FHA-SES-LD-1 | Safety | Safety Equipment |  | LDR | http://www.toronto.ca/TWONTO#ladder |  | Ladders
18443 | FHA-SES-LDR-0307 | FHA-SES-LD-0067 - 16' Ladder ( Welding Shop North Wall ) | FHA-SES-LD-1 | Safety | Safety Equipment |  | LDR | http://www.toronto.ca/TWONTO#ladder |  | Ladders
81853 | FHA-SES-LDR-0307 | FHA-SES-LD-0067 - 16' Ladder ( Welding Shop North Wall ) | FHA-SES | Safety | Safety Equipment |  | LDR | http://www.toronto.ca/TWONTO#ladder |  | Safety & Environmental Services
18465 | FHA-SES-LDR-0420 | FHA-SES-LD-0068 - 10.5' Ladder Telescopic Aluminum ( SBS Tanks ) | FHA-SES | Safety | Safety Equipment |  | LDR | http://www.toronto.ca/TWONTO#ladder |  | Safety & Environmental Services
81881 | FHA-SES-LDR-0420 | FHA-SES-LD-0068 - 10.5' Ladder Telescopic Aluminum ( SBS Tanks ) | FHA-SES-LD-1 | Safety | Safety Equipment |  | LDR | http://www.toronto.ca/TWONTO#ladder |  | Ladders
18466 | FHA-SES-LDR-0421 | FHA-SES-LD-0069 - 5' Ladder ( RMF SBS Storage ) | FHA-SES-LD-1 | Safety | Safety Equipment |  | LDR | http://www.toronto.ca/TWONTO#ladder |  | Ladders
81882 | FHA-SES-LDR-0421 | FHA-SES-LD-0069 - 5' Ladder ( RMF SBS Storage ) | FHA-SES | Safety | Safety Equipment |  | LDR | http://www.toronto.ca/TWONTO#ladder |  | Safety & Environmental Services
18438 | FHA-SES-LDR-0118 | FHA-SES-LD-0070 - 60' Ext Ladder ( Screen Room ) | FHA-SES-LD-1 | Safety | Safety Equipment |  | LDR | http://www.toronto.ca/TWONTO#ladder |  | Ladders
81844 | FHA-SES-LDR-0118 | FHA-SES-LD-0070 - 60' Ext Ladder ( Screen Room ) | FHA-SES | Safety | Safety Equipment |  | LDR | http://www.toronto.ca/TWONTO#ladder |  | Safety & Environmental Services
18454 | FHA-SES-LDR-0408 | FHA-SES-LD-0071 - 11' Ext Ladder Aluminum( Pilot Plant ) | FHA-SES | Safety | Safety Equipment |  | LDR | http://www.toronto.ca/TWONTO#ladder |  | Safety & Environmental Services
81868 | FHA-SES-LDR-0408 | FHA-SES-LD-0071 - 11' Ext Ladder Aluminum( Pilot Plant ) | FHA-SES-LD-1 | Safety | Safety Equipment |  | LDR | http://www.toronto.ca/TWONTO#ladder |  | Ladders
81500 | FHA-SES-LDR-0116 | FHA-SES-LD-0072 - 14' Ext Aluminum( Screens ) | FHA-SES | Safety | Safety Equipment |  | LDR | http://www.toronto.ca/TWONTO#ladder |  | Safety & Environmental Services
81501 | FHA-SES-LDR-0116 | FHA-SES-LD-0072 - 14' Ext Aluminum( Screens ) | FHA-SES-LD-1 | Safety | Safety Equipment |  | LDR | http://www.toronto.ca/TWONTO#ladder |  | Ladders
18437 | FHA-SES-LDR-0117 | FHA-SES-LD-0073 - 6' Ladder Fiberglass ( Screens ) | FHA-SES-LD-1 | Safety | Safety Equipment |  | LDR | http://www.toronto.ca/TWONTO#ladder |  | Ladders
81843 | FHA-SES-LDR-0117 | FHA-SES-LD-0073 - 6' Ladder Fiberglass ( Screens ) | FHA-SES | Safety | Safety Equipment |  | LDR | http://www.toronto.ca/TWONTO#ladder |  | Safety & Environmental Services
18450 | FHA-SES-LDR-0405 | FHA-SES-LD-0074 - 4' Ladder aluminum (RMF South side of Chemical Storage area) | FHA-SES | Safety | Safety Equipment |  | LDR | http://www.toronto.ca/TWONTO#ladder |  | Safety & Environmental Services
81866 | FHA-SES-LDR-0405 | FHA-SES-LD-0074 - 4' Ladder aluminum (RMF South side of Chemical Storage area) | FHA-SES-LD-1 | Safety | Safety Equipment |  | LDR | http://www.toronto.ca/TWONTO#ladder |  | Ladders
18467 | FHA-SES-LDR-0422 | FHA-SES-LD-0075 - 16' Single Ladder Aluminum ( Ammonia Storage Room ) | FHA-SES | Safety | Safety Equipment |  | LDR | http://www.toronto.ca/TWONTO#ladder |  | Safety & Environmental Services
81883 | FHA-SES-LDR-0422 | FHA-SES-LD-0075 - 16' Single Ladder Aluminum ( Ammonia Storage Room ) | FHA-SES-LD-1 | Safety | Safety Equipment |  | LDR | http://www.toronto.ca/TWONTO#ladder |  | Ladders
81886 | FHA-SES-LDR-0502 | FHA-SES-LD-0076 - 17' Single Ladder ( Dehumidifer Pipe Gallery ) | FHA-SES | Safety | Safety Equipment |  | LDR | http://www.toronto.ca/TWONTO#ladder |  | Safety & Environmental Services
81887 | FHA-SES-LDR-0502 | FHA-SES-LD-0076 - 17' Single Ladder ( Dehumidifer Pipe Gallery ) | FHA-SES-LD-1 | Safety | Safety Equipment |  | LDR | http://www.toronto.ca/TWONTO#ladder |  | Ladders
18483 | FHA-SES-LDR-0510 | FHA-SES-LD-0077 - 20' Ext Ladder Fiberglass ( Filter Gallery ) | FHA-SES | Safety | Safety Equipment |  | LDR | http://www.toronto.ca/TWONTO#ladder |  | Safety & Environmental Services
81893 | FHA-SES-LDR-0510 | FHA-SES-LD-0077 - 20' Ext Ladder Fiberglass ( Filter Gallery ) | FHA-SES-LD-1 | Safety | Safety Equipment |  | LDR | http://www.toronto.ca/TWONTO#ladder |  | Ladders
18444 | FHA-SES-LDR-0308 | FHA-SES-LD-0078 - 3' Ladder ( Stores ) | FHA-SES | Safety | Safety Equipment |  | LDR | http://www.toronto.ca/TWONTO#ladder |  | Safety & Environmental Services
81854 | FHA-SES-LDR-0308 | FHA-SES-LD-0078 - 3' Ladder ( Stores ) | FHA-SES-LD-1 | Safety | Safety Equipment |  | LDR | http://www.toronto.ca/TWONTO#ladder |  | Ladders
18487 | FHA-SES-LDR-0514 | FHA-SES-LD-0079 - 3' Ladder ( Chlorine Storage Room ) | FHA-SES-LD-1 | Safety | Safety Equipment |  | LDR | http://www.toronto.ca/TWONTO#ladder |  | Ladders
81897 | FHA-SES-LDR-0514 | FHA-SES-LD-0079 - 3' Ladder ( Chlorine Storage Room ) | FHA-SES | Safety | Safety Equipment |  | LDR | http://www.toronto.ca/TWONTO#ladder |  | Safety & Environmental Services
18434 | FHA-SES-LDR-0112 | FHA-SES-LD-0080 - 12' Ladder Fiberglass ( Scarborough Pump Room ) | FHA-SES-LD-1 | Safety | Safety Equipment |  | LDR | http://www.toronto.ca/TWONTO#ladder |  | Ladders
81495 | FHA-SES-LDR-0112 | FHA-SES-LD-0080 - 12' Ladder Fiberglass ( Scarborough Pump Room ) | FHA-SES | Safety | Safety Equipment |  | LDR | http://www.toronto.ca/TWONTO#ladder |  | Safety & Environmental Services
18435 | FHA-SES-LDR-0113 | FHA-SES-LD-0081 - 28' Ext Ladder Fiberglass ( Scarborough Pump Room ) | FHA-SES | Safety | Safety Equipment |  | LDR | http://www.toronto.ca/TWONTO#ladder |  | Safety & Environmental Services
81496 | FHA-SES-LDR-0113 | FHA-SES-LD-0081 - 28' Ext Ladder Fiberglass ( Scarborough Pump Room ) | FHA-SES-LD-1 | Safety | Safety Equipment |  | LDR | http://www.toronto.ca/TWONTO#ladder |  | Ladders
81497 | FHA-SES-LDR-0114 | FHA-SES-LD-0082 - 20' single Ladder Aluminum ( Scarborough Pump Room ) | FHA-SES | Safety | Safety Equipment |  | LDR | http://www.toronto.ca/TWONTO#ladder |  | Safety & Environmental Services
81498 | FHA-SES-LDR-0114 | FHA-SES-LD-0082 - 20' single Ladder Aluminum ( Scarborough Pump Room ) | FHA-SES-LD-1 | Safety | Safety Equipment |  | LDR | http://www.toronto.ca/TWONTO#ladder |  | Ladders
18695 | FHA-SES-SQ-0311 | FHA-SES-SHOW-0001 - Emergency Shower | FHA-SES-SQ-0008 | PPE,Eyewash Station | Safety Equipment |  | SQ | http://www.toronto.ca/TWONTO#emergency_eyewash_and_shower |  | Eyewash Stations & Showers
18715 | FHA-SES-SQ-0511 | FHA-SES-SHOW-0002 - Emergency Shower | FHA-SES-SQ-0008 | PPE,Eyewash Station | Safety Equipment |  | SQ | http://www.toronto.ca/TWONTO#emergency_eyewash_and_shower |  | Eyewash Stations & Showers
83046 | FHA-SES-SQ-0411 | FHA-SES-SHOW-0003 - Emergency Shower | FHA-SES-SQ-0008 | PPE,Eyewash Station | Safety Equipment |  | SQ | http://www.toronto.ca/TWONTO#emergency_eyewash_and_shower |  | Eyewash Stations & Showers
83047 | FHA-SES-SQ-0412 | FHA-SES-SHOW-0004 - Emergency Shower | FHA-SES-SQ-0008 | PPE,Eyewash Station | Safety Equipment |  | SQ | http://www.toronto.ca/TWONTO#emergency_eyewash_and_shower |  | Eyewash Stations & Showers
18700 | FHA-SES-SQ-0413 | FHA-SES-SHOW-0005 - Emergency Shower | FHA-SES-SQ-0008 | PPE,Eyewash Station | Safety Equipment |  | SQ | http://www.toronto.ca/TWONTO#emergency_eyewash_and_shower |  | Eyewash Stations & Showers
18701 | FHA-SES-SQ-0414 | FHA-SES-SHOW-0006 - Emergency Shower | FHA-SES-SQ-0008 | PPE,Eyewash Station | Safety Equipment |  | SQ | http://www.toronto.ca/TWONTO#emergency_eyewash_and_shower |  | Eyewash Stations & Showers
83048 | FHA-SES-SQ-0415 | FHA-SES-SHOW-0007 - Emergency Shower | FHA-SES-SQ-0008 | PPE,Eyewash Station | Safety Equipment |  | SQ | http://www.toronto.ca/TWONTO#emergency_eyewash_and_shower |  | Eyewash Stations & Showers
82831 | FHA-SES-SPL-0901 | FHA-SES-SPILL-1 - Spill Response Cart | FHA-SES-SM |  | Safety Equipment |  | SPL | http://www.toronto.ca/TWONTO#spill_kit |  | Spill /Waste Management
18571 | FHA-SES-SPL-0102 | FHA-SES-SPILL-10 - Spill Response Kit 10- TW Basement West | FHA-SES-SM |  | Safety Equipment |  | SPL | http://www.toronto.ca/TWONTO#spill_kit |  | Spill /Waste Management
18573 | FHA-SES-SPL-0404 | FHA-SES-SPILL-11 - Spill Response Kit 11- RMF Phosphoric acid Starage room. | FHA-SES-SM |  | Safety Equipment |  | SPL | http://www.toronto.ca/TWONTO#spill_kit |  | Spill /Waste Management
82830 | FHA-SES-SPL-0501 | FHA-SES-SPILL-2 - Spill Response Kit 2- Chlorine Storage Room | FHA-SES-SM |  | Safety Equipment |  | SPL | http://www.toronto.ca/TWONTO#spill_kit |  | Spill /Waste Management
82161 | FHA-SES-SPL-0402 | FHA-SES-SPILL-3 - Spill Response Kit 3- Fluoride Room | FHA-SES-SM |  | Safety Equipment |  | SPL | http://www.toronto.ca/TWONTO#spill_kit |  | Spill /Waste Management
82829 | FHA-SES-SPL-0403 | FHA-SES-SPILL-4 - Spill Response Kit 4- Ammonia Room | FHA-SES-SM |  | Safety Equipment |  | SPL | http://www.toronto.ca/TWONTO#spill_kit |  | Spill /Waste Management
82160 | FHA-SES-SPL-0301 | FHA-SES-SPILL-5 - Spill Response Kit 5- Alum Room | FHA-SES-SM |  | Safety Equipment |  | SPL | http://www.toronto.ca/TWONTO#spill_kit |  | Spill /Waste Management
18572 | FHA-SES-SPL-0401 | FHA-SES-SPILL-6 - Spill Response Kit 6- RMF SBS | FHA-SES-SM |  | Safety Equipment |  | SPL | http://www.toronto.ca/TWONTO#spill_kit |  | Spill /Waste Management
18575 | FHA-SES-SPL-0406 | FHA-SES-SPILL-7 - Spill Response Kit 7- Polymer Room | FHA-SES-SM |  | Safety Equipment |  | SPL | http://www.toronto.ca/TWONTO#spill_kit |  | Spill /Waste Management
18574 | FHA-SES-SPL-0405 | FHA-SES-SPILL-8 - Spill Response Kit 8- RMF Oil Storage Area | FHA-SES-SM |  | Safety Equipment |  | SPL | http://www.toronto.ca/TWONTO#spill_kit |  | Spill /Waste Management
82159 | FHA-SES-SPL-0101 | FHA-SES-SPILL-9 - Spill Response Kit 9- RW/Scarborough Pump | FHA-SES-SM |  | Safety Equipment |  | SPL | http://www.toronto.ca/TWONTO#spill_kit |  | Spill /Waste Management
18732 | FHA-SES-SQ-1101 | FHA-SES-SQ-0101 - Davit arm Base North FP6660/00 davit base Ser 4975 | FHA-SES-SQ-6 |  | Safety Equipment |  | SQ | davit_base |  | Safety Fall Protection Equipment
18733 | FHA-SES-SQ-1102 | FHA-SES-SQ-0102 - Eyewash Station, Bottle, Pump Building, Exciter Room | FHA-SES-SQ-6 |  | Safety Equipment |  | SQ | eye_wash_bottle |  | Safety Fall Protection Equipment
83066 | FHA-SES-SQ-1103 | FHA-SES-SQ-0103 - Safety Equipment, Life Preserver, Pump Building, Screen Room | FHA-SES-SQ-6 |  | Safety Equipment |  | SQ | http://www.toronto.ca/TWONTO#personal_floatation_device |  | Safety Fall Protection Equipment
18734 | FHA-SES-SQ-1104 | FHA-SES-SQ-0104 - Safety Equipment, Life Preserver, Pump Building, Screen Room | FHA-SES-SQ-6 |  | Safety Equipment |  | SQ | http://www.toronto.ca/TWONTO#personal_floatation_device |  | Safety Fall Protection Equipment
83067 | FHA-SES-SQ-1105 | FHA-SES-SQ-0105 - Davit arm Base North FP6660/00 davit base Ser 4710 | FHA-SES-SQ-6 |  | Safety Equipment |  | SQ | davit_base |  | Safety Fall Protection Equipment
18735 | FHA-SES-SQ-1106 | FHA-SES-SQ-0106 - Davit arm Base North FP6660 davit base Ser 4985 | FHA-SES-SQ-6 |  | Safety Equipment |  | SQ | davit_base |  | Safety Fall Protection Equipment
83555 | FHA-SES-SQ-1107 | FHA-SES-SQ-0107 - Davit arm Base North FP6660 davit base Ser 4986 | FHA-SES-SQ-6 |  | Safety Equipment |  | SQ | davit_base |  | Safety Fall Protection Equipment
83556 | FHA-SES-SQ-1108 | FHA-SES-SQ-0108 - Davit Base 4941 | FHA-SES |  | Safety Equipment |  | SQ | davit_base |  | Safety & Environmental Services
18736 | FHA-SES-SQ-1109 | FHA-SES-SQ-0109 - Davit Base 4947 | FHA-SES |  | Safety Equipment |  | SQ | davit_base |  | Safety & Environmental Services
83557 | FHA-SES-SQ-1110 | FHA-SES-SQ-0110 - Davit Base 4708 | FHA-SES |  | Safety Equipment |  | SQ | davit_base |  | Safety & Environmental Services
18737 | FHA-SES-SQ-1111 | FHA-SES-SQ-0111 - Davit Base 4711 | FHA-SES |  | Safety Equipment |  | SQ | davit_base |  | Safety & Environmental Services
18730 | FHA-SES-SQ-1014 | FHA-SES-SQ-035037 - Sala DBI Self Retracting Lifeline Ser# 035037 | FHA-SES |  | Safety Equipment |  | SQ | self_retracting_line |  | Safety & Environmental Services
18731 | FHA-SES-SQ-1014 | FHA-SES-SQ-035037 - Sala DBI Self Retracting Lifeline Ser# 035037 | FHA-SES-SQ-6 |  | Safety Equipment |  | SQ | self_retracting_line |  | Safety Fall Protection Equipment
83064 | FHA-SES-SQ-1015 | FHA-SES-SQ-066718 - Sala DBI Self Retracting Lifeline | FHA-SES |  | Safety Equipment |  | SQ | self_retracting_line |  | Safety & Environmental Services
83065 | FHA-SES-SQ-1015 | FHA-SES-SQ-066718 - Sala DBI Self Retracting Lifeline | FHA-SES-SQ-6 |  | Safety Equipment |  | SQ | self_retracting_line |  | Safety Fall Protection Equipment
18738 | FHA-SES-SQ-1123 | FHA-SES-SQ-7 - Chemical Suits | FHA-SES |  | Safety Equipment |  | SQ | http://www.toronto.ca/TWONTO#collection_of_assets |  | Safety & Environmental Services
83558 | FHA-SES-SQ-1125 | FHA-SES-SQ-9 - Portable Gas Detectors | FHA-SES |  | Safety Equipment |  | SQ | http://www.toronto.ca/TWONTO#portable_gas_detector |  | Safety & Environmental Services
81139 | FHA-SES-DEF-0501 | FHA-SQ-DEF-0001 - Defibrillator / AED Filter Building | FHA-SES-DEF | Safety,Defibrillator | Safety Equipment |  | DEF | http://www.toronto.ca/TWONTO#automatic_external_defibrillator |  | Defibrillators
81140 | FHA-SES-DEF-0501 | FHA-SQ-DEF-0001 - Defibrillator / AED Filter Building | FHA-SES-SQ-4 | Safety,Defibrillator | Safety Equipment |  | DEF | http://www.toronto.ca/TWONTO#automatic_external_defibrillator |  | First Aid
81137 | FHA-SES-DEF-0301 | FHA-SQ-DEF-0002 - Defibrillator / AED Alum Room -Machine Shop Bldg - Outside Alum Room | FHA-SES-DEF | Safety,Defibrillator | Safety Equipment |  | DEF | http://www.toronto.ca/TWONTO#automatic_external_defibrillator |  | Defibrillators
81138 | FHA-SES-DEF-0301 | FHA-SQ-DEF-0002 - Defibrillator / AED Alum Room -Machine Shop Bldg - Outside Alum Room | FHA-SES-SQ-4 | Safety,Defibrillator | Safety Equipment |  | DEF | http://www.toronto.ca/TWONTO#automatic_external_defibrillator |  | First Aid
18215 | FHA-SES-FAK-0101 | FHA-SQ-FAK-01 - First Aid Kit Station | FHA-SES-SQ-4 | PPE | Safety Equipment |  | FAK | http://www.toronto.ca/TWONTO#first_aid_station_equipment |  | First Aid
18217 | FHA-SES-FAK-0301 | FHA-SQ-FAK-02 - First Aid Kit Station | FHA-SES-SQ-4 | PPE | Safety Equipment |  | FAK | http://www.toronto.ca/TWONTO#first_aid_station_equipment |  | First Aid
18218 | FHA-SES-FAK-0302 | FHA-SQ-FAK-03 - First Aid Kit Station | FHA-SES-SQ-4 | PPE | Safety Equipment |  | FAK | http://www.toronto.ca/TWONTO#first_aid_station_equipment |  | First Aid
81146 | FHA-SES-FAK-0303 | FHA-SQ-FAK-04 - First Aid Kit Station | FHA-SES-SQ-4 | PPE | Safety Equipment |  | FAK | http://www.toronto.ca/TWONTO#first_aid_station_equipment |  | First Aid
81147 | FHA-SES-FAK-0304 | FHA-SQ-FAK-05 - First Aid Kit Station | FHA-SES-SQ-4 | PPE | Safety Equipment |  | FAK | http://www.toronto.ca/TWONTO#first_aid_station_equipment |  | First Aid
81148 | FHA-SES-FAK-0401 | FHA-SQ-FAK-06 - First Aid Kit Station | FHA-SES-SQ-4 | PPE | Safety Equipment |  | FAK | http://www.toronto.ca/TWONTO#first_aid_station_equipment |  | First Aid
81149 | FHA-SES-FAK-0402 | FHA-SQ-FAK-07 - First Aid Kit Station | FHA-SES-SQ-4 | PPE | Safety Equipment |  | FAK | http://www.toronto.ca/TWONTO#first_aid_station_equipment |  | First Aid
81154 | FHA-SES-FAK-0901 | FHA-SQ-FAK-08 - First Aid Kit Station | FHA-SES-SQ-4 | PPE | Safety Equipment |  | FAK | http://www.toronto.ca/TWONTO#first_aid_station_equipment |  | First Aid
18220 | FHA-SES-FAK-0503 | FHA-SQ-FAK-09 - First Aid Kit Station | FHA-SES-SQ-4 | PPE | Safety Equipment |  | FAK | http://www.toronto.ca/TWONTO#first_aid_station_equipment |  | First Aid
18224 | FHA-SES-FAK-0902 | FHA-SQ-FAK-10 - First Aid Kit Station | FHA-SES-SQ-4 | PPE | Safety Equipment |  | FAK | http://www.toronto.ca/TWONTO#first_aid_station_equipment |  | First Aid
81150 | FHA-SES-FAK-0403 | FHA-SQ-FAK-11 - First Aid Kit Station | FHA-SES-SQ-4 | PPE | Safety Equipment |  | FAK | http://www.toronto.ca/TWONTO#first_aid_station_equipment |  | First Aid
18221 | FHA-SES-FAK-0504 | FHA-SQ-FAK-12 - First Aid Kit Station | FHA-SES-SQ-4 | PPE | Safety Equipment |  | FAK | http://www.toronto.ca/TWONTO#first_aid_station_equipment |  | First Aid
18216 | FHA-SES-FAK-0102 | FHA-SQ-FAK-13 - First Aid Kit Station | FHA-SES-SQ-4 | PPE | Safety Equipment |  | FAK | http://www.toronto.ca/TWONTO#first_aid_station_equipment |  | First Aid
81151 | FHA-SES-FAK-0404 | FHA-SQ-FAK-14 - First Aid Kit Station | FHA-SES-SQ-4 | PPE | Safety Equipment |  | FAK | http://www.toronto.ca/TWONTO#first_aid_station_equipment |  | First Aid
81152 | FHA-SES-FAK-0405 | FHA-SQ-FAK-15 - First Aid Kit Station | FHA-SES-SQ-4 | PPE | Safety Equipment |  | FAK | http://www.toronto.ca/TWONTO#first_aid_station_equipment |  | First Aid
83049 | FHA-SES-SQ-0451 | FHA-SQ-LP-0001 - Life Preserver | FHA-SES-LP |  | Safety Equipment |  | SQ | http://www.toronto.ca/TWONTO#personal_floatation_device |  | Life Preservers
18703 | FHA-SES-SQ-0452 | FHA-SQ-LP-0002 - Life Preserver | FHA-SES-LP |  | Safety Equipment |  | SQ | http://www.toronto.ca/TWONTO#personal_floatation_device |  | Life Preservers
18704 | FHA-SES-SQ-0453 | FHA-SQ-LP-0003 - Life Preserver | FHA-SES-LP |  | Safety Equipment |  | SQ | http://www.toronto.ca/TWONTO#personal_floatation_device |  | Life Preservers
83050 | FHA-SES-SQ-0454 | FHA-SQ-LP-0004 - Life Preserver | FHA-SES-LP |  | Safety Equipment |  | SQ | http://www.toronto.ca/TWONTO#personal_floatation_device |  | Life Preservers
18705 | FHA-SES-SQ-0455 | FHA-SQ-LP-0005 - Life Preserver | FHA-SES-LP |  | Safety Equipment |  | SQ | http://www.toronto.ca/TWONTO#personal_floatation_device |  | Life Preservers
18706 | FHA-SES-SQ-0456 | FHA-SQ-LP-0006 - Life Preserver | FHA-SES-LP |  | Safety Equipment |  | SQ | http://www.toronto.ca/TWONTO#personal_floatation_device |  | Life Preservers
83051 | FHA-SES-SQ-0457 | FHA-SQ-LP-0007 - Life Preserver | FHA-SES-LP |  | Safety Equipment |  | SQ | http://www.toronto.ca/TWONTO#personal_floatation_device |  | Life Preservers
83052 | FHA-SES-SQ-0458 | FHA-SQ-LP-0008 - Life Preserver | FHA-SES-LP |  | Safety Equipment |  | SQ | http://www.toronto.ca/TWONTO#personal_floatation_device |  | Life Preservers
18707 | FHA-SES-SQ-0459 | FHA-SQ-LP-0009 - Life Preserver | FHA-SES-LP |  | Safety Equipment |  | SQ | http://www.toronto.ca/TWONTO#personal_floatation_device |  | Life Preservers
18708 | FHA-SES-SQ-0460 | FHA-SQ-LP-0010 - Life Preserver | FHA-SES-LP |  | Safety Equipment |  | SQ | http://www.toronto.ca/TWONTO#personal_floatation_device |  | Life Preservers
18709 | FHA-SES-SQ-0461 | FHA-SQ-LP-0011 - Life Preserver | FHA-SES-LP |  | Safety Equipment |  | SQ | http://www.toronto.ca/TWONTO#personal_floatation_device |  | Life Preservers
18710 | FHA-SES-SQ-0462 | FHA-SQ-LP-0012 - Life Preserver | FHA-SES-LP |  | Safety Equipment |  | SQ | http://www.toronto.ca/TWONTO#personal_floatation_device |  | Life Preservers
83054 | FHA-SES-SQ-0601 | FHA-SQ-LP-0013 - Life Preserver | FHA-SES-LP |  | Safety Equipment |  | SQ | http://www.toronto.ca/TWONTO#personal_floatation_device |  | Life Preservers
83055 | FHA-SES-SQ-0602 | FHA-SQ-LP-0014 - Life Preserver | FHA-SES-LP |  | Safety Equipment |  | SQ | http://www.toronto.ca/TWONTO#personal_floatation_device |  | Life Preservers
18716 | FHA-SES-SQ-0603 | FHA-SQ-LP-0015 - Life Preserver | FHA-SES-LP |  | Safety Equipment |  | SQ | http://www.toronto.ca/TWONTO#personal_floatation_device |  | Life Preservers
83056 | FHA-SES-SQ-0604 | FHA-SQ-LP-0016 - Life Preserver | FHA-SES-LP |  | Safety Equipment |  | SQ | http://www.toronto.ca/TWONTO#personal_floatation_device |  | Life Preservers
18717 | FHA-SES-SQ-0605 | FHA-SQ-LP-0017 - Life Preserver | FHA-SES-LP |  | Safety Equipment |  | SQ | http://www.toronto.ca/TWONTO#personal_floatation_device |  | Life Preservers
18718 | FHA-SES-SQ-0606 | FHA-SQ-LP-0018 - Life Preserver | FHA-SES-LP |  | Safety Equipment |  | SQ | http://www.toronto.ca/TWONTO#personal_floatation_device |  | Life Preservers
83057 | FHA-SES-SQ-0607 | FHA-SQ-LP-0019 - Life Preserver | FHA-SES-LP |  | Safety Equipment |  | SQ | http://www.toronto.ca/TWONTO#personal_floatation_device |  | Life Preservers
83058 | FHA-SES-SQ-0608 | FHA-SQ-LP-0020 - Life Preserver | FHA-SES-LP |  | Safety Equipment |  | SQ | http://www.toronto.ca/TWONTO#personal_floatation_device |  | Life Preservers
18719 | FHA-SES-SQ-0609 | FHA-SQ-LP-0021 - Life Preserver | FHA-SES-LP |  | Safety Equipment |  | SQ | http://www.toronto.ca/TWONTO#personal_floatation_device |  | Life Preservers
18720 | FHA-SES-SQ-0610 | FHA-SQ-LP-0022 - Life Preserver | FHA-SES-LP |  | Safety Equipment |  | SQ | http://www.toronto.ca/TWONTO#personal_floatation_device |  | Life Preservers
18721 | FHA-SES-SQ-0611 | FHA-SQ-LP-0023 - Life Preserver | FHA-SES-LP |  | Safety Equipment |  | SQ | http://www.toronto.ca/TWONTO#personal_floatation_device |  | Life Preservers
83059 | FHA-SES-SQ-0612 | FHA-SQ-LP-0024 - Life Preserver | FHA-SES-LP |  | Safety Equipment |  | SQ | http://www.toronto.ca/TWONTO#personal_floatation_device |  | Life Preservers
38585 | SQ-47073 | FHO SCBA #1 | FHO-OBSOLETE | PPE,SCBA | Safety Equipment | 32125 |  | http://www.toronto.ca/TWONTO#self-contained_breathing_apparatus |  | Removed From Service
38586 | SQ-47073 | FHO SCBA #1 | FHO-SES-SQ-0001 | PPE,SCBA | Safety Equipment | 32125 |  | http://www.toronto.ca/TWONTO#self-contained_breathing_apparatus |  | Safety Equipment
105461 | SQ-47073 | FHO SCBA #1 | FHO-SES-SQ-0002 | PPE,SCBA | Safety Equipment | 32125 |  | http://www.toronto.ca/TWONTO#self-contained_breathing_apparatus |  | Emergency Breathing Apparatus
38600 | SQ-47082 | FHO SCBA #10 | FHO-SES-SQ-0001 | PPE,SCBA | Safety Equipment | 32134 |  | http://www.toronto.ca/TWONTO#self-contained_breathing_apparatus |  | Safety Equipment
105473 | SQ-47082 | FHO SCBA #10 | FHO-OBSOLETE | PPE,SCBA | Safety Equipment | 32134 |  | http://www.toronto.ca/TWONTO#self-contained_breathing_apparatus |  | Removed From Service
105474 | SQ-47082 | FHO SCBA #10 | FHO-SES-SQ-0002 | PPE,SCBA | Safety Equipment | 32134 |  | http://www.toronto.ca/TWONTO#self-contained_breathing_apparatus |  | Emergency Breathing Apparatus
38587 | SQ-47074 | FHO SCBA #2 | FHO-SES-SQ-0001 | PPE,SCBA | Safety Equipment | 32126 |  | http://www.toronto.ca/TWONTO#self-contained_breathing_apparatus |  | Safety Equipment
38588 | SQ-47074 | FHO SCBA #2 | FHO-SES-SQ-0002 | PPE,SCBA | Safety Equipment | 32126 |  | http://www.toronto.ca/TWONTO#self-contained_breathing_apparatus |  | Emergency Breathing Apparatus
105462 | SQ-47074 | FHO SCBA #2 | FHO-OBSOLETE | PPE,SCBA | Safety Equipment | 32126 |  | http://www.toronto.ca/TWONTO#self-contained_breathing_apparatus |  | Removed From Service
38589 | SQ-47075 | FHO SCBA #3 | FHO-SES-SQ-0001 | PPE,SCBA | Safety Equipment | 32127 |  | http://www.toronto.ca/TWONTO#self-contained_breathing_apparatus |  | Safety Equipment
38590 | SQ-47075 | FHO SCBA #3 | FHO-SES-SQ-0002 | PPE,SCBA | Safety Equipment | 32127 |  | http://www.toronto.ca/TWONTO#self-contained_breathing_apparatus |  | Emergency Breathing Apparatus
105463 | SQ-47075 | FHO SCBA #3 | FHO-OBSOLETE | PPE,SCBA | Safety Equipment | 32127 |  | http://www.toronto.ca/TWONTO#self-contained_breathing_apparatus |  | Removed From Service
38591 | SQ-47076 | FHO SCBA #4 | FHO-OBSOLETE | PPE,SCBA | Safety Equipment | 32128 |  | http://www.toronto.ca/TWONTO#self-contained_breathing_apparatus |  | Removed From Service
38592 | SQ-47076 | FHO SCBA #4 | FHO-SES-SQ-0002 | PPE,SCBA | Safety Equipment | 32128 |  | http://www.toronto.ca/TWONTO#self-contained_breathing_apparatus |  | Emergency Breathing Apparatus
105464 | SQ-47076 | FHO SCBA #4 | FHO-SES-SQ-0001 | PPE,SCBA | Safety Equipment | 32128 |  | http://www.toronto.ca/TWONTO#self-contained_breathing_apparatus |  | Safety Equipment
38593 | SQ-47077 | FHO SCBA #5 | FHO-SES-SQ-0002 | PPE,SCBA | Safety Equipment | 32129 |  | http://www.toronto.ca/TWONTO#self-contained_breathing_apparatus |  | Emergency Breathing Apparatus
105465 | SQ-47077 | FHO SCBA #5 | FHO-OBSOLETE | PPE,SCBA | Safety Equipment | 32129 |  | http://www.toronto.ca/TWONTO#self-contained_breathing_apparatus |  | Removed From Service
105466 | SQ-47077 | FHO SCBA #5 | FHO-SES-SQ-0001 | PPE,SCBA | Safety Equipment | 32129 |  | http://www.toronto.ca/TWONTO#self-contained_breathing_apparatus |  | Safety Equipment
38594 | SQ-47078 | FHO SCBA #6 | FHO-OBSOLETE | PPE,SCBA | Safety Equipment | 32130 |  | http://www.toronto.ca/TWONTO#self-contained_breathing_apparatus |  | Removed From Service
38595 | SQ-47078 | FHO SCBA #6 | FHO-SES-SQ-0001 | PPE,SCBA | Safety Equipment | 32130 |  | http://www.toronto.ca/TWONTO#self-contained_breathing_apparatus |  | Safety Equipment
105467 | SQ-47078 | FHO SCBA #6 | FHO-SES-SQ-0002 | PPE,SCBA | Safety Equipment | 32130 |  | http://www.toronto.ca/TWONTO#self-contained_breathing_apparatus |  | Emergency Breathing Apparatus
38596 | SQ-47079 | FHO SCBA #7 | FHO-OBSOLETE | PPE,SCBA | Safety Equipment | 32131 |  | http://www.toronto.ca/TWONTO#self-contained_breathing_apparatus |  | Removed From Service
105468 | SQ-47079 | FHO SCBA #7 | FHO-SES-SQ-0001 | PPE,SCBA | Safety Equipment | 32131 |  | http://www.toronto.ca/TWONTO#self-contained_breathing_apparatus |  | Safety Equipment
105469 | SQ-47079 | FHO SCBA #7 | FHO-SES-SQ-0002 | PPE,SCBA | Safety Equipment | 32131 |  | http://www.toronto.ca/TWONTO#self-contained_breathing_apparatus |  | Emergency Breathing Apparatus
38597 | SQ-47080 | FHO SCBA #8 | FHO-SES-SQ-0001 | PPE,SCBA | Safety Equipment | 32132 |  | http://www.toronto.ca/TWONTO#self-contained_breathing_apparatus |  | Safety Equipment
105470 | SQ-47080 | FHO SCBA #8 | FHO-OBSOLETE | PPE,SCBA | Safety Equipment | 32132 |  | http://www.toronto.ca/TWONTO#self-contained_breathing_apparatus |  | Removed From Service
105471 | SQ-47080 | FHO SCBA #8 | FHO-SES-SQ-0002 | PPE,SCBA | Safety Equipment | 32132 |  | http://www.toronto.ca/TWONTO#self-contained_breathing_apparatus |  | Emergency Breathing Apparatus
38598 | SQ-47081 | FHO SCBA #9 | FHO-SES-SQ-0001 | PPE,SCBA | Safety Equipment | 32133 |  | http://www.toronto.ca/TWONTO#self-contained_breathing_apparatus |  | Safety Equipment
38599 | SQ-47081 | FHO SCBA #9 | FHO-SES-SQ-0002 | PPE,SCBA | Safety Equipment | 32133 |  | http://www.toronto.ca/TWONTO#self-contained_breathing_apparatus |  | Emergency Breathing Apparatus
105472 | SQ-47081 | FHO SCBA #9 | FHO-OBSOLETE | PPE,SCBA | Safety Equipment | 32133 |  | http://www.toronto.ca/TWONTO#self-contained_breathing_apparatus |  | Removed From Service
75994 | THR-JHSC-FPW | Filtered Plant Water Building | THR-JHSC-WA4 |  | Safety Equipment |  |  | http://www.toronto.ca/TWONTO#space |  | Joint Health & Safety Committee WA4
14484 | FCL-SES-FA-0001-SUS | Fire Alarm System, Control Panel, High Lift Building | FCL-SES-SQ-0007 |  | Safety Equipment | 46422 | FA | http://www.toronto.ca/TWONTO#annunciator_panel |  | Eyewash Station, Admin Building, Operators Lab,Eye wash station - main change room
64776 | FCL-SES-FA-0001-SUS | Fire Alarm System, Control Panel, High Lift Building | FCL-SES |  | Safety Equipment | 46422 | FA | http://www.toronto.ca/TWONTO#annunciator_panel |  | Safety and Environmental Services
64777 | FCL-SES-FA-0001-SUS | Fire Alarm System, Control Panel, High Lift Building | FCL-SUSPENDED |  | Safety Equipment | 46422 | FA | http://www.toronto.ca/TWONTO#annunciator_panel |  | Suspended entity
30379 | FIS-SES-FAK-0007 | Fire Blanket - No longer on site | FIS-SES-FAK | Safety | Safety Equipment | 35240 | FAK | http://www.toronto.ca/TWONTO#first_aid_kit |  | First Aid Kits
29173 | FIS-FEQ-FEQ-4006-SUS | Fire extinguisher, Type ABC, Fire Prevention, IT/SCADA Room | FIS-SES-FE |  | Safety Equipment | 46932 | FEQ | ? |  | Fire Fighting equipment
29174 | FIS-FEQ-FEQ-4006-SUS | Fire extinguisher, Type ABC, Fire Prevention, IT/SCADA Room | FIS-SUSPENDED |  | Safety Equipment | 46932 | FEQ | ? |  | Obsolete Entities/Processes
96996 | FIS-FEQ-FEQ-4006-SUS | Fire extinguisher, Type ABC, Fire Prevention, IT/SCADA Room | FIS-MARINE-BUILDING |  | Safety Equipment | 46932 | FEQ | ? |  | FIS Marine Yard Building
29167 | FIS-FEQ-FEQ-4002-SUS | Fire extinguisher, Type ABC, Fire Prevention, Mechanical/Electrical Room | FIS-SES-FE |  | Safety Equipment | 46928 | FEQ | ? |  | Fire Fighting equipment
96990 | FIS-FEQ-FEQ-4002-SUS | Fire extinguisher, Type ABC, Fire Prevention, Mechanical/Electrical Room | FIS-MARINE-BUILDING |  | Safety Equipment | 46928 | FEQ | ? |  | FIS Marine Yard Building
96991 | FIS-FEQ-FEQ-4002-SUS | Fire extinguisher, Type ABC, Fire Prevention, Mechanical/Electrical Room | FIS-SUSPENDED |  | Safety Equipment | 46928 | FEQ | ? |  | Obsolete Entities/Processes
29168 | FIS-FEQ-FEQ-4003-SUS | Fire extinguisher, Type ABC, Fire Prevention, Reception Area | FIS-MARINE-BUILDING |  | Safety Equipment | 46929 | FEQ | ? |  | FIS Marine Yard Building
29169 | FIS-FEQ-FEQ-4003-SUS | Fire extinguisher, Type ABC, Fire Prevention, Reception Area | FIS-SES-FE |  | Safety Equipment | 46929 | FEQ | ? |  | Fire Fighting equipment
96992 | FIS-FEQ-FEQ-4003-SUS | Fire extinguisher, Type ABC, Fire Prevention, Reception Area | FIS-SUSPENDED |  | Safety Equipment | 46929 | FEQ | ? |  | Obsolete Entities/Processes
29172 | FIS-FEQ-FEQ-4005-SUS | Fire extinguisher, Type ABC, Fire Prevention, Training Room | FIS-SUSPENDED |  | Safety Equipment | 46931 | FEQ | ? |  | Obsolete Entities/Processes
96994 | FIS-FEQ-FEQ-4005-SUS | Fire extinguisher, Type ABC, Fire Prevention, Training Room | FIS-MARINE-BUILDING |  | Safety Equipment | 46931 | FEQ | ? |  | FIS Marine Yard Building
96995 | FIS-FEQ-FEQ-4005-SUS | Fire extinguisher, Type ABC, Fire Prevention, Training Room | FIS-SES-FE |  | Safety Equipment | 46931 | FEQ | ? |  | Fire Fighting equipment
29170 | FIS-FEQ-FEQ-4004-SUS | Fire extinguisher, Type ABC, Fire Prevention, Vestibule | FIS-MARINE-BUILDING |  | Safety Equipment | 46930 | FEQ | ? |  | FIS Marine Yard Building
29171 | FIS-FEQ-FEQ-4004-SUS | Fire extinguisher, Type ABC, Fire Prevention, Vestibule | FIS-SUSPENDED |  | Safety Equipment | 46930 | FEQ | ? |  | Obsolete Entities/Processes
96993 | FIS-FEQ-FEQ-4004-SUS | Fire extinguisher, Type ABC, Fire Prevention, Vestibule | FIS-SES-FE |  | Safety Equipment | 46930 | FEQ | ? |  | Fire Fighting equipment
29166 | FIS-FEQ-FEQ-4001-SUS | Fire extinguisher, Type K, Fire Prevention, Kitchen | FIS-SUSPENDED |  | Safety Equipment | 46927 | FEQ | ? |  | Obsolete Entities/Processes
96988 | FIS-FEQ-FEQ-4001-SUS | Fire extinguisher, Type K, Fire Prevention, Kitchen | FIS-MARINE-BUILDING |  | Safety Equipment | 46927 | FEQ | ? |  | FIS Marine Yard Building
96989 | FIS-FEQ-FEQ-4001-SUS | Fire extinguisher, Type K, Fire Prevention, Kitchen | FIS-SES-FE |  | Safety Equipment | 46927 | FEQ | ? |  | Fire Fighting equipment
61469 | THC-FEQ-FSP-0002 | Fire Hose cabinets, Admin. Bldg K | THC-FEQ-FSP | Fire Prevention,Hose | Safety Equipment | 43226 | FSP | ? |  | Sprinkler System
61470 | THC-FEQ-FSP-0003 | Fire Hose cabinets, Admin. Bldg K | THC-FEQ-FSP | Fire Prevention,Hose | Safety Equipment | 43227 | FSP | ? |  | Sprinkler System
61471 | THC-FEQ-FSP-0004 | Fire Hose cabinets, Admin. Bldg K | THC-FEQ-FSP | Fire Prevention,Hose | Safety Equipment | 43228 | FSP | ? |  | Sprinkler System
61472 | THC-FEQ-FSP-0006 | Fire Hose cabinets, Admin. Bldg K | THC-FEQ-FSP | Fire Prevention,Hose | Safety Equipment | 43230 | FSP | ? |  | Sprinkler System
125514 | THC-FEQ-FSP-0001 | Fire Hose cabinets, Admin. Bldg K | THC-FEQ-FSP | Fire Prevention,Hose | Safety Equipment | 43225 | FSP | ? |  | Sprinkler System
125515 | THC-FEQ-FSP-0005 | Fire Hose cabinets, Admin. Bldg K | THC-FEQ-FSP | Fire Prevention,Hose | Safety Equipment | 43229 | FSP | ? |  | Sprinkler System
61478 | THC-FEQ-FSP-0016 | Fire Hose cabinets, Heat treatment ground floor,. Bldg M | THC-FEQ-FSP | Fire Prevention,Hose | Safety Equipment | 43240 | FSP | ? |  | Sprinkler System
61473 | THC-FEQ-FSP-0008 | Fire Hose cabinets, Thickening process,. Bldg J | THC-FEQ-FSP | Fire Prevention,Hose | Safety Equipment | 43232 | FSP | ? |  | Sprinkler System
61474 | THC-FEQ-FSP-0009 | Fire Hose cabinets, Thickening process,. Bldg J | THC-FEQ-FSP | Fire Prevention,Hose | Safety Equipment | 43233 | FSP | ? |  | Sprinkler System
61475 | THC-FEQ-FSP-0010 | Fire Hose cabinets, Thickening process,. Bldg J | THC-FEQ-FSP | Fire Prevention,Hose | Safety Equipment | 43234 | FSP | ? |  | Sprinkler System
61476 | THC-FEQ-FSP-0012 | Fire Hose cabinets, Thickening process,. Bldg J | THC-FEQ-FSP | Fire Prevention,Hose | Safety Equipment | 43236 | FSP | ? |  | Sprinkler System
61477 | THC-FEQ-FSP-0014 | Fire Hose cabinets, Thickening process,. Bldg J | THC-FEQ-FSP | Fire Prevention,Hose | Safety Equipment | 43238 | FSP | ? |  | Sprinkler System
125516 | THC-FEQ-FSP-0007 | Fire Hose cabinets, Thickening process,. Bldg J | THC-FEQ-FSP | Fire Prevention,Hose | Safety Equipment | 43231 | FSP | ? |  | Sprinkler System
125517 | THC-FEQ-FSP-0011 | Fire Hose cabinets, Thickening process,. Bldg J | THC-FEQ-FSP | Fire Prevention,Hose | Safety Equipment | 43235 | FSP | ? |  | Sprinkler System
125518 | THC-FEQ-FSP-0013 | Fire Hose cabinets, Thickening process,. Bldg J | THC-FEQ-FSP | Fire Prevention,Hose | Safety Equipment | 43237 | FSP | ? |  | Sprinkler System
125519 | THC-FEQ-FSP-0015 | Fire Hose cabinets, Thickening process,. Bldg J | THC-FEQ-FSP | Fire Prevention,Hose | Safety Equipment | 43239 | FSP | ? |  | Sprinkler System
61479 | THC-FEQ-FSP-0017 | Fire Hose cabinets,Digesters,. Bldg U | THC-FEQ-FSP | Fire Prevention,Hose | Safety Equipment | 43241 | FSP | ? |  | Sprinkler System
61480 | THC-FEQ-FSP-0019 | Fire Hose cabinets,Digesters,. Bldg U | THC-FEQ-FSP | Fire Prevention,Hose | Safety Equipment | 43243 | FSP | ? |  | Sprinkler System
61481 | THC-FEQ-FSP-0020 | Fire Hose cabinets,Digesters,. Bldg U | THC-FEQ-FSP | Fire Prevention,Hose | Safety Equipment | 43244 | FSP | ? |  | Sprinkler System
61482 | THC-FEQ-FSP-0022 | Fire Hose cabinets,Digesters,. Bldg U | THC-FEQ-FSP | Fire Prevention,Hose | Safety Equipment | 43246 | FSP | ? |  | Sprinkler System
125520 | THC-FEQ-FSP-0018 | Fire Hose cabinets,Digesters,. Bldg U | THC-FEQ-FSP | Fire Prevention,Hose | Safety Equipment | 43242 | FSP | ? |  | Sprinkler System
125521 | THC-FEQ-FSP-0021 | Fire Hose cabinets,Digesters,. Bldg U | THC-FEQ-FSP | Fire Prevention,Hose | Safety Equipment | 43245 | FSP | ? |  | Sprinkler System
81672 | TNT-SES-SQ-1000 | Fire Hydrants- All | TNT-GRK | Fire Prevention,Hydrant | Safety Equipment |  | SQ | http://www.toronto.ca/TWONTO#collection_of_assets |  | Groundskeeping, Building services, Safety Equipment
119747 | TAB-WA1-SQ-7200 | Fire PumpSkid, D Bldg | TAB-WA1-SQ | Pump,Centrifugal | Safety Equipment |  | SQ | http://www.toronto.ca/TWONTO#pump |  | Safety Equipment & Supplies Common to WA1
26306 | FHO-SES-SQ-0004 | First Aid | FHO-SES-SQ-0001 |  | Safety Equipment |  | SQ | http://www.toronto.ca/TWONTO#first_aid_kit |  | Safety Equipment
97924 | FIS-SES-FAK-0012 | First Aid Box, Chlorine Workshop | FIS-SES-FAK | Safety,First Aid Kit | Safety Equipment |  | FAK | http://www.toronto.ca/TWONTO#first_aid_kit |  | First Aid Kits
7666 | COL-PSU-FAK-0001 | First Aid Kit | COL-PSU | Safety,First Aid Kit | Safety Equipment |  | FAK | http://www.toronto.ca/TWONTO#first_aid_kit |  | Sunnyside Pumping Station
8513 | COL-RBB-FAK-0001 | First Aid Kit | COL-RBB | Safety,First Aid Kit | Safety Equipment |  | FAK | http://www.toronto.ca/TWONTO#first_aid_kit |  | Western Beaches Tunnel (Battery Park)-Storm
8742 | COL-SKW-FAK-0001 | First Aid Kit | COL-SKW | Safety,First Aid Kit | Safety Equipment |  | FAK | http://www.toronto.ca/TWONTO#first_aid_kit |  | Kew Beach Detention Tank (Kenilworth)-storm
8806 | COL-SMC-FAK-0001 | First Aid Kit | COL-SMC | Safety,First Aid Kit | Safety Equipment |  | FAK | http://www.toronto.ca/TWONTO#first_aid_kit |  | Maclean Detention Tank-storm
8807 | COL-SMC-FAK-0001 | First Aid Kit | COL-YKP | Safety,First Aid Kit | Safety Equipment |  | FAK | http://www.toronto.ca/TWONTO#first_aid_kit |  | Kipling Yard
14218 | COL-PHA-FAK-0001 | First Aid Kit | COL-PHA | Safety,First Aid Kit | Safety Equipment |  | FAK | http://www.toronto.ca/TWONTO#first_aid_kit |  | Hanlan's Point Sewage Pumping Station
48206 | TAB-ELS-SQ-6001 | First Aid Kit | TAB-ELS-ESQ | Safety,First Aid Kit | Safety Equipment |  | SQ | http://www.toronto.ca/TWONTO#first_aid_kit |  | Electrical Safety Equipment
48207 | TAB-ELS-SQ-6002 | First Aid Kit | TAB-ELS-ESQ | Safety,First Aid Kit | Safety Equipment |  | SQ | http://www.toronto.ca/TWONTO#first_aid_kit |  | Electrical Safety Equipment
48208 | TAB-ELS-SQ-6003 | First Aid Kit | TAB-ELS-ESQ | Safety,First Aid Kit | Safety Equipment |  | SQ | http://www.toronto.ca/TWONTO#first_aid_kit |  | Electrical Safety Equipment
48209 | TAB-ELS-SQ-6003 | First Aid Kit | TAB-ELS-SQ-FIRST AID | Safety,First Aid Kit | Safety Equipment |  | SQ | http://www.toronto.ca/TWONTO#first_aid_kit |  | First Aid Kits
113455 | TAB-ELS-SQ-6001 | First Aid Kit | TAB-ELS-SQ-FIRST AID | Safety,First Aid Kit | Safety Equipment |  | SQ | http://www.toronto.ca/TWONTO#first_aid_kit |  | First Aid Kits
113456 | TAB-ELS-SQ-6002 | First Aid Kit | TAB-ELS-SQ-FIRST AID | Safety,First Aid Kit | Safety Equipment |  | SQ | http://www.toronto.ca/TWONTO#first_aid_kit |  | First Aid Kits
120015 | TAB-WA5-SQ-0091 | First Aid Kit - Office Room at Dig 13 to 16 | TAB-DIG-SQ-T13-16 |  | Safety Equipment |  | SQ | http://www.toronto.ca/TWONTO#first_aid_kit |  | Digester Tanks 13-16, Safety Equipments
120016 | TAB-WA5-SQ-0091 | First Aid Kit - Office Room at Dig 13 to 16 | TAB-SES-WA8 |  | Safety Equipment |  | SQ | http://www.toronto.ca/TWONTO#first_aid_kit |  | WA 8 Safety Equipment,
46698 | TAB-DIS-SQ-0091SUS | First Aid Kit - Chlorine Bldg. | TAB-SUSPENDED ENTITY |  | Safety Equipment | 47540 | SQ | http://www.toronto.ca/TWONTO#first_aid_kit |  | Suspended entities
112277 | TAB-DIS-SQ-0091SUS | First Aid Kit - Chlorine Bldg. | TAB-DIS-SQ |  | Safety Equipment | 47540 | SQ | http://www.toronto.ca/TWONTO#first_aid_kit |  | Chlorine Building Safety Equipment
111099 | TAB-DIG-SQ-0091 | First Aid Kit - Gas Control Bldg. | TAB-DIG-SQ | Safety,First Aid Kit | Safety Equipment |  | SQ | http://www.toronto.ca/TWONTO#first_aid_kit |  | Digester Gas Control Building.- Safety Equipment
116715 | TAB-PWA-SQ-0091 | First Aid Kit - Plant Water | TAB-PWA-SQ |  | Safety Equipment |  | SQ | http://www.toronto.ca/TWONTO#first_aid_kit |  | Plant Water - Safetry Equipment
51682 | TAB-PRS-SQ-0010 | First Aid Kit - PRS Building | TAB-STR-SQ | Safety,First Aid Kit | Safety Equipment |  | SQ | http://www.toronto.ca/TWONTO#first_aid_kit |  | WA2 Safety Equipment,lifting devices, ladders, Eye Wash station, First Aid Kits, Lock out stations
118237 | TAB-SLO-SQ-0091 | First Aid Kit- Biosolids Work Shop Main Floor | TAB-SLO-SES | Safety,First Aid Kit | Safety Equipment |  | SQ | http://www.toronto.ca/TWONTO#first_aid_kit |  | TABWA4 Health and Safety Equipment
53853 | TAB-SLO-SQ-9116SUS | First Aid Kit- Laboratory Trailer | TAB-SLO-SES | Safety,First Aid Kit | Safety Equipment | 47537 | SQ | http://www.toronto.ca/TWONTO#first_aid_kit |  | TABWA4 Health and Safety Equipment
118239 | TAB-SLO-SQ-9116SUS | First Aid Kit- Laboratory Trailer | TAB-SUSPENDED ENTITY | Safety,First Aid Kit | Safety Equipment | 47537 | SQ | http://www.toronto.ca/TWONTO#first_aid_kit |  | Suspended entities
18780 | FHA-SQ-FAK-16 | First Aid Kit Station | FHA-SES-SQ-4 | PPE | Safety Equipment |  | FAK | http://www.toronto.ca/TWONTO#first_aid_station_equipment |  | First Aid
18781 | FHA-SQ-FAK-17 | First Aid Kit Station | FHA-SES-SQ-4 | PPE | Safety Equipment |  | FAK | http://www.toronto.ca/TWONTO#first_aid_station_equipment |  | First Aid
83616 | FHA-SQ-FAK-18 | First Aid Kit Station | FHA-SES-SQ-4 | PPE | Safety Equipment |  | FAK | http://www.toronto.ca/TWONTO#first_aid_station_equipment |  | First Aid
94835 | FHO-SES-SQ-4008 SUSP | First Aid Kit Station Spares | FHO-SES-SQ-0001 | PPE | Safety Equipment | 35800 | SQ | http://www.toronto.ca/TWONTO#first_aid_station_equipment |  | Safety Equipment
94836 | FHO-SES-SQ-4008 SUSP | First Aid Kit Station Spares | FHO-SES-SQ-0004 | PPE | Safety Equipment | 35800 | SQ | http://www.toronto.ca/TWONTO#first_aid_station_equipment |  | First Aid
14497 | FCL-SES-FAK-0001 | First Aid Kit Station, Admin Building, Control Room | FCL-SES-FAK-0006 | PPE | Safety Equipment |  | FAK | http://www.toronto.ca/TWONTO#first_aid_station_equipment |  | First Aid Kit, High Lift Basement B1, Mechanical Room
14500 | FCL-SES-FAK-0005 | First Aid Kit Station, Admin Building, Main Lunch Room 1st Floor | FCL-SES-FAK-0006 | PPE | Safety Equipment |  | FAK | http://www.toronto.ca/TWONTO#first_aid_station_equipment |  | First Aid Kit, High Lift Basement B1, Mechanical Room
146667 | WTR-RBV-FAK-0001 | First Aid Kit Station, Bayview Reservoir, Main Entrance | WTR-EAST-SES |  | Safety Equipment | 42088 | FAK | http://www.toronto.ca/TWONTO#first_aid_station_equipment |  | Safety & Lifting Devices
146668 | WTR-RBV-FAK-0001 | First Aid Kit Station, Bayview Reservoir, Main Entrance | WTR-SUSPENDED |  | Safety Equipment | 42088 | FAK | http://www.toronto.ca/TWONTO#first_aid_station_equipment |  | Suspended Obsolete entity for storage purpose
143253 | WTR-PEG-FAK-0001 | First Aid Kit Station, Eglinton Pumping Station, Electrical Room | WTR-EAST-SES |  | Safety Equipment | 42089 | FAK | http://www.toronto.ca/TWONTO#first_aid_station_equipment |  | Safety & Lifting Devices
143254 | WTR-PEG-FAK-0001 | First Aid Kit Station, Eglinton Pumping Station, Electrical Room | WTR-SUSPENDED |  | Safety Equipment | 42089 | FAK | http://www.toronto.ca/TWONTO#first_aid_station_equipment |  | Suspended Obsolete entity for storage purpose
85007 | WTR-PEL-FAK-0001 | First Aid Kit Station, Ellesmere Pumping Station, Beside the Washroom | WTR-EAST-SES | Safety,First Aid Kit | Safety Equipment |  | FAK | http://www.toronto.ca/TWONTO#first_aid_station_equipment |  | Safety & Lifting Devices
85008 | WTR-PEL-FAK-0001 | First Aid Kit Station, Ellesmere Pumping Station, Beside the Washroom | WTR-PEL | Safety,First Aid Kit | Safety Equipment |  | FAK | http://www.toronto.ca/TWONTO#first_aid_station_equipment |  | Ellesmere Pumping Station
14498 | FCL-SES-FAK-0003 | First Aid Kit Station, Gaseous Chemical Building | FCL-SES-FAK-0006 | PPE | Safety Equipment |  | FAK | http://www.toronto.ca/TWONTO#first_aid_station_equipment |  | First Aid Kit, High Lift Basement B1, Mechanical Room
85494 | WTR-PHL-FAK-0008 | First Aid Kit Station, High Level Pumping Station, Inside First Aid Room | WTR-CENTRAL-SES | Safety,First Aid Kit | Safety Equipment |  | FAK | http://www.toronto.ca/TWONTO#first_aid_station_equipment |  | Safety & Lifting Devices
143923 | WTR-PHL-FAK-0007 | First Aid Kit Station, High Level Pumping Station, Inside PCO Control Room | WTR-CENTRAL-SES | Safety,First Aid Kit | Safety Equipment |  | FAK | http://www.toronto.ca/TWONTO#first_aid_station_equipment |  | Safety & Lifting Devices
85488 | WTR-PHL-FAK-0001 | First Aid Kit Station, High Level Pumping Station, Outside Crew Room | WTR-CENTRAL-SES | Safety,First Aid Kit | Safety Equipment |  | FAK | http://www.toronto.ca/TWONTO#first_aid_station_equipment |  | Safety & Lifting Devices
85495 | WTR-PHL-FAK-0009 | First Aid Kit Station, High Level Pumping Station, Outside Crew Room | WTR-CENTRAL-SES | Safety,First Aid Kit | Safety Equipment |  | FAK | http://www.toronto.ca/TWONTO#first_aid_station_equipment |  | Safety & Lifting Devices
143922 | WTR-PHL-FAK-0006 | First Aid Kit Station, High Level Pumping Station, Upstairs Lunch Room | WTR-CENTRAL-SES | Safety,First Aid Kit | Safety Equipment |  | FAK | http://www.toronto.ca/TWONTO#first_aid_station_equipment |  | Safety & Lifting Devices
64789 | FCL-SES-FAK-0002 | First Aid Kit Station, High Lift PS/Admin Building, Basement near Electrical Shop | FCL-SES-FAK-0006 | PPE | Safety Equipment |  | FAK | http://www.toronto.ca/TWONTO#first_aid_station_equipment |  | First Aid Kit, High Lift Basement B1, Mechanical Room
85975 | WTR-PJS-FAK-0001 | First Aid Kit Station, john Street Pumping Station, Crew Room | WTR-CENTRAL-SES | Safety,First Aid Kit | Safety Equipment |  | FAK | http://www.toronto.ca/TWONTO#first_aid_station_equipment |  | Safety & Lifting Devices
144947 | WTR-PKN-FAK-0001 | First Aid Kit Station, Kennedy Pumping Station, Main Entrance | WTR-EAST-SES |  | Safety Equipment | 42086 | FAK | http://www.toronto.ca/TWONTO#first_aid_station_equipment |  | Safety & Lifting Devices
144948 | WTR-PKN-FAK-0001 | First Aid Kit Station, Kennedy Pumping Station, Main Entrance | WTR-SUSPENDED |  | Safety Equipment | 42086 | FAK | http://www.toronto.ca/TWONTO#first_aid_station_equipment |  | Suspended Obsolete entity for storage purpose
145058 | WTR-PLW-FAK-0001 | First Aid Kit Station, Lawrence Pumping Station, Electrical Room | WTR-WEST-SES | Safety,First Aid Kit | Safety Equipment |  | FAK | http://www.toronto.ca/TWONTO#first_aid_station_equipment |  | Safety & Lifting Devices
14499 | FCL-SES-FAK-0004 | First Aid Kit Station, Low Lift PS Building, SE Wall | FCL-SES-FAK-0006 | PPE | Safety Equipment |  | FAK | http://www.toronto.ca/TWONTO#first_aid_station_equipment |  | First Aid Kit, High Lift Basement B1, Mechanical Room
86986 | WTR-PMI-FAK-0001 | First Aid Kit Station, Milliken Pumping Station, Beside to the Washroom | WTR-EAST-SES | Safety,First Aid Kit | Safety Equipment |  | FAK | http://www.toronto.ca/TWONTO#first_aid_station_equipment |  | Safety & Lifting Devices
145277 | WTR-PMI-FAK-0001 | First Aid Kit Station, Milliken Pumping Station, Beside to the Washroom | WTR-PMI | Safety,First Aid Kit | Safety Equipment |  | FAK | http://www.toronto.ca/TWONTO#first_aid_station_equipment |  | Milliken Pumping Station
89357 | WTR-RRG-FAK-0001 | First Aid Kit Station, Rouge Tank, HVAC Room | WTR-EAST-SES |  | Safety Equipment | 42090 | FAK | http://www.toronto.ca/TWONTO#first_aid_station_equipment |  | Safety & Lifting Devices
147129 | WTR-RRG-FAK-0001 | First Aid Kit Station, Rouge Tank, HVAC Room | WTR-SUSPENDED |  | Safety Equipment | 42090 | FAK | http://www.toronto.ca/TWONTO#first_aid_station_equipment |  | Suspended Obsolete entity for storage purpose
88199 | WTR-PSC-FAK-0001 | First Aid Kit Station, Scarborough Pumping Station, Crew Room | WTR-EAST-SES | Safety,First Aid Kit | Safety Equipment |  | FAK | http://www.toronto.ca/TWONTO#first_aid_station_equipment |  | Safety & Lifting Devices
146299 | WTR-PSC-FAK-0001 | First Aid Kit Station, Scarborough Pumping Station, Crew Room | WTR-PSC-AUX | Safety,First Aid Kit | Safety Equipment |  | FAK | http://www.toronto.ca/TWONTO#first_aid_station_equipment |  | Auxiliary Equipment (Building Facilities)
88420 | WTR-PTH-FAK-0001 | First Aid Kit Station, Thornhill Pumping Station, Main Entrance | WTR-SUSPENDED |  | Safety Equipment | 42087 | FAK | http://www.toronto.ca/TWONTO#first_aid_station_equipment |  | Suspended Obsolete entity for storage purpose
146479 | WTR-PTH-FAK-0001 | First Aid Kit Station, Thornhill Pumping Station, Main Entrance | WTR-EAST-SES |  | Safety Equipment | 42087 | FAK | http://www.toronto.ca/TWONTO#first_aid_station_equipment |  | Safety & Lifting Devices
52995 | TAB-RSP-SQ-9120 | First Aid Kit T Bldg | TAB-WA1-SQ | Safety,First Aid Kit | Safety Equipment |  | SQ | http://www.toronto.ca/TWONTO#first_aid_kit |  | Safety Equipment & Supplies Common to WA1
117360 | TAB-RSP-SQ-9120 | First Aid Kit T Bldg | TAB-RSP-SQ-M | Safety,First Aid Kit | Safety Equipment |  | SQ | http://www.toronto.ca/TWONTO#first_aid_kit |  | Atmosphere Monitoring,Emerg. Eyewash and Shower Stations, First Aid Kits, M Bldg
30381 | FIS-SES-FAK-0601 | First Aid Kit, Admin Building, Control Room | FIS-SES-FAK | Safety,First Aid Kit | Safety Equipment |  | FAK | http://www.toronto.ca/TWONTO#first_aid_kit |  | First Aid Kits
30382 | FIS-SES-FAK-0602 | First Aid Kit, Admin Building, Lab | FIS-SES-FAK | Safety,First Aid Kit | Safety Equipment |  | FAK | http://www.toronto.ca/TWONTO#first_aid_kit |  | First Aid Kits
79006 | THR-SQ-FAK-TRL2 | First Aid Kit, Admin. Trailer | THR-SQ-FAK-WA2 | Safety | Safety Equipment |  |  | http://www.toronto.ca/TWONTO#first_aid_kit |  | First Aid Kit, Work Area 2
138861 | THR-SQ-FAK-TRL | First Aid Kit, Admin. Trailer | THR-SQ-FAK-WA2 | Safety | Safety Equipment |  |  | http://www.toronto.ca/TWONTO#first_aid_kit |  | First Aid Kit, Work Area 2
97927 | FIS-SES-FAK-5001 | First Aid Kit, Burn Kit, Ammonia/Fluoride Building, Ammonia Pump Room | FIS-SES-FAK | Safety | Safety Equipment |  | FAK | http://www.toronto.ca/TWONTO#first_aid_kit |  | First Aid Kits
30385 | FIS-SES-FAK-3501 | First Aid Kit, Burn Kit, Gaseous Chemical Building, Entrance | FIS-SES-FAK | Safety | Safety Equipment |  | FAK | http://www.toronto.ca/TWONTO#first_aid_kit |  | First Aid Kits
30383 | FIS-SES-FAK-1401 | First Aid Kit, Chemical Sampling Building, Inside Entrance Doorway, West Side | FIS-SES-FAK | Safety,First Aid Kit | Safety Equipment |  | FAK | http://www.toronto.ca/TWONTO#first_aid_kit |  | First Aid Kits
78995 | THR-SQ-FAK-DIS | First Aid Kit, Chlorine Building Workshop | THR-SQ-FAK-WA1 | Safety | Safety Equipment | 35466 |  | http://www.toronto.ca/TWONTO#first_aid_kit |  | First Aid Kit, STB
78996 | THR-SQ-FAK-DIS | First Aid Kit, Chlorine Building Workshop | THR-SQ-FAK-WA4 | Safety | Safety Equipment | 35466 |  | http://www.toronto.ca/TWONTO#first_aid_kit |  | First Aid Kit, Work Area 4
78994 | THR-SQ-FAK-CSE | First Aid Kit, Confined Space Entry | THR-SQ-FAK-WA2 | Safety | Safety Equipment |  |  | http://www.toronto.ca/TWONTO#first_aid_kit |  | First Aid Kit, Work Area 2
138854 | THR-SQ-FAK-DIG | First Aid Kit, Digester Control Room | THR-SQ-FAK-WA1 | Safety | Safety Equipment |  |  | http://www.toronto.ca/TWONTO#first_aid_kit |  | First Aid Kit, STB
78998 | THR-SQ-FAK-EMS | First Aid Kit, East Maintenance Shop | THR-SQ-FAK-WA4 | Safety | Safety Equipment | 35467 |  | http://www.toronto.ca/TWONTO#first_aid_kit |  | First Aid Kit, Work Area 4
78997 | THR-SQ-FAK-ELEC | First Aid Kit, Electrical Shop | THR-SQ-FAK-WA2 | Safety | Safety Equipment |  |  | http://www.toronto.ca/TWONTO#first_aid_kit |  | First Aid Kit, Work Area 2
78999 | THR-SQ-FAK-EV | First Aid Kit, Electrical/EICT Van | THR-SQ-FAK-WA2 | Safety | Safety Equipment | 35461 |  | http://www.toronto.ca/TWONTO#first_aid_kit |  | First Aid Kit, Work Area 2
18219 | FHA-SES-FAK-0502 | First Aid Kit, Filter Building, Filter Gallery Centre | FHA-SES-SQ-4 | Safety,First Aid Kit | Safety Equipment |  | FAK | http://www.toronto.ca/TWONTO#first_aid_kit |  | First Aid
81153 | FHA-SES-FAK-0501 | First Aid Kit, Filter Building, Filter Gallery Centre | FHA-SES-SQ-4 | Safety,First Aid Kit | Safety Equipment |  | FAK | http://www.toronto.ca/TWONTO#first_aid_kit |  | First Aid
30380 | FIS-SES-FAK-0008 | First Aid Kit, Fire Blanket, Woolen, Store | FIS-SES-FAK | Safety | Safety Equipment |  | FAK | http://www.toronto.ca/TWONTO#first_aid_kit |  | First Aid Kits
9153 | COL-YKP-FAK-0001 | First Aid Kit, First Floor (Hallway) | COL-YKP | Safety,First Aid Kit | Safety Equipment |  | FAK | http://www.toronto.ca/TWONTO#first_aid_kit |  | Kipling Yard
79000 | THR-SQ-FAK-GMPU | First Aid Kit, Grounds Maintenance Pick-up Truck | THR-SQ-FAK-WA2 | Safety | Safety Equipment | 35462 |  | http://www.toronto.ca/TWONTO#first_aid_kit |  | First Aid Kit, Work Area 2
79001 | THR-SQ-FAK-LABS | First Aid Kit, Laboratory Workshop (SUSPENDED) | THR-SQ-FAK-WA2 | Safety | Safety Equipment | 35077 |  | http://www.toronto.ca/TWONTO#first_aid_kit |  | First Aid Kit, Work Area 2
79003 | THR-SQ-FAK-MS | First Aid Kit, Machine Shop | THR-SQ-FAK-WA2 | Safety | Safety Equipment |  |  | http://www.toronto.ca/TWONTO#first_aid_kit |  | First Aid Kit, Work Area 2
79002 | THR-SQ-FAK-MCR | First Aid Kit, Main Control Room | THR-SQ-FAK-WA2 | Safety | Safety Equipment |  |  | http://www.toronto.ca/TWONTO#first_aid_kit |  | First Aid Kit, Work Area 2
138856 | THR-SQ-FAK-MPU | First Aid Kit, Maintenance Pick-up Truck | THR-SQ-FAK-WA2 | Safety | Safety Equipment | 35463 |  | http://www.toronto.ca/TWONTO#first_aid_kit |  | First Aid Kit, Work Area 2
138855 | THR-SQ-FAK-MCVS | First Aid Kit, McViro Consultant Trailer (SUSPENDED) | THR-SQ-FAK-WA2 | Safety | Safety Equipment | 35079 |  | http://www.toronto.ca/TWONTO#first_aid_kit |  | First Aid Kit, Work Area 2
79004 | THR-SQ-FAK-PP | First Aid Kit, Palace Pier | THR-SQ-FAK-WA4 | Safety | Safety Equipment | 35468 |  | http://www.toronto.ca/TWONTO#first_aid_kit |  | First Aid Kit, Work Area 4
138857 | THR-SQ-FAK-PP | First Aid Kit, Palace Pier | THR-SQ-FAK-WA1 | Safety | Safety Equipment | 35468 |  | http://www.toronto.ca/TWONTO#first_aid_kit |  | First Aid Kit, STB
138858 | THR-SQ-FAK-PTV | First Aid Kit, Plant Technician Van | THR-SQ-FAK-WA2 | Safety | Safety Equipment | 35464 |  | http://www.toronto.ca/TWONTO#first_aid_kit |  | First Aid Kit, Work Area 2
30384 | FIS-SES-FAK-1601 | First Aid Kit, Raw Water Valve Intake, Ground Level | FIS-SES |  | Safety Equipment |  | FAK | http://www.toronto.ca/TWONTO#first_aid_kit |  | Safety, Instrumentation & Environmental Services
138859 | THR-SQ-FAK-RSPS | First Aid Kit, RSPS Control Room | THR-SQ-FAK-WA4 | Safety | Safety Equipment |  |  | http://www.toronto.ca/TWONTO#first_aid_kit |  | First Aid Kit, Work Area 4
34786 | COL-YKP-FAK-0002 | First Aid Kit, Second Floor (Kitchen) | COL-YKP | Safety,First Aid Kit | Safety Equipment |  | FAK | http://www.toronto.ca/TWONTO#first_aid_kit |  | Kipling Yard
138860 | THR-SQ-FAK-STB | First Aid Kit, Sludge Thickening Bldg., Control Room | THR-SQ-FAK-WA1 | Safety | Safety Equipment | 35460 |  | http://www.toronto.ca/TWONTO#first_aid_kit |  | First Aid Kit, STB
79008 | THR-SQ-FAK-WA1 | First Aid Kit, STB | THR-SES-WA1 | Safety | Safety Equipment |  |  | http://www.toronto.ca/TWONTO#first_aid_kit |  | Safety & Environmental Services
138862 | THR-SQ-FAK-WA1 | First Aid Kit, STB | THR-JHSC-WA1 | Safety | Safety Equipment |  |  | http://www.toronto.ca/TWONTO#first_aid_kit |  | Joint Health & Safety Committee WA1
30386 | FIS-SES-FAK-4503 | First Aid Kit, Stretcher, Collapsible, Portable, Workshop Building, EICT Corridor | FIS-SES-FAK | Safety | Safety Equipment |  | FAK | http://www.toronto.ca/TWONTO#first_aid_kit |  | First Aid Kits
79007 | THR-SQ-FAK-TTR | First Aid Kit, Technical Trainer Room | THR-SQ-FAK-WA2 | Safety | Safety Equipment | 35465 |  | http://www.toronto.ca/TWONTO#first_aid_kit |  | First Aid Kit, Work Area 2
79005 | THR-SQ-FAK-TRAL | First Aid Kit, Trailer | THR-SQ-FAK-WA2 | Safety | Safety Equipment |  |  | http://www.toronto.ca/TWONTO#first_aid_kit |  | First Aid Kit, Work Area 2
9208 | COL-YKP-FAK-080109 | First Aid Kit, Truck # 080109 (2022 FORD F550) | COL-YKP | Safety,First Aid Kit | Safety Equipment |  | FAK | http://www.toronto.ca/TWONTO#first_aid_kit |  | Kipling Yard
35019 | COL-YKP-FAK-080109 | First Aid Kit, Truck # 080109 (2022 FORD F550) | COL-YKP-VEH-080109 | Safety,First Aid Kit | Safety Equipment |  | FAK | http://www.toronto.ca/TWONTO#first_aid_kit |  | Vehicle, Truck # 080109 (2022 FORD F550)
9210 | COL-YKP-FAK-080122 | First Aid Kit, Truck # 080122 (2022 FORD F550) | COL-YKP-VEH-080122 | Safety,First Aid Kit | Safety Equipment |  | FAK | http://www.toronto.ca/TWONTO#first_aid_kit |  | Vehicle, Truck # 080122 (2022 FORD F550)
35027 | COL-YKP-FAK-080122 | First Aid Kit, Truck # 080122 (2022 FORD F550) | COL-YKP | Safety,First Aid Kit | Safety Equipment |  | FAK | http://www.toronto.ca/TWONTO#first_aid_kit |  | Kipling Yard
9151 | COL-YKP-FAK- 065208 | First Aid Kit, Truck # 065208 (2023 FORD F250) | COL-YKP | Safety,First Aid Kit | Safety Equipment |  |  | http://www.toronto.ca/TWONTO#first_aid_kit |  | Kipling Yard
34784 | COL-YKP-FAK- 065208 | First Aid Kit, Truck # 065208 (2023 FORD F250) | COL-YKP-VEH-065208 | Safety,First Aid Kit | Safety Equipment |  |  | http://www.toronto.ca/TWONTO#first_aid_kit |  | Vehicle, Truck # 065208 (2023 FORD F250)
9205 | COL-YKP-FAK-067144 | First Aid Kit, Truck # 067144 (2023 DODGE RAM 2500) | COL-YKP | Safety,First Aid Kit | Safety Equipment |  | FAK | http://www.toronto.ca/TWONTO#first_aid_kit |  | Kipling Yard
35013 | COL-YKP-FAK-067144 | First Aid Kit, Truck # 067144 (2023 DODGE RAM 2500) | COL-YKP-VEH-067144 | Safety,First Aid Kit | Safety Equipment |  | FAK | http://www.toronto.ca/TWONTO#first_aid_kit |  | Vehicle, Truck # 067144 (2023 DODGE RAM 2500)
35014 | COL-YKP-FAK-067144 | First Aid Kit, Truck # 067144 (2023 DODGE RAM 2500) | COL-YKP-VEH-67134 | Safety,First Aid Kit | Safety Equipment |  | FAK | http://www.toronto.ca/TWONTO#first_aid_kit |  | Vehicle, Truck # 67134 (2023 CHEVROLET 2500HD STANDARD)
9152 | COL-YKP-FAK- 067161 | First Aid Kit, Truck # 067161 (2023 FORD F250) | COL-YKP-VEH-067161 | Safety,First Aid Kit | Safety Equipment |  |  | http://www.toronto.ca/TWONTO#first_aid_kit |  | Vehicle, Truck # 067161 (2023 FORD F250)
34785 | COL-YKP-FAK- 067161 | First Aid Kit, Truck # 067161 (2023 FORD F250) | COL-YKP | Safety,First Aid Kit | Safety Equipment |  |  | http://www.toronto.ca/TWONTO#first_aid_kit |  | Kipling Yard
35023 | COL-YKP-FAK-080120 | First Aid Kit, Truck # 080120 (2022 FORD F550) | COL-YKP | Safety,First Aid Kit | Safety Equipment |  | FAK | http://www.toronto.ca/TWONTO#first_aid_kit |  | Kipling Yard
35024 | COL-YKP-FAK-080120 | First Aid Kit, Truck # 080120 (2022 FORD F550) | COL-YKP-VEH-080120 | Safety,First Aid Kit | Safety Equipment |  | FAK | http://www.toronto.ca/TWONTO#first_aid_kit |  | Vehicle, Truck #080120 (2022 FORD F550)
9211 | COL-YKP-FAK-080123 | First Aid Kit, Truck # 080123 (2022 FORD F550) | COL-YKP | Safety,First Aid Kit | Safety Equipment |  | FAK | http://www.toronto.ca/TWONTO#first_aid_kit |  | Kipling Yard
9212 | COL-YKP-FAK-080123 | First Aid Kit, Truck # 080123 (2022 FORD F550) | COL-YKP-VEH-080123 | Safety,First Aid Kit | Safety Equipment |  | FAK | http://www.toronto.ca/TWONTO#first_aid_kit |  | Vehicle, Truck #080123 (2022 FORD F550)
9215 | COL-YKP-FAK-189018 | First Aid Kit, Truck # 189018 (2018 FREIGHTLNR M2 106) | COL-YKP | Safety,First Aid Kit | Safety Equipment |  | FAK | http://www.toronto.ca/TWONTO#first_aid_kit |  | Kipling Yard
9216 | COL-YKP-FAK-189018 | First Aid Kit, Truck # 189018 (2018 FREIGHTLNR M2 106) | COL-YKP-VEH-189018 | Safety,First Aid Kit | Safety Equipment |  | FAK | http://www.toronto.ca/TWONTO#first_aid_kit |  | Vehicle, Truck # 189018 (2018 FREIGHTLNR M2 106)
9218 | COL-YKP-FAK-67108 | First Aid Kit, Truck # 67108 (2022 CHEVROLET 2500HD) | COL-YKP | Safety,First Aid Kit | Safety Equipment |  | FAK | http://www.toronto.ca/TWONTO#first_aid_kit |  | Kipling Yard
9219 | COL-YKP-FAK-67108 | First Aid Kit, Truck # 67108 (2022 CHEVROLET 2500HD) | COL-YKP-VEH-67108 | Safety,First Aid Kit | Safety Equipment |  | FAK | http://www.toronto.ca/TWONTO#first_aid_kit |  | Vehicle, Truck # 67108 (2022 CHEVROLET 2500HD)
9220 | COL-YKP-FAK-67134 | First Aid Kit, Truck # 67134 (2023 CHEVROLET 2500HD STANDARD) | COL-YKP-VEH-67134 | Safety,First Aid Kit | Safety Equipment |  | FAK | http://www.toronto.ca/TWONTO#first_aid_kit |  | Vehicle, Truck # 67134 (2023 CHEVROLET 2500HD STANDARD)
35029 | COL-YKP-FAK-67134 | First Aid Kit, Truck # 67134 (2023 CHEVROLET 2500HD STANDARD) | COL-YKP | Safety,First Aid Kit | Safety Equipment |  | FAK | http://www.toronto.ca/TWONTO#first_aid_kit |  | Kipling Yard
9196 | COL-YKP-FAK-0034 | First Aid Kit, Truck #041121 (Escape Hybrid) | COL-YKP-VEH-0034S | Safety,First Aid Kit | Safety Equipment |  | FAK | http://www.toronto.ca/TWONTO#first_aid_kit |  | Vehicle, Truck #041121 (Escape Hybrid)
35001 | COL-YKP-FAK-0034 | First Aid Kit, Truck #041121 (Escape Hybrid) | COL-YKP | Safety,First Aid Kit | Safety Equipment |  | FAK | http://www.toronto.ca/TWONTO#first_aid_kit |  | Kipling Yard
9199 | COL-YKP-FAK-0038 | First Aid Kit, Truck #041152 (Escape) | COL-YKP | Safety,First Aid Kit | Safety Equipment |  | FAK | http://www.toronto.ca/TWONTO#first_aid_kit |  | Kipling Yard
9200 | COL-YKP-FAK-0038 | First Aid Kit, Truck #041152 (Escape) | COL-YKP-VEH-0038S | Safety,First Aid Kit | Safety Equipment |  | FAK | http://www.toronto.ca/TWONTO#first_aid_kit |  | Vehicle, Truck #041152 (Escape)
9194 | COL-YKP-FAK-0033S | First Aid Kit, Truck #041188 (Escape) | COL-W-OBSOLETE | Safety,First Aid Kit | Safety Equipment | 39319 | FAK | http://www.toronto.ca/TWONTO#first_aid_kit |  | Col West Obsolete Entities
9195 | COL-YKP-FAK-0033S | First Aid Kit, Truck #041188 (Escape) | COL-YKP | Safety,First Aid Kit | Safety Equipment | 39319 | FAK | http://www.toronto.ca/TWONTO#first_aid_kit |  | Kipling Yard
35000 | COL-YKP-FAK-0033S | First Aid Kit, Truck #041188 (Escape) | COL-YKP-VEH-0033 | Safety,First Aid Kit | Safety Equipment | 39319 | FAK | http://www.toronto.ca/TWONTO#first_aid_kit |  | Vehicle, Truck #041188 (Escape)
9197 | COL-YKP-FAK-0035 | First Aid Kit, Truck #041189 (Escape) | COL-YKP | Safety,First Aid Kit | Safety Equipment |  | FAK | http://www.toronto.ca/TWONTO#first_aid_kit |  | Kipling Yard
35002 | COL-YKP-FAK-0035 | First Aid Kit, Truck #041189 (Escape) | COL-YKP-VEH-0035 | Safety,First Aid Kit | Safety Equipment |  | FAK | http://www.toronto.ca/TWONTO#first_aid_kit |  | Vehicle, Truck #041189 (Escape)
35003 | COL-YKP-FAK-0036 | First Aid Kit, Truck #041226 (Escape) | COL-YKP | Safety,First Aid Kit | Safety Equipment |  | FAK | http://www.toronto.ca/TWONTO#first_aid_kit |  | Kipling Yard
35004 | COL-YKP-FAK-0036 | First Aid Kit, Truck #041226 (Escape) | COL-YKP-VEH-041226 | Safety,First Aid Kit | Safety Equipment |  | FAK | http://www.toronto.ca/TWONTO#first_aid_kit |  | Vehicle, Truck #041226 (Escape)
9198 | COL-YKP-FAK-0037 | First Aid Kit, Truck #041227 (Escape) | COL-YKP-VEH-0037 | Safety,First Aid Kit | Safety Equipment |  | FAK | http://www.toronto.ca/TWONTO#first_aid_kit |  | Vehicle, Truck #041227 (Escape)
35005 | COL-YKP-FAK-0037 | First Aid Kit, Truck #041227 (Escape) | COL-YKP | Safety,First Aid Kit | Safety Equipment |  | FAK | http://www.toronto.ca/TWONTO#first_aid_kit |  | Kipling Yard
34996 | COL-YKP-FAK-0031 | First Aid Kit, Truck #041264 (Escape) | COL-YKP | Safety,First Aid Kit | Safety Equipment |  | FAK | http://www.toronto.ca/TWONTO#first_aid_kit |  | Kipling Yard
34997 | COL-YKP-FAK-0031 | First Aid Kit, Truck #041264 (Escape) | COL-YKP-VEH-0031 | Safety,First Aid Kit | Safety Equipment |  | FAK | http://www.toronto.ca/TWONTO#first_aid_kit |  | Vehicle, Truck #041264 (Escape)
9157 | COL-YKP-FAK-0006S | First Aid Kit, Truck #043191 (Sierra 1500) | COL-W-OBSOLETE | Safety,First Aid Kit | Safety Equipment | 39964 | FAK | http://www.toronto.ca/TWONTO#first_aid_kit |  | Col West Obsolete Entities
9158 | COL-YKP-FAK-0006S | First Aid Kit, Truck #043191 (Sierra 1500) | COL-YKP | Safety,First Aid Kit | Safety Equipment | 39964 | FAK | http://www.toronto.ca/TWONTO#first_aid_kit |  | Kipling Yard
34797 | COL-YKP-FAK-0006S | First Aid Kit, Truck #043191 (Sierra 1500) | COL-YKP-VEH-0006S | Safety,First Aid Kit | Safety Equipment | 39964 | FAK | http://www.toronto.ca/TWONTO#first_aid_kit |  | Vehicle, Truck #043191 (Sierra 1500)
9166 | COL-YKP-FAK-0012S | First Aid Kit, Truck #043194 (Sierra 1500) | COL-W-OBSOLETE | Safety,First Aid Kit | Safety Equipment | 41250 | FAK | http://www.toronto.ca/TWONTO#first_aid_kit |  | Col West Obsolete Entities
9167 | COL-YKP-FAK-0012S | First Aid Kit, Truck #043194 (Sierra 1500) | COL-YKP | Safety,First Aid Kit | Safety Equipment | 41250 | FAK | http://www.toronto.ca/TWONTO#first_aid_kit |  | Kipling Yard
9168 | COL-YKP-FAK-0012S | First Aid Kit, Truck #043194 (Sierra 1500) | COL-YKP-VEH-0012S | Safety,First Aid Kit | Safety Equipment | 41250 | FAK | http://www.toronto.ca/TWONTO#first_aid_kit |  | Vehicle, Truck #043194 (Sierra 1500)
9201 | COL-YKP-FAK-050163 | First Aid Kit, Truck #050163 (2022 DODGE RAM 1500) | COL-YKP | Safety,First Aid Kit | Safety Equipment |  | FAK | http://www.toronto.ca/TWONTO#first_aid_kit |  | Kipling Yard
9202 | COL-YKP-FAK-050163 | First Aid Kit, Truck #050163 (2022 DODGE RAM 1500) | COL-YKP-VEH-050163 | Safety,First Aid Kit | Safety Equipment |  | FAK | http://www.toronto.ca/TWONTO#first_aid_kit |  | Vehicle, Truck #050163 (2022 DODGE RAM 1500)
9203 | COL-YKP-FAK-051025 | First Aid Kit, Truck #051025 (2021 CHEVROLET COLORADO) | COL-YKP-VEH-051025 | Safety,First Aid Kit | Safety Equipment |  | FAK | http://www.toronto.ca/TWONTO#first_aid_kit |  | Vehicle, Truck #051025 (2021 CHEVROLET COLORADO)
35008 | COL-YKP-FAK-051025 | First Aid Kit, Truck #051025 (2021 CHEVROLET COLORADO) | COL-YKP | Safety,First Aid Kit | Safety Equipment |  | FAK | http://www.toronto.ca/TWONTO#first_aid_kit |  | Kipling Yard
9179 | COL-YKP-FAK-0019(S) | First Aid Kit, Truck #062084 (RAM 2500) | COL-W-OBSOLETE | Safety,First Aid Kit | Safety Equipment | 39045 | FAK | http://www.toronto.ca/TWONTO#first_aid_kit |  | Col West Obsolete Entities
9180 | COL-YKP-FAK-0019(S) | First Aid Kit, Truck #062084 (RAM 2500) | COL-YKP | Safety,First Aid Kit | Safety Equipment | 39045 | FAK | http://www.toronto.ca/TWONTO#first_aid_kit |  | Kipling Yard
34814 | COL-YKP-FAK-0019(S) | First Aid Kit, Truck #062084 (RAM 2500) | COL-YKP-VEH-0019(S) | Safety,First Aid Kit | Safety Equipment | 39045 | FAK | http://www.toronto.ca/TWONTO#first_aid_kit |  | Vehicle, Truck #062084 (RAM 2500)
9165 | COL-YKP-FAK-0010S | First Aid Kit, Truck #064100 (RAM 2500) | COL-YKP-VEH-0010S | Safety,First Aid Kit | Safety Equipment | 39334 | FAK | http://www.toronto.ca/TWONTO#first_aid_kit |  | Vehicle, Truck #064100 (RAM 2500)
34802 | COL-YKP-FAK-0010S | First Aid Kit, Truck #064100 (RAM 2500) | COL-W-OBSOLETE | Safety,First Aid Kit | Safety Equipment | 39334 | FAK | http://www.toronto.ca/TWONTO#first_aid_kit |  | Col West Obsolete Entities
34803 | COL-YKP-FAK-0010S | First Aid Kit, Truck #064100 (RAM 2500) | COL-YKP | Safety,First Aid Kit | Safety Equipment | 39334 | FAK | http://www.toronto.ca/TWONTO#first_aid_kit |  | Kipling Yard
9169 | COL-YKP-FAK-0013S | First Aid Kit, Truck #064118 (F250) | COL-W-OBSOLETE | Safety,First Aid Kit | Safety Equipment | 41256 | FAK | http://www.toronto.ca/TWONTO#first_aid_kit |  | Col West Obsolete Entities
9170 | COL-YKP-FAK-0013S | First Aid Kit, Truck #064118 (F250) | COL-YKP | Safety,First Aid Kit | Safety Equipment | 41256 | FAK | http://www.toronto.ca/TWONTO#first_aid_kit |  | Kipling Yard
34804 | COL-YKP-FAK-0013S | First Aid Kit, Truck #064118 (F250) | COL-YKP-VEH-0013S | Safety,First Aid Kit | Safety Equipment | 41256 | FAK | http://www.toronto.ca/TWONTO#first_aid_kit |  | Vehicle, Truck #064118 (F250)
34790 | COL-YKP-FAK-0004 | First Aid Kit, Truck #064160 (F250) | COL-YKP | Safety,First Aid Kit | Safety Equipment |  | FAK | http://www.toronto.ca/TWONTO#first_aid_kit |  | Kipling Yard
34791 | COL-YKP-FAK-0004 | First Aid Kit, Truck #064160 (F250) | COL-YKP-VEH-0004 | Safety,First Aid Kit | Safety Equipment |  | FAK | http://www.toronto.ca/TWONTO#first_aid_kit |  | Vehicle, Truck #064160 (F250)
35009 | COL-YKP-FAK-064161 | First Aid Kit, Truck #064161 (F250) | COL-YKP | Safety,First Aid Kit | Safety Equipment |  | FAK | http://www.toronto.ca/TWONTO#first_aid_kit |  | Kipling Yard
35010 | COL-YKP-FAK-064161 | First Aid Kit, Truck #064161 (F250) | COL-YKP-VEH-064161 | Safety,First Aid Kit | Safety Equipment |  | FAK | http://www.toronto.ca/TWONTO#first_aid_kit |  | Vehicle, Truck #064161 (F250)
85492 | WTR-PHL-FAK-0004-SUS | First Aid Kit, Truck #065041 | WTR-CENTRAL-SES | Safety,First Aid Kit | Safety Equipment | 47483 | FAK | http://www.toronto.ca/TWONTO#first_aid_kit |  | Safety & Lifting Devices
85493 | WTR-PHL-FAK-0004-SUS | First Aid Kit, Truck #065041 | WTR-SUSPENDED | Safety,First Aid Kit | Safety Equipment | 47483 | FAK | http://www.toronto.ca/TWONTO#first_aid_kit |  | Suspended Obsolete entity for storage purpose
34994 | COL-YKP-FAK-0030 | First Aid Kit, Truck #065124 (F250) | COL-YKP | Safety,First Aid Kit | Safety Equipment |  | FAK | http://www.toronto.ca/TWONTO#first_aid_kit |  | Kipling Yard
34995 | COL-YKP-FAK-0030 | First Aid Kit, Truck #065124 (F250) | COL-YKP-VEH-0030 | Safety,First Aid Kit | Safety Equipment |  | FAK | http://www.toronto.ca/TWONTO#first_aid_kit |  | Vehicle, Truck #065124 (F250)
9186 | COL-YKP-FAK-0026 | First Aid Kit, Truck #065125 (F250) | COL-YKP | Safety,First Aid Kit | Safety Equipment |  | FAK | http://www.toronto.ca/TWONTO#first_aid_kit |  | Kipling Yard
9187 | COL-YKP-FAK-0026 | First Aid Kit, Truck #065125 (F250) | COL-YKP-VEH-0026 | Safety,First Aid Kit | Safety Equipment |  | FAK | http://www.toronto.ca/TWONTO#first_aid_kit |  | Vehicle, Truck #065125 (F250)
34792 | COL-YKP-FAK-0005S | First Aid Kit, Truck #067019 (RAM 2500) | COL-W-OBSOLETE | Safety,First Aid Kit | Safety Equipment | 41049 | FAK | http://www.toronto.ca/TWONTO#first_aid_kit |  | Col West Obsolete Entities
34793 | COL-YKP-FAK-0005S | First Aid Kit, Truck #067019 (RAM 2500) | COL-YKP | Safety,First Aid Kit | Safety Equipment | 41049 | FAK | http://www.toronto.ca/TWONTO#first_aid_kit |  | Kipling Yard
34794 | COL-YKP-FAK-0005S | First Aid Kit, Truck #067019 (RAM 2500) | COL-YKP-VEH-0005S | Safety,First Aid Kit | Safety Equipment | 41049 | FAK | http://www.toronto.ca/TWONTO#first_aid_kit |  | Vehicle, Truck #067019 (RAM 2500)
9204 | COL-YKP-FAK-067026S | First Aid Kit, Truck #067026 (Dodge Ram 2500) | COL-YKP-VEH-067026S | Safety,First Aid Kit | Safety Equipment | 46855 | FAK | http://www.toronto.ca/TWONTO#first_aid_kit |  | Vehicle, Truck #067026 (Dodge Ram 2500)
35011 | COL-YKP-FAK-067026S | First Aid Kit, Truck #067026 (Dodge Ram 2500) | COL-W-OBSOLETE | Safety,First Aid Kit | Safety Equipment | 46855 | FAK | http://www.toronto.ca/TWONTO#first_aid_kit |  | Col West Obsolete Entities
35012 | COL-YKP-FAK-067026S | First Aid Kit, Truck #067026 (Dodge Ram 2500) | COL-YKP | Safety,First Aid Kit | Safety Equipment | 46855 | FAK | http://www.toronto.ca/TWONTO#first_aid_kit |  | Kipling Yard
9176 | COL-YKP-FAK-0017S | First Aid Kit, Truck #067037 (F250) | COL-YKP | Safety,First Aid Kit | Safety Equipment | 47512 | FAK | http://www.toronto.ca/TWONTO#first_aid_kit |  | Kipling Yard
9177 | COL-YKP-FAK-0017S | First Aid Kit, Truck #067037 (F250) | COL-YKP-VEH-0017S | Safety,First Aid Kit | Safety Equipment | 47512 | FAK | http://www.toronto.ca/TWONTO#first_aid_kit |  | Vehicle, Truck #067037 (F250)
34809 | COL-YKP-FAK-0017S | First Aid Kit, Truck #067037 (F250) | COL-W-OBSOLETE | Safety,First Aid Kit | Safety Equipment | 47512 | FAK | http://www.toronto.ca/TWONTO#first_aid_kit |  | Col West Obsolete Entities
9189 | COL-YKP-FAK-0028S | First Aid Kit, Truck #067038 (F250) | COL-YKP | Safety,First Aid Kit | Safety Equipment | 44893 | FAK | http://www.toronto.ca/TWONTO#first_aid_kit |  | Kipling Yard
9190 | COL-YKP-FAK-0028S | First Aid Kit, Truck #067038 (F250) | COL-YKP-VEH-0028S | Safety,First Aid Kit | Safety Equipment | 44893 | FAK | http://www.toronto.ca/TWONTO#first_aid_kit |  | Vehicle, Truck #067038 (F250)
34991 | COL-YKP-FAK-0028S | First Aid Kit, Truck #067038 (F250) | COL-W-OBSOLETE | Safety,First Aid Kit | Safety Equipment | 44893 | FAK | http://www.toronto.ca/TWONTO#first_aid_kit |  | Col West Obsolete Entities
9188 | COL-YKP-FAK-0027 | First Aid Kit, Truck #067060 (F250 4x4) | COL-YKP | Safety,First Aid Kit | Safety Equipment |  | FAK | http://www.toronto.ca/TWONTO#first_aid_kit |  | Kipling Yard
34990 | COL-YKP-FAK-0027 | First Aid Kit, Truck #067060 (F250 4x4) | COL-YKP-VEH-0027 | Safety,First Aid Kit | Safety Equipment |  | FAK | http://www.toronto.ca/TWONTO#first_aid_kit |  | Vehicle, Truck #067060 (F250 4x4)
35015 | COL-YKP-FAK-067149 | First Aid Kit, Truck #067149 (Dodge Ram 2500) | COL-YKP | Safety,First Aid Kit | Safety Equipment |  | FAK | http://www.toronto.ca/TWONTO#first_aid_kit |  | Kipling Yard
35016 | COL-YKP-FAK-067149 | First Aid Kit, Truck #067149 (Dodge Ram 2500) | COL-YKP-VEH-067149 | Safety,First Aid Kit | Safety Equipment |  | FAK | http://www.toronto.ca/TWONTO#first_aid_kit |  | Vehicle, Truck #067149 (Dodge Ram 2500)
9206 | COL-YKP-FAK-067150 | First Aid Kit, Truck #067150 (Dodge Ram 2500) | COL-YKP-VEH-067150 | Safety,First Aid Kit | Safety Equipment |  | FAK | http://www.toronto.ca/TWONTO#first_aid_kit |  | Vehicle, Truck #067150 (Dodge Ram 2500)
35017 | COL-YKP-FAK-067150 | First Aid Kit, Truck #067150 (Dodge Ram 2500) | COL-YKP | Safety,First Aid Kit | Safety Equipment |  | FAK | http://www.toronto.ca/TWONTO#first_aid_kit |  | Kipling Yard
35007 | COL-YKP-FAK-0042 | First Aid Kit, Truck #076074 (Chevrolet Silverado 3500) | COL-YKP-VEH-0042 | Safety,First Aid Kit | Safety Equipment |  | FAK | http://www.toronto.ca/TWONTO#first_aid_kit |  | Vehicle, Truck # 076074 (Chevrolet Silverado 3500)
9164 | COL-YKP-FAK-0010 | First Aid Kit, Truck #076082 (SILVERADO 3500) | COL-YKP-VEH-0010 | Safety,First Aid Kit | Safety Equipment |  | FAK | http://www.toronto.ca/TWONTO#first_aid_kit |  | Vehicle, Truck # 076082 (SILVERADO 3500)
35006 | COL-YKP-FAK-0041 | First Aid Kit, Truck #076083 (Chevrolet Silverado 3500) | COL-YKP-VEH-0041 | Safety,First Aid Kit | Safety Equipment |  | FAK | http://www.toronto.ca/TWONTO#first_aid_kit |  | Vehicle, Truck # 076083 (Chevrolet Silverado 3500)
34822 | COL-YKP-FAK-0023S | First Aid Kit, Truck #080040 (F550) | COL-W-OBSOLETE | Safety,First Aid Kit | Safety Equipment | 40245 | FAK | http://www.toronto.ca/TWONTO#first_aid_kit |  | Col West Obsolete Entities
34823 | COL-YKP-FAK-0023S | First Aid Kit, Truck #080040 (F550) | COL-YKP | Safety,First Aid Kit | Safety Equipment | 40245 | FAK | http://www.toronto.ca/TWONTO#first_aid_kit |  | Kipling Yard
34824 | COL-YKP-FAK-0023S | First Aid Kit, Truck #080040 (F550) | COL-YKP-VEH-0023S | Safety,First Aid Kit | Safety Equipment | 40245 | FAK | http://www.toronto.ca/TWONTO#first_aid_kit |  | Vehicle, Truck #080040 (F550)
9154 | COL-YKP-FAK-0002S | First Aid Kit, Truck #080046 (Ford F550) | COL-W-OBSOLETE | Safety,First Aid Kit | Safety Equipment | 41242 | FAK | http://www.toronto.ca/TWONTO#first_aid_kit |  | Col West Obsolete Entities
9155 | COL-YKP-FAK-0002S | First Aid Kit, Truck #080046 (Ford F550) | COL-YKP | Safety,First Aid Kit | Safety Equipment | 41242 | FAK | http://www.toronto.ca/TWONTO#first_aid_kit |  | Kipling Yard
34787 | COL-YKP-FAK-0002S | First Aid Kit, Truck #080046 (Ford F550) | COL-YKP-VEH-0002S | Safety,First Aid Kit | Safety Equipment | 41242 | FAK | http://www.toronto.ca/TWONTO#first_aid_kit |  | Vehicle, Truck #080046 (Ford F550)
9172 | COL-YKP-FAK-0015S | First Aid Kit, Truck #080047 (F550) | COL-W-OBSOLETE | Safety,First Aid Kit | Safety Equipment | 42980 | FAK | http://www.toronto.ca/TWONTO#first_aid_kit |  | Col West Obsolete Entities
9173 | COL-YKP-FAK-0015S | First Aid Kit, Truck #080047 (F550) | COL-YKP-VEH-0015S | Safety,First Aid Kit | Safety Equipment | 42980 | FAK | http://www.toronto.ca/TWONTO#first_aid_kit |  | Vehicle, Truck #080047 (F550)
34807 | COL-YKP-FAK-0015S | First Aid Kit, Truck #080047 (F550) | COL-YKP | Safety,First Aid Kit | Safety Equipment | 42980 | FAK | http://www.toronto.ca/TWONTO#first_aid_kit |  | Kipling Yard
34799 | COL-YKP-FAK-0008S | First Aid Kit, Truck #080048 (F550) | COL-W-OBSOLETE | Safety,First Aid Kit | Safety Equipment | 39332 | FAK | http://www.toronto.ca/TWONTO#first_aid_kit |  | Col West Obsolete Entities
34800 | COL-YKP-FAK-0008S | First Aid Kit, Truck #080048 (F550) | COL-YKP | Safety,First Aid Kit | Safety Equipment | 39332 | FAK | http://www.toronto.ca/TWONTO#first_aid_kit |  | Kipling Yard
34801 | COL-YKP-FAK-0008S | First Aid Kit, Truck #080048 (F550) | COL-YKP-VEH-0008S | Safety,First Aid Kit | Safety Equipment | 39332 | FAK | http://www.toronto.ca/TWONTO#first_aid_kit |  | Vehicle, Truck #080048 (F550)
85490 | WTR-PHL-FAK-0003-SUS | First Aid Kit, Truck #080049 | WTR-CENTRAL-SES | Safety,First Aid Kit | Safety Equipment | 47482 | FAK | http://www.toronto.ca/TWONTO#first_aid_kit |  | Safety & Lifting Devices
85491 | WTR-PHL-FAK-0003-SUS | First Aid Kit, Truck #080049 | WTR-SUSPENDED | Safety,First Aid Kit | Safety Equipment | 47482 | FAK | http://www.toronto.ca/TWONTO#first_aid_kit |  | Suspended Obsolete entity for storage purpose
9159 | COL-YKP-FAK-0007S | First Aid Kit, Truck #080055 (F550) | COL-W-OBSOLETE | Safety,First Aid Kit | Safety Equipment | 41253 | FAK | http://www.toronto.ca/TWONTO#first_aid_kit |  | Col West Obsolete Entities
9160 | COL-YKP-FAK-0007S | First Aid Kit, Truck #080055 (F550) | COL-YKP-VEH-0007S | Safety,First Aid Kit | Safety Equipment | 41253 | FAK | http://www.toronto.ca/TWONTO#first_aid_kit |  | Vehicle, Truck #080055 (F550)
34798 | COL-YKP-FAK-0007S | First Aid Kit, Truck #080055 (F550) | COL-YKP | Safety,First Aid Kit | Safety Equipment | 41253 | FAK | http://www.toronto.ca/TWONTO#first_aid_kit |  | Kipling Yard
9171 | COL-YKP-FAK-0014S | First Aid Kit, Truck #080056 (F550) | COL-YKP-VEH-0014S | Safety,First Aid Kit | Safety Equipment | 41245 | FAK | http://www.toronto.ca/TWONTO#first_aid_kit |  | Vehicle, Truck #080056 (F550)
34805 | COL-YKP-FAK-0014S | First Aid Kit, Truck #080056 (F550) | COL-W-OBSOLETE | Safety,First Aid Kit | Safety Equipment | 41245 | FAK | http://www.toronto.ca/TWONTO#first_aid_kit |  | Col West Obsolete Entities
34806 | COL-YKP-FAK-0014S | First Aid Kit, Truck #080056 (F550) | COL-YKP | Safety,First Aid Kit | Safety Equipment | 41245 | FAK | http://www.toronto.ca/TWONTO#first_aid_kit |  | Kipling Yard
9161 | COL-YKP-FAK-0009S | First Aid Kit, Truck #080070 (F550 XL) | COL-W-OBSOLETE | Safety,First Aid Kit | Safety Equipment | 41259 | FAK | http://www.toronto.ca/TWONTO#first_aid_kit |  | Col West Obsolete Entities
9162 | COL-YKP-FAK-0009S | First Aid Kit, Truck #080070 (F550 XL) | COL-YKP | Safety,First Aid Kit | Safety Equipment | 41259 | FAK | http://www.toronto.ca/TWONTO#first_aid_kit |  | Kipling Yard
9163 | COL-YKP-FAK-0009S | First Aid Kit, Truck #080070 (F550 XL) | COL-YKP-VEH-0009S | Safety,First Aid Kit | Safety Equipment | 41259 | FAK | http://www.toronto.ca/TWONTO#first_aid_kit |  | Vehicle, Truck #080070 (F550 XL)
9174 | COL-YKP-FAK-0016S | First Aid Kit, Truck #080071 (F550) | COL-W-OBSOLETE | Safety,First Aid Kit | Safety Equipment | 41247 | FAK | http://www.toronto.ca/TWONTO#first_aid_kit |  | Col West Obsolete Entities
9175 | COL-YKP-FAK-0016S | First Aid Kit, Truck #080071 (F550) | COL-YKP | Safety,First Aid Kit | Safety Equipment | 41247 | FAK | http://www.toronto.ca/TWONTO#first_aid_kit |  | Kipling Yard
34808 | COL-YKP-FAK-0016S | First Aid Kit, Truck #080071 (F550) | COL-YKP-VEH-0016S | Safety,First Aid Kit | Safety Equipment | 41247 | FAK | http://www.toronto.ca/TWONTO#first_aid_kit |  | Vehicle, Truck #080071 (F550)
9181 | COL-YKP-FAK-0020S | First Aid Kit, Truck #080072 (F550 XL) | COL-YKP | Safety,First Aid Kit | Safety Equipment | 44897 | FAK | http://www.toronto.ca/TWONTO#first_aid_kit |  | Kipling Yard
34815 | COL-YKP-FAK-0020S | First Aid Kit, Truck #080072 (F550 XL) | COL-W-OBSOLETE | Safety,First Aid Kit | Safety Equipment | 44897 | FAK | http://www.toronto.ca/TWONTO#first_aid_kit |  | Col West Obsolete Entities
34816 | COL-YKP-FAK-0020S | First Aid Kit, Truck #080072 (F550 XL) | COL-YKP-VEH-0020S | Safety,First Aid Kit | Safety Equipment | 44897 | FAK | http://www.toronto.ca/TWONTO#first_aid_kit |  | Vehicle, Truck #080072 (F550 XL)
85489 | WTR-PHL-FAK-0002-SUS | First Aid Kit, Truck #080074 | WTR-SUSPENDED | Safety,First Aid Kit | Safety Equipment | 47481 | FAK | http://www.toronto.ca/TWONTO#first_aid_kit |  | Suspended Obsolete entity for storage purpose
143919 | WTR-PHL-FAK-0002-SUS | First Aid Kit, Truck #080074 | WTR-CENTRAL-SES | Safety,First Aid Kit | Safety Equipment | 47481 | FAK | http://www.toronto.ca/TWONTO#first_aid_kit |  | Safety & Lifting Devices
9156 | COL-YKP-FAK-0003S | First Aid Kit, Truck #080079 (Ford F550) | COL-W-OBSOLETE | Safety,First Aid Kit | Safety Equipment | 43620 | FAK | http://www.toronto.ca/TWONTO#first_aid_kit |  | Col West Obsolete Entities
34788 | COL-YKP-FAK-0003S | First Aid Kit, Truck #080079 (Ford F550) | COL-YKP | Safety,First Aid Kit | Safety Equipment | 43620 | FAK | http://www.toronto.ca/TWONTO#first_aid_kit |  | Kipling Yard
34789 | COL-YKP-FAK-0003S | First Aid Kit, Truck #080079 (Ford F550) | COL-YKP-VEH-0003S | Safety,First Aid Kit | Safety Equipment | 43620 | FAK | http://www.toronto.ca/TWONTO#first_aid_kit |  | Vehicle, Truck #080079 (Ford F550)
9178 | COL-YKP-FAK-0018S | First Aid Kit, Truck #095091 (Transit XL) | COL-YKP | Safety,First Aid Kit | Safety Equipment | 42724 | FAK | http://www.toronto.ca/TWONTO#first_aid_kit |  | Kipling Yard
34810 | COL-YKP-FAK-0018S | First Aid Kit, Truck #095091 (Transit XL) | COL-W-OBSOLETE | Safety,First Aid Kit | Safety Equipment | 42724 | FAK | http://www.toronto.ca/TWONTO#first_aid_kit |  | Col West Obsolete Entities
34811 | COL-YKP-FAK-0018S | First Aid Kit, Truck #095091 (Transit XL) | COL-YKP-VEH-0018S | Safety,First Aid Kit | Safety Equipment | 42724 | FAK | http://www.toronto.ca/TWONTO#first_aid_kit |  | Vehicle, Truck #095091 (Transit XL)
9183 | COL-YKP-FAK-0024S | First Aid Kit, Truck #095092 (Transit XL) | COL-W-OBSOLETE | Safety,First Aid Kit | Safety Equipment | 46814 | FAK | http://www.toronto.ca/TWONTO#first_aid_kit |  | Col West Obsolete Entities
9184 | COL-YKP-FAK-0024S | First Aid Kit, Truck #095092 (Transit XL) | COL-YKP | Safety,First Aid Kit | Safety Equipment | 46814 | FAK | http://www.toronto.ca/TWONTO#first_aid_kit |  | Kipling Yard
9185 | COL-YKP-FAK-0024S | First Aid Kit, Truck #095092 (Transit XL) | COL-YKP-VEH-095092S | Safety,First Aid Kit | Safety Equipment | 46814 | FAK | http://www.toronto.ca/TWONTO#first_aid_kit |  | Vehicle, Truck #095092 (Transit XL)
34817 | COL-YKP-FAK-0021 | First Aid Kit, Truck #112431 (Transit 250) | COL-YKP | Safety,First Aid Kit | Safety Equipment |  | FAK | http://www.toronto.ca/TWONTO#first_aid_kit |  | Kipling Yard
34818 | COL-YKP-FAK-0021 | First Aid Kit, Truck #112431 (Transit 250) | COL-YKP-VEH-0021 | Safety,First Aid Kit | Safety Equipment |  | FAK | http://www.toronto.ca/TWONTO#first_aid_kit |  | Vehicle, Truck #112431 (Transit 250)
9191 | COL-YKP-FAK-0032 | First Aid Kit, Truck #112520 (FORD TRANSIT 250) | COL-YKP | Safety,First Aid Kit | Safety Equipment |  | FAK | http://www.toronto.ca/TWONTO#first_aid_kit |  | Kipling Yard
9192 | COL-YKP-FAK-0032 | First Aid Kit, Truck #112520 (FORD TRANSIT 250) | COL-YKP-VEH-112520 | Safety,First Aid Kit | Safety Equipment |  | FAK | http://www.toronto.ca/TWONTO#first_aid_kit |  | Vehicle, Truck #112520 (FORD TRANSIT250)
34812 | COL-YKP-FAK-0019 | First Aid Kit, Truck #112521 (FORD TRANSIT 250) | COL-YKP | Safety,First Aid Kit | Safety Equipment |  | FAK | http://www.toronto.ca/TWONTO#first_aid_kit |  | Kipling Yard
34813 | COL-YKP-FAK-0019 | First Aid Kit, Truck #112521 (FORD TRANSIT 250) | COL-YKP-VEH-0019 | Safety,First Aid Kit | Safety Equipment |  | FAK | http://www.toronto.ca/TWONTO#first_aid_kit |  | Vehicle, Truck #112521 (FORD TRANSIT250)
34795 | COL-YKP-FAK-0006 | First Aid Kit, Truck #112522 (FORD TRANSIT 250) | COL-YKP | Safety,First Aid Kit | Safety Equipment |  | FAK | http://www.toronto.ca/TWONTO#first_aid_kit |  | Kipling Yard
34796 | COL-YKP-FAK-0006 | First Aid Kit, Truck #112522 (FORD TRANSIT 250) | COL-YKP-VEH-0006 | Safety,First Aid Kit | Safety Equipment |  | FAK | http://www.toronto.ca/TWONTO#first_aid_kit |  | Vehicle, Truck #112522 (FORD TRANSIT 250)
9182 | COL-YKP-FAK-0023 | First Aid Kit, Truck #112523 (FORD TRANSIT 250) | COL-YKP | Safety,First Aid Kit | Safety Equipment |  | FAK | http://www.toronto.ca/TWONTO#first_aid_kit |  | Kipling Yard
34821 | COL-YKP-FAK-0023 | First Aid Kit, Truck #112523 (FORD TRANSIT 250) | COL-YKP-VEH-0019 | Safety,First Aid Kit | Safety Equipment |  | FAK | http://www.toronto.ca/TWONTO#first_aid_kit |  | Vehicle, Truck #112521 (FORD TRANSIT250)
9213 | COL-YKP-FAK-112531 | First Aid Kit, Truck #112531 (FORD TRANSIT 250) | COL-YKP | Safety,First Aid Kit | Safety Equipment |  | FAK | http://www.toronto.ca/TWONTO#first_aid_kit |  | Kipling Yard
9214 | COL-YKP-FAK-112531 | First Aid Kit, Truck #112531 (FORD TRANSIT 250) | COL-YKP-VEH-112531 | Safety,First Aid Kit | Safety Equipment |  | FAK | http://www.toronto.ca/TWONTO#first_aid_kit |  | Vehicle, Truck #112531 (FORD TRANSIT 250)
143920 | WTR-PHL-FAK-0005-SUS | First Aid Kit, Truck #145021 | WTR-CENTRAL-SES | Safety,First Aid Kit | Safety Equipment | 47484 | FAK | http://www.toronto.ca/TWONTO#first_aid_kit |  | Safety & Lifting Devices
143921 | WTR-PHL-FAK-0005-SUS | First Aid Kit, Truck #145021 | WTR-SUSPENDED | Safety,First Aid Kit | Safety Equipment | 47484 | FAK | http://www.toronto.ca/TWONTO#first_aid_kit |  | Suspended Obsolete entity for storage purpose
34825 | COL-YKP-FAK-0025S | First Aid Kit, Truck #189018 (M2 106) | COL-W-OBSOLETE | Safety,First Aid Kit | Safety Equipment | 40243 | FAK | http://www.toronto.ca/TWONTO#first_aid_kit |  | Col West Obsolete Entities
34988 | COL-YKP-FAK-0025S | First Aid Kit, Truck #189018 (M2 106) | COL-YKP | Safety,First Aid Kit | Safety Equipment | 40243 | FAK | http://www.toronto.ca/TWONTO#first_aid_kit |  | Kipling Yard
34989 | COL-YKP-FAK-0025S | First Aid Kit, Truck #189018 (M2 106) | COL-YKP-VEH-0025S | Safety,First Aid Kit | Safety Equipment | 40243 | FAK | http://www.toronto.ca/TWONTO#first_aid_kit |  | Vehicle, Truck #189018 (M2 106)
34992 | COL-YKP-FAK-0029 | First Aid Kit, Truck #196000 (M2 106) | COL-YKP | Safety,First Aid Kit | Safety Equipment |  | FAK | http://www.toronto.ca/TWONTO#first_aid_kit |  | Kipling Yard
34993 | COL-YKP-FAK-0029 | First Aid Kit, Truck #196000 (M2 106) | COL-YKP-VEH-0029 | Safety,First Aid Kit | Safety Equipment |  | FAK | http://www.toronto.ca/TWONTO#first_aid_kit |  | Vehicle, Truck #196000 (M2 106)
34819 | COL-YKP-FAK-0022 | First Aid Kit, Truck #196001 (M2 106) | COL-YKP | Safety,First Aid Kit | Safety Equipment |  | FAK | http://www.toronto.ca/TWONTO#first_aid_kit |  | Kipling Yard
34820 | COL-YKP-FAK-0022 | First Aid Kit, Truck #196001 (M2 106) | COL-YKP-VEH-0022 | Safety,First Aid Kit | Safety Equipment |  | FAK | http://www.toronto.ca/TWONTO#first_aid_kit |  | Vehicle, Truck #196001 (M2 106)
9217 | COL-YKP-FAK-378300 | First Aid Kit, Truck #378300 (POLARIS) | COL-YKP-VEH-378300 | Safety,First Aid Kit | Safety Equipment |  | FAK | http://www.toronto.ca/TWONTO#first_aid_kit |  | Vehicle, Truck #378300 (POLARIS)
35028 | COL-YKP-FAK-378300 | First Aid Kit, Truck #378300 (POLARIS) | COL-YKP | Safety,First Aid Kit | Safety Equipment |  | FAK | http://www.toronto.ca/TWONTO#first_aid_kit |  | Kipling Yard
9207 | COL-YKP-FAK-080108 | First Aid Kit, Truck #80108 (2022 FORD F550) | COL-YKP-VEH-080108 | Safety,First Aid Kit | Safety Equipment |  | FAK | http://www.toronto.ca/TWONTO#first_aid_kit |  | Vehicle, Truck #080108 (2022 FORD F550)
35018 | COL-YKP-FAK-080108 | First Aid Kit, Truck #80108 (2022 FORD F550) | COL-YKP | Safety,First Aid Kit | Safety Equipment |  | FAK | http://www.toronto.ca/TWONTO#first_aid_kit |  | Kipling Yard
9209 | COL-YKP-FAK-080118 | First Aid Kit, Truck #80118 (2022 FORD F550) | COL-YKP-VEH-080118 | Safety,First Aid Kit | Safety Equipment |  | FAK | http://www.toronto.ca/TWONTO#first_aid_kit |  | Vehicle, Truck #080118 (2022 FORD F550)
35020 | COL-YKP-FAK-080118 | First Aid Kit, Truck #80118 (2022 FORD F550) | COL-YKP | Safety,First Aid Kit | Safety Equipment |  | FAK | http://www.toronto.ca/TWONTO#first_aid_kit |  | Kipling Yard
35021 | COL-YKP-FAK-080119 | First Aid Kit, Truck #80119 (2022 FORD F550) | COL-YKP | Safety,First Aid Kit | Safety Equipment |  | FAK | http://www.toronto.ca/TWONTO#first_aid_kit |  | Kipling Yard
35022 | COL-YKP-FAK-080119 | First Aid Kit, Truck #80119 (2022 FORD F550) | COL-YKP-VEH-080119 | Safety,First Aid Kit | Safety Equipment |  | FAK | http://www.toronto.ca/TWONTO#first_aid_kit |  | Vehicle, Truck #080119 (2022 FORD F550)
35025 | COL-YKP-FAK-080121 | First Aid Kit, Truck #80121 (2012 FORD F550) | COL-YKP | Safety,First Aid Kit | Safety Equipment |  | FAK | http://www.toronto.ca/TWONTO#first_aid_kit |  | Kipling Yard
35026 | COL-YKP-FAK-080121 | First Aid Kit, Truck #80121 (2012 FORD F550) | COL-YKP-VEH-080121 | Safety,First Aid Kit | Safety Equipment |  | FAK | http://www.toronto.ca/TWONTO#first_aid_kit |  | Vehicle, Truck #080121 (2012 FORD F550)
9193 | COL-YKP-FAK-0032S | First Aid Kit, Truck #883622 (RAM 1500) | COL-W-OBSOLETE | Safety,First Aid Kit | Safety Equipment | 39965 | FAK | http://www.toronto.ca/TWONTO#first_aid_kit |  | Col West Obsolete Entities
34998 | COL-YKP-FAK-0032S | First Aid Kit, Truck #883622 (RAM 1500) | COL-YKP | Safety,First Aid Kit | Safety Equipment | 39965 | FAK | http://www.toronto.ca/TWONTO#first_aid_kit |  | Kipling Yard
34999 | COL-YKP-FAK-0032S | First Aid Kit, Truck #883622 (RAM 1500) | COL-YKP-VEH-0032S | Safety,First Aid Kit | Safety Equipment | 39965 | FAK | http://www.toronto.ca/TWONTO#first_aid_kit |  | Vehicle, Truck #883622 (RAM 1500)
128270 | THC-SES-AIDKIT-0001 | First Aid Kit, Work Area 1, Building M | THC-SES-SQ | Safety,First Aid Kit | Safety Equipment |  | AIDKIT | http://www.toronto.ca/TWONTO#first_aid_kit |  | Safety Equipment
79009 | THR-SQ-FAK-WA2 | First Aid Kit, Work Area 2 | THR-JHSC-WA2 | Safety | Safety Equipment |  |  | http://www.toronto.ca/TWONTO#first_aid_kit |  | Joint Health & Safety Committee WA2
79010 | THR-SQ-FAK-WA2 | First Aid Kit, Work Area 2 | THR-SES-WA2 | Safety | Safety Equipment |  |  | http://www.toronto.ca/TWONTO#first_aid_kit |  | Safety & Environmental Services, WA2
128271 | THC-SES-AIDKIT-0002 | First Aid Kit, Work Area 2, Building K | THC-SES-SQ | Safety,First Aid Kit | Safety Equipment |  | AIDKIT | http://www.toronto.ca/TWONTO#first_aid_kit |  | Safety Equipment
65757 | THC-SES-AIDKIT-0003 | First Aid Kit, Work Area 3, Building A | THC-SES-SQ | Safety,First Aid Kit | Safety Equipment |  | AIDKIT | http://www.toronto.ca/TWONTO#first_aid_kit |  | Safety Equipment
79011 | THR-SQ-FAK-WA4 | First Aid Kit, Work Area 4 | THR-SES-WA4 | Safety | Safety Equipment |  |  | http://www.toronto.ca/TWONTO#first_aid_kit |  | Safety & Environmental Services
138863 | THR-SQ-FAK-WA4 | First Aid Kit, Work Area 4 | THR-JHSC-WA4 | Safety | Safety Equipment |  |  | http://www.toronto.ca/TWONTO#first_aid_kit |  | Joint Health & Safety Committee WA4
97926 | FIS-SES-FAK-4502 | First Aid Kit, Workshop Building, EICT Corridor, East Wall Facing Northern Entrance | FIS-SES-FAK | Safety,First Aid Kit | Safety Equipment |  | FAK | http://www.toronto.ca/TWONTO#first_aid_kit |  | First Aid Kits
97925 | FIS-SES-FAK-4501 | First Aid Kit, Workshop Building, Mechanical Shop, South Wall, Between Doorways of Office | FIS-SES-FAK | Safety,First Aid Kit | Safety Equipment |  | FAK | http://www.toronto.ca/TWONTO#first_aid_kit |  | First Aid Kits
55867 | TAB-WA6-SQ-9109 | First Aid Kit-Admin. Bldg. Administration Lunch Room | TAB-WA6-SQ | Safety,First Aid Kit | Safety Equipment |  | SQ | http://www.toronto.ca/TWONTO#first_aid_kit |  | WA6 Safety Equipment
118867 | TAB-STR-SQ-9104 | First Aid Kit-Aeration East Control Room | TAB-STR-SQ | Safety,First Aid Kit | Safety Equipment |  | SQ | http://www.toronto.ca/TWONTO#first_aid_kit |  | WA2 Safety Equipment,lifting devices, ladders, Eye Wash station, First Aid Kits, Lock out stations
42954 | TAB-BL-SQ-9103 | First Aid Kit-Blower Bldg. Main Flr.Central maintenance shop | TAB-STR-SQ | Safety,First Aid Kit | Safety Equipment |  | SQ | http://www.toronto.ca/TWONTO#first_aid_kit |  | WA2 Safety Equipment,lifting devices, ladders, Eye Wash station, First Aid Kits, Lock out stations
55745 | TAB-WA4-SQ-9106 | First Aid Kit-Blower Bldg. Main Flr.South -WA4 Meeting Room | TAB-STR-SQ | Safety,First Aid Kit | Safety Equipment | 47521 | SQ | http://www.toronto.ca/TWONTO#first_aid_kit |  | WA2 Safety Equipment,lifting devices, ladders, Eye Wash station, First Aid Kits, Lock out stations
55746 | TAB-WA4-SQ-9106 | First Aid Kit-Blower Bldg. Main Flr.South -WA4 Meeting Room | TAB-SUSPENDED ENTITY | Safety,First Aid Kit | Safety Equipment | 47521 | SQ | http://www.toronto.ca/TWONTO#first_aid_kit |  | Suspended entities
119982 | TAB-WA4-SQ-9106 | First Aid Kit-Blower Bldg. Main Flr.South -WA4 Meeting Room | TAB-SLO-SES | Safety,First Aid Kit | Safety Equipment | 47521 | SQ | http://www.toronto.ca/TWONTO#first_aid_kit |  | TABWA4 Health and Safety Equipment
108926 | TAB-BL-SQ-9102 | First Aid Kit-Blower Bldg. Main Flr.West Electrical Storage | TAB-STR-SQ | Safety,First Aid Kit | Safety Equipment |  | SQ | http://www.toronto.ca/TWONTO#first_aid_kit |  | WA2 Safety Equipment,lifting devices, ladders, Eye Wash station, First Aid Kits, Lock out stations
44053 | TAB-DEW-SQ-9108 | First Aid Kit-Dewatering Bldg. WA3 Control Room 5th Flr | TAB-DEW-SAFETY | Safety,First Aid Kit | Safety Equipment |  | SQ | http://www.toronto.ca/TWONTO#first_aid_kit |  | Safety Equipment
44052 | TAB-DEW-SQ-9107 | First Aid Kit-Dewatering Bldg. WA3 Office | TAB-DEW-SAFETY | Safety,First Aid Kit | Safety Equipment |  | SQ | http://www.toronto.ca/TWONTO#first_aid_kit |  | Safety Equipment
42953 | TAB-BL-SQ-9101 | First Aid Kit-First Aid Station Blower Bldg., Control Room | TAB-STR-SQ | Safety,First Aid Kit | Safety Equipment |  | SQ | http://www.toronto.ca/TWONTO#first_aid_kit |  | WA2 Safety Equipment,lifting devices, ladders, Eye Wash station, First Aid Kits, Lock out stations
120028 | TAB-WA5-SQ-9114 | First Aid Kit-Floatation Bldg. Main Floor, WA5 Meeting Room | TAB-THK-SQ | Safety,First Aid Kit | Safety Equipment |  | SQ | http://www.toronto.ca/TWONTO#first_aid_kit |  | WA5 Safety Equipment
81662 | TNT-SES-SQ-0001 | First Aid Kit-Lab, Admin Bldg | TNT-GRK-FSTAID | Safety,First Aid Kit | Safety Equipment |  | SQ | http://www.toronto.ca/TWONTO#first_aid_kit |  | First aid Kits
81663 | TNT-SES-SQ-0001 | First Aid Kit-Lab, Admin Bldg | TNT-SES-FEQ | Safety,First Aid Kit | Safety Equipment |  | SQ | http://www.toronto.ca/TWONTO#first_aid_kit |  | Fire Extinguishers
140796 | TNT-SES-SQ-0002 | First Aid Kit-Lunch Room, TNT | TNT-GRK-FSTAID | Safety,First Aid Kit | Safety Equipment |  | SQ | http://www.toronto.ca/TWONTO#first_aid_kit |  | First aid Kits
140797 | TNT-SES-SQ-0003 | First Aid Kit-Lunch Room, TNT | TNT-GRK-FSTAID | Safety,First Aid Kit | Safety Equipment |  | SQ | http://www.toronto.ca/TWONTO#first_aid_kit |  | First aid Kits
48703 | TAB-MCS-SQ-9116 | First Aid Kit-Lunch Room-Z Bldg | TAB-SES-SQ | Safety,First Aid Kit | Safety Equipment |  | SQ | http://www.toronto.ca/TWONTO#first_aid_kit |  | WA7 Safety Equipment
117361 | TAB-RSP-SQ-9121 | First Aid Kit-M Bldg main Flr- Control Room | TAB-RSP-SQ-M | Safety,First Aid Kit | Safety Equipment |  | SQ | http://www.toronto.ca/TWONTO#first_aid_kit |  | Atmosphere Monitoring,Emerg. Eyewash and Shower Stations, First Aid Kits, M Bldg
117362 | TAB-RSP-SQ-9121 | First Aid Kit-M Bldg main Flr- Control Room | TAB-WA1-SQ | Safety,First Aid Kit | Safety Equipment |  | SQ | http://www.toronto.ca/TWONTO#first_aid_kit |  | Safety Equipment & Supplies Common to WA1
48704 | TAB-MCS-SQ-9117SUS | First Aid Kit-New Meeting Room-Z Bldg | TAB-SES-SQ | Safety,First Aid Kit | Safety Equipment | 47539 | SQ | http://www.toronto.ca/TWONTO#first_aid_kit |  | WA7 Safety Equipment
113787 | TAB-MCS-SQ-9117SUS | First Aid Kit-New Meeting Room-Z Bldg | TAB-SUSPENDED ENTITY | Safety,First Aid Kit | Safety Equipment | 47539 | SQ | http://www.toronto.ca/TWONTO#first_aid_kit |  | Suspended entities
119983 | TAB-WA4-SQ-9116SUS | First Aid Kit-Old Admin. Bldg. 2nd Flr. Lab | TAB-SLO-SES | Safety,First Aid Kit | Safety Equipment | 47538 | SQ | http://www.toronto.ca/TWONTO#first_aid_kit |  | TABWA4 Health and Safety Equipment
119984 | TAB-WA4-SQ-9116SUS | First Aid Kit-Old Admin. Bldg. 2nd Flr. Lab | TAB-SUSPENDED ENTITY | Safety,First Aid Kit | Safety Equipment | 47538 | SQ | http://www.toronto.ca/TWONTO#first_aid_kit |  | Suspended entities
48702 | TAB-MCS-SQ-9115 | First Aid Kit-Plant North West Gate Security Office | TAB-SES-SQ | Safety,First Aid Kit | Safety Equipment |  | SQ | http://www.toronto.ca/TWONTO#first_aid_kit |  | WA7 Safety Equipment
30378 | FIS-SES-FAK | First Aid Kits | FIS-SES |  | Safety Equipment |  |  | http://www.toronto.ca/TWONTO#collection_of_assets |  | Safety, Instrumentation & Environmental Services
113502 | TAB-ELS-SQ-FIRST AID | First Aid Kits | TAB-ELS-ESQ |  | Safety Equipment |  |  | http://www.toronto.ca/TWONTO#collection_of_assets |  | Electrical Safety Equipment
53851 | TAB-SLO-SQ-9108 | First Aid Kit-Silo Bldg. Control Room | TAB-SLO-SES | Safety,First Aid Kit | Safety Equipment |  | SQ | http://www.toronto.ca/TWONTO#first_aid_kit |  | TABWA4 Health and Safety Equipment
53852 | TAB-SLO-SQ-9109 | First Aid Kit-Truck Loading Bldg. | TAB-SLO-SES | Safety,First Aid Kit | Safety Equipment |  | SQ | http://www.toronto.ca/TWONTO#first_aid_kit |  | TABWA4 Health and Safety Equipment
118238 | TAB-SLO-SQ-9106 | First Aid Kit-Truck Loading Bldg. Workshop | TAB-SLO-SES | Safety,First Aid Kit | Safety Equipment |  | SQ | http://www.toronto.ca/TWONTO#first_aid_kit |  | TABWA4 Health and Safety Equipment
55508 | TAB-WA1-SQ-9119 | First Aid Kit-WA1 Control Room | TAB-WA1-SQ | Safety,First Aid Kit | Safety Equipment |  | SQ | http://www.toronto.ca/TWONTO#first_aid_kit |  | Safety Equipment & Supplies Common to WA1
55506 | TAB-WA1-SQ-9117 | First Aid Kit-WA1 Meeting Room | TAB-WA1-SQ | Safety,First Aid Kit | Safety Equipment |  | SQ | http://www.toronto.ca/TWONTO#first_aid_kit |  | Safety Equipment & Supplies Common to WA1
55507 | TAB-WA1-SQ-9118 | First Aid Kit-WA1 Work Area Supervisor Room | TAB-WA1-SQ | Safety,First Aid Kit | Safety Equipment |  | SQ | http://www.toronto.ca/TWONTO#first_aid_kit |  | Safety Equipment & Supplies Common to WA1
45473 | TAB-DIG-SQ-9115 | First Aid Kit-WA5 Control Room in Digester 13-16 | TAB-THK-SQ | Safety,First Aid Kit | Safety Equipment |  | SQ | http://www.toronto.ca/TWONTO#first_aid_kit |  | WA5 Safety Equipment
111105 | TAB-DIG-SQ-9115 | First Aid Kit-WA5 Control Room in Digester 13-16 | TAB-DIG-SQ-T13-16 | Safety,First Aid Kit | Safety Equipment |  | SQ | http://www.toronto.ca/TWONTO#first_aid_kit |  | Digester Tanks 13-16, Safety Equipments
113786 | TAB-MCS-SQ-9113 | First Aid Kit-Z bldg Instrument Shop South Wall on top of the Cupboard | TAB-SES-SQ | Safety,First Aid Kit | Safety Equipment |  | SQ | http://www.toronto.ca/TWONTO#first_aid_kit |  | WA7 Safety Equipment
41167 | TAB-ACC-SQ-9110 | First Aid Kit-Z Bldg. Boiler Control Room | TAB-WA6-SQ | Safety,First Aid Kit | Safety Equipment |  | SQ | http://www.toronto.ca/TWONTO#first_aid_kit |  | WA6 Safety Equipment
41168 | TAB-ACC-SQ-9111 | First Aid Kit-Z Bldg. WA6 Meeting Room | TAB-WA6-SQ | Safety,First Aid Kit | Safety Equipment |  | SQ | http://www.toronto.ca/TWONTO#first_aid_kit |  | WA6 Safety Equipment
113785 | TAB-MCS-SQ-9112 | First Aid Kit-Zbldg Electrical Shop South Wall | TAB-SES-SQ | Safety,First Aid Kit | Safety Equipment |  | SQ | http://www.toronto.ca/TWONTO#first_aid_kit |  | WA7 Safety Equipment
113784 | TAB-MCS-SQ-9111 | First Aid Kit-Zbldg Machine Shop West Wall | TAB-SES-SQ | Safety,First Aid Kit | Safety Equipment |  | SQ | http://www.toronto.ca/TWONTO#first_aid_kit |  | WA7 Safety Equipment
140241 | TNT-DIG-FX-0001 | Flame Arrester, Digester Gas Header | TNT-DIG-GAS | Flame Arrester | Safety Equipment |  | FX | http://www.toronto.ca/TWONTO#flame_arrestor |  | Digester Gas header
140242 | TNT-DIG-FX-0002 | Flame Arrester, Digester Gas Header | TNT-DIG-GAS | Flame Arrester | Safety Equipment |  | FX | http://www.toronto.ca/TWONTO#flame_arrestor |  | Digester Gas header
140243 | TNT-DIG-FX-5101 | Flame Arrester, Digester Gas to Boiler 5100 | TNT-DIG-BL-5100 | Flame Arrester | Safety Equipment |  | FX | http://www.toronto.ca/TWONTO#flame_arrestor |  | Digester Gas header-Boiler BO-5100
140244 | TNT-DIG-FX-5201 | Flame Arrester, digester gas to Boiler 5200 | TNT-DIG-BL-5200 | Flame Arrester | Safety Equipment |  | FX | http://www.toronto.ca/TWONTO#flame_arrestor |  | Digester Gas header- Boiler B0-5200
45073 | TAB-DIG-FX-7061 | Flame Arrester, Digester Gas to Waste Gas Burner #1 | TAB-DIG-BU-7061 | Flame Arrester | Safety Equipment |  | FX | http://www.toronto.ca/TWONTO#flame_arrestor |  | Burner #1, Waste Gas
110718 | TAB-DIG-FX-7061 | Flame Arrester, Digester Gas to Waste Gas Burner #1 | TAB-SUSPENDED ENTITY | Flame Arrester | Safety Equipment |  | FX | http://www.toronto.ca/TWONTO#flame_arrestor |  | Suspended entities
45074 | TAB-DIG-FX-7062 | Flame Arrester, Digester Gas to Waste Gas Burner #2 | TAB-SUSPENDED ENTITY | Flame Arrester | Safety Equipment |  | FX | http://www.toronto.ca/TWONTO#flame_arrestor |  | Suspended entities
110719 | TAB-DIG-FX-7062 | Flame Arrester, Digester Gas to Waste Gas Burner #2 | TAB-DIG-BU-7062 | Flame Arrester | Safety Equipment |  | FX | http://www.toronto.ca/TWONTO#flame_arrestor |  | Burner #2, Waste Gas
45075 | TAB-DIG-FX-7063 | Flame Arrester, Digester Gas to Waste Gas Burner #3 | TAB-DIG-BU-7063 | Flame Arrester | Safety Equipment |  | FX | http://www.toronto.ca/TWONTO#flame_arrestor |  | Burner #3, Waste Gas
110720 | TAB-DIG-FX-7063 | Flame Arrester, Digester Gas to Waste Gas Burner #3 | TAB-SUSPENDED ENTITY | Flame Arrester | Safety Equipment |  | FX | http://www.toronto.ca/TWONTO#flame_arrestor |  | Suspended entities
80925 | TNT-DIG-FX-5301 | Flame Arrester, Waste Gas Burner | TNT-DIG-BU-5301 | Flame Arrester | Safety Equipment |  | FX | http://www.toronto.ca/TWONTO#flame_arrestor |  | Burner, Waste Gas
140245 | TNT-DIG-FX-5302 | Flame Arrester, Waste Gas Burner | TNT-DIG-BU-5401 | Flame Arrester | Safety Equipment |  | FX | http://www.toronto.ca/TWONTO#flame_arrestor |  | Burner, Waste Gas
123414 | THC-DIG-FX-5100 | Flame Arrestor,Digester Gas,BU-5100,Low Pressure,Building UU | THC-DIG-BU-5100 | Flame Arrester | Safety Equipment |  | FX | http://www.toronto.ca/TWONTO#flame_arrestor |  | Burner,Waste Gas,Building UU
123415 | THC-DIG-FX-5100 | Flame Arrestor,Digester Gas,BU-5100,Low Pressure,Building UU | THC-DIG-CP-5100 | Flame Arrester | Safety Equipment |  | FX | http://www.toronto.ca/TWONTO#flame_arrestor |  | Control Panel,BU-5100,Building UU
59359 | THC-DIG-FX-5200 | Flame Arrestor,Digester Gas,BU-5200,Low Pressure,Building UU | THC-DIG-CP-5200 | Flame Arrester | Safety Equipment |  | FX | http://www.toronto.ca/TWONTO#flame_arrestor |  | Control Panel,BU-5200,Building UU
123418 | THC-DIG-FX-5200 | Flame Arrestor,Digester Gas,BU-5200,Low Pressure,Building UU | THC-DIG-BU-5200 | Flame Arrester | Safety Equipment |  | FX | http://www.toronto.ca/TWONTO#flame_arrestor |  | Burner,Waste Gas,Building UU
59364 | THC-DIG-FX-5300 | Flame Arrestor,Digester Gas,BU-5300,Low Pressure,Building UU | THC-DIG-CP-5300 | Flame Arrester | Safety Equipment |  | FX | http://www.toronto.ca/TWONTO#flame_arrestor |  | Control Panel,BU-5300,Building UU
123423 | THC-DIG-FX-5300 | Flame Arrestor,Digester Gas,BU-5300,Low Pressure,Building UU | THC-DIG-BU-5300 | Flame Arrester | Safety Equipment |  | FX | http://www.toronto.ca/TWONTO#flame_arrestor |  | Burner,Waste Gas,Building UU
59340 | THC-DIG-FX-0400C | Flame Arrestor,Outlet,STR-0400B,Gas Low Pressure System,Building U | THC-DIG-0400 | Flame Arrester | Safety Equipment |  | FX | http://www.toronto.ca/TWONTO#flame_arrestor |  | Eliminated Role: Digester 0400
59341 | THC-DIG-FX-0400C | Flame Arrestor,Outlet,STR-0400B,Gas Low Pressure System,Building U | THC-DIG-PD-0400 | Flame Arrester | Safety Equipment |  | FX | http://www.toronto.ca/TWONTO#flame_arrestor |  | Tank,Primary Digester,Digested Sludge,Building U
59345 | THC-DIG-FX-0500C | Flame Arrestor,Outlet,STR-0500B,Gas Low Pressure System,Building U | THC-DIG-0500 | Flame Arrester | Safety Equipment |  | FX | http://www.toronto.ca/TWONTO#flame_arrestor |  | Eliminated Role: Digester 0500
59346 | THC-DIG-FX-0500C | Flame Arrestor,Outlet,STR-0500B,Gas Low Pressure System,Building U | THC-DIG-PD-0500 | Flame Arrester | Safety Equipment |  | FX | http://www.toronto.ca/TWONTO#flame_arrestor |  | Tank,Primary Digesters,Digested Sludge,Building U
59350 | THC-DIG-FX-0600C | Flame Arrestor,Outlet,STR-0600B,Gas Low Pressure System,Building U | THC-DIG-PD-0600 | Flame Arrester | Safety Equipment |  | FX | http://www.toronto.ca/TWONTO#flame_arrestor |  | Tank,Primary Digester,Digested Sludge,Building U
123401 | THC-DIG-FX-0600C | Flame Arrestor,Outlet,STR-0600B,Gas Low Pressure System,Building U | THC-DIG-0600 | Flame Arrester | Safety Equipment |  | FX | http://www.toronto.ca/TWONTO#flame_arrestor |  | Eliminated Role: Digester 0600
123408 | THC-DIG-FX-0700C | Flame Arrestor,Outlet,STR-0700B,Gas Low Pressure System,Building U | THC-DIG-0700 | Flame Arrester | Safety Equipment |  | FX | http://www.toronto.ca/TWONTO#flame_arrestor |  | Eliminated Role: Digester 0700
123409 | THC-DIG-FX-0700C | Flame Arrestor,Outlet,STR-0700B,Gas Low Pressure System,Building U | THC-DIG-PD-0700 | Flame Arrester | Safety Equipment |  | FX | http://www.toronto.ca/TWONTO#flame_arrestor |  | Tank,Primary Digesters,Digested Sludge,Building U
78301 | THR-SES-CS-0002 | Front Entry Chemical Protective Suit | THR-SES-CS | Safety | Safety Equipment | 34335 | CS | http://www.toronto.ca/TWONTO#chemical_suit |  | Chlorine Chemical Suit
78302 | THR-SES-CS-0003 | Front Entry Chemical Protective Suit | THR-SES-SQ | Safety | Safety Equipment | 34336 | CS | http://www.toronto.ca/TWONTO#chemical_suit |  | Safety Equipment
138297 | THR-SES-CS-0001 | Front Entry Chemical Protective Suit | THR-SES-CS | Safety | Safety Equipment | 34325 | CS | http://www.toronto.ca/TWONTO#chemical_suit |  | Chlorine Chemical Suit
138298 | THR-SES-CS-0001 | Front Entry Chemical Protective Suit | THR-SES-SQ | Safety | Safety Equipment | 34325 | CS | http://www.toronto.ca/TWONTO#chemical_suit |  | Safety Equipment
138299 | THR-SES-CS-0002 | Front Entry Chemical Protective Suit | THR-SES-SQ | Safety | Safety Equipment | 34335 | CS | http://www.toronto.ca/TWONTO#chemical_suit |  | Safety Equipment
138300 | THR-SES-CS-0003 | Front Entry Chemical Protective Suit | THR-SES-CS | Safety | Safety Equipment | 34336 | CS | http://www.toronto.ca/TWONTO#chemical_suit |  | Chlorine Chemical Suit
78303 | THR-SES-CS-0004 | Front Entry Chemical Protective Suit (FAILED) | THR-SES-CS | Safety | Safety Equipment | 34337 | CS | http://www.toronto.ca/TWONTO#chemical_suit |  | Chlorine Chemical Suit
78304 | THR-SES-CS-0004 | Front Entry Chemical Protective Suit (FAILED) | THR-SES-SQ | Safety | Safety Equipment | 34337 | CS | http://www.toronto.ca/TWONTO#chemical_suit |  | Safety Equipment
75996 | THR-JHSC-GCMCC | Gas Comp. Bldg. MCC Room | THR-JHSC-WA3 |  | Safety Equipment |  |  | http://www.toronto.ca/TWONTO#space |  | Joint Health & Safety Committee WA3
75995 | THR-JHSC-GCB | Gas Compressor Bldg, Burner House & Surrounding Areas | THR-JHSC-WA1 |  | Safety Equipment |  |  | http://www.toronto.ca/TWONTO#space |  | Joint Health & Safety Committee WA1
81943 | VP2043 | Gas Detector, Portable, MSA Passport 4 Channel, Dig. 13 - 16 | TAB-ELS-AM | Air Handling Unit | Safety Equipment |  |  | http://www.toronto.ca/TWONTO#portable_gas_detector |  | WA8 Safety Equipment Gas Detectors, Plant Wide
86859 | WTR-PLW-PPE-0003B | Gloves, Electrical Protection, 1kv - Kamjoo Ghavami | WTR-PLW-PPE | PPE,Insulated Glove | Safety Equipment |  | PPE | http://www.toronto.ca/TWONTO#rubber_insulating_gloves |  | Personal Protection Equipment - WWA
86861 | WTR-PLW-PPE-0004B | Gloves, Electrical Protection, 1kv - Manjit Parmar | WTR-PLW-PPE | PPE,Insulated Glove | Safety Equipment |  | PPE | http://www.toronto.ca/TWONTO#rubber_insulating_gloves |  | Personal Protection Equipment - WWA
145144 | WTR-PLW-PPE-0005B | Gloves, Electrical Protection, 1kv - Robert Mohammed | WTR-PLW-PPE | PPE,Insulated Glove | Safety Equipment |  | PPE | http://www.toronto.ca/TWONTO#rubber_insulating_gloves |  | Personal Protection Equipment - WWA
145142 | WTR-PLW-PPE-0002B | Gloves, Electrical Protection, 1kv - Rusty Simpson | WTR-PLW-PPE | PPE,Insulated Glove | Safety Equipment |  | PPE | http://www.toronto.ca/TWONTO#rubber_insulating_gloves |  | Personal Protection Equipment - WWA
86863 | WTR-PLW-PPE-0006B | Gloves, Electrical Protection, 1kv - Vasco de Souza | WTR-PLW-PPE | PPE,Insulated Glove | Safety Equipment |  | PPE | http://www.toronto.ca/TWONTO#rubber_insulating_gloves |  | Personal Protection Equipment - WWA
145139 | WTR-PLW-PPE-0001A | Gloves, Electrical Protection, 40kv - Joe Rosati | WTR-PLW-PPE | PPE,Insulated Glove | Safety Equipment |  | PPE | http://www.toronto.ca/TWONTO#rubber_insulating_gloves |  | Personal Protection Equipment - WWA
86858 | WTR-PLW-PPE-0003A | Gloves, Electrical Protection, 40kv - Kamjoo Ghavami | WTR-PLW-PPE | PPE,Insulated Glove | Safety Equipment |  | PPE | http://www.toronto.ca/TWONTO#rubber_insulating_gloves |  | Personal Protection Equipment - WWA
86860 | WTR-PLW-PPE-0004A | Gloves, Electrical Protection, 40kv - Manjit Parmar | WTR-PLW-PPE | PPE,Insulated Glove | Safety Equipment |  | PPE | http://www.toronto.ca/TWONTO#rubber_insulating_gloves |  | Personal Protection Equipment - WWA
145143 | WTR-PLW-PPE-0005A | Gloves, Electrical Protection, 40kv - Robert Mohammed | WTR-PLW-PPE | PPE,Insulated Glove | Safety Equipment |  | PPE | http://www.toronto.ca/TWONTO#rubber_insulating_gloves |  | Personal Protection Equipment - WWA
86862 | WTR-PLW-PPE-0006A | Gloves, Electrical Protection, 40kv - Vasco de Souza | WTR-PLW-PPE | PPE,Insulated Glove | Safety Equipment |  | PPE | http://www.toronto.ca/TWONTO#rubber_insulating_gloves |  | Personal Protection Equipment - WWA
145140 | WTR-PLW-PPE-0001B | Gloves, Electrical Protection, 5kv - Joe Rosati | WTR-PLW-PPE | PPE,Insulated Glove | Safety Equipment |  | PPE | http://www.toronto.ca/TWONTO#rubber_insulating_gloves |  | Personal Protection Equipment - WWA
145141 | WTR-PLW-PPE-0002A | Gloves, Electrical Protection,36kv - Rusty Simpson | WTR-PLW-PPE | PPE,Insulated Glove | Safety Equipment |  | PPE | http://www.toronto.ca/TWONTO#rubber_insulating_gloves |  | Personal Protection Equipment - WWA
75997 | THR-JHSC-GRIT | Grit Building & Surrounding Areas | THR-SES-WA2 |  | Safety Equipment |  |  | http://www.toronto.ca/TWONTO#space |  | Safety & Environmental Services, WA2
136603 | THR-JHSC-GRIT | Grit Building & Surrounding Areas | THR-JHSC-WA2 |  | Safety Equipment |  |  | http://www.toronto.ca/TWONTO#space |  | Joint Health & Safety Committee WA2
98220 | FIS-SES-SQ-0004 | Ground Fault Circuit Interrupter | FIS-GRK |  | Safety Equipment |  | SQ | ? |  | FIS Buildings & Grounds
28743 | FIS-ELS-GFI-0017 | Ground Fault Circuit Interrupter, Connection hallways East, Filter Building | FIS-FILTER-BUILDING |  | Safety Equipment |  | GFI | ? |  | FIS Filter Building
28744 | FIS-ELS-GFI-0018 | Ground Fault Circuit Interrupter, Connection hallways West, Filter Building | FIS-FILTER-BUILDING |  | Safety Equipment |  | GFI | ? |  | FIS Filter Building
28753 | FIS-ELS-GFI-0027 | Ground Fault Circuit Interrupter, East wall, nearby by chloride analyzer,Workshop Building | FIS-WORKSHOP-BLDG |  | Safety Equipment |  | GFI | ? |  | FIS Maintenance Workshop & Office Building
96653 | FIS-ELS-GFI-0014 | Ground Fault Circuit Interrupter, Handicap washroom, Admin. Area, Filter Building | FIS-FILTER-BUILDING |  | Safety Equipment |  | GFI | ? |  | FIS Filter Building
96647 | FIS-ELS-GFI-0004 | Ground Fault Circuit Interrupter, Lab's south wall east corner, Admin. Area, Filter Building | FIS-FILTER-BUILDING |  | Safety Equipment |  | GFI | ? |  | FIS Filter Building
96648 | FIS-ELS-GFI-0005 | Ground Fault Circuit Interrupter, Lab's south wall west corner, Admin. Area, Filter Building | FIS-FILTER-BUILDING |  | Safety Equipment |  | GFI | ? |  | FIS Filter Building
96646 | FIS-ELS-GFI-0003 | Ground Fault Circuit Interrupter, Lab's south wall, Admin. Area, Filter Building | FIS-FILTER-BUILDING |  | Safety Equipment |  | GFI | ? |  | FIS Filter Building
96645 | FIS-ELS-GFI-0002 | Ground Fault Circuit Interrupter, Lower level , nearby the RPU panel, Metering Building | FIS-MET MIX-BUILDING |  | Safety Equipment |  | GFI | ? |  | FIS Metering/Mixing/Reservoir Buildings
28737 | FIS-ELS-GFI-0001 | Ground Fault Circuit Interrupter, Lower level, nearby the sump pump, Metering Building | FIS-MET MIX-BUILDING |  | Safety Equipment |  | GFI | ? |  | FIS Metering/Mixing/Reservoir Buildings
96655 | FIS-ELS-GFI-0023 | Ground Fault Circuit Interrupter, Lower level, north wall, nearby suspended solid analyzer.Intake Building: | FIS-INTAKE-BUILDING |  | Safety Equipment |  | GFI | ? |  | FIS Intake Building
28739 | FIS-ELS-GFI-0009 | Ground Fault Circuit Interrupter, Lunch Room's countertop east wall north corner,Admin. Area, Filter Building | FIS-FILTER-BUILDING |  | Safety Equipment |  | GFI | ? |  | FIS Filter Building
96650 | FIS-ELS-GFI-0008 | Ground Fault Circuit Interrupter, Lunch Room's countertop east wall south corner , Admin. Area, Filter Building | FIS-FILTER-BUILDING |  | Safety Equipment |  | GFI | ? |  | FIS Filter Building
96656 | FIS-ELS-GFI-0028 | Ground Fault Circuit Interrupter, Lunch Room's countertop east wall,Workshop Building | FIS-WORKSHOP-BLDG |  | Safety Equipment |  | GFI | ? |  | FIS Maintenance Workshop & Office Building
28754 | FIS-ELS-GFI-0029 | Ground Fault Circuit Interrupter, Lunch Room's countertop north wall,Workshop Building | FIS-WORKSHOP-BLDG |  | Safety Equipment |  | GFI | ? |  | FIS Maintenance Workshop & Office Building
28738 | FIS-ELS-GFI-0006 | Ground Fault Circuit Interrupter, Lunch Room's countertop south wall east corner, Admin. Area, Filter Building | FIS-FILTER-BUILDING |  | Safety Equipment |  | GFI | ? |  | FIS Filter Building
96649 | FIS-ELS-GFI-0007 | Ground Fault Circuit Interrupter, Lunch Room's countertop south wall west corner, Admin. Area, Filter Building | FIS-FILTER-BUILDING |  | Safety Equipment |  | GFI | ? |  | FIS Filter Building
28740 | FIS-ELS-GFI-0011 | Ground Fault Circuit Interrupter, Men Change Room, Admin. Area, Filter Building | FIS-FILTER-BUILDING |  | Safety Equipment |  | GFI | ? |  | FIS Filter Building
96651 | FIS-ELS-GFI-0010 | Ground Fault Circuit Interrupter, Men Washroom ,Admin. Area, Filter Building | FIS-FILTER-BUILDING |  | Safety Equipment |  | GFI | ? |  | FIS Filter Building
28756 | FIS-ELS-GFI-0033 | Ground Fault Circuit Interrupter, Men Washroom's north wall at the bottom (pervious Ladies washroom),Workshop Building | FIS-WORKSHOP-BLDG |  | Safety Equipment |  | GFI | ? |  | FIS Maintenance Workshop & Office Building
96658 | FIS-ELS-GFI-0032 | Ground Fault Circuit Interrupter, Men Washroom's north wall at the top (pervious Ladies washroom),Workshop Building | FIS-WORKSHOP-BLDG |  | Safety Equipment |  | GFI | ? |  | FIS Maintenance Workshop & Office Building
28755 | FIS-ELS-GFI-0031 | Ground Fault Circuit Interrupter, Men Washroom's south wall at the bottom,Workshop Building | FIS-WORKSHOP-BLDG |  | Safety Equipment |  | GFI | ? |  | FIS Maintenance Workshop & Office Building
96657 | FIS-ELS-GFI-0030 | Ground Fault Circuit Interrupter, Men Washroom's south wall at the top,Workshop Building | FIS-WORKSHOP-BLDG |  | Safety Equipment |  | GFI | ? |  | FIS Maintenance Workshop & Office Building
28746 | FIS-ELS-GFI-0020 | Ground Fault Circuit Interrupter, Nearby the eye wash station,Polymer Room | FIS-MET MIX-BUILDING |  | Safety Equipment |  | GFI | ? |  | FIS Metering/Mixing/Reservoir Buildings
28747 | FIS-ELS-GFI-0020 | Ground Fault Circuit Interrupter, Nearby the eye wash station,Polymer Room | FIS-POL-ROOM |  | Safety Equipment |  | GFI | ? |  | FIS RMF Polymer Storage Room
28745 | FIS-ELS-GFI-0019 | Ground Fault Circuit Interrupter, Nearby the Sink,Raw Water Pump Building: | FIS-RAW WATER-BLDG |  | Safety Equipment |  | GFI | ? |  | FIS Raw Water Pumping Station Building
28742 | FIS-ELS-GFI-0015 | Ground Fault Circuit Interrupter, North wall nearby dewatering pit, Admin. Area, Filter Building | FIS-FILTER-BUILDING |  | Safety Equipment |  | GFI | ? |  | FIS Filter Building
28752 | FIS-ELS-GFI-0026 | Ground Fault Circuit Interrupter, North wall, nearby the post #2 evaporator, Chlorine Building | FIS-WORKSHOP-BLDG |  | Safety Equipment |  | GFI | ? |  | FIS Maintenance Workshop & Office Building
28757 | FIS-ELS-GFI-0034 | Ground Fault Circuit Interrupter, Outside Machine shop West entrance,Workshop Building | FIS-WORKSHOP-BLDG |  | Safety Equipment |  | GFI | ? |  | FIS Maintenance Workshop & Office Building
96654 | FIS-ELS-GFI-0016 | Ground Fault Circuit Interrupter, South wall, nearby Filter #5, Filter Building | FIS-FILTER-BUILDING |  | Safety Equipment |  | GFI | ? |  | FIS Filter Building
28748 | FIS-ELS-GFI-0021 | Ground Fault Circuit Interrupter, Substation enclosure east,Substation | FIS-FIELD-BUILDING |  | Safety Equipment |  | GFI | ? |  | FIS Field Building Location
28749 | FIS-ELS-GFI-0022 | Ground Fault Circuit Interrupter, Substation enclosure west,Substation | FIS-FIELD-BUILDING |  | Safety Equipment |  | GFI | ? |  | FIS Field Building Location
28751 | FIS-ELS-GFI-0025 | Ground Fault Circuit Interrupter, West wall nearby the chemical cylinder delivery double door, Chlorine Building | FIS-CHLORIN-BUILDING |  | Safety Equipment |  | GFI | ? |  | FIS Chlorine & Sulphur Dioxide Building
28750 | FIS-ELS-GFI-0024 | Ground Fault Circuit Interrupter, West wall under the window, nearby the A/C unit, Chlorine Building | FIS-CHLORIN-BUILDING |  | Safety Equipment |  | GFI | ? |  | FIS Chlorine & Sulphur Dioxide Building
28741 | FIS-ELS-GFI-0012 | Ground Fault Circuit Interrupter, Women Change Room, Admin. Area, Filter Building | FIS-FILTER-BUILDING |  | Safety Equipment |  | GFI | ? |  | FIS Filter Building
96652 | FIS-ELS-GFI-0013 | Ground Fault Circuit Interrupter, Women Washroom, Admin. Area, Filter Building | FIS-FILTER-BUILDING |  | Safety Equipment |  | GFI | ? |  | FIS Filter Building
73928 | THR-ELS-SQ-0024 | Grounding Cable, Electrical Safety Equipment | THR-ELS-SQ | Safety | Safety Equipment |  | SQ | ? |  | Electrical Safety Equipment, Gloves, Hot Stick, HVT & Megger
73929 | THR-ELS-SQ-0025 | Grounding Cable, Electrical Safety Equipment | THR-ELS-SQ | Safety | Safety Equipment |  | SQ | ? |  | Electrical Safety Equipment, Gloves, Hot Stick, HVT & Megger
73930 | THR-ELS-SQ-0026 | Grounding Cable, Electrical Safety Equipment | THR-ELS-SQ | Safety | Safety Equipment |  | SQ | ? |  | Electrical Safety Equipment, Gloves, Hot Stick, HVT & Megger
129882 | THR-ACC-FN-021 | Grounding Cable, Electrical Safety Equipment | THR-ELS-SQ | Safety | Safety Equipment |  | FN | ? |  | Electrical Safety Equipment, Gloves, Hot Stick, HVT & Megger
134976 | THR-ELS-SQ-0018 | Grounding Cable, Electrical Safety Equipment | THR-ELS-SQ | Safety | Safety Equipment |  | SQ | ? |  | Electrical Safety Equipment, Gloves, Hot Stick, HVT & Megger
134977 | THR-ELS-SQ-0019 | Grounding Cable, Electrical Safety Equipment | THR-ELS-SQ | Safety | Safety Equipment |  | SQ | ? |  | Electrical Safety Equipment, Gloves, Hot Stick, HVT & Megger
134978 | THR-ELS-SQ-0020 | Grounding Cable, Electrical Safety Equipment | THR-ELS-SQ | Safety | Safety Equipment |  | SQ | ? |  | Electrical Safety Equipment, Gloves, Hot Stick, HVT & Megger
134979 | THR-ELS-SQ-0021 | Grounding Cable, Electrical Safety Equipment | THR-ELS-SQ | Safety | Safety Equipment |  | SQ | ? |  | Electrical Safety Equipment, Gloves, Hot Stick, HVT & Megger
134980 | THR-ELS-SQ-0022 | Grounding Cable, Electrical Safety Equipment | THR-ELS-SQ | Safety | Safety Equipment |  | SQ | ? |  | Electrical Safety Equipment, Gloves, Hot Stick, HVT & Megger
18400 | FHA-SES-H&S | H&S Bulletin Board, FHA | FHA-SES | Safety | Safety Equipment |  |  | ? |  | Safety & Environmental Services
18722 | FHA-SES-SQ-1 | Hard Hats, FHA | FHA-SES | Safety | Safety Equipment |  | SQ | http://www.toronto.ca/TWONTO#PPE |  | Safety & Environmental Services
55811 | TAB-WA6-SQ-1335 | Harness | TAB-WA6-SQ-0001 | PPE | Safety Equipment |  | SQ | http://www.toronto.ca/TWONTO#fall_arrest_harness |  | Fall Arrest System
55812 | TAB-WA6-SQ-1932 | Harness | TAB-WA6-SQ | PPE | Safety Equipment |  | SQ | http://www.toronto.ca/TWONTO#fall_arrest_harness |  | WA6 Safety Equipment
55813 | TAB-WA6-SQ-1932 | Harness | TAB-WA6-SQ-0001 | PPE | Safety Equipment |  | SQ | http://www.toronto.ca/TWONTO#fall_arrest_harness |  | Fall Arrest System
55815 | TAB-WA6-SQ-2387 | Harness | TAB-WA6-SQ-0001 | PPE | Safety Equipment |  | SQ | http://www.toronto.ca/TWONTO#fall_arrest_harness |  | Fall Arrest System
55820 | TAB-WA6-SQ-5130 | Harness | TAB-WA6-SQ | PPE | Safety Equipment |  | SQ | http://www.toronto.ca/TWONTO#fall_arrest_harness |  | WA6 Safety Equipment
55821 | TAB-WA6-SQ-5130 | Harness | TAB-WA6-SQ-0001 | PPE | Safety Equipment |  | SQ | http://www.toronto.ca/TWONTO#fall_arrest_harness |  | Fall Arrest System
55822 | TAB-WA6-SQ-5335 | Harness | TAB-WA6-SQ | PPE | Safety Equipment |  | SQ | http://www.toronto.ca/TWONTO#fall_arrest_harness |  | WA6 Safety Equipment
81747 | TNT-WA9-SQ-0100 | Harness | TNT-WA9-SQ-0010 | PPE | Safety Equipment |  | SQ | http://www.toronto.ca/TWONTO#fall_arrest_harness |  | Fall arrest systems
81748 | TNT-WA9-SQ-0114 | HARNESS | TNT-WA9-SQ-0010 | PPE | Safety Equipment |  | SQ | http://www.toronto.ca/TWONTO#fall_arrest_harness |  | Fall arrest systems
81749 | TNT-WA9-SQ-0115 | HARNESS | TNT-WA9-SQ-0010 | PPE | Safety Equipment |  | SQ | http://www.toronto.ca/TWONTO#fall_arrest_harness |  | Fall arrest systems
81750 | TNT-WA9-SQ-0116 | HARNESS | TNT-WA9-SQ-0010 | PPE | Safety Equipment |  | SQ | http://www.toronto.ca/TWONTO#fall_arrest_harness |  | Fall arrest systems
81758 | TNT-WA9-SQ-0126 | HARNESS | TNT-WA9-SQ-0010 | PPE | Safety Equipment |  | SQ | http://www.toronto.ca/TWONTO#fall_arrest_harness |  | Fall arrest systems
120065 | TAB-WA6-SQ-1335 | Harness | TAB-WA6-SQ | PPE | Safety Equipment |  | SQ | http://www.toronto.ca/TWONTO#fall_arrest_harness |  | WA6 Safety Equipment
120066 | TAB-WA6-SQ-2387 | Harness | TAB-WA6-SQ | PPE | Safety Equipment |  | SQ | http://www.toronto.ca/TWONTO#fall_arrest_harness |  | WA6 Safety Equipment
120067 | TAB-WA6-SQ-2389 | Harness | TAB-WA6-SQ | PPE | Safety Equipment |  | SQ | http://www.toronto.ca/TWONTO#fall_arrest_harness |  | WA6 Safety Equipment
120068 | TAB-WA6-SQ-2389 | Harness | TAB-WA6-SQ-0001 | PPE | Safety Equipment |  | SQ | http://www.toronto.ca/TWONTO#fall_arrest_harness |  | Fall Arrest System
120070 | TAB-WA6-SQ-4197 | Harness | TAB-WA6-SQ | PPE | Safety Equipment |  | SQ | http://www.toronto.ca/TWONTO#fall_arrest_harness |  | WA6 Safety Equipment
120071 | TAB-WA6-SQ-4197 | Harness | TAB-WA6-SQ-0001 | PPE | Safety Equipment |  | SQ | http://www.toronto.ca/TWONTO#fall_arrest_harness |  | Fall Arrest System
120073 | TAB-WA6-SQ-5335 | Harness | TAB-WA6-SQ-0001 | PPE | Safety Equipment |  | SQ | http://www.toronto.ca/TWONTO#fall_arrest_harness |  | Fall Arrest System
140863 | TNT-WA9-SQ-0111 | Harness | TNT-WA9-SQ-0010 | PPE | Safety Equipment |  | SQ | http://www.toronto.ca/TWONTO#fall_arrest_harness |  | Fall arrest systems
140865 | TNT-WA9-SQ-0113 | HARNESS | TNT-WA9-SQ-0010 | PPE | Safety Equipment |  | SQ | http://www.toronto.ca/TWONTO#fall_arrest_harness |  | Fall arrest systems
140869 | TNT-WA9-SQ-0128 | HARNESS | TNT-WA9-SQ-0010 | PPE | Safety Equipment |  | SQ | http://www.toronto.ca/TWONTO#fall_arrest_harness |  | Fall arrest systems
55814 | TAB-WA6-SQ-1933 | Harness - Liwen Xu | TAB-WA6-SQ-0001 | PPE,Harness | Safety Equipment |  | SQ | http://www.toronto.ca/TWONTO#fall_arrest_harness |  | Fall Arrest System
55735 | TAB-WA4-SQ-5832 | Harness - Enfa Wei | TAB-WA4-SQ-0010 | PPE | Safety Equipment |  | SQ | http://www.toronto.ca/TWONTO#fall_arrest_harness |  | WA4 Fall arrest systems
119986 | TAB-WA4-SQ-D9E4 | Harness - John Dela Cruz | TAB-WA4-SQ-0010 | PPE | Safety Equipment |  |  | http://www.toronto.ca/TWONTO#fall_arrest_harness |  | WA4 Fall arrest systems
55783 | TAB-WA5-SQ-EE27 | Harness - Luke Hullah | TAB-WA5-SQ | PPE,Harness | Safety Equipment |  |  | http://www.toronto.ca/TWONTO#fall_arrest_harness |  | WA5 Safety Equipment
55868 | TAB-WA6-SQ-DA67 | Harness - Paul Petryshyn | TAB-WA6-SQ-0001 | PPE | Safety Equipment |  |  | http://www.toronto.ca/TWONTO#fall_arrest_harness |  | Fall Arrest System
120089 | TAB-WA6-SQ-DA67 | Harness - Paul Petryshyn | TAB-WA6-SQ | PPE | Safety Equipment |  |  | http://www.toronto.ca/TWONTO#fall_arrest_harness |  | WA6 Safety Equipment
55780 | TAB-WA5-SQ-E4E8 | Harness - Pavel Krasny | TAB-WA5-SQ | PPE,Harness | Safety Equipment |  |  | http://www.toronto.ca/TWONTO#fall_arrest_harness |  | WA5 Safety Equipment
55823 | TAB-WA6-SQ-5472 | Harness - Peter Wen | TAB-WA6-SQ-0001 | PPE | Safety Equipment |  | SQ | http://www.toronto.ca/TWONTO#fall_arrest_harness |  | Fall Arrest System
120074 | TAB-WA6-SQ-5472 | Harness - Peter Wen | TAB-WA6-SQ | PPE | Safety Equipment |  | SQ | http://www.toronto.ca/TWONTO#fall_arrest_harness |  | WA6 Safety Equipment
55739 | TAB-WA4-SQ-6946 | Harness - Ramesh Yadav | TAB-WA6-SQ | PPE | Safety Equipment |  | SQ | http://www.toronto.ca/TWONTO#fall_arrest_harness |  | WA6 Safety Equipment
119972 | TAB-WA4-SQ-6946 | Harness - Ramesh Yadav | TAB-WA4-SQ-0010 | PPE | Safety Equipment |  | SQ | http://www.toronto.ca/TWONTO#fall_arrest_harness |  | WA4 Fall arrest systems
119973 | TAB-WA4-SQ-6946 | Harness - Ramesh Yadav | TAB-WA6-SQ-0001 | PPE | Safety Equipment |  | SQ | http://www.toronto.ca/TWONTO#fall_arrest_harness |  | Fall Arrest System
55748 | TAB-WA4-SQ-9565 | Harness - Remigio Abanador | TAB-WA4-SQ-0010 | PPE | Safety Equipment |  | SQ | http://www.toronto.ca/TWONTO#fall_arrest_harness |  | WA4 Fall arrest systems
55817 | TAB-WA6-SQ-4970 | Harness - Shared Equipment | TAB-WA6-SQ-0001 | PPE | Safety Equipment |  | SQ | http://www.toronto.ca/TWONTO#fall_arrest_harness |  | Fall Arrest System
55825 | TAB-WA6-SQ-7591 | Harness - Shared Equipment | TAB-WA6-SQ-0001 | PPE | Safety Equipment |  | SQ | http://www.toronto.ca/TWONTO#fall_arrest_harness |  | Fall Arrest System
55781 | TAB-WA5-SQ-E5C2 | Harness - Vasileios Prekas | TAB-WA5-SQ | PPE,Harness | Safety Equipment |  |  | http://www.toronto.ca/TWONTO#fall_arrest_harness |  | WA5 Safety Equipment
94844 | FHO-SES-SQ-6021 | Harness- 963973 - Alex.G | FHO-SES-SQ-0006 | PPE,Harness | Safety Equipment |  | SQ | http://www.toronto.ca/TWONTO#fall_arrest_harness |  | Fall Arrest Systems
9579 | DOS-MCS-FAR-139196 | Harness Retrieval Unit, Fall Arrest Support System | FAC-YCM-SES | Lifting Device,Sling | Safety Equipment |  | FAR | http://www.toronto.ca/TWONTO#fall_arrest_harness |  | SAFETY & ENVIRONMENTAL SERVICES
40056 | DOS-MCS-FAR-139148 | Harness Retrieval Unit, Fall Arrest Support System | FAC-YCM-SES | Lifting Device,Sling | Safety Equipment |  | FAR | http://www.toronto.ca/TWONTO#fall_arrest_harness |  | SAFETY & ENVIRONMENTAL SERVICES
78889 | THR-SES-SQ-4881S | Harness, Full Body | THR-SES-FAS | Safety | Safety Equipment | 38768 | SQ | http://www.toronto.ca/TWONTO#fall_arrest_harness |  | Fall Arrest Sytem (Harness and Lanyard), Safety Equipment
78902 | THR-SES-SQ-6789S | Harness, Full Body | THR-SES-FAS | Safety | Safety Equipment |  | SQ | http://www.toronto.ca/TWONTO#fall_arrest_harness |  | Fall Arrest Sytem (Harness and Lanyard), Safety Equipment
78903 | THR-SES-SQ-6789S | Harness, Full Body | THR-SES-SQ | Safety | Safety Equipment |  | SQ | http://www.toronto.ca/TWONTO#fall_arrest_harness |  | Safety Equipment
78904 | THR-SES-SQ-6798S | Harness, Full Body | THR-SES-FAS | Safety | Safety Equipment | 38770 | SQ | http://www.toronto.ca/TWONTO#fall_arrest_harness |  | Fall Arrest Sytem (Harness and Lanyard), Safety Equipment
78908 | THR-SES-SQ-7065S | Harness, Full Body | THR-SES-FAS | Safety | Safety Equipment | 38771 | SQ | http://www.toronto.ca/TWONTO#fall_arrest_harness |  | Fall Arrest Sytem (Harness and Lanyard), Safety Equipment
78915 | THR-SES-SQ-7480S | Harness, Full Body | THR-SES-FAS | Safety | Safety Equipment | 38772 | SQ | http://www.toronto.ca/TWONTO#fall_arrest_harness |  | Fall Arrest Sytem (Harness and Lanyard), Safety Equipment
78916 | THR-SES-SQ-7480S | Harness, Full Body | THR-SES-SQ | Safety | Safety Equipment | 38772 | SQ | http://www.toronto.ca/TWONTO#fall_arrest_harness |  | Safety Equipment
78925 | THR-SES-SQ-8615S | Harness, Full Body | THR-SES-SQ | Safety | Safety Equipment | 38773 | SQ | http://www.toronto.ca/TWONTO#fall_arrest_harness |  | Safety Equipment
78937 | THR-SES-SQ-9525S | Harness, Full Body | THR-SES-SQ | Safety | Safety Equipment | 38774 | SQ | http://www.toronto.ca/TWONTO#fall_arrest_harness |  | Safety Equipment
138774 | THR-SES-SQ-4881S | Harness, Full Body | THR-SES-SQ | Safety | Safety Equipment | 38768 | SQ | http://www.toronto.ca/TWONTO#fall_arrest_harness |  | Safety Equipment
138779 | THR-SES-SQ-6798S | Harness, Full Body | THR-SES-SQ | Safety | Safety Equipment | 38770 | SQ | http://www.toronto.ca/TWONTO#fall_arrest_harness |  | Safety Equipment
138781 | THR-SES-SQ-7065S | Harness, Full Body | THR-SES-SQ | Safety | Safety Equipment | 38771 | SQ | http://www.toronto.ca/TWONTO#fall_arrest_harness |  | Safety Equipment
138799 | THR-SES-SQ-8615S | Harness, Full Body | THR-SES-FAS | Safety | Safety Equipment | 38773 | SQ | http://www.toronto.ca/TWONTO#fall_arrest_harness |  | Fall Arrest Sytem (Harness and Lanyard), Safety Equipment
138807 | THR-SES-SQ-9525S | Harness, Full Body | THR-SES-FAS | Safety | Safety Equipment | 38774 | SQ | http://www.toronto.ca/TWONTO#fall_arrest_harness |  | Fall Arrest Sytem (Harness and Lanyard), Safety Equipment
78931 | THR-SES-SQ-8689 | Harness, Full Body PPE Bhavin Shah | THR-SES-SQ-3200 | Safety | Safety Equipment |  | SQ | http://www.toronto.ca/TWONTO#fall_arrest_harness |  | Lanyard for Harness 6 ft, PPE Bhavin Shah
78930 | THR-SES-SQ-8645 | Harness, Full Body PPE Darrel Reed | THR-SES-FAS | Safety | Safety Equipment | 36285 | SQ | http://www.toronto.ca/TWONTO#fall_arrest_harness |  | Fall Arrest Sytem (Harness and Lanyard), Safety Equipment
138803 | THR-SES-SQ-8645 | Harness, Full Body PPE Darrel Reed | THR-SES-SQ | Safety | Safety Equipment | 36285 | SQ | http://www.toronto.ca/TWONTO#fall_arrest_harness |  | Safety Equipment
138806 | THR-SES-SQ-9198 | Harness, Full Body PPE Gurpreet Singh | THR-SES-SQ-1448 | Safety | Safety Equipment |  | SQ | http://www.toronto.ca/TWONTO#fall_arrest_harness |  | Lanyard for Harness, PPE Gurpreet Singh
138784 | THR-SES-SQ-7195 | Harness, Full Body PPE Jan Susla | THR-SES-FAS | Safety | Safety Equipment | 36284 | SQ | http://www.toronto.ca/TWONTO#fall_arrest_harness |  | Fall Arrest Sytem (Harness and Lanyard), Safety Equipment
138785 | THR-SES-SQ-7195 | Harness, Full Body PPE Jan Susla | THR-SES-SQ-1401 | Safety | Safety Equipment | 36284 | SQ | http://www.toronto.ca/TWONTO#fall_arrest_harness |  | Lanyard for Harness 4 ft., PPE, Jan Susla
138737 | THR-SES-SQ-1719 | Harness, Full Body PPE -Jason Polyzotis-SN: Q1256726 | THR-SES-SQ-0955 | Safety | Safety Equipment |  | SQ | http://www.toronto.ca/TWONTO#fall_arrest_harness |  | Lanyard for Harness, (Retractable) PPE Jason Polyzotis- SN-171858
78926 | THR-SES-SQ-8629 | Harness, Full Body PPE Jeffrey Foxton | THR-SES-SQ-9134 | Safety | Safety Equipment |  | SQ | http://www.toronto.ca/TWONTO#fall_arrest_harness |  | Lanyard for Harness 6 ft., PPE Stan Chatzinikolau
138800 | THR-SES-SQ-8629 | Harness, Full Body PPE Jeffrey Foxton | THR-SES-FAS | Safety | Safety Equipment |  | SQ | http://www.toronto.ca/TWONTO#fall_arrest_harness |  | Fall Arrest Sytem (Harness and Lanyard), Safety Equipment
78938 | THR-SES-SQ-9833S | Harness, Full Body PPE Martin Ge | THR-SES-FAS | Safety | Safety Equipment | 35028 | SQ | http://www.toronto.ca/TWONTO#fall_arrest_harness |  | Fall Arrest Sytem (Harness and Lanyard), Safety Equipment
78939 | THR-SES-SQ-9833S | Harness, Full Body PPE Martin Ge | THR-SES-SQ-1395 | Safety | Safety Equipment | 35028 | SQ | http://www.toronto.ca/TWONTO#fall_arrest_harness |  | Lanyard for Harness, PPE Martin Ge
138766 | THR-SES-SQ-3265 | Harness, Full Body PPE Martin Ge | THR-SES-SQ-1395 | Safety | Safety Equipment |  | SQ | http://www.toronto.ca/TWONTO#fall_arrest_harness |  | Lanyard for Harness, PPE Martin Ge
138808 | THR-SES-SQ-9833S | Harness, Full Body PPE Martin Ge | THR-SES-SQ | Safety | Safety Equipment | 35028 | SQ | http://www.toronto.ca/TWONTO#fall_arrest_harness |  | Safety Equipment
78844 | THR-SES-SQ-0902 | Harness, Full Body PPE Matthew McNall | THR-SES-SQ-4115 | Safety | Safety Equipment |  | SQ | http://www.toronto.ca/TWONTO#fall_arrest_harness |  | Lanyard, Retractable, PPE Matthew McNall
138709 | THR-SES-SQ-0902 | Harness, Full Body PPE Matthew McNall | THR-SES-FAS | Safety | Safety Equipment |  | SQ | http://www.toronto.ca/TWONTO#fall_arrest_harness |  | Fall Arrest Sytem (Harness and Lanyard), Safety Equipment
78841 | THR-SES-SQ-0802 | Harness, Full Body PPE Phil Rodrigues | THR-SES-FAS | Safety | Safety Equipment |  | SQ | http://www.toronto.ca/TWONTO#fall_arrest_harness |  | Fall Arrest Sytem (Harness and Lanyard), Safety Equipment
78842 | THR-SES-SQ-0802 | Harness, Full Body PPE Phil Rodrigues | THR-SES-SQ-4065 | Safety | Safety Equipment |  | SQ | http://www.toronto.ca/TWONTO#fall_arrest_harness |  | Lanyard for Harness, PPE Phil Rodrigues
138707 | THR-SES-SQ-0802 | Harness, Full Body PPE Phil Rodrigues | THR-SES-SQ | Safety | Safety Equipment |  | SQ | http://www.toronto.ca/TWONTO#fall_arrest_harness |  | Safety Equipment
78913 | THR-SES-SQ-7303 | Harness, Full Body PPE Prakash Patel | THR-SES-SQ-4065 | Safety | Safety Equipment |  | SQ | http://www.toronto.ca/TWONTO#fall_arrest_harness |  | Lanyard for Harness, PPE Phil Rodrigues
78849 | THR-SES-SQ-1134 | Harness, Full Body PPE Stan Chatzinikoloau | THR-SES-SQ-9134 | Safety | Safety Equipment |  | SQ | http://www.toronto.ca/TWONTO#fall_arrest_harness |  | Lanyard for Harness 6 ft., PPE Stan Chatzinikolau
138720 | THR-SES-SQ-1134 | Harness, Full Body PPE Stan Chatzinikoloau | THR-SES-FAS | Safety | Safety Equipment |  | SQ | http://www.toronto.ca/TWONTO#fall_arrest_harness |  | Fall Arrest Sytem (Harness and Lanyard), Safety Equipment
78910 | THR-SES-SQ-7238 | Harness, Full Body PPE Terry McNaney | THR-SES-SQ-9134 | Safety | Safety Equipment |  | SQ | http://www.toronto.ca/TWONTO#fall_arrest_harness |  | Lanyard for Harness 6 ft., PPE Stan Chatzinikolau
138786 | THR-SES-SQ-7238 | Harness, Full Body PPE Terry McNaney | THR-SES-FAS | Safety | Safety Equipment |  | SQ | http://www.toronto.ca/TWONTO#fall_arrest_harness |  | Fall Arrest Sytem (Harness and Lanyard), Safety Equipment
78864 | THR-SES-SQ-1718 | Harness, Full Body PPE Vadim Sak | THR-SES-SQ | Safety | Safety Equipment |  | SQ | http://www.toronto.ca/TWONTO#fall_arrest_harness |  | Safety Equipment
138735 | THR-SES-SQ-1718 | Harness, Full Body PPE Vadim Sak | THR-SES-FAS | Safety | Safety Equipment |  | SQ | http://www.toronto.ca/TWONTO#fall_arrest_harness |  | Fall Arrest Sytem (Harness and Lanyard), Safety Equipment
138736 | THR-SES-SQ-1718 | Harness, Full Body PPE Vadim Sak | THR-SES-SQ-2568 | Safety | Safety Equipment |  | SQ | http://www.toronto.ca/TWONTO#fall_arrest_harness |  | Lanyard for Harness, PPE Vadsim Sak
138710 | THR-SES-SQ-0910 | Harness, Full Body PPE-Baosheng Wang (Patrick) SN: Q1399602 | THR-SES-SQ-4125 | Safety | Safety Equipment |  | SQ | http://www.toronto.ca/TWONTO#fall_arrest_harness |  | Lanyard, Retractable, PPE -Shadow Cooney- SN: 171986
138711 | THR-SES-SQ-0911 | Harness, Full Body PPE-Randish Sehijpal SN: Q1399612 | THR-SES-SQ-4125 | Safety | Safety Equipment |  | SQ | http://www.toronto.ca/TWONTO#fall_arrest_harness |  | Lanyard, Retractable, PPE -Shadow Cooney- SN: 171986
78845 | THR-SES-SQ-0905 | Harness, Full Body PPE-Shadow Cooney- SN: Q1256725 | THR-SES-SQ-4125 | Safety | Safety Equipment |  | SQ | http://www.toronto.ca/TWONTO#fall_arrest_harness |  | Lanyard, Retractable, PPE -Shadow Cooney- SN: 171986
138702 | THR-SES-SQ-0333 | Harness, Full Body, PPE Allen Villanueva | THR-SES-FAS | Safety | Safety Equipment |  | SQ | http://www.toronto.ca/TWONTO#fall_arrest_harness |  | Fall Arrest Sytem (Harness and Lanyard), Safety Equipment
78934 | THR-SES-SQ-9080 | Harness, Full Body, PPE Andrei Klimbovsky | THR-SES-SQ-8406 | Safety | Safety Equipment |  | SQ | http://www.toronto.ca/TWONTO#fall_arrest_harness |  | Lanyard for Harness, PPE for Xu Peng
78919 | THR-SES-SQ-7724 | Harness, Full Body, PPE Anthony Aquino | THR-SES-SQ-1937 | Safety | Safety Equipment |  | SQ | http://www.toronto.ca/TWONTO#fall_arrest_harness |  | Lanyard for Harness, PPE Jiri Gallus
78847 | THR-SES-SQ-1007 | Harness, Full Body, PPE Danny Campolucci | THR-SES-FAS | Safety | Safety Equipment |  | SQ | http://www.toronto.ca/TWONTO#fall_arrest_harness |  | Fall Arrest Sytem (Harness and Lanyard), Safety Equipment
138714 | THR-SES-SQ-1007 | Harness, Full Body, PPE Danny Campolucci | THR-SES-SQ-0500 | Safety | Safety Equipment |  | SQ | http://www.toronto.ca/TWONTO#fall_arrest_harness |  | Lanyard for Harness, PPE Danny Campolucci
78914 | THR-SES-SQ-7388 | Harness, Full Body, PPE Danny Oliveira | THR-SES-SQ-2632 | Safety | Safety Equipment | 35745 | SQ | http://www.toronto.ca/TWONTO#fall_arrest_harness |  | Lanyard for Harness, PPE Danny Oliveira
138789 | THR-SES-SQ-7751 | Harness, Full Body, PPE Danny Vatafu | THR-SES-FAS | Safety | Safety Equipment | 35747 | SQ | http://www.toronto.ca/TWONTO#fall_arrest_harness |  | Fall Arrest Sytem (Harness and Lanyard), Safety Equipment
78871 | THR-SES-SQ-2181 | Harness, Full Body, PPE Deodharry Singh | THR-SES-FAS | Safety | Safety Equipment | 35742 | SQ | http://www.toronto.ca/TWONTO#fall_arrest_harness |  | Fall Arrest Sytem (Harness and Lanyard), Safety Equipment
138754 | THR-SES-SQ-2181 | Harness, Full Body, PPE Deodharry Singh | THR-SES-SQ | Safety | Safety Equipment | 35742 | SQ | http://www.toronto.ca/TWONTO#fall_arrest_harness |  | Safety Equipment
138755 | THR-SES-SQ-2181 | Harness, Full Body, PPE Deodharry Singh | THR-SES-SQ-6476 | Safety | Safety Equipment | 35742 | SQ | http://www.toronto.ca/TWONTO#fall_arrest_harness |  | Lanyard for Harness, PPE Deodharry Singh
138773 | THR-SES-SQ-4539 | Harness, Full Body, PPE Dhirenkumar Parmar | THR-SES-SQ-8437 | Safety | Safety Equipment |  | SQ | http://www.toronto.ca/TWONTO#fall_arrest_harness |  | Lanyard for Harness, PPE Wei Peng
78920 | THR-SES-SQ-8059S | Harness, Full Body, PPE Dhirenkumar Parmar (FAILED TEST)) | THR-SES-FAS | Safety | Safety Equipment | 35029 | SQ | http://www.toronto.ca/TWONTO#fall_arrest_harness |  | Fall Arrest Sytem (Harness and Lanyard), Safety Equipment
138792 | THR-SES-SQ-8059S | Harness, Full Body, PPE Dhirenkumar Parmar (FAILED TEST)) | THR-SES-SQ | Safety | Safety Equipment | 35029 | SQ | http://www.toronto.ca/TWONTO#fall_arrest_harness |  | Safety Equipment
78850 | THR-SES-SQ-1172 | Harness, Full Body, PPE Dwight Bolton | THR-SES-FAS | Safety | Safety Equipment |  | SQ | http://www.toronto.ca/TWONTO#fall_arrest_harness |  | Fall Arrest Sytem (Harness and Lanyard), Safety Equipment
138721 | THR-SES-SQ-1172 | Harness, Full Body, PPE Dwight Bolton | THR-SES-SQ | Safety | Safety Equipment |  | SQ | http://www.toronto.ca/TWONTO#fall_arrest_harness |  | Safety Equipment
78870 | THR-SES-SQ-2176 | Harness, Full Body, PPE Edgardo Manansala | THR-SES-FAS | Safety | Safety Equipment | 35743 | SQ | http://www.toronto.ca/TWONTO#fall_arrest_harness |  | Fall Arrest Sytem (Harness and Lanyard), Safety Equipment
138752 | THR-SES-SQ-2176 | Harness, Full Body, PPE Edgardo Manansala | THR-SES-SQ | Safety | Safety Equipment | 35743 | SQ | http://www.toronto.ca/TWONTO#fall_arrest_harness |  | Safety Equipment
138753 | THR-SES-SQ-2176 | Harness, Full Body, PPE Edgardo Manansala | THR-SES-SQ-2569 | Safety | Safety Equipment | 35743 | SQ | http://www.toronto.ca/TWONTO#fall_arrest_harness |  | Lanyard for Harness, PPE Edgar Manansala
78858 | THR-SES-SQ-1402S | Harness, Full Body, PPE Esmond Lewis | THR-SES-SQ-2565 | Safety | Safety Equipment | 34010 | SQ | http://www.toronto.ca/TWONTO#fall_arrest_harness |  | Lanyard for Harness, PPE Esmond Lewis
138782 | THR-SES-SQ-7101 | Harness, Full Body, PPE Esmond Lewis | THR-SES-SQ | Safety | Safety Equipment | 35744 | SQ | http://www.toronto.ca/TWONTO#fall_arrest_harness |  | Safety Equipment
138783 | THR-SES-SQ-7101 | Harness, Full Body, PPE Esmond Lewis | THR-SES-SQ-2565 | Safety | Safety Equipment | 35744 | SQ | http://www.toronto.ca/TWONTO#fall_arrest_harness |  | Lanyard for Harness, PPE Esmond Lewis
78848 | THR-SES-SQ-1019 | Harness, Full Body, PPE Hilario Gibuena | THR-SES-FAS | Safety | Safety Equipment |  | SQ | http://www.toronto.ca/TWONTO#fall_arrest_harness |  | Fall Arrest Sytem (Harness and Lanyard), Safety Equipment
138715 | THR-SES-SQ-1019 | Harness, Full Body, PPE Hilario Gibuena | THR-SES-SQ-9134 | Safety | Safety Equipment |  | SQ | http://www.toronto.ca/TWONTO#fall_arrest_harness |  | Lanyard for Harness 6 ft., PPE Stan Chatzinikolau
78839 | THR-SES-SQ-0738 | Harness, Full Body, PPE Igor Chamsoutdinov | THR-SES-FAS | Safety | Safety Equipment |  | SQ | http://www.toronto.ca/TWONTO#fall_arrest_harness |  | Fall Arrest Sytem (Harness and Lanyard), Safety Equipment
138706 | THR-SES-SQ-0738 | Harness, Full Body, PPE Igor Chamsoutdinov | THR-SES-SQ | Safety | Safety Equipment |  | SQ | http://www.toronto.ca/TWONTO#fall_arrest_harness |  | Safety Equipment
78869 | THR-SES-SQ-2158 | Harness, Full Body, PPE Jiri Gallus | THR-SES-FAS | Safety | Safety Equipment |  | SQ | http://www.toronto.ca/TWONTO#fall_arrest_harness |  | Fall Arrest Sytem (Harness and Lanyard), Safety Equipment
138751 | THR-SES-SQ-2158 | Harness, Full Body, PPE Jiri Gallus | THR-SES-SQ-6312 | Safety | Safety Equipment |  | SQ | http://www.toronto.ca/TWONTO#fall_arrest_harness |  | Lanyard for Harness, PPE Anthony Aquino
78940 | THR-SES-SQ-9840 | Harness, Full Body, PPE John Toner | THR-SES-FAS | Safety | Safety Equipment |  | SQ | http://www.toronto.ca/TWONTO#fall_arrest_harness |  | Fall Arrest Sytem (Harness and Lanyard), Safety Equipment
78941 | THR-SES-SQ-9840 | Harness, Full Body, PPE John Toner | THR-SES-SQ | Safety | Safety Equipment |  | SQ | http://www.toronto.ca/TWONTO#fall_arrest_harness |  | Safety Equipment
78863 | THR-SES-SQ-1708 | Harness, Full Body, PPE Ken Eldridge | THR-SES-FAS | Safety | Safety Equipment |  | SQ | http://www.toronto.ca/TWONTO#fall_arrest_harness |  | Fall Arrest Sytem (Harness and Lanyard), Safety Equipment
78840 | THR-SES-SQ-0739 | Harness, Full Body, PPE Leonid Tovbis | THR-SES-FAS | Safety | Safety Equipment |  | SQ | http://www.toronto.ca/TWONTO#fall_arrest_harness |  | Fall Arrest Sytem (Harness and Lanyard), Safety Equipment
78867 | THR-SES-SQ-2151 | Harness, Full Body, PPE Nardo Serrano | THR-SES-FAS | Safety | Safety Equipment |  | SQ | http://www.toronto.ca/TWONTO#fall_arrest_harness |  | Fall Arrest Sytem (Harness and Lanyard), Safety Equipment
78868 | THR-SES-SQ-2151 | Harness, Full Body, PPE Nardo Serrano | THR-SES-SQ | Safety | Safety Equipment |  | SQ | http://www.toronto.ca/TWONTO#fall_arrest_harness |  | Safety Equipment
138798 | THR-SES-SQ-8587 | Harness, Full Body, PPE Nick Saceleano | THR-SES-SQ-2572 | Safety | Safety Equipment |  | SQ | http://www.toronto.ca/TWONTO#fall_arrest_harness |  | Lanyard for Harness, PPE Igor Chamsoutdinov
78935 | THR-SES-SQ-9101 | Harness, Full Body, PPE Pauly Jacob | THR-SES-SQ-6257 | Safety | Safety Equipment |  | SQ | http://www.toronto.ca/TWONTO#fall_arrest_harness |  | Lanyard for Harness, PPE Pauly Jacob
138701 | THR-SES-SQ-0151 | Harness, Full Body, PPE Ravin Sankar | THR-SES-SQ-0944 | Safety | Safety Equipment |  | SQ | http://www.toronto.ca/TWONTO#fall_arrest_harness |  | Lanyard for Harness, PPE Ravin Sankar
78928 | THR-SES-SQ-8637 | Harness, Full Body, PPE Walter Postolovskyj | THR-SES-FAS | Safety | Safety Equipment |  | SQ | http://www.toronto.ca/TWONTO#fall_arrest_harness |  | Fall Arrest Sytem (Harness and Lanyard), Safety Equipment
78882 | THR-SES-SQ-3508 | Harness, Full Body, PPE Wayne Johnston (Suspended) | THR-SES-FAS | Safety | Safety Equipment | 34918 | SQ | http://www.toronto.ca/TWONTO#fall_arrest_harness |  | Fall Arrest Sytem (Harness and Lanyard), Safety Equipment
78883 | THR-SES-SQ-3508 | Harness, Full Body, PPE Wayne Johnston (Suspended) | THR-SES-SQ-5012 | Safety | Safety Equipment | 34918 | SQ | http://www.toronto.ca/TWONTO#fall_arrest_harness |  | Lanyard for Harness, PPE Wayne Johnston (Suspended)
138767 | THR-SES-SQ-3508 | Harness, Full Body, PPE Wayne Johnston (Suspended) | THR-S-E | Safety | Safety Equipment | 34918 | SQ | http://www.toronto.ca/TWONTO#fall_arrest_harness |  | SUSPENDED ENTITY
138768 | THR-SES-SQ-3508 | Harness, Full Body, PPE Wayne Johnston (Suspended) | THR-SES-SQ | Safety | Safety Equipment | 34918 | SQ | http://www.toronto.ca/TWONTO#fall_arrest_harness |  | Safety Equipment
78917 | THR-SES-SQ-7529 | Harness, Full Body, PPE, Bogdan Denderys | THR-SES-SQ | Safety | Safety Equipment | 35746 | SQ | http://www.toronto.ca/TWONTO#fall_arrest_harness |  | Safety Equipment
138787 | THR-SES-SQ-7529 | Harness, Full Body, PPE, Bogdan Denderys | THR-SES-FAS | Safety | Safety Equipment | 35746 | SQ | http://www.toronto.ca/TWONTO#fall_arrest_harness |  | Fall Arrest Sytem (Harness and Lanyard), Safety Equipment
78872 | THR-SES-SQ-2199 | Harness, Full Body, PPE, Jan Susla | THR-SES-FAS | Safety | Safety Equipment | 36282 | SQ | http://www.toronto.ca/TWONTO#fall_arrest_harness |  | Fall Arrest Sytem (Harness and Lanyard), Safety Equipment
78873 | THR-SES-SQ-2199 | Harness, Full Body, PPE, Jan Susla | THR-SES-SQ-1972 | Safety | Safety Equipment | 36282 | SQ | http://www.toronto.ca/TWONTO#fall_arrest_harness |  | Lanyard for Harness, PPE, Jan Susla
78888 | THR-SES-SQ-4413 | Harness, Full Body, PPE, Renan Espiritu | THR-SES-FAS | Safety | Safety Equipment | 36283 | SQ | http://www.toronto.ca/TWONTO#fall_arrest_harness |  | Fall Arrest Sytem (Harness and Lanyard), Safety Equipment
138801 | THR-SES-SQ-8642S | Harness, Full Body, PPE, Renan Espiritu (FAILED TEST) | THR-SES-FAS | Safety | Safety Equipment | 35030 | SQ | http://www.toronto.ca/TWONTO#fall_arrest_harness |  | Fall Arrest Sytem (Harness and Lanyard), Safety Equipment
138802 | THR-SES-SQ-8642S | Harness, Full Body, PPE, Renan Espiritu (FAILED TEST) | THR-SES-SQ | Safety | Safety Equipment | 35030 | SQ | http://www.toronto.ca/TWONTO#fall_arrest_harness |  | Safety Equipment
138738 | THR-SES-SQ-1896 | Harness, Full Body,PPE Paquito Espiritu | THR-SES-FAS | Safety | Safety Equipment |  | SQ | http://www.toronto.ca/TWONTO#fall_arrest_harness |  | Fall Arrest Sytem (Harness and Lanyard), Safety Equipment
55766 | TAB-WA5-SQ-0021 | Harness, Large Fall Arrest, Safety Equipment, Dig. 13 - 16, WA5 Office | TAB-SQ-LD | PPE,Harness | Safety Equipment |  | SQ | http://www.toronto.ca/TWONTO#fall_arrest_harness |  | WA8 Safety Equipment Lifting Devices
55774 | TAB-WA5-SQ-6E60 | Harness, Medium Fall Arrest, Safety Equipment | TAB-WA5-SQ | PPE,Harness | Safety Equipment |  | SQ | http://www.toronto.ca/TWONTO#fall_arrest_harness |  | WA5 Safety Equipment
55779 | TAB-WA5-SQ-D206 | Harness, Medium Fall Arrest, Safety Equipment | TAB-WA5-SQ | PPE,Harness | Safety Equipment |  |  | http://www.toronto.ca/TWONTO#fall_arrest_harness |  | WA5 Safety Equipment
120021 | TAB-WA5-SQ-2DBA | Harness, Medium Fall Arrest, Safety Equipment | TAB-WA5-SQ | PPE,Harness | Safety Equipment |  | SQ | http://www.toronto.ca/TWONTO#fall_arrest_harness |  | WA5 Safety Equipment
120027 | TAB-WA5-SQ-9028 | Harness, Medium Fall Arrest, Safety Equipment | TAB-WA5-SQ | PPE,Harness | Safety Equipment |  | SQ | http://www.toronto.ca/TWONTO#fall_arrest_harness |  | WA5 Safety Equipment
55765 | TAB-WA5-SQ-0020 | Harness, Medium Fall Arrest, Safety Equipment, Dig. 13 - 16, WA8 Office | TAB-SQ-LD | PPE,Harness | Safety Equipment |  | SQ | http://www.toronto.ca/TWONTO#fall_arrest_harness |  | WA8 Safety Equipment Lifting Devices
55729 | TAB-WA4-SQ-3425 | Harness, Safety - 10072479 | TAB-WA4-SQ-0010 |  | Safety Equipment |  | SQ | http://www.toronto.ca/TWONTO#fall_arrest_harness |  | WA4 Fall arrest systems
119963 | TAB-WA4-SQ-3424 | Harness, Safety - 10072479 | TAB-WA4-SQ-0010 |  | Safety Equipment |  | SQ | http://www.toronto.ca/TWONTO#fall_arrest_harness |  | WA4 Fall arrest systems
55728 | TAB-WA4-SQ-3422 | Harness, Safety - 110796C | TAB-WA4-SQ-0010 |  | Safety Equipment |  | SQ | http://www.toronto.ca/TWONTO#fall_arrest_harness |  | WA4 Fall arrest systems
119964 | TAB-WA4-SQ-3426 | Harness, Safety - 1109751C | TAB-WA4-SQ-0010 |  | Safety Equipment |  | SQ | http://www.toronto.ca/TWONTO#fall_arrest_harness |  | WA4 Fall arrest systems
119961 | TAB-WA4-SQ-3420 | Harness, Safety - 11312C | TAB-WA4-SQ-0010 |  | Safety Equipment |  | SQ | http://www.toronto.ca/TWONTO#fall_arrest_harness |  | WA4 Fall arrest systems
55730 | TAB-WA4-SQ-3427 | Harness, Safety - 1161525C | TAB-WA4-SQ-0010 |  | Safety Equipment |  | SQ | http://www.toronto.ca/TWONTO#fall_arrest_harness |  | WA4 Fall arrest systems
119962 | TAB-WA4-SQ-3423 | Harness, Safety - 1191383C | TAB-WA4-SQ-0010 |  | Safety Equipment |  | SQ | http://www.toronto.ca/TWONTO#fall_arrest_harness |  | WA4 Fall arrest systems
119960 | TAB-WA4-SQ-3417 | Harness, Safety - 7510-(S-M) | TAB-WA4-SQ-0010 |  | Safety Equipment |  | SQ | http://www.toronto.ca/TWONTO#fall_arrest_harness |  | WA4 Fall arrest systems
55727 | TAB-WA4-SQ-3421 | Harness, Safety - 7510Q(S-M) | TAB-WA4-SQ-0010 |  | Safety Equipment |  | SQ | http://www.toronto.ca/TWONTO#fall_arrest_harness |  | WA4 Fall arrest systems
55726 | TAB-WA4-SQ-3419 | Harness, Safety - AB17530C | TAB-WA4-SQ-0010 |  | Safety Equipment |  | SQ | http://www.toronto.ca/TWONTO#fall_arrest_harness |  | WA4 Fall arrest systems
55731 | TAB-WA4-SQ-3428 | Harness, Safety - FP81F/1EDBA | TAB-WA4-SQ-0010 |  | Safety Equipment |  | SQ | http://www.toronto.ca/TWONTO#fall_arrest_harness |  | WA4 Fall arrest systems
119959 | TAB-WA4-SQ-3416 | Harness, Safety - FP81F/EDBA | TAB-WA4-SQ-0010 |  | Safety Equipment |  | SQ | http://www.toronto.ca/TWONTO#fall_arrest_harness |  | WA4 Fall arrest systems
55725 | TAB-WA4-SQ-3418 | Harness, Safety - RDT-TB/UBK | TAB-WA4-SQ-0010 |  | Safety Equipment |  | SQ | http://www.toronto.ca/TWONTO#fall_arrest_harness |  | WA4 Fall arrest systems
55764 | TAB-WA5-SQ-0019 | Harness, Small Fall Arrest, Safety Equipment, Dig. 13 - 16, WA8 Office | TAB-SQ-LD | PPE,Harness | Safety Equipment |  | SQ | http://www.toronto.ca/TWONTO#fall_arrest_harness |  | WA8 Safety Equipment Lifting Devices
120014 | TAB-WA5-SQ-0019 | Harness, Small Fall Arrest, Safety Equipment, Dig. 13 - 16, WA8 Office | TAB-WA5-SQ | PPE,Harness | Safety Equipment |  | SQ | http://www.toronto.ca/TWONTO#fall_arrest_harness |  | WA5 Safety Equipment
78922 | THR-SES-SQ-8405 | Harness,Full Body,PPE for Xu Peng | THR-SES-FAS | Safety | Safety Equipment |  | SQ | http://www.toronto.ca/TWONTO#fall_arrest_harness |  | Fall Arrest Sytem (Harness and Lanyard), Safety Equipment
138730 | THR-SES-SQ-1529 | Harness,Full Body,PPE Roger Scott | THR-SES-SQ-1448 | Safety | Safety Equipment |  | SQ | http://www.toronto.ca/TWONTO#fall_arrest_harness |  | Lanyard for Harness, PPE Gurpreet Singh
138795 | THR-SES-SQ-8436 | Harness,Full Body.PPE Wei Peng | THR-SES-FAS | Safety | Safety Equipment |  | SQ | http://www.toronto.ca/TWONTO#fall_arrest_harness |  | Fall Arrest Sytem (Harness and Lanyard), Safety Equipment
26319 | FHO-SES-SQ-6002 | Harness-112458 -Spare | FHO-SES-SQ-0006 | PPE,Harness | Safety Equipment |  | SQ | http://www.toronto.ca/TWONTO#fall_arrest_harness |  | Fall Arrest Systems
26321 | FHO-SES-SQ-6012 | Harness-134057 - Ian Chin | FHO-SES-SQ-0006 | PPE,Harness | Safety Equipment |  | SQ | http://www.toronto.ca/TWONTO#fall_arrest_harness |  | Fall Arrest Systems
26320 | FHO-SES-SQ-6011 | Harness-587054 - Spare | FHO-SES-SQ-0006 | PPE,Harness | Safety Equipment |  | SQ | http://www.toronto.ca/TWONTO#fall_arrest_harness |  | Fall Arrest Systems
94842 | FHO-SES-SQ-6013 | Harness-587080 - Spare | FHO-SES-SQ-0006 | PPE,Harness | Safety Equipment |  | SQ | http://www.toronto.ca/TWONTO#fall_arrest_harness |  | Fall Arrest Systems
94843 | FHO-SES-SQ-6013 | Harness-587080 - Spare | FHO-SES-SQ-0009 | PPE,Harness | Safety Equipment |  | SQ | http://www.toronto.ca/TWONTO#fall_arrest_harness |  | Fall Lanyards
26325 | FHO-SES-SQ-6015 | Harness-629881 - Barry K. | FHO-SES-SQ-0006 | PPE,Harness | Safety Equipment |  | SQ | http://www.toronto.ca/TWONTO#fall_arrest_harness |  | Fall Arrest Systems
26329 | FHO-SES-SQ-6023 | Harness-656764 - Peter D'Rozario | FHO-SES-SQ-0006 | PPE,Harness | Safety Equipment |  | SQ | http://www.toronto.ca/TWONTO#fall_arrest_harness |  | Fall Arrest Systems
26326 | FHO-SES-SQ-6018-SU | Harness-714409 | FHO-OBSOLETE | PPE,Harness | Safety Equipment | 33835 | SQ | http://www.toronto.ca/TWONTO#fall_arrest_harness |  | Removed From Service
26327 | FHO-SES-SQ-6018-SU | Harness-714409 | FHO-SES-SQ-0006 | PPE,Harness | Safety Equipment | 33835 | SQ | http://www.toronto.ca/TWONTO#fall_arrest_harness |  | Fall Arrest Systems
26330 | FHO-SES-SQ-6026 | Harness-792410 - Jamie Nickerson 063B12-CD4A-4E35-9A15-2E091500386 | FHO-SES-SQ-0006 | PPE,Harness | Safety Equipment |  | SQ | http://www.toronto.ca/TWONTO#fall_arrest_harness |  | Fall Arrest Systems
94840 | FHO-SES-SQ-6008-SU | Harness-937270 | FHO-OBSOLETE | PPE,Harness | Safety Equipment |  | SQ | http://www.toronto.ca/TWONTO#fall_arrest_harness |  | Removed From Service
94841 | FHO-SES-SQ-6008-SU | Harness-937270 | FHO-SES-SQ-0006 | PPE,Harness | Safety Equipment |  | SQ | http://www.toronto.ca/TWONTO#fall_arrest_harness |  | Fall Arrest Systems
26324 | FHO-SES-SQ-6014 | Harness-E00401006034CBCA -Spare | FHO-SES-SQ-0006 | PPE,Harness | Safety Equipment |  | SQ | http://www.toronto.ca/TWONTO#fall_arrest_harness |  | Fall Arrest Systems
26322 | FHO-SES-SQ-6012-SU | Harness-For Ian Chin | FHO-OBSOLETE | PPE,Harness | Safety Equipment |  | SQ | http://www.toronto.ca/TWONTO#fall_arrest_harness |  | Removed From Service
26323 | FHO-SES-SQ-6012-SU | Harness-For Ian Chin | FHO-SES-SQ-0006 | PPE,Harness | Safety Equipment |  | SQ | http://www.toronto.ca/TWONTO#fall_arrest_harness |  | Fall Arrest Systems
94839 | FHO-SES-SQ-6001 | Harness--Worku Yilma -982000130134047 | FHO-SES-SQ-0006 | PPE,Harness | Safety Equipment |  | SQ | http://www.toronto.ca/TWONTO#fall_arrest_harness |  | Fall Arrest Systems
75998 | THR-JHSC-HH | Head House Building & Surrounding Areas | THR-JHSC-WA2 |  | Safety Equipment |  |  | http://www.toronto.ca/TWONTO#space |  | Joint Health & Safety Committee WA2
136605 | THR-JHSC-HHMCC | Head House MCC Room | THR-JHSC-WA3 |  | Safety Equipment |  |  | http://www.toronto.ca/TWONTO#space |  | Joint Health & Safety Committee WA3
53675 | TAB-SES-TIC-2201 | Heat Tracing Controller, Emergency Eyewash/Shower, Rail Car Unloading | TAB-SES-SQ-2201 | Controller,Temperature | Safety Equipment |  | TIC | heat_tracing |  | Emergency Eyewash/Shower, Rail Car Unloading
53676 | TAB-SES-TIC-2202 | Heat Tracing Controller, Emergency Eyewash/Shower, Rail Car Unloading | TAB-SES-SQ-2202 | Controller,Temperature | Safety Equipment |  | TIC | heat_tracing |  | Emergency Eyewash/Shower, Rail Car Unloading
131890 | THR-CW-HTR-1000 | Heater ,Electric ,Domestic Water | THR-CW | Safety,Rupture Disc | Safety Equipment |  | HTR | http://www.toronto.ca/TWONTO#tanked_hot_water_heater |  | City Water
76037 | THR-JHSC-HPBB | High Pressure Blower Building | THR-JHSC-WA4 |  | Safety Equipment |  |  | http://www.toronto.ca/TWONTO#space |  | Joint Health & Safety Committee WA4
82835 | FHA-SES-SQ-0016 | High Voltage AC Audio/Visual Voltage Detector CIT-01 | FHA-SES | Safety | Safety Equipment |  | SQ | http://www.toronto.ca/TWONTO#voltage_tester |  | Safety & Environmental Services
18579 | FHA-SES-SQ-0017 | High Voltage AC Audio/Visual Voltage Detector CIT-01A | FHA-SES | Safety | Safety Equipment |  | SQ | http://www.toronto.ca/TWONTO#voltage_tester |  | Safety & Environmental Services
94489 | FHO-SES-INQ-6001 | High Voltage Detector, COT01, Admin Building, S2, Electrical Shop | FHO-SES-SQ-0001 | PPE | Safety Equipment |  | INQ | http://www.toronto.ca/TWONTO#voltage_tester |  | Safety Equipment
94490 | FHO-SES-INQ-6002 | High Voltage Detector, CT010A, Admin Building, S2, Electrical Shop | FHO-SES-SQ-0001 | PPE | Safety Equipment |  | INQ | http://www.toronto.ca/TWONTO#voltage_tester |  | Safety Equipment
94491 | FHO-SES-INQ-6003 | High Voltage Detector, CT010B, Admin Building, S2, Electrical Shop | FHO-SES-SQ-0001 | PPE | Safety Equipment |  | INQ | http://www.toronto.ca/TWONTO#voltage_tester |  | Safety Equipment
94492 | FHO-SES-INQ-6004 | High Voltage Detector, CT010C, Admin Building, S2, Electrical Shop | FHO-SES-SQ-0001 | PPE | Safety Equipment |  | INQ | http://www.toronto.ca/TWONTO#voltage_tester |  | Safety Equipment
25888 | FHO-SES-INQ-6005 | High Voltage Detector, CT010T, Admin Building, S2, Electrical Shop | FHO-SES-SQ-0001 | PPE | Safety Equipment |  | INQ | http://www.toronto.ca/TWONTO#voltage_tester |  | Safety Equipment
25889 | FHO-SES-INQ-6006 | High Voltage Detector, Group 1, Admin Building, S2, Electrical Shop | FHO-SES-SQ-0001 | PPE | Safety Equipment |  | INQ | http://www.toronto.ca/TWONTO#voltage_tester |  | Safety Equipment
94493 | FHO-SES-INQ-6007 | High Voltage Detector, Group 2, Admin Building, S2, Electrical Shop | FHO-SES-SQ-0001 | PPE | Safety Equipment |  | INQ | http://www.toronto.ca/TWONTO#voltage_tester |  | Safety Equipment
30669 | FIS-SES-SQ-0100 | High Voltage Electrical Safety Equipment - Group 1 | FIS-SES-EYE | Safety | Safety Equipment |  | SQ | http://www.toronto.ca/TWONTO#PPE |  | Eyewash Stations
98222 | FIS-SES-SQ-0100 | High Voltage Electrical Safety Equipment - Group 1 | FIS-SES | Safety | Safety Equipment |  | SQ | http://www.toronto.ca/TWONTO#PPE |  | Safety, Instrumentation & Environmental Services
98223 | FIS-SES-SQ-0200 | High Voltage Electrical Safety Equipment - Group 2 | FIS-SES | Safety | Safety Equipment |  | SQ | http://www.toronto.ca/TWONTO#PPE |  | Safety, Instrumentation & Environmental Services
82833 | FHA-SES-SQ-0012 | High Voltage Electrical Safety Equipment -Gloves, FHA | FHA-SES | PPE,Insulated Glove | Safety Equipment |  | SQ | http://www.toronto.ca/TWONTO#rubber_insulating_gloves |  | Safety & Environmental Services
113504 | TAB-ELS-SQ-HOT STICK | High Voltage Hot Stick | TAB-ELS-ESQ |  | Safety Equipment |  |  | http://www.toronto.ca/TWONTO#hot_stick |  | Electrical Safety Equipment
26407 | FHO-SES-SQ-CAT900E | High Voltage Insulated Blanket | FHO-SES-SQ-0001 | PPE,Insulated Mat | Safety Equipment |  |  | ? |  | Safety Equipment
26308 | FHO-SES-SQ-0008 | High Voltage Insulated Blankets | FHO-SES-SQ-0001 | PPE,Insulated Mat | Safety Equipment |  | SQ | http://www.toronto.ca/TWONTO#PPE |  | Safety Equipment
94910 | FHO-SES-SQ-HVBK1 | High Voltage Insulated Blankets GROUP1 | FHO-SES-SQ-0001 | PPE,Insulated Mat | Safety Equipment |  |  | ? |  | Safety Equipment
26332 | FHO-SES-SQ-6033 | High Voltage Insulated Glove,Grouped Group 2 | FHO-SES-SQ-0001 | PPE,Insulated Glove | Safety Equipment |  | SQ | http://www.toronto.ca/TWONTO#PPE |  | Safety Equipment
94833 | FHO-SES-SQ-1000 | High Voltage Insulated Gloves | FHO-SES-SQ-0001 |  | Safety Equipment |  | SQ | http://www.toronto.ca/TWONTO#rubber_insulating_gloves |  | Safety Equipment
14777 | FCL-SES-SQ-GLOVES-A | High Voltage Insulated Gloves (Group A) | FCL-SES | PPE,Insulated Glove | Safety Equipment |  |  | http://www.toronto.ca/TWONTO#rubber_insulating_gloves |  | Safety and Environmental Services
14778 | FCL-SES-SQ-GLOVES-B | High Voltage Insulated Gloves (Group B) | FCL-SES | PPE,Insulated Glove | Safety Equipment |  |  | http://www.toronto.ca/TWONTO#rubber_insulating_gloves |  | Safety and Environmental Services
94904 | FHO-SES-SQ-8135 | High Voltage Insulated Gloves --Class 4 Serial number 8135 Muranganwa Chirume | FHO-SES-SQ-1000 | PPE,Insulated Glove | Safety Equipment | 35679 | SQ | http://www.toronto.ca/TWONTO#rubber_insulating_gloves |  | High Voltage Insulated Gloves
26313 | FHO-SES-SQ-0636 | High Voltage Insulated Gloves- Class Four Serial number -0636 Yan He | FHO-SES-SQ-1000 | PPE,Insulated Glove | Safety Equipment |  | SQ | http://www.toronto.ca/TWONTO#rubber_insulating_gloves |  | High Voltage Insulated Gloves
26314 | FHO-SES-SQ-0637 | High Voltage Insulated Gloves- Class Four Serial number -0637 Yan He | FHO-SES-SQ-1000 | PPE,Insulated Glove | Safety Equipment |  | SQ | http://www.toronto.ca/TWONTO#rubber_insulating_gloves |  | High Voltage Insulated Gloves
26317 | FHO-SES-SQ-1766 | High Voltage Insulated Gloves- class Zero 1766Terry Turner | FHO-SES-SQ-1000 | PPE,Insulated Glove | Safety Equipment | 35354 | SQ | http://www.toronto.ca/TWONTO#rubber_insulating_gloves |  | High Voltage Insulated Gloves
26315 | FHO-SES-SQ-0758 | High Voltage Insulated Gloves- class Zero Serial number -0758 Yan He | FHO-SES-SQ-1000 | PPE,Insulated Glove | Safety Equipment |  | SQ | http://www.toronto.ca/TWONTO#rubber_insulating_gloves |  | High Voltage Insulated Gloves
26316 | FHO-SES-SQ-0759 | High Voltage Insulated Gloves- class Zero Serial number -0759 Yan He | FHO-SES-SQ-1000 | PPE,Insulated Glove | Safety Equipment |  | SQ | http://www.toronto.ca/TWONTO#rubber_insulating_gloves |  | High Voltage Insulated Gloves
94834 | FHO-SES-SQ-2630_SU | High Voltage Insulated Gloves --Serial number 2630 Barry Kelly | FHO-SES-SQ-1000 | PPE,Insulated Glove | Safety Equipment | 34531 | SQ | http://www.toronto.ca/TWONTO#rubber_insulating_gloves |  | High Voltage Insulated Gloves
30709 | FIS-SES-SQ-6201 | High Voltage Insulated Ground Cables | FIS-SES | Safety | Safety Equipment |  | SQ | ? |  | Safety, Instrumentation & Environmental Services
94908 | FHO-SES-SQ-CIT18A | High Voltage Insulated Ground Cables CIT18A | FHO-SES-SQ-0001 | PPE,Insulated Mat | Safety Equipment |  |  | ? |  | Safety Equipment
26408 | FHO-SES-SQ-CIT18B | High Voltage Insulated Ground Cables CIT18B | FHO-SES-SQ-0001 | PPE,Insulated Mat | Safety Equipment |  |  | ? |  | Safety Equipment
94909 | FHO-SES-SQ-CIT18C | High Voltage Insulated Ground Cables CIT18C | FHO-SES-SQ-0001 | PPE,Insulated Mat | Safety Equipment |  |  | ? |  | Safety Equipment
26409 | FHO-SES-SQ-HVCAB1 | High Voltage Insulated Ground Cables -Group 1 | FHO-SES-SQ-0001 | PPE,Insulated Mat | Safety Equipment |  |  | ? |  | Safety Equipment
94911 | FHO-SES-SQ-HVCAB2 | High Voltage Insulated Ground Cables -Group 2 | FHO-SES-SQ-0001 | PPE,Insulated Mat | Safety Equipment |  |  | ? |  | Safety Equipment
94829 | FHO-SES-SQ-0013 | High Voltage Safety Equipment, Ground and Test Stick, Fiberglass, Gray, Electrical Shop | FHO-SES-SQ-0001 | PPE | Safety Equipment |  | SQ | http://www.toronto.ca/TWONTO#ground_and_test_device |  | Safety Equipment
94831 | FHO-SES-SQ-0015 | High Voltage Safety Equipment, Ground and Test Stick, Fiberglass, Orange, Electrical Shop | FHO-SES-SQ-0001 | PPE | Safety Equipment |  | SQ | http://www.toronto.ca/TWONTO#ground_and_test_device |  | Safety Equipment
94488 | FHO-SES-INQ-0011 | High Voltage Safety Equipment, Ground and Test Stick, Fiberglass, Yellow, Electrical Shop | FHO-SES-SQ-0001 | PPE | Safety Equipment |  | INQ | http://www.toronto.ca/TWONTO#ground_and_test_device |  | Safety Equipment
26328 | FHO-SES-SQ-6022 | High Voltage Safety Equipment, Insulated Blankets, S2, Electrical shop | FHO-SES-SQ-0006 | PPE,Harness | Safety Equipment |  | SQ | http://www.toronto.ca/TWONTO#PPE |  | Fall Arrest Systems
94856 | FHO-SES-SQ-6054 | High Voltage Safety Equipment, Insulated Gloves, Class 0, Serial Number 0078, Kevin Boudreau | FHO-SES-SQ-1000 | PPE,Insulated Glove | Safety Equipment |  | SQ | http://www.toronto.ca/TWONTO#rubber_insulating_gloves |  | High Voltage Insulated Gloves
94851 | FHO-SES-SQ-6044 | High Voltage Safety Equipment, Insulated Gloves, Class 0, Serial Number 0230, Murray Kerr | FHO-SES-SQ-1000 | PPE,Insulated Glove | Safety Equipment |  | SQ | http://www.toronto.ca/TWONTO#rubber_insulating_gloves |  | High Voltage Insulated Gloves
94853 | FHO-SES-SQ-6048 | High Voltage Safety Equipment, Insulated Gloves, Class 0, Serial Number 0235, Walter Casolino | FHO-SES-SQ-1000 | PPE,Insulated Glove | Safety Equipment |  | SQ | http://www.toronto.ca/TWONTO#rubber_insulating_gloves |  | High Voltage Insulated Gloves
26342 | FHO-SES-SQ-6053 | High Voltage Safety Equipment, Insulated Gloves, Class 0, Serial Number 0777, Tony Pu | FHO-SES-SQ-1000 | PPE,Insulated Glove | Safety Equipment |  | SQ | http://www.toronto.ca/TWONTO#rubber_insulating_gloves |  | High Voltage Insulated Gloves
26343 | FHO-SES-SQ-6055 | High Voltage Safety Equipment, Insulated Gloves, Class 0, Serial Number 0779, Tony Pu | FHO-SES-SQ-1000 | PPE,Insulated Glove | Safety Equipment |  | SQ | http://www.toronto.ca/TWONTO#rubber_insulating_gloves |  | High Voltage Insulated Gloves
94861 | FHO-SES-SQ-6063 | High Voltage Safety Equipment, Insulated Gloves, Class 0, Serial Number 1160, Craig Clayton | FHO-SES-SQ-1000 | PPE,Insulated Glove | Safety Equipment |  | SQ | http://www.toronto.ca/TWONTO#rubber_insulating_gloves |  | High Voltage Insulated Gloves
94846 | FHO-SES-SQ-6036 | High Voltage Safety Equipment, Insulated Gloves, Class 0, Serial Number 120, Balwinder Kanota | FHO-SES-SQ-1000 | PPE,Insulated Glove | Safety Equipment |  | SQ | http://www.toronto.ca/TWONTO#rubber_insulating_gloves |  | High Voltage Insulated Gloves
94862 | FHO-SES-SQ-6064 | High Voltage Safety Equipment, Insulated Gloves, Class 0, Serial Number 1765, Murray Kerr | FHO-SES-SQ-1000 | PPE,Insulated Glove | Safety Equipment |  | SQ | http://www.toronto.ca/TWONTO#rubber_insulating_gloves |  | High Voltage Insulated Gloves
94863 | FHO-SES-SQ-6066 | High Voltage Safety Equipment, Insulated Gloves, Class 0, Serial Number 1767, Kevin Boudreau | FHO-SES-SQ-1000 | PPE,Insulated Glove | Safety Equipment |  | SQ | http://www.toronto.ca/TWONTO#rubber_insulating_gloves |  | High Voltage Insulated Gloves
26347 | FHO-SES-SQ-6067 | High Voltage Safety Equipment, Insulated Gloves, Class 0, Serial Number 1769, Walter Casolino | FHO-SES-SQ-1000 | PPE,Insulated Glove | Safety Equipment |  | SQ | http://www.toronto.ca/TWONTO#rubber_insulating_gloves |  | High Voltage Insulated Gloves
94864 | FHO-SES-SQ-6068 | High Voltage Safety Equipment, Insulated Gloves, Class 0, Serial Number 1770, Ed Sacay | FHO-SES-SQ-1000 | PPE,Insulated Glove | Safety Equipment |  | SQ | http://www.toronto.ca/TWONTO#rubber_insulating_gloves |  | High Voltage Insulated Gloves
94865 | FHO-SES-SQ-6069 | High Voltage Safety Equipment, Insulated Gloves, Class 0, Serial Number 2214, Barry Kelly | FHO-SES-SQ-1000 | PPE,Insulated Glove | Safety Equipment |  | SQ | http://www.toronto.ca/TWONTO#rubber_insulating_gloves |  | High Voltage Insulated Gloves
26339 | FHO-SES-SQ-6046 | High Voltage Safety Equipment, Insulated Gloves, Class 0, Serial Number 233, Balwinder Kanota | FHO-SES-SQ-1000 | PPE,Insulated Glove | Safety Equipment |  | SQ | http://www.toronto.ca/TWONTO#rubber_insulating_gloves |  | High Voltage Insulated Gloves
26348 | FHO-SES-SQ-6070 | High Voltage Safety Equipment, Insulated Gloves, Class 0, Serial Number 2378, Barry Kelly | FHO-SES-SQ-1000 | PPE,Insulated Glove | Safety Equipment |  | SQ | http://www.toronto.ca/TWONTO#rubber_insulating_gloves |  | High Voltage Insulated Gloves
26349 | FHO-SES-SQ-6071 | High Voltage Safety Equipment, Insulated Gloves, Class 0, Serial Number 2582, Dave Hesse | FHO-SES-SQ-1000 | PPE,Insulated Glove | Safety Equipment |  | SQ | http://www.toronto.ca/TWONTO#rubber_insulating_gloves |  | High Voltage Insulated Gloves
94866 | FHO-SES-SQ-6072 | High Voltage Safety Equipment, Insulated Gloves, Class 0, Serial Number 2583, Barry Kelly | FHO-SES-SQ-1000 | PPE,Insulated Glove | Safety Equipment |  | SQ | http://www.toronto.ca/TWONTO#rubber_insulating_gloves |  | High Voltage Insulated Gloves
26350 | FHO-SES-SQ-6073 | High Voltage Safety Equipment, Insulated Gloves, Class 0, Serial Number 2584, Muranganwa Chirumme | FHO-SES-SQ-1000 | PPE,Insulated Glove | Safety Equipment |  | SQ | http://www.toronto.ca/TWONTO#rubber_insulating_gloves |  | High Voltage Insulated Gloves
26351 | FHO-SES-SQ-6074 | High Voltage Safety Equipment, Insulated Gloves, Class 0, Serial Number 2586, Craig Clayton | FHO-SES-SQ-1000 | PPE,Insulated Glove | Safety Equipment |  | SQ | http://www.toronto.ca/TWONTO#rubber_insulating_gloves |  | High Voltage Insulated Gloves
26340 | FHO-SES-SQ-6049 | High Voltage Safety Equipment, Insulated Gloves, Class 0, Serial Number 272, Dave Hesse | FHO-SES-SQ-1000 | PPE,Insulated Glove | Safety Equipment |  | SQ | http://www.toronto.ca/TWONTO#rubber_insulating_gloves |  | High Voltage Insulated Gloves
94854 | FHO-SES-SQ-6050 | High Voltage Safety Equipment, Insulated Gloves, Class 0, Serial Number 399, Muranganwa Chirumme | FHO-SES-SQ-1000 | PPE,Insulated Glove | Safety Equipment |  | SQ | http://www.toronto.ca/TWONTO#rubber_insulating_gloves |  | High Voltage Insulated Gloves
26341 | FHO-SES-SQ-6051 | High Voltage Safety Equipment, Insulated Gloves, Class 0, Serial Number 400, Barry Kelly | FHO-SES-SQ-1000 | PPE,Insulated Glove | Safety Equipment |  | SQ | http://www.toronto.ca/TWONTO#rubber_insulating_gloves |  | High Voltage Insulated Gloves
26352 | FHO-SES-SQ-6076 | High Voltage Safety Equipment, Insulated Gloves, Class 0, Serial Number 4400, Burt Donaldson | FHO-SES-SQ-1000 | PPE,Insulated Glove | Safety Equipment |  | SQ | http://www.toronto.ca/TWONTO#rubber_insulating_gloves |  | High Voltage Insulated Gloves
26353 | FHO-SES-SQ-6077 | High Voltage Safety Equipment, Insulated Gloves, Class 0, Serial Number 4401, Paramjit Sandhu | FHO-SES-SQ-1000 | PPE,Insulated Glove | Safety Equipment |  | SQ | http://www.toronto.ca/TWONTO#rubber_insulating_gloves |  | High Voltage Insulated Gloves
26354 | FHO-SES-SQ-6078 | High Voltage Safety Equipment, Insulated Gloves, Class 0, Serial Number 4402, Paramjit Sandhu | FHO-SES-SQ-1000 | PPE,Insulated Glove | Safety Equipment |  | SQ | http://www.toronto.ca/TWONTO#rubber_insulating_gloves |  | High Voltage Insulated Gloves
26355 | FHO-SES-SQ-6079 | High Voltage Safety Equipment, Insulated Gloves, Class 0, Serial Number 4403, Burt Donaldson | FHO-SES-SQ-1000 | PPE,Insulated Glove | Safety Equipment |  | SQ | http://www.toronto.ca/TWONTO#rubber_insulating_gloves |  | High Voltage Insulated Gloves
26357 | FHO-SES-SQ-6081 | High Voltage Safety Equipment, Insulated Gloves, Class 0, Serial Number 548, Craig Clayton | FHO-SES-SQ-1000 | PPE,Insulated Glove | Safety Equipment |  | SQ | http://www.toronto.ca/TWONTO#rubber_insulating_gloves |  | High Voltage Insulated Gloves
26358 | FHO-SES-SQ-6082 | High Voltage Safety Equipment, Insulated Gloves, Class 0, Serial Number 8132, Roman Polonowski | FHO-SES-SQ-1000 | PPE,Insulated Glove | Safety Equipment |  | SQ | http://www.toronto.ca/TWONTO#rubber_insulating_gloves |  | High Voltage Insulated Gloves
26359 | FHO-SES-SQ-6083 | High Voltage Safety Equipment, Insulated Gloves, Class 0, Serial Number 8133, Alex Gritsouk | FHO-SES-SQ-1000 | PPE,Insulated Glove | Safety Equipment |  | SQ | http://www.toronto.ca/TWONTO#rubber_insulating_gloves |  | High Voltage Insulated Gloves
94845 | FHO-SES-SQ-6032 | High Voltage Safety Equipment, Insulated Gloves, Class 4 | FHO-SES-SQ-0001 | PPE,Insulated Glove | Safety Equipment |  | SQ | http://www.toronto.ca/TWONTO#rubber_insulating_gloves |  | Safety Equipment
26336 | FHO-SES-SQ-6038 | High Voltage Safety Equipment, Insulated Gloves, Class 4, Serial Number 0209, Tony Pu | FHO-SES-SQ-1000 | PPE,Insulated Glove | Safety Equipment |  | SQ | http://www.toronto.ca/TWONTO#rubber_insulating_gloves |  | High Voltage Insulated Gloves
94847 | FHO-SES-SQ-6039 | High Voltage Safety Equipment, Insulated Gloves, Class 4, Serial Number 0210, Tony Pu | FHO-SES-SQ-1000 | PPE,Insulated Glove | Safety Equipment |  | SQ | http://www.toronto.ca/TWONTO#rubber_insulating_gloves |  | High Voltage Insulated Gloves
94848 | FHO-SES-SQ-6040 | High Voltage Safety Equipment, Insulated Gloves, Class 4, Serial Number 0220, Roman Polonowski | FHO-SES-SQ-1000 | PPE,Insulated Glove | Safety Equipment |  | SQ | http://www.toronto.ca/TWONTO#rubber_insulating_gloves |  | High Voltage Insulated Gloves
26333 | FHO-SES-SQ-6034 | High Voltage Safety Equipment, Insulated Gloves, Class 4, Serial Number 091, Dave Hesse | FHO-SES-SQ-1000 | PPE,Insulated Glove | Safety Equipment |  | SQ | http://www.toronto.ca/TWONTO#rubber_insulating_gloves |  | High Voltage Insulated Gloves
26334 | FHO-SES-SQ-6035 | High Voltage Safety Equipment, Insulated Gloves, Class 4, Serial Number 111, Craig Clayton | FHO-SES-SQ-1000 | PPE,Insulated Glove | Safety Equipment |  | SQ | http://www.toronto.ca/TWONTO#rubber_insulating_gloves |  | High Voltage Insulated Gloves
94860 | FHO-SES-SQ-6062 | High Voltage Safety Equipment, Insulated Gloves, Class 4, Serial Number 1131, Craig Clayton | FHO-SES-SQ-1000 | PPE,Insulated Glove | Safety Equipment |  | SQ | http://www.toronto.ca/TWONTO#rubber_insulating_gloves |  | High Voltage Insulated Gloves
26335 | FHO-SES-SQ-6037 | High Voltage Safety Equipment, Insulated Gloves, Class 4, Serial Number 125, Dave Hesse | FHO-SES-SQ-1000 | PPE,Insulated Glove | Safety Equipment |  | SQ | http://www.toronto.ca/TWONTO#rubber_insulating_gloves |  | High Voltage Insulated Gloves
94859 | FHO-SES-SQ-6061 | High Voltage Safety Equipment, Insulated Gloves, Class 4, Serial Number 233, George Little | FHO-SES-SQ-1000 | PPE,Insulated Glove | Safety Equipment |  | SQ | http://www.toronto.ca/TWONTO#rubber_insulating_gloves |  | High Voltage Insulated Gloves
94867 | FHO-SES-SQ-6075 | High Voltage Safety Equipment, Insulated Gloves, Class 4, Serial Number 2860, Barry Kelly | FHO-SES-SQ-1000 | PPE,Insulated Glove | Safety Equipment |  | SQ | http://www.toronto.ca/TWONTO#rubber_insulating_gloves |  | High Voltage Insulated Gloves
26356 | FHO-SES-SQ-6080 | High Voltage Safety Equipment, Insulated Gloves, Class 4, Serial Number 5064, Craig Clayton | FHO-SES-SQ-1000 | PPE,Insulated Glove | Safety Equipment |  | SQ | http://www.toronto.ca/TWONTO#rubber_insulating_gloves |  | High Voltage Insulated Gloves
94855 | FHO-SES-SQ-6052 | High Voltage Safety Equipment, Insulated Gloves, Class 4, Serial Number 687, Muranganwa Chirumme | FHO-SES-SQ-1000 | PPE,Insulated Glove | Safety Equipment |  | SQ | http://www.toronto.ca/TWONTO#rubber_insulating_gloves |  | High Voltage Insulated Gloves
26360 | FHO-SES-SQ-6084 | High Voltage Safety Equipment, Insulated Gloves, Class 4, Serial Number 8134, Muranganwa Chirumme | FHO-SES-SQ-1000 | PPE,Insulated Glove | Safety Equipment |  | SQ | http://www.toronto.ca/TWONTO#rubber_insulating_gloves |  | High Voltage Insulated Gloves
26331 | FHO-SES-SQ-6031 | High Voltage Safety Equipment, Insulated Gloves, Group 1 | FHO-SES-SQ-0001 | PPE,Insulated Glove | Safety Equipment |  | SQ | http://www.toronto.ca/TWONTO#rubber_insulating_gloves |  | Safety Equipment
94849 | FHO-SES-SQ-6041 | High Voltage Safety Equipment, Insulated Gloves, Serial Number 0221, Roman Polonowski | FHO-SES-SQ-1000 | PPE,Insulated Glove | Safety Equipment |  | SQ | http://www.toronto.ca/TWONTO#rubber_insulating_gloves |  | High Voltage Insulated Gloves
26337 | FHO-SES-SQ-6042 | High Voltage Safety Equipment, Insulated Gloves, Serial Number 0222, Roman Polonowski | FHO-SES-SQ-1000 | PPE,Insulated Glove | Safety Equipment |  | SQ | http://www.toronto.ca/TWONTO#rubber_insulating_gloves |  | High Voltage Insulated Gloves
94850 | FHO-SES-SQ-6043 | High Voltage Safety Equipment, Insulated Gloves, Serial Number 0223, Roman Polonowski | FHO-SES-SQ-1000 | PPE,Insulated Glove | Safety Equipment |  | SQ | http://www.toronto.ca/TWONTO#rubber_insulating_gloves |  | High Voltage Insulated Gloves
26338 | FHO-SES-SQ-6045 | High Voltage Safety Equipment, Insulated Gloves, Serial Number 0232, Terry Turner | FHO-SES-SQ-1000 | PPE,Insulated Glove | Safety Equipment |  | SQ | http://www.toronto.ca/TWONTO#rubber_insulating_gloves |  | High Voltage Insulated Gloves
94852 | FHO-SES-SQ-6047 | High Voltage Safety Equipment, Insulated Gloves, Serial Number 0234, Ed Sacay | FHO-SES-SQ-1000 | PPE,Insulated Glove | Safety Equipment |  | SQ | http://www.toronto.ca/TWONTO#rubber_insulating_gloves |  | High Voltage Insulated Gloves
94857 | FHO-SES-SQ-6056 | High Voltage Safety Equipment, Insulated Gloves, Serial Number 0780, Alex Gritsouk | FHO-SES-SQ-1000 | PPE,Insulated Glove | Safety Equipment |  | SQ | http://www.toronto.ca/TWONTO#rubber_insulating_gloves |  | High Voltage Insulated Gloves
26345 | FHO-SES-SQ-6058 | High Voltage Safety Equipment, Insulated Gloves, Serial Number 17, Murray Kerr | FHO-SES-SQ-1000 | PPE,Insulated Glove | Safety Equipment |  | SQ | http://www.toronto.ca/TWONTO#rubber_insulating_gloves |  | High Voltage Insulated Gloves
26346 | FHO-SES-SQ-6060 | High Voltage Safety Equipment, Insulated Gloves, Serial Number 1768, George Little | FHO-SES-SQ-1000 | PPE,Insulated Glove | Safety Equipment |  | SQ | http://www.toronto.ca/TWONTO#rubber_insulating_gloves |  | High Voltage Insulated Gloves
94858 | FHO-SES-SQ-6059 | High Voltage Safety Equipment, Insulated Gloves, Serial Number 230, Murray Kerr | FHO-SES-SQ-1000 | PPE,Insulated Glove | Safety Equipment |  | SQ | http://www.toronto.ca/TWONTO#rubber_insulating_gloves |  | High Voltage Insulated Gloves
26344 | FHO-SES-SQ-6057 | High Voltage Safety Equipment, Insulated Gloves, Serial Number 231, Kevin Boudreau | FHO-SES-SQ-1000 | PPE,Insulated Glove | Safety Equipment |  | SQ | http://www.toronto.ca/TWONTO#rubber_insulating_gloves |  | High Voltage Insulated Gloves
26312 | FHO-SES-SQ-0016 | High Voltage Safety Equipment, Insulated Hot Stick, Fiberglass, CIT18, Electrical Shop | FHO-SES-SQ-0001 | PPE,Insulated Mat | Safety Equipment |  | SQ | http://www.toronto.ca/TWONTO#hot_stick |  | Safety Equipment
94832 | FHO-SES-SQ-0017 | High Voltage Safety Equipment, Insulated Hot Stick, Group 2, Electrical Shop | FHO-SES-SQ-0001 | PPE,Insulated Mat | Safety Equipment |  | SQ | http://www.toronto.ca/TWONTO#hot_stick |  | Safety Equipment
94830 | FHO-SES-SQ-0014 | High Voltage Safety Equipment, Test Stick, Fiberglass, TOR-01, Electrical Shop | FHO-SES-SQ-0001 | PPE | Safety Equipment |  | SQ | http://www.toronto.ca/TWONTO#ground_and_test_device |  | Safety Equipment
18577 | FHA-SES-SQ-0013 | High Voltage Test Stick, Yellow Fibre Glass Ground and Test, AQC-SG01 | FHA-SES | Safety | Safety Equipment |  | SQ | http://www.toronto.ca/TWONTO#ground_and_test_device |  | Safety & Environmental Services
82834 | FHA-SES-SQ-0014 | High Voltage Test Stick, Yellow Fibre Glass Ground and Test, AQC-SG02 | FHA-SES | Safety | Safety Equipment |  | SQ | http://www.toronto.ca/TWONTO#ground_and_test_device |  | Safety & Environmental Services
18578 | FHA-SES-SQ-0015 | High Voltage Test Stick, Yellow Fibre Glass Ground and Test, AQC-SG20 | FHA-SES | Safety | Safety Equipment |  | SQ | http://www.toronto.ca/TWONTO#ground_and_test_device |  | Safety & Environmental Services
73927 | THR-ELS-SQ-0023 | High Voltage Tester, Electrical Safety Equipment | THR-ELS-SQ | Safety | Safety Equipment |  | SQ | http://www.toronto.ca/TWONTO#ground_and_test_device |  | Electrical Safety Equipment, Gloves, Hot Stick, HVT & Megger
18687 | FHA-SES-SQ-0082 | Horizontal tie off anchor point DBI SALA 8517362 anchor point | FHA-SES |  | Safety Equipment |  | SQ | fall_arrest_anchor |  | Safety & Environmental Services
18688 | FHA-SES-SQ-0083 | Horizontal tie off anchor point DBI SALA 8517362 anchor point | FHA-SES |  | Safety Equipment |  | SQ | fall_arrest_anchor |  | Safety & Environmental Services
83025 | FHA-SES-SQ-0082 | Horizontal tie off anchor point DBI SALA 8517362 anchor point | FHA-SES-SQ-6 |  | Safety Equipment |  | SQ | fall_arrest_anchor |  | Safety Fall Protection Equipment
83026 | FHA-SES-SQ-0083 | Horizontal tie off anchor point DBI SALA 8517362 anchor point | FHA-SES-SQ-6 |  | Safety Equipment |  | SQ | fall_arrest_anchor |  | Safety Fall Protection Equipment
73926 | THR-ELS-SQ-0002 | Hot Sick, Electrical Safety Equipment | THR-ELS-SQ | Safety | Safety Equipment |  | SQ | http://www.toronto.ca/TWONTO#hot_stick |  | Electrical Safety Equipment, Gloves, Hot Stick, HVT & Megger
73925 | THR-ELS-SQ-0001 | Hot Sick, Grip All, Clampstick, Electrical Safety Equipment | THR-ELS-SQ | Safety | Safety Equipment |  | SQ | http://www.toronto.ca/TWONTO#hot_stick |  | Electrical Safety Equipment, Gloves, Hot Stick, HVT & Megger
136606 | THR-JHSC-HWT | Hot Water Tanks | THR-JHSC-WA3 |  | Safety Equipment |  |  | http://www.toronto.ca/TWONTO#collection_of_assets |  | Joint Health & Safety Committee WA3
94869 | FHO-SES-SQ-6101 | Inertia Reel, Fall Arrest, Serial Number 116759, Admin Building, S2, Stores Area | FHO-SES-SQ-0005 | PPE | Safety Equipment |  | SQ | lifeline |  | Fall Arrest Systems
73931 | THR-ELS-SQ-0050 | Insulation Blanket, Electrical Safety Equipment | THR-ELS-SQ | Safety | Safety Equipment |  | SQ | http://www.toronto.ca/TWONTO#PPE |  | Electrical Safety Equipment, Gloves, Hot Stick, HVT & Megger
73932 | THR-ELS-SQ-0051 | Insulation Blanket, Electrical Safety Equipment | THR-ELS-SQ | Safety | Safety Equipment |  | SQ | http://www.toronto.ca/TWONTO#PPE |  | Electrical Safety Equipment, Gloves, Hot Stick, HVT & Megger
73933 | THR-ELS-SQ-0052 | Insulation Blanket, Electrical Safety Equipment | THR-ELS-SQ | Safety | Safety Equipment |  | SQ | http://www.toronto.ca/TWONTO#PPE |  | Electrical Safety Equipment, Gloves, Hot Stick, HVT & Megger
29654 | FIS-MCS-SQ-0001 | Island Plant Windsocks | FIS-SES |  | Safety Equipment |  | SQ | ? |  | Safety, Instrumentation & Environmental Services
136615 | THR-JHSC-WA1 | Joint Health & Safety Committee WA1 | THR WORK AREA 1 |  | Safety Equipment |  |  | http://www.toronto.ca/TWONTO#collection_of_assets |  | Solid Handling
76042 | THR-JHSC-WA2 | Joint Health & Safety Committee WA2 | THR WORK AREA 2 |  | Safety Equipment |  |  | http://www.toronto.ca/TWONTO#collection_of_assets |  | Liquid Handling
136616 | THR-JHSC-WA3 | Joint Health & Safety Committee WA3 | THR WORK AREA 3 |  | Safety Equipment |  |  | http://www.toronto.ca/TWONTO#collection_of_assets |  | Plant Services
136617 | THR-JHSC-WA4 | Joint Health & Safety Committee WA4 | THR WORK AREA 4 |  | Safety Equipment |  |  | http://www.toronto.ca/TWONTO#collection_of_assets |  | Liquid Handling 2
78665 | THR-SES-JHSC | Joint Health and Safety Coordination | THR-SES-WA3 | Safety | Safety Equipment |  |  | http://www.toronto.ca/TWONTO#collection_of_assets |  | Safety & Environmental Services
94284 | FHO-SEQ-SQ-5005 | Ladder Safety System | FHO-SES-SQ-0005 | PPE | Safety Equipment |  | SQ | http://www.toronto.ca/TWONTO#ladder |  | Fall Arrest Systems
120120 | TAB-WA7-LDR-0002 | Ladder, 3' Aluminium Ladder | TAB-SES-SQ | PPE | Safety Equipment |  | LDR | http://www.toronto.ca/TWONTO#ladder |  | WA7 Safety Equipment
120121 | TAB-WA7-LDR-0003 | Ladder, 4' Aluminium Ladder | TAB-SES-SQ | PPE | Safety Equipment |  | LDR | http://www.toronto.ca/TWONTO#ladder |  | WA7 Safety Equipment
55900 | TAB-WA7-LDR-0004 | Ladder, 6' Aluminium Ladder | TAB-SES-SQ | PPE | Safety Equipment |  | LDR | http://www.toronto.ca/TWONTO#ladder |  | WA7 Safety Equipment
120119 | TAB-WA7-LDR-0001 | Ladder, Fiberglass | TAB-SES-SQ | PPE | Safety Equipment |  | LDR | http://www.toronto.ca/TWONTO#ladder |  | WA7 Safety Equipment
81480 | FHA-SES-LD-1 | Ladders | FHA-SES | Safety | Safety Equipment |  | LD | http://www.toronto.ca/TWONTO#collection_of_assets |  | Safety & Environmental Services
53570 | TAB-SES-LTG-0002 | Lamp, Strobe, Amber | TAB-STR-SQ | Atmosphere Monitoring Device,Stationary,H2S/CO/CL/Toxic/SO2/NH3 | Safety Equipment |  | LTG | http://www.toronto.ca/TWONTO#lighting_unit |  | WA2 Safety Equipment,lifting devices, ladders, Eye Wash station, First Aid Kits, Lock out stations
117964 | TAB-SES-LTG-0001 | Lamp, Strobe, Amber | TAB-STR-SQ | Atmosphere Monitoring Device,Stationary,H2S/CO/CL/Toxic/SO2/NH3 | Safety Equipment |  | LTG | http://www.toronto.ca/TWONTO#lighting_unit |  | WA2 Safety Equipment,lifting devices, ladders, Eye Wash station, First Aid Kits, Lock out stations
55816 | TAB-WA6-SQ-4363 | Lanyard | TAB-WA6-SQ | PPE | Safety Equipment |  | SQ | lifeline |  | WA6 Safety Equipment
55826 | TAB-WA6-SQ-7753 | Lanyard | TAB-WA6-SQ-0001 | PPE | Safety Equipment |  | SQ | lifeline |  | Fall Arrest System
55866 | TAB-WA6-SQ-8771 | Lanyard | TAB-WA6-SQ-0001 | PPE | Safety Equipment |  | SQ | lifeline |  | Fall Arrest System
81751 | TNT-WA9-SQ-0117 | LANYARD | TNT-WA9-SQ-0010 | PPE | Safety Equipment |  | SQ | lifeline |  | Fall arrest systems
81752 | TNT-WA9-SQ-0118 | LANYARD | TNT-WA9-SQ-0010 | PPE | Safety Equipment |  | SQ | lifeline |  | Fall arrest systems
81753 | TNT-WA9-SQ-0119 | LANYARD | TNT-WA9-SQ-0010 | PPE | Safety Equipment |  | SQ | lifeline |  | Fall arrest systems
81754 | TNT-WA9-SQ-0120 | LANYARD | TNT-WA9-SQ-0010 | PPE | Safety Equipment |  | SQ | lifeline |  | Fall arrest systems
81755 | TNT-WA9-SQ-0121 | LANYARD | TNT-WA9-SQ-0010 | PPE | Safety Equipment |  | SQ | lifeline |  | Fall arrest systems
81756 | TNT-WA9-SQ-0122 | LANYARD | TNT-WA9-SQ-0010 | PPE | Safety Equipment |  | SQ | lifeline |  | Fall arrest systems
81958 | WA7-LAN | Lanyard | TAB-SES-SQ | PPE | Safety Equipment |  |  | lifeline |  | WA7 Safety Equipment
120063 | TAB-WA6-SQ-1014 | Lanyard | TAB-WA6-SQ | PPE | Safety Equipment |  | SQ | lifeline |  | WA6 Safety Equipment
120064 | TAB-WA6-SQ-1014 | Lanyard | TAB-WA6-SQ-0001 | PPE | Safety Equipment |  | SQ | lifeline |  | Fall Arrest System
120072 | TAB-WA6-SQ-4363 | Lanyard | TAB-WA6-SQ-0001 | PPE | Safety Equipment |  | SQ | lifeline |  | Fall Arrest System
120078 | TAB-WA6-SQ-7753 | Lanyard | TAB-WA6-SQ | PPE | Safety Equipment |  | SQ | lifeline |  | WA6 Safety Equipment
120086 | TAB-WA6-SQ-8769 | Lanyard | TAB-WA6-SQ | PPE | Safety Equipment |  | SQ | lifeline |  | WA6 Safety Equipment
120087 | TAB-WA6-SQ-8769 | Lanyard | TAB-WA6-SQ-0001 | PPE | Safety Equipment |  | SQ | lifeline |  | Fall Arrest System
120088 | TAB-WA6-SQ-8771 | Lanyard | TAB-WA6-SQ | PPE | Safety Equipment |  | SQ | lifeline |  | WA6 Safety Equipment
140864 | TNT-WA9-SQ-0112 | LANYARD | TNT-WA9-SQ-0010 | PPE | Safety Equipment |  | SQ | lifeline |  | Fall arrest systems
140867 | TNT-WA9-SQ-0124 | LANYARD | TNT-WA9-SQ-0010 | PPE | Safety Equipment |  | SQ | lifeline |  | Fall arrest systems
140868 | TNT-WA9-SQ-0127 | LANYARD | TNT-WA9-SQ-0010 | PPE | Safety Equipment |  | SQ | lifeline |  | Fall arrest systems
119900 | TAB-WA3-SQ-AR3C | Lanyard 4' - Francisco Das Chagas | TAB-DEW-SQ-0010 | PPE,Lanyard | Safety Equipment |  |  | lifeline |  | WA3 Fall arrest systems portable cranes/hoists, come alongs, slings, wire rope, chains, electrical equipment etc.,
55660 | TAB-WA3-SQ-4680 | Lanyard 4' - Hemang Dave | TAB-DEW-SQ-0010 | PPE,Lanyard | Safety Equipment |  | SQ | lifeline |  | WA3 Fall arrest systems portable cranes/hoists, come alongs, slings, wire rope, chains, electrical equipment etc.,
55659 | TAB-WA3-SQ-4670 | Lanyard 4' - Ian Singh | TAB-DEW-SQ-0010 | PPE,Lanyard | Safety Equipment |  | SQ | lifeline |  | WA3 Fall arrest systems portable cranes/hoists, come alongs, slings, wire rope, chains, electrical equipment etc.,
55751 | TAB-WA4-SQ-DE19 | Lanyard 4' - John Dela Cruz | TAB-WA4-SQ-0010 | PPE,Lanyard | Safety Equipment |  |  | lifeline |  | WA4 Fall arrest systems
119899 | TAB-WA3-SQ-AR3A | Lanyard 4' - Raymond Martell | TAB-DEW-SQ-0010 | PPE,Lanyard | Safety Equipment |  |  | lifeline |  | WA3 Fall arrest systems portable cranes/hoists, come alongs, slings, wire rope, chains, electrical equipment etc.,
119985 | TAB-WA4-SQ-C3E9 | Lanyard 4' - Remigio Abanador | TAB-WA4-SQ-0010 | PPE,Lanyard | Safety Equipment |  |  | lifeline |  | WA4 Fall arrest systems
55696 | TAB-WA4-SQ-0167 | Lanyard 4 Ft - Ramesh Yadav | TAB-WA4-SQ-0010 | PPE,Lanyard | Safety Equipment |  | SQ | lifeline |  | WA4 Fall arrest systems
284 | B-WA4-SQ-64CDS | Lanyard 4 Ft - Randy Hembruff | TAB-WA4-SQ-0010 | PPE,Lanyard | Safety Equipment | 46671 | SQ | lifeline |  | WA4 Fall arrest systems
338 | B-WA4-SQ-64CDS | Lanyard 4 Ft - Randy Hembruff | TAB-SUSPENDED ENTITY | PPE,Lanyard | Safety Equipment | 46671 | SQ | lifeline |  | Suspended entities
55737 | TAB-WA4-SQ-64CD | Lanyard 4 Ft - Randy Hembruff | TAB-WA4-SQ-0010 | PPE,Lanyard | Safety Equipment |  | SQ | lifeline |  | WA4 Fall arrest systems
119887 | TAB-WA3-SQ-4671 | Lanyard 4 Ft - Su Huang | TAB-DEW-SQ-0010 | PPE,Lanyard | Safety Equipment |  | SQ | lifeline |  | WA3 Fall arrest systems portable cranes/hoists, come alongs, slings, wire rope, chains, electrical equipment etc.,
334 | AB-WA3-SQ-4670 | Lanyard 4 Ft (Francisco D.) | TAB-DEW-SQ-0010 | PPE,Lanyard | Safety Equipment |  | SQ | lifeline |  | WA3 Fall arrest systems portable cranes/hoists, come alongs, slings, wire rope, chains, electrical equipment etc.,
55666 | TAB-WA3-SQ-8456 | Lanyard 4 Ft (Ian Singh) | TAB-DEW-SQ-0010 | PPE,Lanyard | Safety Equipment |  | SQ | lifeline |  | WA3 Fall arrest systems portable cranes/hoists, come alongs, slings, wire rope, chains, electrical equipment etc.,
55664 | TAB-WA3-SQ-7851 | Lanyard 5' - Paul Shi | TAB-DEW-SQ-0010 | PPE,Lanyard | Safety Equipment |  | SQ | lifeline |  | WA3 Fall arrest systems portable cranes/hoists, come alongs, slings, wire rope, chains, electrical equipment etc.,
55665 | TAB-WA3-SQ-7860 | Lanyard 5' - Paul Shi | TAB-DEW-SQ-0010 | PPE,Lanyard | Safety Equipment |  | SQ | lifeline |  | WA3 Fall arrest systems portable cranes/hoists, come alongs, slings, wire rope, chains, electrical equipment etc.,
119882 | TAB-WA3-SQ-1213 | Lanyard 6' - Francisco Das Chagas | TAB-DEW-SQ-0010 | PPE,Lanyard | Safety Equipment |  | SQ | lifeline |  | WA3 Fall arrest systems portable cranes/hoists, come alongs, slings, wire rope, chains, electrical equipment etc.,
119974 | TAB-WA4-SQ-7153 | Lanyard 6' - Enfa Wei | TAB-WA4-SQ-0010 | PPE,Lanyard | Safety Equipment |  | SQ | lifeline |  | WA4 Fall arrest systems
119889 | TAB-WA3-SQ-7140 | Lanyard 6' - Hemang Dave | TAB-DEW-SQ-0010 | PPE,Lanyard | Safety Equipment |  | SQ | lifeline |  | WA3 Fall arrest systems portable cranes/hoists, come alongs, slings, wire rope, chains, electrical equipment etc.,
55658 | TAB-WA3-SQ-3500 | Lanyard 6' - James Liang | TAB-DEW-SQ-0010 | PPE,Lanyard | Safety Equipment |  | SQ | lifeline |  | WA3 Fall arrest systems portable cranes/hoists, come alongs, slings, wire rope, chains, electrical equipment etc.,
119987 | TAB-WA4-SQ-EE06 | Lanyard 6' - John Dela Cruz | TAB-WA4-SQ-0010 | PPE,Lanyard | Safety Equipment |  |  | lifeline |  | WA4 Fall arrest systems
119890 | TAB-WA3-SQ-7141 | Lanyard 6' - Raymond Martell | TAB-DEW-SQ-0010 | PPE,Lanyard | Safety Equipment |  | SQ | lifeline |  | WA3 Fall arrest systems portable cranes/hoists, come alongs, slings, wire rope, chains, electrical equipment etc.,
55750 | TAB-WA4-SQ-C979 | Lanyard 6' - Remigio Abanador | TAB-WA4-SQ-0010 | PPE,Lanyard | Safety Equipment |  |  | lifeline |  | WA4 Fall arrest systems
119902 | TAB-WA3-SQ-C338 | Lanyard 6' - Wei Zhang | TAB-DEW-SQ-0010 | PPE,Lanyard | Safety Equipment |  |  | lifeline |  | WA3 Fall arrest systems portable cranes/hoists, come alongs, slings, wire rope, chains, electrical equipment etc.,
55501 | TAB-WA1-SQ-7396 | Lanyard 6 Ft | TAB-WA1-SQ-0001 | PPE,Harness | Safety Equipment |  | SQ | lifeline |  | WA1 Fall Arrest System
119746 | TAB-WA1-SQ-6401 | Lanyard 6 Ft | TAB-WA1-SQ-0001 | PPE,Harness | Safety Equipment |  | SQ | lifeline |  | WA1 Fall Arrest System
119892 | TAB-WA3-SQ-7150 | Lanyard 6 Ft | TAB-DEW-SQ-0010 | PPE,Lanyard | Safety Equipment |  | SQ | lifeline |  | WA3 Fall arrest systems portable cranes/hoists, come alongs, slings, wire rope, chains, electrical equipment etc.,
119730 | TAB-WA1-SQ-1971 | Lanyard 6 Ft- Armando Abujen, | TAB-WA1-SQ-0001 | PPE,Harness | Safety Equipment |  | SQ | lifeline |  | WA1 Fall Arrest System
119731 | TAB-WA1-SQ-1972 | Lanyard 6 Ft- Bogdan, Alex | TAB-WA1-SQ-0001 | PPE,Harness | Safety Equipment |  | SQ | lifeline |  | WA1 Fall Arrest System
55487 | TAB-WA1-SQ-1973 | Lanyard 6 Ft- Castillo, Abraham | TAB-WA1-SQ-0001 | PPE,Harness | Safety Equipment |  | SQ | lifeline |  | WA1 Fall Arrest System
119732 | TAB-WA1-SQ-1974 | Lanyard 6 Ft- Conceicao, Paul | TAB-WA1-SQ-0001 | PPE,Harness | Safety Equipment |  | SQ | lifeline |  | WA1 Fall Arrest System
119733 | TAB-WA1-SQ-1975 | Lanyard 6 Ft- Cuadrante, Randy | TAB-WA1-SQ-0001 | PPE,Harness | Safety Equipment |  | SQ | lifeline |  | WA1 Fall Arrest System
119981 | TAB-WA4-SQ-8774 | Lanyard 6 Ft - Ramesh Yadav | TAB-WA4-SQ-0010 | PPE,Lanyard | Safety Equipment |  | SQ | lifeline |  | WA4 Fall arrest systems
55488 | TAB-WA1-SQ-1976 | Lanyard 6 Ft- Zhang, Ye (Jack) | TAB-WA1-SQ-0001 | PPE,Harness | Safety Equipment |  | SQ | lifeline |  | WA1 Fall Arrest System
55486 | TAB-WA1-SQ-1970 | Lanyard 6 Ft- Gomez Forde | TAB-WA1-SQ-0001 | PPE,Harness | Safety Equipment |  | SQ | lifeline |  | WA1 Fall Arrest System
119735 | TAB-WA1-SQ-1981 | Lanyard 6 Ft- Mistry, Hitesh | TAB-WA1-SQ-0001 | PPE,Harness | Safety Equipment |  | SQ | lifeline |  | WA1 Fall Arrest System
55491 | TAB-WA1-SQ-1980 | Lanyard 6 Ft- Patel, Brijeshkumar | TAB-WA1-SQ-0001 | PPE,Harness | Safety Equipment |  | SQ | lifeline |  | WA1 Fall Arrest System
119734 | TAB-WA1-SQ-1979 | Lanyard 6 Ft- Patel, Brijeshkumar | TAB-WA1-SQ-0001 | PPE,Harness | Safety Equipment |  | SQ | lifeline |  | WA1 Fall Arrest System
55489 | TAB-WA1-SQ-1977 | Lanyard 6 Ft- Patel,Mukesh Kumar | TAB-WA1-SQ-0001 | PPE,Harness | Safety Equipment |  | SQ | lifeline |  | WA1 Fall Arrest System
55733 | TAB-WA4-SQ-4467 | Lanyard 6 Ft - Randy Hembruff | TAB-WA4-SQ-0010 | PPE,Lanyard | Safety Equipment |  | SQ | lifeline |  | WA4 Fall arrest systems
55656 | TAB-WA3-SQ-1254 | Lanyard 6 Ft - Su Huang | TAB-DEW-SQ-0010 | PPE,Lanyard | Safety Equipment |  | SQ | lifeline |  | WA3 Fall arrest systems portable cranes/hoists, come alongs, slings, wire rope, chains, electrical equipment etc.,
55490 | TAB-WA1-SQ-1978 | Lanyard 6 Ft- Suhagiya, Milan | TAB-WA1-SQ-0001 | PPE,Harness | Safety Equipment |  | SQ | lifeline |  | WA1 Fall Arrest System
119736 | TAB-WA1-SQ-1982 | Lanyard 6 Ft- Tharmendran, Kandasamy | TAB-WA1-SQ-0001 | PPE,Harness | Safety Equipment |  | SQ | lifeline |  | WA1 Fall Arrest System
119877 | TAB-WA3-SQ-0195 | Lanyard 6 Ft (Krzysztof Kowal) | TAB-DEW-SQ-0010 | PPE,Lanyard | Safety Equipment |  | SQ | lifeline |  | WA3 Fall arrest systems portable cranes/hoists, come alongs, slings, wire rope, chains, electrical equipment etc.,
119737 | TAB-WA1-SQ-1983 | Lanyard 6 Ft- Mohamedali, Shamun | TAB-WA1-SQ-0001 | PPE,Harness | Safety Equipment |  | SQ | lifeline |  | WA1 Fall Arrest System
119738 | TAB-WA1-SQ-1984 | Lanyard 6 Ft- Velasco, Gabriel | TAB-WA1-SQ-0001 | PPE,Harness | Safety Equipment |  | SQ | lifeline |  | WA1 Fall Arrest System
55492 | TAB-WA1-SQ-1985 | Lanyard 6 Ft- Xie, Joe | TAB-WA1-SQ-0001 | PPE,Harness | Safety Equipment |  | SQ | lifeline |  | WA1 Fall Arrest System
55721 | TAB-WA4-SQ-3408 | Lanyard - 6 Ft.- 10072474 | TAB-WA4-SQ-0010 |  | Safety Equipment |  | SQ | lifeline |  | WA4 Fall arrest systems
55722 | TAB-WA4-SQ-3409 | Lanyard - 6 Ft.- 216MK-Z7 | TAB-WA4-SQ-0010 |  | Safety Equipment |  | SQ | lifeline |  | WA4 Fall arrest systems
55723 | TAB-WA4-SQ-3411 | Lanyard - 6 Ft.- 3812 | TAB-WA4-SQ-0010 |  | Safety Equipment |  | SQ | lifeline |  | WA4 Fall arrest systems
119955 | TAB-WA4-SQ-3410 | Lanyard - 6 Ft.- 8925 | TAB-WA4-SQ-0010 |  | Safety Equipment |  | SQ | lifeline |  | WA4 Fall arrest systems
119956 | TAB-WA4-SQ-3412 | Lanyard - 6 Ft.- 8928-Z7/18INBK | TAB-WA4-SQ-0010 |  | Safety Equipment |  | SQ | lifeline |  | WA4 Fall arrest systems
55720 | TAB-WA4-SQ-3407 | Lanyard - 6 Ft.- 913B | TAB-WA4-SQ-0010 |  | Safety Equipment |  | SQ | lifeline |  | WA4 Fall arrest systems
119957 | TAB-WA4-SQ-3413 | Lanyard - 6 Ft.-10056762 | TAB-WA4-SQ-0010 |  | Safety Equipment |  | SQ | lifeline |  | WA4 Fall arrest systems
55724 | TAB-WA4-SQ-3414 | Lanyard - 6 Ft.-1246011 | TAB-WA4-SQ-0010 |  | Safety Equipment |  | SQ | lifeline |  | WA4 Fall arrest systems
119958 | TAB-WA4-SQ-3415 | Lanyard - 6 Ft.-8928-Z7/18INBK | TAB-WA4-SQ-0010 |  | Safety Equipment |  | SQ | lifeline |  | WA4 Fall arrest systems
73 | 35115 | Lanyard - 6 Ft.-8928-Zt/18INBK | TAB-WA4-SQ-0010 |  | Safety Equipment |  |  | lifeline |  | WA4 Fall arrest systems
113498 | TAB-ELS-SQ-84A5 | Lanyard & Absorber 6' - Yevgen Valavsky | TAB-ELS-SQ-FALL ARST | PPE,Lanyard | Safety Equipment |  | SQ | lifeline |  | Fall Arrest -Safety Harness & Lanyard
113453 | TAB-ELS-SQ-5030 | Lanyard & Absorber(Faim) | TAB-ELS-SQ-FALL ARST | PPE,Lanyard | Safety Equipment |  | SQ | lifeline |  | Fall Arrest -Safety Harness & Lanyard
48204 | TAB-ELS-SQ-5033 | Lanyard & Absorber(Jeff) | TAB-ELS-SQ-FALL ARST | PPE,Lanyard | Safety Equipment |  | SQ | lifeline |  | Fall Arrest -Safety Harness & Lanyard
48205 | TAB-ELS-SQ-5034 | Lanyard & Absorber(Wei) | TAB-ELS-SQ-FALL ARST | PPE,Lanyard | Safety Equipment |  | SQ | lifeline |  | Fall Arrest -Safety Harness & Lanyard
48203 | TAB-ELS-SQ-5032 | Lanyard & Absorber(Yul) | TAB-ELS-SQ-FALL ARST | PPE,Lanyard | Safety Equipment |  | SQ | lifeline |  | Fall Arrest -Safety Harness & Lanyard
55809 | TAB-WA6-SQ-0041 | Lanyard 11' - Peter Wen | TAB-WA6-SQ | PPE | Safety Equipment |  | SQ | lifeline |  | WA6 Safety Equipment
120061 | TAB-WA6-SQ-0041 | Lanyard 11' - Peter Wen | TAB-WA6-SQ-0001 | PPE | Safety Equipment |  | SQ | lifeline |  | Fall Arrest System
55542 | TAB-WA2-SQ-1096 | Lanyard 3' Jackie Whyte | TAB-WA2-SQ-0001 | PPE,Harness | Safety Equipment |  | SQ | lifeline |  | Fall Arrest System , Tripod and SRL
119953 | TAB-WA4-SQ-28C6 | Lanyard 4' - Ahlook Chua | TAB-WA4-SQ-0010 | PPE,Harness | Safety Equipment |  | SQ | lifeline |  | WA4 Fall arrest systems
55785 | TAB-WA5-SQ-FE3F | Lanyard 4' - Luke Hullah | TAB-WA5-SQ |  | Safety Equipment |  |  | lifeline |  | WA5 Safety Equipment
55773 | TAB-WA5-SQ-6DE4 | Lanyard 4 Ft | TAB-WA5-SQ |  | Safety Equipment |  | SQ | lifeline |  | WA5 Safety Equipment
120020 | TAB-WA5-SQ-2C86 | Lanyard 4 Ft | TAB-WA5-SQ |  | Safety Equipment |  | SQ | lifeline |  | WA5 Safety Equipment
120029 | TAB-WA5-SQ-9844 | Lanyard 4 Ft | TAB-WA5-SQ |  | Safety Equipment |  | SQ | lifeline |  | WA5 Safety Equipment
119950 | TAB-WA4-SQ-169F | Lanyard 6' - Ahlook Chua | TAB-WA4-SQ-0010 | PPE,Harness | Safety Equipment |  | SQ | lifeline |  | WA4 Fall arrest systems
55749 | TAB-WA4-SQ-A4/1 | Lanyard 6' - Jeff Shen | TAB-WA4-SQ-0010 | PPE,Harness | Safety Equipment |  |  | lifeline |  | WA4 Fall arrest systems
119969 | TAB-WA4-SQ-5285 | Lanyard 6' - Jeff Shen | TAB-WA4-SQ-0010 | PPE,Harness | Safety Equipment |  | SQ | lifeline |  | WA4 Fall arrest systems
119970 | TAB-WA4-SQ-6322 | Lanyard 6' - Jignesh Patel | TAB-WA4-SQ-0010 | PPE,Harness | Safety Equipment |  | SQ | lifeline |  | WA4 Fall arrest systems
55775 | TAB-WA5-SQ-7BBA | Lanyard 6' - Pavel Krasny | TAB-WA5-SQ |  | Safety Equipment |  | SQ | lifeline |  | WA5 Safety Equipment
55784 | TAB-WA5-SQ-FBE1 | Lanyard 6' - Vasileios Prekas | TAB-WA5-SQ |  | Safety Equipment |  |  | lifeline |  | WA5 Safety Equipment
55778 | TAB-WA5-SQ-AF48 | Lanyard 6 Ft | TAB-WA5-SQ |  | Safety Equipment |  |  | lifeline |  | WA5 Safety Equipment
55782 | TAB-WA5-SQ-EAEE | Lanyard 6 Ft | TAB-WA5-SQ |  | Safety Equipment |  |  | lifeline |  | WA5 Safety Equipment
119843 | TAB-WA2-SQ-7634 | Lanyard 6 ft. Jaime | TAB-WA2-SQ-0001 | PPE,Harness | Safety Equipment |  | SQ | lifeline |  | Fall Arrest System , Tripod and SRL
119850 | TAB-WA2-SQ-9872 | Lanyard 6 Ft. Motiram | TAB-WA2-SQ-0001 | PPE,Harness | Safety Equipment |  | SQ | lifeline |  | Fall Arrest System , Tripod and SRL
119779 | TAB-WA2-SQ-1097 | Lanyard 6' Jackie Whyte | TAB-WA2-SQ-0001 | PPE,Harness | Safety Equipment |  | SQ | lifeline |  | Fall Arrest System , Tripod and SRL
119836 | TAB-WA2-SQ-3637 | Lanyard 6Ft.- Jagjit | TAB-WA2-SQ-0001 | PPE,Harness | Safety Equipment |  | SQ | lifeline |  | Fall Arrest System , Tripod and SRL
120069 | TAB-WA6-SQ-3834 | Lanyard 8' - Liwen Xu | TAB-WA6-SQ-0001 | PPE | Safety Equipment |  | SQ | lifeline |  | Fall Arrest System
55824 | TAB-WA6-SQ-5939 | Lanyard 8' - Paul Petryshyn | TAB-WA6-SQ | PPE | Safety Equipment |  | SQ | lifeline |  | WA6 Safety Equipment
120075 | TAB-WA6-SQ-5939 | Lanyard 8' - Paul Petryshyn | TAB-WA6-SQ-0001 | PPE | Safety Equipment |  | SQ | lifeline |  | Fall Arrest System
119833 | TAB-WA2-SQ-3425 | Lanyard Extension- Jagjit | TAB-WA2-SQ-0001 | PPE,Harness | Safety Equipment |  | SQ | lifeline |  | Fall Arrest System , Tripod and SRL
78799 | THR-SES-SQ-0418S | Lanyard for Harness | THR-SES-FAS | Safety | Safety Equipment | 38775 | SQ | lifeline |  | Fall Arrest Sytem (Harness and Lanyard), Safety Equipment
78843 | THR-SES-SQ-0806S | Lanyard for Harness | THR-SES-FAS | Safety | Safety Equipment | 38776 | SQ | lifeline |  | Fall Arrest Sytem (Harness and Lanyard), Safety Equipment
78855 | THR-SES-SQ-1330S | Lanyard for Harness | THR-SES-FAS | Safety | Safety Equipment | 38777 | SQ | lifeline |  | Fall Arrest Sytem (Harness and Lanyard), Safety Equipment
78874 | THR-SES-SQ-2508S | Lanyard for Harness | THR-SES-FAS | Safety | Safety Equipment | 38778 | SQ | lifeline |  | Fall Arrest Sytem (Harness and Lanyard), Safety Equipment
78895 | THR-SES-SQ-5706S | Lanyard for Harness | THR-SES-FAS | Safety | Safety Equipment | 38779 | SQ | lifeline |  | Fall Arrest Sytem (Harness and Lanyard), Safety Equipment
78896 | THR-SES-SQ-5706S | Lanyard for Harness | THR-SES-SQ | Safety | Safety Equipment | 38779 | SQ | lifeline |  | Safety Equipment
78909 | THR-SES-SQ-7178S | Lanyard for Harness | THR-SES-FAS | Safety | Safety Equipment | 38780 | SQ | lifeline |  | Fall Arrest Sytem (Harness and Lanyard), Safety Equipment
78918 | THR-SES-SQ-7610S | Lanyard for Harness | THR-SES-SQ | Safety | Safety Equipment | 38781 | SQ | lifeline |  | Safety Equipment
78921 | THR-SES-SQ-8381S | Lanyard for Harness | THR-SES-FAS | Safety | Safety Equipment | 38782 | SQ | lifeline |  | Fall Arrest Sytem (Harness and Lanyard), Safety Equipment
138703 | THR-SES-SQ-0418S | Lanyard for Harness | THR-SES-SQ | Safety | Safety Equipment | 38775 | SQ | lifeline |  | Safety Equipment
138708 | THR-SES-SQ-0806S | Lanyard for Harness | THR-SES-SQ | Safety | Safety Equipment | 38776 | SQ | lifeline |  | Safety Equipment
138724 | THR-SES-SQ-1330S | Lanyard for Harness | THR-SES-SQ | Safety | Safety Equipment | 38777 | SQ | lifeline |  | Safety Equipment
138757 | THR-SES-SQ-2508S | Lanyard for Harness | THR-SES-SQ | Safety | Safety Equipment | 38778 | SQ | lifeline |  | Safety Equipment
138788 | THR-SES-SQ-7610S | Lanyard for Harness | THR-SES-FAS | Safety | Safety Equipment | 38781 | SQ | lifeline |  | Fall Arrest Sytem (Harness and Lanyard), Safety Equipment
138793 | THR-SES-SQ-8381S | Lanyard for Harness | THR-SES-SQ | Safety | Safety Equipment | 38782 | SQ | lifeline |  | Safety Equipment
138809 | THR-SES-SQ-9947S | Lanyard for Harness | THR-SES-FAS | Safety | Safety Equipment | 38783 | SQ | lifeline |  | Fall Arrest Sytem (Harness and Lanyard), Safety Equipment
138810 | THR-SES-SQ-9947S | Lanyard for Harness | THR-SES-SQ | Safety | Safety Equipment | 38783 | SQ | lifeline |  | Safety Equipment
78857 | THR-SES-SQ-1401 | Lanyard for Harness 4 ft., PPE, Jan Susla | THR-SES-FAS | Safety | Safety Equipment | 36281 | SQ | lifeline |  | Fall Arrest Sytem (Harness and Lanyard), Safety Equipment
78881 | THR-SES-SQ-3200 | Lanyard for Harness 6 ft, PPE Bhavin Shah | THR-SES-FAS | Safety | Safety Equipment |  | SQ | lifeline |  | Fall Arrest Sytem (Harness and Lanyard), Safety Equipment
78936 | THR-SES-SQ-9134 | Lanyard for Harness 6 ft., PPE Stan Chatzinikolau | THR-SES-FAS | Safety | Safety Equipment |  | SQ | lifeline |  | Fall Arrest Sytem (Harness and Lanyard), Safety Equipment
138805 | THR-SES-SQ-9134 | Lanyard for Harness 6 ft., PPE Stan Chatzinikolau | THR-SES-SQ | Safety | Safety Equipment |  | SQ | lifeline |  | Safety Equipment
78801 | THR-SES-SQ-0532S | Lanyard for Harness 6ft. | THR-SES-FAS | Safety | Safety Equipment | 38784 | SQ | lifeline |  | Fall Arrest Sytem (Harness and Lanyard), Safety Equipment
138705 | THR-SES-SQ-0532S | Lanyard for Harness 6ft. | THR-SES-SQ | Safety | Safety Equipment | 38784 | SQ | lifeline |  | Safety Equipment
138716 | THR-SES-SQ-1020 | Lanyard for Harness, PPE Hilario Gibuena | THR-SES-SQ-9134 | Safety | Safety Equipment |  | SQ | lifeline |  | Lanyard for Harness 6 ft., PPE Stan Chatzinikolau
28 | 32029 | Lanyard for Harness, PPE Stan Chatzinikoloau | THR-SES-SQ-9134 | Safety | Safety Equipment |  |  | lifeline |  | Lanyard for Harness 6 ft., PPE Stan Chatzinikolau
78929 | THR-SES-SQ-8638 | Lanyard for Harness, PPE Walter Postolovskyj | THR-SES-FAS | Safety | Safety Equipment |  | SQ | lifeline |  | Fall Arrest Sytem (Harness and Lanyard), Safety Equipment
138713 | THR-SES-SQ-0955 | Lanyard for Harness, (Retractable) PPE Jason Polyzotis- SN-171858 | THR-SES-FAS | Safety | Safety Equipment |  | SQ | lifeline |  | Fall Arrest Sytem (Harness and Lanyard), Safety Equipment
78798 | THR-SES-SQ-0334 | Lanyard for Harness, PPE Allen Villanueva | THR-SES-FAS | Safety | Safety Equipment |  | SQ | lifeline |  | Fall Arrest Sytem (Harness and Lanyard), Safety Equipment
138778 | THR-SES-SQ-6406 | Lanyard for Harness, PPE Andrei Klimbovsky | THR-SES-FAS | Safety | Safety Equipment |  | SQ | lifeline |  | Fall Arrest Sytem (Harness and Lanyard), Safety Equipment
78899 | THR-SES-SQ-6312 | Lanyard for Harness, PPE Anthony Aquino | THR-SES-FAS | Safety | Safety Equipment |  | SQ | lifeline |  | Fall Arrest Sytem (Harness and Lanyard), Safety Equipment
78800 | THR-SES-SQ-0500 | Lanyard for Harness, PPE Danny Campolucci | THR-SES-FAS | Safety | Safety Equipment |  | SQ | lifeline |  | Fall Arrest Sytem (Harness and Lanyard), Safety Equipment
138704 | THR-SES-SQ-0500 | Lanyard for Harness, PPE Danny Campolucci | THR-SES-SQ | Safety | Safety Equipment |  | SQ | lifeline |  | Safety Equipment
138763 | THR-SES-SQ-2632 | Lanyard for Harness, PPE Danny Oliveira | THR-SES-FAS | Safety | Safety Equipment | 35739 | SQ | lifeline |  | Fall Arrest Sytem (Harness and Lanyard), Safety Equipment
78900 | THR-SES-SQ-6476 | Lanyard for Harness, PPE Deodharry Singh | THR-SES-FAS | Safety | Safety Equipment | 35741 | SQ | lifeline |  | Fall Arrest Sytem (Harness and Lanyard), Safety Equipment
78901 | THR-SES-SQ-6476 | Lanyard for Harness, PPE Deodharry Singh | THR-SES-SQ | Safety | Safety Equipment | 35741 | SQ | lifeline |  | Safety Equipment
138727 | THR-SES-SQ-1443 | Lanyard for Harness, PPE Dhiren Parmar | THR-SES-FAS | Safety | Safety Equipment |  | SQ | lifeline |  | Fall Arrest Sytem (Harness and Lanyard), Safety Equipment
78905 | THR-SES-SQ-6829 | Lanyard for Harness, PPE Dwight Bolton | THR-SES-FAS | Safety | Safety Equipment |  | SQ | lifeline |  | Fall Arrest Sytem (Harness and Lanyard), Safety Equipment
78878 | THR-SES-SQ-2569 | Lanyard for Harness, PPE Edgar Manansala | THR-SES-FAS | Safety | Safety Equipment | 35738 | SQ | lifeline |  | Fall Arrest Sytem (Harness and Lanyard), Safety Equipment
138761 | THR-SES-SQ-2569 | Lanyard for Harness, PPE Edgar Manansala | THR-SES-SQ | Safety | Safety Equipment | 35738 | SQ | lifeline |  | Safety Equipment
78876 | THR-SES-SQ-2565 | Lanyard for Harness, PPE Esmond Lewis | THR-SES-SQ | Safety | Safety Equipment | 35737 | SQ | lifeline |  | Safety Equipment
138759 | THR-SES-SQ-2565 | Lanyard for Harness, PPE Esmond Lewis | THR-SES-FAS | Safety | Safety Equipment | 35737 | SQ | lifeline |  | Fall Arrest Sytem (Harness and Lanyard), Safety Equipment
78923 | THR-SES-SQ-8406 | Lanyard for Harness, PPE for Xu Peng | THR-SES-FAS | Safety | Safety Equipment |  | SQ | lifeline |  | Fall Arrest Sytem (Harness and Lanyard), Safety Equipment
138794 | THR-SES-SQ-8406 | Lanyard for Harness, PPE for Xu Peng | THR-SES-SQ | Safety | Safety Equipment |  | SQ | lifeline |  | Safety Equipment
78859 | THR-SES-SQ-1448 | Lanyard for Harness, PPE Gurpreet Singh | THR-SES-FAS | Safety | Safety Equipment |  | SQ | lifeline |  | Fall Arrest Sytem (Harness and Lanyard), Safety Equipment
78860 | THR-SES-SQ-1448 | Lanyard for Harness, PPE Gurpreet Singh | THR-SES-SQ | Safety | Safety Equipment |  | SQ | lifeline |  | Safety Equipment
78879 | THR-SES-SQ-2572 | Lanyard for Harness, PPE Igor Chamsoutdinov | THR-SES-SQ | Safety | Safety Equipment |  | SQ | lifeline |  | Safety Equipment
138762 | THR-SES-SQ-2572 | Lanyard for Harness, PPE Igor Chamsoutdinov | THR-SES-FAS | Safety | Safety Equipment |  | SQ | lifeline |  | Fall Arrest Sytem (Harness and Lanyard), Safety Equipment
78865 | THR-SES-SQ-1937 | Lanyard for Harness, PPE Jiri Gallus | THR-SES-FAS | Safety | Safety Equipment |  | SQ | lifeline |  | Fall Arrest Sytem (Harness and Lanyard), Safety Equipment
78942 | THR-SES-SQ-9841 | Lanyard for Harness, PPE John Toner | THR-SES-FAS | Safety | Safety Equipment |  | SQ | lifeline |  | Fall Arrest Sytem (Harness and Lanyard), Safety Equipment
138725 | THR-SES-SQ-1395 | Lanyard for Harness, PPE Martin Ge | THR-SES-FAS | Safety | Safety Equipment |  | SQ | lifeline |  | Fall Arrest Sytem (Harness and Lanyard), Safety Equipment
138740 | THR-SES-SQ-1944 | Lanyard for Harness, PPE Nardo Serrano | THR-SES-FAS | Safety | Safety Equipment |  | SQ | lifeline |  | Fall Arrest Sytem (Harness and Lanyard), Safety Equipment
138741 | THR-SES-SQ-1944 | Lanyard for Harness, PPE Nardo Serrano | THR-SES-SQ | Safety | Safety Equipment |  | SQ | lifeline |  | Safety Equipment
138739 | THR-SES-SQ-1897 | Lanyard for Harness, PPE Paquito Espiritu | THR-SES-FAS | Safety | Safety Equipment |  | SQ | lifeline |  | Fall Arrest Sytem (Harness and Lanyard), Safety Equipment
78898 | THR-SES-SQ-6257 | Lanyard for Harness, PPE Pauly Jacob | THR-SES-FAS | Safety | Safety Equipment |  | SQ | lifeline |  | Fall Arrest Sytem (Harness and Lanyard), Safety Equipment
138777 | THR-SES-SQ-6257 | Lanyard for Harness, PPE Pauly Jacob | THR-SES-SQ | Safety | Safety Equipment |  | SQ | lifeline |  | Safety Equipment
78884 | THR-SES-SQ-4065 | Lanyard for Harness, PPE Phil Rodrigues | THR-SES-SQ | Safety | Safety Equipment |  | SQ | lifeline |  | Safety Equipment
138770 | THR-SES-SQ-4065 | Lanyard for Harness, PPE Phil Rodrigues | THR-SES-FAS | Safety | Safety Equipment |  | SQ | lifeline |  | Fall Arrest Sytem (Harness and Lanyard), Safety Equipment
78912 | THR-SES-SQ-7302 | Lanyard for Harness, PPE Prakash Patel | THR-SES-SQ-4065 | Safety | Safety Equipment |  | SQ | lifeline |  | Lanyard for Harness, PPE Phil Rodrigues
78846 | THR-SES-SQ-0944 | Lanyard for Harness, PPE Ravin Sankar | THR-SES-SQ | Safety | Safety Equipment |  | SQ | lifeline |  | Safety Equipment
138712 | THR-SES-SQ-0944 | Lanyard for Harness, PPE Ravin Sankar | THR-SES-FAS | Safety | Safety Equipment |  | SQ | lifeline |  | Fall Arrest Sytem (Harness and Lanyard), Safety Equipment
138731 | THR-SES-SQ-1530 | Lanyard for Harness, PPE Roger Scott | THR-SES-FAS | Safety | Safety Equipment |  | SQ | lifeline |  | Fall Arrest Sytem (Harness and Lanyard), Safety Equipment
138732 | THR-SES-SQ-1530 | Lanyard for Harness, PPE Roger Scott | THR-SES-SQ-1448 | Safety | Safety Equipment |  | SQ | lifeline |  | Lanyard for Harness, PPE Gurpreet Singh
78911 | THR-SES-SQ-7239 | Lanyard for Harness, PPE Terry McNaney | THR-SES-SQ-9134 | Safety | Safety Equipment |  | SQ | lifeline |  | Lanyard for Harness 6 ft., PPE Stan Chatzinikolau
78877 | THR-SES-SQ-2568 | Lanyard for Harness, PPE Vadsim Sak | THR-SES-FAS | Safety | Safety Equipment |  | SQ | lifeline |  | Fall Arrest Sytem (Harness and Lanyard), Safety Equipment
138760 | THR-SES-SQ-2568 | Lanyard for Harness, PPE Vadsim Sak | THR-SES-SQ | Safety | Safety Equipment |  | SQ | lifeline |  | Safety Equipment
78892 | THR-SES-SQ-5012 | Lanyard for Harness, PPE Wayne Johnston (Suspended) | THR-S-E | Safety | Safety Equipment | 35575 | SQ | lifeline |  | SUSPENDED ENTITY
78893 | THR-SES-SQ-5012 | Lanyard for Harness, PPE Wayne Johnston (Suspended) | THR-SES-FAS | Safety | Safety Equipment | 35575 | SQ | lifeline |  | Fall Arrest Sytem (Harness and Lanyard), Safety Equipment
78894 | THR-SES-SQ-5012 | Lanyard for Harness, PPE Wayne Johnston (Suspended) | THR-SES-SQ | Safety | Safety Equipment | 35575 | SQ | lifeline |  | Safety Equipment
78924 | THR-SES-SQ-8437 | Lanyard for Harness, PPE Wei Peng | THR-SES-FAS | Safety | Safety Equipment |  | SQ | lifeline |  | Fall Arrest Sytem (Harness and Lanyard), Safety Equipment
138796 | THR-SES-SQ-8437 | Lanyard for Harness, PPE Wei Peng | THR-SES-SQ | Safety | Safety Equipment |  | SQ | lifeline |  | Safety Equipment
138726 | THR-SES-SQ-1416 | Lanyard for Harness, PPE, Jan Susla | THR-SES-SQ-1972 | Safety | Safety Equipment | 35735 | SQ | lifeline |  | Lanyard for Harness, PPE, Jan Susla
138742 | THR-SES-SQ-1972 | Lanyard for Harness, PPE, Jan Susla | THR-SES-FAS | Safety | Safety Equipment | 35736 | SQ | lifeline |  | Fall Arrest Sytem (Harness and Lanyard), Safety Equipment
138743 | THR-SES-SQ-1972 | Lanyard for Harness, PPE, Jan Susla | THR-SES-SQ-2199 | Safety | Safety Equipment | 35736 | SQ | lifeline |  | Harness, Full Body, PPE, Jan Susla
138734 | THR-SES-SQ-1709 | Lanyard for Harness, PPE, Ken Eldridge | THR-SES-FAS | Safety | Safety Equipment |  | SQ | lifeline |  | Fall Arrest Sytem (Harness and Lanyard), Safety Equipment
78880 | THR-SES-SQ-2826 | Lanyard for Harness, Retractable PPE Danny Oliveira | THR-SES-SQ | Safety | Safety Equipment | 35740 | SQ | lifeline |  | Safety Equipment
138764 | THR-SES-SQ-2826 | Lanyard for Harness, Retractable PPE Danny Oliveira | THR-SES-SQ-2632 | Safety | Safety Equipment | 35740 | SQ | lifeline |  | Lanyard for Harness, PPE Danny Oliveira
138797 | THR-SES-SQ-8586S | Lanyard for Harness,, PPE Nick Saceleano | THR-SES-SQ-2572 | Safety | Safety Equipment |  | SQ | lifeline |  | Lanyard for Harness, PPE Igor Chamsoutdinov
78927 | THR-SES-SQ-8630 | Lanyard for Harness,PPE Jeffrey Foxton | THR-SES-SQ-9134 | Safety | Safety Equipment |  | SQ | lifeline |  | Lanyard for Harness 6 ft., PPE Stan Chatzinikolau
26376 | FHO-SES-SQ-6265 | Lanyard H656764, Burt Donaldson | FHO-SES-SQ-0009 | PPE,Lanyard | Safety Equipment |  | SQ | lifeline |  | Fall Lanyards
26402 | FHO-SES-SQ-9023 | Lanyard- Sr # 90572 -Zoran Mirceveski | FHO-SES-SQ-0009 | PPE,Lanyard | Safety Equipment |  | SQ | lifeline |  | Fall Lanyards
26401 | FHO-SES-SQ-9022 | Lanyard- Sr # 982000132027583 Worku Yilma | FHO-SES-SQ-0009 | PPE,Lanyard | Safety Equipment |  | SQ | lifeline |  | Fall Lanyards
78866 | THR-SES-SQ-2114 | Lanyard with Shock Absorber PPE Matthew McNall | THR-SES-SQ-0902 | Safety | Safety Equipment |  | SQ | lifeline |  | Harness, Full Body PPE Matthew McNall
138750 | THR-SES-SQ-2114 | Lanyard with Shock Absorber PPE Matthew McNall | THR-SES-SQ-4115 | Safety | Safety Equipment |  | SQ | lifeline |  | Lanyard, Retractable, PPE Matthew McNall
55597 | TAB-WA2-SQ-2361 | Lanyard, 18 " Richard Gallant | TAB-WA2-SQ-0001 | PPE,Harness | Safety Equipment |  | SQ | lifeline |  | Fall Arrest System , Tripod and SRL
26371 | FHO-SES-SQ-6258 | Lanyard, Balwinder Kanota | FHO-SES-SQ-0009 | PPE,Lanyard | Safety Equipment |  | SQ | lifeline |  | Fall Lanyards
94883 | FHO-SES-SQ-6259 | Lanyard, Burt Donaldson | FHO-SES-SQ-0009 | PPE,Lanyard | Safety Equipment |  | SQ | lifeline |  | Fall Lanyards
26374 | FHO-SES-SQ-6262 | Lanyard, Craig Clayton | FHO-SES-SQ-0009 | PPE,Lanyard | Safety Equipment |  | SQ | lifeline |  | Fall Lanyards
26370 | FHO-SES-SQ-6257 | Lanyard, Paramjit Sandhu | FHO-SES-SQ-0009 | PPE,Lanyard | Safety Equipment |  | SQ | lifeline |  | Fall Lanyards
26375 | FHO-SES-SQ-6263 | Lanyard, Pinhua Pu | FHO-SES-SQ-0009 | PPE,Lanyard | Safety Equipment |  | SQ | lifeline |  | Fall Lanyards
78887 | THR-SES-SQ-4130 | Lanyard, Retractable, PPE -Baosheng Wang (Patrick)- SN: 178422 | THR-SES-FAS | Safety | Safety Equipment |  | SQ | self_retracting_line |  | Fall Arrest Sytem (Harness and Lanyard), Safety Equipment
78885 | THR-SES-SQ-4115 | Lanyard, Retractable, PPE Matthew McNall | THR-SES-SQ-0902 | Safety | Safety Equipment |  | SQ | self_retracting_line |  | Harness, Full Body PPE Matthew McNall
138771 | THR-SES-SQ-4115 | Lanyard, Retractable, PPE Matthew McNall | THR-SES-FAS | Safety | Safety Equipment |  | SQ | self_retracting_line |  | Fall Arrest Sytem (Harness and Lanyard), Safety Equipment
138772 | THR-SES-SQ-4131 | Lanyard, Retractable, PPE -Randish Sehijpal- SN: 178392 | THR-SES-FAS | Safety | Safety Equipment |  | SQ | self_retracting_line |  | Fall Arrest Sytem (Harness and Lanyard), Safety Equipment
78886 | THR-SES-SQ-4125 | Lanyard, Retractable, PPE -Shadow Cooney- SN: 171986 | THR-SES-FAS | Safety | Safety Equipment |  | SQ | self_retracting_line |  | Fall Arrest Sytem (Harness and Lanyard), Safety Equipment
26377 | FHO-SES-SQ-6266 | Lanyard, Serial Number 132027605, Ian Chin | FHO-SES-SQ-0009 | PPE,Lanyard | Safety Equipment |  | SQ | lifeline |  | Fall Lanyards
94879 | FHO-SES-SQ-6253 | Lanyard, Serial Number 2199908, V | FHO-SES-SQ-0009 | PPE,Lanyard | Safety Equipment |  | SQ | lifeline |  | Fall Lanyards
26369 | FHO-SES-SQ-6254 | Lanyard, Serial Number 2221778, Murray Kerr | FHO-SES-SQ-0006 | PPE,Lanyard | Safety Equipment |  | SQ | lifeline |  | Fall Arrest Systems
94880 | FHO-SES-SQ-6254 | Lanyard, Serial Number 2221778, Murray Kerr | FHO-SES-SQ-0009 | PPE,Lanyard | Safety Equipment |  | SQ | lifeline |  | Fall Lanyards
94884 | FHO-SES-SQ-6268 | Lanyard, Serial Number 300207, Alex Gritsouk | FHO-SES-SQ-0009 | PPE,Lanyard | Safety Equipment |  | SQ | lifeline |  | Fall Lanyards
26378 | FHO-SES-SQ-6267 | Lanyard, Serial Number 300274, Berrnard Tung | FHO-SES-SQ-0009 | PPE,Lanyard | Safety Equipment |  | SQ | lifeline |  | Fall Lanyards
94882 | FHO-SES-SQ-6256 | Lanyard, Serial Number 53366, Barry Kelly | FHO-SES-SQ-0009 | PPE,Lanyard | Safety Equipment |  | SQ | lifeline |  | Fall Lanyards
26373 | FHO-SES-SQ-6261 | Lanyard, Serial Number 587066, Terry Turner | FHO-SES-SQ-0009 | PPE,Lanyard | Safety Equipment |  | SQ | lifeline |  | Fall Lanyards
26372 | FHO-SES-SQ-6260 | Lanyard, Serial Number 982 000 172 407 742, Kevin Boudreault | FHO-SES-SQ-0009 | PPE,Lanyard | Safety Equipment |  | SQ | lifeline |  | Fall Lanyards
26379 | FHO-SES-SQ-6269 | Lanyard, Serial Number A10322004, Muranganwa Chirume | FHO-SES-SQ-0009 | PPE,Lanyard | Safety Equipment |  | SQ | lifeline |  | Fall Lanyards
26380 | FHO-SES-SQ-6270 | Lanyard, Serial Number M17022, Kevin Boudreault | FHO-SES-SQ-0009 | PPE,Lanyard | Safety Equipment |  | SQ | lifeline |  | Fall Lanyards
94881 | FHO-SES-SQ-6255 | Lanyard, Type 1 SRL M170229, Burt Donaldson | FHO-SES-SQ-0009 | PPE,Lanyard | Safety Equipment |  | SQ | lifeline |  | Fall Lanyards
55601 | TAB-WA2-SQ-5301 | Lanyard, Yao Wang | TAB-WA2-SQ-0001 | PPE,Harness | Safety Equipment |  | SQ | lifeline |  | Fall Arrest System , Tripod and SRL
119849 | TAB-WA2-SQ-8925 | Lanyard. Harshad | TAB-WA2-SQ-0001 | PPE,Harness | Safety Equipment |  | SQ | lifeline |  | Fall Arrest System , Tripod and SRL
119832 | TAB-WA2-SQ-2313 | Lanyard. Jerry Jia | TAB-WA2-SQ-0001 | PPE,Harness | Safety Equipment |  | SQ | lifeline |  | Fall Arrest System , Tripod and SRL
55543 | TAB-WA2-SQ-1101 | Lanyard.6", Randish | TAB-WA2-SQ-0001 | PPE,Harness | Safety Equipment |  | SQ | lifeline |  | Fall Arrest System , Tripod and SRL
55544 | TAB-WA2-SQ-1102 | Lanyard.6", Randish | TAB-WA2-SQ-0001 | PPE,Harness | Safety Equipment |  | SQ | lifeline |  | Fall Arrest System , Tripod and SRL
55546 | TAB-WA2-SQ-1110 | Lanyard.6', Claudio | TAB-WA2-SQ-0001 | PPE,Harness | Safety Equipment |  | SQ | lifeline |  | Fall Arrest System , Tripod and SRL
119781 | TAB-WA2-SQ-1111 | Lanyard.6', Georgi Grigorenko | TAB-WA2-SQ-0001 | PPE,Harness | Safety Equipment |  | SQ | lifeline |  | Fall Arrest System , Tripod and SRL
55545 | TAB-WA2-SQ-1103 | Lanyard.6', Peter | TAB-WA2-SQ-0001 | PPE,Harness | Safety Equipment |  | SQ | lifeline |  | Fall Arrest System , Tripod and SRL
26396 | FHO-SES-SQ-9001 | Lanyard-136467 | FHO-SES-SQ-0006 | PPE,Lanyard | Safety Equipment | 34718 | SQ | lifeline |  | Fall Arrest Systems
94905 | FHO-SES-SQ-9001 | Lanyard-136467 | FHO-SES-SQ-0009 | PPE,Lanyard | Safety Equipment | 34718 | SQ | lifeline |  | Fall Lanyards
26399 | FHO-SES-SQ-9014 | Lanyard-136475 | FHO-SES-SQ-0009 | PPE,Lanyard | Safety Equipment | 34724 | SQ | lifeline |  | Fall Lanyards
94906 | FHO-SES-SQ-9002 | Lanyard-2199907 | FHO-SES-SQ-0009 | PPE,Lanyard | Safety Equipment | 34719 | SQ | lifeline |  | Fall Lanyards
26397 | FHO-SES-SQ-9005-SU | Lanyard-2343943 | FHO-OBSOLETE | PPE,Lanyard | Safety Equipment |  | SQ | lifeline |  | Removed From Service
26398 | FHO-SES-SQ-9005-SU | Lanyard-2343943 | FHO-SES-SQ-0009 | PPE,Lanyard | Safety Equipment |  | SQ | lifeline |  | Fall Lanyards
26400 | FHO-SES-SQ-9016 | Lanyard-46084 | FHO-SES-SQ-0009 | PPE,Lanyard | Safety Equipment | 34723 | SQ | lifeline |  | Fall Lanyards
113718 | TAB-LEICT-SQ-0002 | LEICT Fall Arrest System | TAB-WA1-SQ | PPE | Safety Equipment |  | SQ | http://www.toronto.ca/TWONTO#fall_arrest_system |  | Safety Equipment & Supplies Common to WA1
18500 | FHA-SES-LENS-0001 | Lens cleasning station | FHA-SES-SQ-0008 | PPE,Eyewash Station | Safety Equipment |  | LENS | http://www.toronto.ca/TWONTO#emergency_eyewash |  | Eyewash Stations & Showers
83033 | FHA-SES-SQ-0094 | Level A Chemical Suit LG/XL S/N: 99938 | FHA-SES-SQ-1123 |  | Safety Equipment |  | SQ | http://www.toronto.ca/TWONTO#chemical_suit |  | FHA-SES-SQ-7 - Chemical Suits
83034 | FHA-SES-SQ-0095 | Level A Chemical Suit LG/XL S/N: 99941 | FHA-SES-SQ-1123 |  | Safety Equipment |  | SQ | http://www.toronto.ca/TWONTO#chemical_suit |  | FHA-SES-SQ-7 - Chemical Suits
83036 | FHA-SES-SQ-0097 | Level A Chemical Suit SM/MD S/N: 18812 | FHA-SES-SQ-1123 |  | Safety Equipment |  | SQ | http://www.toronto.ca/TWONTO#chemical_suit |  | FHA-SES-SQ-7 - Chemical Suits
83035 | FHA-SES-SQ-0096 | Level A Chemical Suit SM/MD S/N: 18813 | FHA-SES-SQ-1123 |  | Safety Equipment |  | SQ | http://www.toronto.ca/TWONTO#chemical_suit |  | FHA-SES-SQ-7 - Chemical Suits
83032 | FHA-SES-SQ-0093 | Level A Chemical Suit XL S/N: 013279715 | FHA-SES-SQ-1123 |  | Safety Equipment |  | SQ | http://www.toronto.ca/TWONTO#chemical_suit |  | FHA-SES-SQ-7 - Chemical Suits
46702 | TAB-DIS-SQ-1002 | Level A Front Entry Chemical Suit Responder(64112) | TAB-DIS-SQ |  | Safety Equipment | 40866 | SQ | http://www.toronto.ca/TWONTO#chemical_suit |  | Chlorine Building Safety Equipment
46703 | TAB-DIS-SQ-1002 | Level A Front Entry Chemical Suit Responder(64112) | TAB-SUSPENDED ENTITY |  | Safety Equipment | 40866 | SQ | http://www.toronto.ca/TWONTO#chemical_suit |  | Suspended entities
46700 | TAB-DIS-SQ-1000 | Level A Front Entry Chemical Suit Responder(64122) | TAB-SUSPENDED ENTITY |  | Safety Equipment | 40865 | SQ | http://www.toronto.ca/TWONTO#chemical_suit |  | Suspended entities
112278 | TAB-DIS-SQ-1000 | Level A Front Entry Chemical Suit Responder(64122) | TAB-DIS-SQ |  | Safety Equipment | 40865 | SQ | http://www.toronto.ca/TWONTO#chemical_suit |  | Chlorine Building Safety Equipment
46704 | TAB-DIS-SQ-1003 | Level A Front Entry Chemical Suit Responder(KC10871473) | TAB-DIS-SQ |  | Safety Equipment | 34857 | SQ | http://www.toronto.ca/TWONTO#chemical_suit |  | Chlorine Building Safety Equipment
46705 | TAB-DIS-SQ-1003 | Level A Front Entry Chemical Suit Responder(KC10871473) | TAB-SUSPENDED ENTITY |  | Safety Equipment | 34857 | SQ | http://www.toronto.ca/TWONTO#chemical_suit |  | Suspended entities
18782 | FHA-SQ-LP-0025 | Life Preserver | FHA-SES-LP |  | Safety Equipment |  | LP | http://www.toronto.ca/TWONTO#personal_floatation_device |  | Life Preservers
138872 | THR-SQ-LP-0016 | Life Preserver, Ring Type Floating Device, Final Tank 19 | THR-SQ-LP-FT | Safety | Safety Equipment |  | LP | http://www.toronto.ca/TWONTO#life_ring |  | Life Preserver, Ring Type Floating Device, Final Tanks
79062 | THR-SQ-LP-FT | Life Preserver, Ring Type Floating Device, Final Tanks | THR-SES-WA4 | Safety | Safety Equipment |  |  | http://www.toronto.ca/TWONTO#life_ring |  | Safety & Environmental Services
138890 | THR-SQ-LP-FT | Life Preserver, Ring Type Floating Device, Final Tanks | THR-SES-WA3 | Safety | Safety Equipment |  |  | http://www.toronto.ca/TWONTO#life_ring |  | Safety & Environmental Services
79063 | THR-SQ-LP-PRM | Life Preserver, Ring Type Floating Device, Primary Tanks | THR-SES-WA2 | Safety | Safety Equipment |  |  | http://www.toronto.ca/TWONTO#life_ring |  | Safety & Environmental Services, WA2
79064 | THR-SQ-LP-PRM | Life Preserver, Ring Type Floating Device, Primary Tanks | THR-SES-WA3 | Safety | Safety Equipment |  |  | http://www.toronto.ca/TWONTO#life_ring |  | Safety & Environmental Services
138885 | THR-SQ-LP-0030 | Life Preserver, Ring Type, Final Tank 1 | THR-SQ-LP-FT | Safety | Safety Equipment |  | LP | http://www.toronto.ca/TWONTO#life_ring |  | Life Preserver, Ring Type Floating Device, Final Tanks
138875 | THR-SQ-LP-0020 | Life Preserver, Ring Type, Final Tank 11 | THR-SQ-LP-FT | Safety | Safety Equipment |  | LP | http://www.toronto.ca/TWONTO#life_ring |  | Life Preserver, Ring Type Floating Device, Final Tanks
138876 | THR-SQ-LP-0021 | Life Preserver, Ring Type, Final Tank 11 | THR-SQ-LP-FT | Safety | Safety Equipment |  | LP | http://www.toronto.ca/TWONTO#life_ring |  | Life Preserver, Ring Type Floating Device, Final Tanks
138874 | THR-SQ-LP-0019 | Life Preserver, Ring Type, Final Tank 12 | THR-SQ-LP-FT | Safety | Safety Equipment |  | LP | http://www.toronto.ca/TWONTO#life_ring |  | Life Preserver, Ring Type Floating Device, Final Tanks
79015 | THR-SQ-LP-0009 | Life Preserver, Ring Type, Final Tank 13 | THR-SQ-LP-FT | Safety | Safety Equipment |  | LP | http://www.toronto.ca/TWONTO#life_ring |  | Life Preserver, Ring Type Floating Device, Final Tanks
79054 | THR-SQ-LP-0010 | Life Preserver, Ring Type, Final Tank 13 | THR-SQ-LP-FT | Safety | Safety Equipment |  | LP | http://www.toronto.ca/TWONTO#life_ring |  | Life Preserver, Ring Type Floating Device, Final Tanks
138869 | THR-SQ-LP-0011 | Life Preserver, Ring Type, Final Tank 14 | THR-SQ-LP-FT | Safety | Safety Equipment |  | LP | http://www.toronto.ca/TWONTO#life_ring |  | Life Preserver, Ring Type Floating Device, Final Tanks
79055 | THR-SQ-LP-0012 | Life Preserver, Ring Type, Final Tank 15 | THR-SQ-LP-FT | Safety | Safety Equipment |  | LP | http://www.toronto.ca/TWONTO#life_ring |  | Life Preserver, Ring Type Floating Device, Final Tanks
138870 | THR-SQ-LP-0013 | Life Preserver, Ring Type, Final Tank 16 | THR-SQ-LP-FT | Safety | Safety Equipment |  | LP | http://www.toronto.ca/TWONTO#life_ring |  | Life Preserver, Ring Type Floating Device, Final Tanks
138871 | THR-SQ-LP-0014 | Life Preserver, Ring Type, Final Tank 17 | THR-SQ-LP-FT | Safety | Safety Equipment |  | LP | http://www.toronto.ca/TWONTO#life_ring |  | Life Preserver, Ring Type Floating Device, Final Tanks
79056 | THR-SQ-LP-0015 | Life Preserver, Ring Type, Final Tank 18 | THR-SQ-LP-FT | Safety | Safety Equipment |  | LP | http://www.toronto.ca/TWONTO#life_ring |  | Life Preserver, Ring Type Floating Device, Final Tanks
138884 | THR-SQ-LP-0029 | Life Preserver, Ring Type, Final Tank 2 | THR-SQ-LP-FT | Safety | Safety Equipment |  | LP | http://www.toronto.ca/TWONTO#life_ring |  | Life Preserver, Ring Type Floating Device, Final Tanks
79057 | THR-SQ-LP-0017 | Life Preserver, Ring Type, Final Tank 20 | THR-SQ-LP-FT | Safety | Safety Equipment |  | LP | http://www.toronto.ca/TWONTO#life_ring |  | Life Preserver, Ring Type Floating Device, Final Tanks
138873 | THR-SQ-LP-0018 | Life Preserver, Ring Type, Final Tank 21 | THR-SQ-LP-FT | Safety | Safety Equipment |  | LP | http://www.toronto.ca/TWONTO#life_ring |  | Life Preserver, Ring Type Floating Device, Final Tanks
138883 | THR-SQ-LP-0028 | Life Preserver, Ring Type, Final Tank 3 | THR-SQ-LP-FT | Safety | Safety Equipment |  | LP | http://www.toronto.ca/TWONTO#life_ring |  | Life Preserver, Ring Type Floating Device, Final Tanks
138882 | THR-SQ-LP-0027 | Life Preserver, Ring Type, Final Tank 4 | THR-SQ-LP-FT | Safety | Safety Equipment |  | LP | http://www.toronto.ca/TWONTO#life_ring |  | Life Preserver, Ring Type Floating Device, Final Tanks
138881 | THR-SQ-LP-0026 | Life Preserver, Ring Type, Final Tank 5 | THR-SQ-LP-FT | Safety | Safety Equipment |  | LP | http://www.toronto.ca/TWONTO#life_ring |  | Life Preserver, Ring Type Floating Device, Final Tanks
138880 | THR-SQ-LP-0025 | Life Preserver, Ring Type, Final Tank 6 | THR-SQ-LP-FT | Safety | Safety Equipment |  | LP | http://www.toronto.ca/TWONTO#life_ring |  | Life Preserver, Ring Type Floating Device, Final Tanks
138879 | THR-SQ-LP-0024 | Life Preserver, Ring Type, Final Tank 7 | THR-SQ-LP-FT | Safety | Safety Equipment |  | LP | http://www.toronto.ca/TWONTO#life_ring |  | Life Preserver, Ring Type Floating Device, Final Tanks
138878 | THR-SQ-LP-0023 | Life Preserver, Ring Type, Final Tank 8 | THR-SQ-LP-FT | Safety | Safety Equipment |  | LP | http://www.toronto.ca/TWONTO#life_ring |  | Life Preserver, Ring Type Floating Device, Final Tanks
138877 | THR-SQ-LP-0022 | Life Preserver, Ring Type, Final Tank 9 | THR-SQ-LP-FT | Safety | Safety Equipment |  | LP | http://www.toronto.ca/TWONTO#life_ring |  | Life Preserver, Ring Type Floating Device, Final Tanks
138864 | THR-SQ-LP-0002 | Life Preserver, Ring Type, Grit Bldg., Tank 2 | THR-SQ-LP-PRM | Safety | Safety Equipment |  | LP | http://www.toronto.ca/TWONTO#life_ring |  | Life Preserver, Ring Type Floating Device, Primary Tanks
79012 | THR-SQ-LP-0001 | Life Preserver, Ring Type, Grit Bldg., Tank 3 | THR-SQ-LP-PRM | Safety | Safety Equipment |  | LP | http://www.toronto.ca/TWONTO#life_ring |  | Life Preserver, Ring Type Floating Device, Primary Tanks
79058 | THR-SQ-LP-0031 | Life Preserver, Ring Type, Primary Tank 1 | THR-SQ-LP-PRM | Safety | Safety Equipment |  | LP | http://www.toronto.ca/TWONTO#life_ring |  | Life Preserver, Ring Type Floating Device, Primary Tanks
79013 | THR-SQ-LP-0007 | Life Preserver, Ring Type, Primary Tank 10 | THR-SQ-LP-PRM | Safety | Safety Equipment |  | LP | http://www.toronto.ca/TWONTO#life_ring |  | Life Preserver, Ring Type Floating Device, Primary Tanks
138866 | THR-SQ-LP-0004 | Life Preserver, Ring Type, Primary Tank 10 | THR-SQ-LP-PRM | Safety | Safety Equipment |  | LP | http://www.toronto.ca/TWONTO#life_ring |  | Life Preserver, Ring Type Floating Device, Primary Tanks
79014 | THR-SQ-LP-0008 | Life Preserver, Ring Type, Primary Tank 11 | THR-SQ-LP-PRM | Safety | Safety Equipment |  | LP | http://www.toronto.ca/TWONTO#life_ring |  | Life Preserver, Ring Type Floating Device, Primary Tanks
138865 | THR-SQ-LP-0003 | Life Preserver, Ring Type, Primary Tank 11 | THR-SQ-LP-PRM | Safety | Safety Equipment |  | LP | http://www.toronto.ca/TWONTO#life_ring |  | Life Preserver, Ring Type Floating Device, Primary Tanks
138886 | THR-SQ-LP-0032 | Life Preserver, Ring Type, Primary Tank 2 | THR-SQ-LP-PRM | Safety | Safety Equipment |  | LP | http://www.toronto.ca/TWONTO#life_ring |  | Life Preserver, Ring Type Floating Device, Primary Tanks
138889 | THR-SQ-LP-0038 | Life Preserver, Ring Type, Primary Tank 2 | THR-SQ-LP-PRM | Safety | Safety Equipment |  | LP | http://www.toronto.ca/TWONTO#life_ring |  | Life Preserver, Ring Type Floating Device, Primary Tanks
79059 | THR-SQ-LP-0033 | Life Preserver, Ring Type, Primary Tank 3 | THR-SQ-LP-PRM | Safety | Safety Equipment |  | LP | http://www.toronto.ca/TWONTO#life_ring |  | Life Preserver, Ring Type Floating Device, Primary Tanks
138888 | THR-SQ-LP-0037 | Life Preserver, Ring Type, Primary Tank 3 | THR-SQ-LP-PRM | Safety | Safety Equipment |  | LP | http://www.toronto.ca/TWONTO#life_ring |  | Life Preserver, Ring Type Floating Device, Primary Tanks
79061 | THR-SQ-LP-0036 | Life Preserver, Ring Type, Primary Tank 4 | THR-SQ-LP-PRM | Safety | Safety Equipment |  | LP | http://www.toronto.ca/TWONTO#life_ring |  | Life Preserver, Ring Type Floating Device, Primary Tanks
79060 | THR-SQ-LP-0035 | Life Preserver, Ring Type, Primary Tank 7 | THR-SQ-LP-PRM | Safety | Safety Equipment |  | LP | http://www.toronto.ca/TWONTO#life_ring |  | Life Preserver, Ring Type Floating Device, Primary Tanks
138887 | THR-SQ-LP-0034 | Life Preserver, Ring Type, Primary Tank 8 | THR-SQ-LP-PRM | Safety | Safety Equipment |  | LP | http://www.toronto.ca/TWONTO#life_ring |  | Life Preserver, Ring Type Floating Device, Primary Tanks
138867 | THR-SQ-LP-0005 | Life Preserver, Ring Type, Primary Tank 9 | THR-SQ-LP-PRM | Safety | Safety Equipment |  | LP | http://www.toronto.ca/TWONTO#life_ring |  | Life Preserver, Ring Type Floating Device, Primary Tanks
138868 | THR-SQ-LP-0006 | Life Preserver, Ring Type, Primary Tank 9 | THR-SQ-LP-PRM | Safety | Safety Equipment |  | LP | http://www.toronto.ca/TWONTO#life_ring |  | Life Preserver, Ring Type Floating Device, Primary Tanks
53630 | TAB-SES-RING-3000 | Lifebuoy Ring | TAB-WA1-SQ | PPE | Safety Equipment |  | RING | http://www.toronto.ca/TWONTO#life_ring |  | Safety Equipment & Supplies Common to WA1
53631 | TAB-SES-RING-3001 | Lifebuoy Ring | TAB-SES-RING-3000 | PPE | Safety Equipment |  | RING | http://www.toronto.ca/TWONTO#life_ring |  | Lifebuoy Ring
53632 | TAB-SES-RING-3006 | Lifebuoy Ring | TAB-SES-RING-3000 | PPE | Safety Equipment |  | RING | http://www.toronto.ca/TWONTO#life_ring |  | Lifebuoy Ring
53633 | TAB-SES-RING-3007 | Lifebuoy Ring | TAB-SES-RING-3000 | PPE | Safety Equipment |  | RING | http://www.toronto.ca/TWONTO#life_ring |  | Lifebuoy Ring
53634 | TAB-SES-RING-3008 | Lifebuoy Ring | TAB-SES-RING-3000 | PPE | Safety Equipment |  | RING | http://www.toronto.ca/TWONTO#life_ring |  | Lifebuoy Ring
53635 | TAB-SES-RING-3009 | Lifebuoy Ring | TAB-SES-RING-3000 | PPE | Safety Equipment |  | RING | http://www.toronto.ca/TWONTO#life_ring |  | Lifebuoy Ring
53636 | TAB-SES-RING-3012 | Lifebuoy Ring | TAB-SES-RING-3000 | PPE | Safety Equipment |  | RING | http://www.toronto.ca/TWONTO#life_ring |  | Lifebuoy Ring
53637 | TAB-SES-RING-3014 | Lifebuoy Ring | TAB-SES-RING-3000 | PPE | Safety Equipment |  | RING | http://www.toronto.ca/TWONTO#life_ring |  | Lifebuoy Ring
53638 | TAB-SES-RING-3015 | Lifebuoy Ring | TAB-SES-RING-3000 | PPE | Safety Equipment |  | RING | http://www.toronto.ca/TWONTO#life_ring |  | Lifebuoy Ring
53639 | TAB-SES-RING-3020 | Lifebuoy Ring | TAB-SES-RING-3000 | PPE | Safety Equipment |  | RING | http://www.toronto.ca/TWONTO#life_ring |  | Lifebuoy Ring
53640 | TAB-SES-RING-3021 | Lifebuoy Ring | TAB-SES-RING-3000 | PPE | Safety Equipment |  | RING | http://www.toronto.ca/TWONTO#life_ring |  | Lifebuoy Ring
53641 | TAB-SES-RING-3022 | Lifebuoy Ring | TAB-SES-RING-3000 | PPE | Safety Equipment |  | RING | http://www.toronto.ca/TWONTO#life_ring |  | Lifebuoy Ring
53642 | TAB-SES-RING-3023 | Lifebuoy Ring | TAB-SES-RING-3000 | PPE | Safety Equipment |  | RING | http://www.toronto.ca/TWONTO#life_ring |  | Lifebuoy Ring
53643 | TAB-SES-RING-4000 | Lifebuoy Ring | TAB-STR-SQ | PPE | Safety Equipment |  | RING | http://www.toronto.ca/TWONTO#life_ring |  | WA2 Safety Equipment,lifting devices, ladders, Eye Wash station, First Aid Kits, Lock out stations
53645 | TAB-SES-RING-4005 | Lifebuoy Ring | TAB-SES-RING-4000 | PPE | Safety Equipment |  | RING | http://www.toronto.ca/TWONTO#life_ring |  | Lifebuoy Ring
53646 | TAB-SES-RING-4007 | Lifebuoy Ring | TAB-SES-RING-4000 | PPE | Safety Equipment |  | RING | http://www.toronto.ca/TWONTO#life_ring |  | Lifebuoy Ring
53647 | TAB-SES-RING-4008 | Lifebuoy Ring | TAB-SES-RING-4000 | PPE | Safety Equipment |  | RING | http://www.toronto.ca/TWONTO#life_ring |  | Lifebuoy Ring
118010 | TAB-SES-RING-3002 | Lifebuoy Ring | TAB-SES-RING-3000 | PPE | Safety Equipment |  | RING | http://www.toronto.ca/TWONTO#life_ring |  | Lifebuoy Ring
118011 | TAB-SES-RING-3003 | Lifebuoy Ring | TAB-SES-RING-3000 | PPE | Safety Equipment |  | RING | http://www.toronto.ca/TWONTO#life_ring |  | Lifebuoy Ring
118012 | TAB-SES-RING-3004 | Lifebuoy Ring | TAB-SES-RING-3000 | PPE | Safety Equipment |  | RING | http://www.toronto.ca/TWONTO#life_ring |  | Lifebuoy Ring
118013 | TAB-SES-RING-3005 | Lifebuoy Ring | TAB-SES-RING-3000 | PPE | Safety Equipment |  | RING | http://www.toronto.ca/TWONTO#life_ring |  | Lifebuoy Ring
118014 | TAB-SES-RING-3010 | Lifebuoy Ring | TAB-SES-RING-3000 | PPE | Safety Equipment |  | RING | http://www.toronto.ca/TWONTO#life_ring |  | Lifebuoy Ring
118015 | TAB-SES-RING-3011 | Lifebuoy Ring | TAB-SES-RING-3000 | PPE | Safety Equipment |  | RING | http://www.toronto.ca/TWONTO#life_ring |  | Lifebuoy Ring
118017 | TAB-SES-RING-3016 | Lifebuoy Ring | TAB-SES-RING-3000 | PPE | Safety Equipment |  | RING | http://www.toronto.ca/TWONTO#life_ring |  | Lifebuoy Ring
118018 | TAB-SES-RING-3017 | Lifebuoy Ring | TAB-SES-RING-3000 | PPE | Safety Equipment |  | RING | http://www.toronto.ca/TWONTO#life_ring |  | Lifebuoy Ring
118019 | TAB-SES-RING-3018 | Lifebuoy Ring | TAB-SES-RING-3000 | PPE | Safety Equipment |  | RING | http://www.toronto.ca/TWONTO#life_ring |  | Lifebuoy Ring
118020 | TAB-SES-RING-3019 | Lifebuoy Ring | TAB-SES-RING-3000 | PPE | Safety Equipment |  | RING | http://www.toronto.ca/TWONTO#life_ring |  | Lifebuoy Ring
118021 | TAB-SES-RING-3024 | Lifebuoy Ring | TAB-SES-RING-3000 | PPE | Safety Equipment |  | RING | http://www.toronto.ca/TWONTO#life_ring |  | Lifebuoy Ring
118022 | TAB-SES-RING-3025 | Lifebuoy Ring | TAB-SES-RING-3000 | PPE | Safety Equipment |  | RING | http://www.toronto.ca/TWONTO#life_ring |  | Lifebuoy Ring
118023 | TAB-SES-RING-4001 | Lifebuoy Ring | TAB-SES-RING-4000 | PPE | Safety Equipment |  | RING | http://www.toronto.ca/TWONTO#life_ring |  | Lifebuoy Ring
118024 | TAB-SES-RING-4002 | Lifebuoy Ring | TAB-SES-RING-4000 | PPE | Safety Equipment |  | RING | http://www.toronto.ca/TWONTO#life_ring |  | Lifebuoy Ring
118025 | TAB-SES-RING-4004 | Lifebuoy Ring | TAB-SES-RING-4000 | PPE | Safety Equipment |  | RING | http://www.toronto.ca/TWONTO#life_ring |  | Lifebuoy Ring
118026 | TAB-SES-RING-4006 | Lifebuoy Ring | TAB-SES-RING-4000 | PPE | Safety Equipment |  | RING | http://www.toronto.ca/TWONTO#life_ring |  | Lifebuoy Ring
118027 | TAB-SES-RING-4009 | Lifebuoy Ring | TAB-SES-RING-4000 | PPE | Safety Equipment |  | RING | http://www.toronto.ca/TWONTO#life_ring |  | Lifebuoy Ring
118028 | TAB-SES-RING-4010 | Lifebuoy Ring | TAB-SES-RING-4000 | PPE | Safety Equipment |  | RING | http://www.toronto.ca/TWONTO#life_ring |  | Lifebuoy Ring
118029 | TAB-SES-RING-4011 | Lifebuoy Ring | TAB-SES-RING-4000 | PPE | Safety Equipment |  | RING | http://www.toronto.ca/TWONTO#life_ring |  | Lifebuoy Ring
118030 | TAB-SES-RING-4012 | Lifebuoy Ring | TAB-SES-RING-4000 | PPE | Safety Equipment |  | RING | http://www.toronto.ca/TWONTO#life_ring |  | Lifebuoy Ring
53644 | TAB-SES-RING-4003 | Lifebuoy Ring | TAB-SES-RING-4000 | PPE | Safety Equipment |  | RING | http://www.toronto.ca/TWONTO#life_ring |  | Lifebuoy Ring
81652 | TNT-SES-RING-1003 | Lifebuoy Ring | TNT-SES-RING | PPE | Safety Equipment |  | RING | http://www.toronto.ca/TWONTO#life_ring |  | Lifebuoy Ring
81653 | TNT-SES-RING-1004 | Lifebuoy Ring | TNT-SES-RING | PPE | Safety Equipment |  | RING | http://www.toronto.ca/TWONTO#life_ring |  | Lifebuoy Ring
81654 | TNT-SES-RING-1005 | Lifebuoy Ring | TNT-SES-RING | PPE | Safety Equipment |  | RING | http://www.toronto.ca/TWONTO#life_ring |  | Lifebuoy Ring
81655 | TNT-SES-RING-1008 | Lifebuoy Ring | TNT-SES-RING | PPE | Safety Equipment |  | RING | http://www.toronto.ca/TWONTO#life_ring |  | Lifebuoy Ring
81656 | TNT-SES-RING-1009 | Lifebuoy Ring | TNT-SES-RING | PPE | Safety Equipment |  | RING | http://www.toronto.ca/TWONTO#life_ring |  | Lifebuoy Ring
81657 | TNT-SES-RING-1012 | Lifebuoy Ring | TNT-SES-RING | PPE | Safety Equipment |  | RING | http://www.toronto.ca/TWONTO#life_ring |  | Lifebuoy Ring
81658 | TNT-SES-RING-1014 | Lifebuoy Ring | TNT-SES-RING | PPE | Safety Equipment |  | RING | http://www.toronto.ca/TWONTO#life_ring |  | Lifebuoy Ring
81659 | TNT-SES-RING-1015 | Lifebuoy Ring | TNT-SES-RING | PPE | Safety Equipment |  | RING | http://www.toronto.ca/TWONTO#life_ring |  | Lifebuoy Ring
81660 | TNT-SES-RING-1017 | Lifebuoy Ring | TNT-SES-RING | PPE | Safety Equipment |  | RING | http://www.toronto.ca/TWONTO#life_ring |  | Lifebuoy Ring
81661 | TNT-SES-RING-1020 | Lifebuoy Ring | TNT-SES-RING | PPE | Safety Equipment |  | RING | http://www.toronto.ca/TWONTO#life_ring |  | Lifebuoy Ring
118016 | TAB-SES-RING-3013 | Lifebuoy Ring | TAB-SES-RING-3000 | PPE | Safety Equipment |  | RING | http://www.toronto.ca/TWONTO#life_ring |  | Lifebuoy Ring
140785 | TNT-SES-RING-1001 | Lifebuoy Ring | TNT-SES-RING | PPE | Safety Equipment |  | RING | http://www.toronto.ca/TWONTO#life_ring |  | Lifebuoy Ring
140786 | TNT-SES-RING-1002 | Lifebuoy Ring | TNT-SES-RING | PPE | Safety Equipment |  | RING | http://www.toronto.ca/TWONTO#life_ring |  | Lifebuoy Ring
140787 | TNT-SES-RING-1006 | Lifebuoy Ring | TNT-SES-RING | PPE | Safety Equipment |  | RING | http://www.toronto.ca/TWONTO#life_ring |  | Lifebuoy Ring
140788 | TNT-SES-RING-1007 | Lifebuoy Ring | TNT-SES-RING | PPE | Safety Equipment |  | RING | http://www.toronto.ca/TWONTO#life_ring |  | Lifebuoy Ring
140789 | TNT-SES-RING-1010 | Lifebuoy Ring | TNT-SES-RING | PPE | Safety Equipment |  | RING | http://www.toronto.ca/TWONTO#life_ring |  | Lifebuoy Ring
140790 | TNT-SES-RING-1011 | Lifebuoy Ring | TNT-SES-RING | PPE | Safety Equipment |  | RING | http://www.toronto.ca/TWONTO#life_ring |  | Lifebuoy Ring
140791 | TNT-SES-RING-1013 | Lifebuoy Ring | TNT-SES-RING | PPE | Safety Equipment |  | RING | http://www.toronto.ca/TWONTO#life_ring |  | Lifebuoy Ring
140792 | TNT-SES-RING-1016 | Lifebuoy Ring | TNT-SES-RING | PPE | Safety Equipment |  | RING | http://www.toronto.ca/TWONTO#life_ring |  | Lifebuoy Ring
140793 | TNT-SES-RING-1018 | Lifebuoy Ring | TNT-SES-RING | PPE | Safety Equipment |  | RING | http://www.toronto.ca/TWONTO#life_ring |  | Lifebuoy Ring
140794 | TNT-SES-RING-1019 | Lifebuoy Ring | TNT-SES-RING | PPE | Safety Equipment |  | RING | http://www.toronto.ca/TWONTO#life_ring |  | Lifebuoy Ring
40068 | DOS-MCS-LD-133337 | Lifting Device, Chain Fall, STEEL BODY, 3 TON, 3/8" | FAC-YCM-SES | Lifting Device,Sling | Safety Equipment |  | LD | http://www.toronto.ca/TWONTO#lifting_equipment_hoist |  | SAFETY & ENVIRONMENTAL SERVICES
9585 | DOS-MCS-LD-064294 | Lifting Device, Chain Fall, STEEL BODY, 3 TON, 9\32" | FAC-YCM-SES | Lifting Device,Sling | Safety Equipment |  | LD | http://www.toronto.ca/TWONTO#lifting_equipment_hoist |  | SAFETY & ENVIRONMENTAL SERVICES
9593 | DOS-MCS-LD-4704-8 | Lifting Device, Chain Sling/Wire Mesh, CHAIN, 12000 LBS | FAC-YCM-SES | Lifting Device,Sling | Safety Equipment |  | LD | chain_sling |  | SAFETY & ENVIRONMENTAL SERVICES
40075 | DOS-MCS-LD-PASS4704-9 | Lifting Device, Chain Sling/Wire Mesh, CHAIN, 12000 LBS | FAC-YCM-SES | Lifting Device,Sling | Safety Equipment |  |  | chain_sling |  | SAFETY & ENVIRONMENTAL SERVICES
40074 | DOS-MCS-LD-CIL2050 | Lifting Device, Chain Sling/Wire Mesh, CHAIN, 12000 LBS, 1/2 | FAC-YCM-SES | Lifting Device,Sling | Safety Equipment |  |  | chain_sling |  | SAFETY & ENVIRONMENTAL SERVICES
9582 | DOS-MCS-LD-0116 | Lifting Device, Chain Sling/Wire Mesh, CHAIN, 7100 LBS, 3/8 | FAC-YCM-SES | Lifting Device,Sling | Safety Equipment |  | LD | chain_sling |  | SAFETY & ENVIRONMENTAL SERVICES
40061 | DOS-MCS-LD-0007 | Lifting Device, Chain Sling/Wire Mesh, EE1-902, 3100LBS, N/A | FAC-YCM-SES | Lifting Device,Sling | Safety Equipment |  | LD | chain_sling |  | SAFETY & ENVIRONMENTAL SERVICES
9583 | DOS-MCS-LD-0206 | Lifting Device, Chain Sling/Wire Mesh, Wire Rope, 4600LBS, 1/2\5' | FAC-YCM-SES | Lifting Device,Sling | Safety Equipment |  | LD | chain_sling |  | SAFETY & ENVIRONMENTAL SERVICES
9596 | DOS-MCS-LD-61207 | Lifting Device, Chain Sling/Wire Mesh, Wire Rope, 6.9 TON, 7/8" | FAC-YCM-SES | Lifting Device,Sling | Safety Equipment |  | LD | chain_sling |  | SAFETY & ENVIRONMENTAL SERVICES
9587 | DOS-MCS-LD-113460 | Lifting Device, Fall Arrest Support System, DAVIT ARM & BASE, 450 LBS, 4'X4' | FAC-YCM-SES | Lifting Device,Sling | Safety Equipment |  | LD | http://www.toronto.ca/TWONTO#fall_arrest_Davit_arm |  | SAFETY & ENVIRONMENTAL SERVICES
9588 | DOS-MCS-LD-113543 | Lifting Device, Fall Arrest Support System, DAVIT ARM & BASE, 450 LBS, 4'X4' | FAC-YCM-SES | Lifting Device,Sling | Safety Equipment |  | LD | http://www.toronto.ca/TWONTO#fall_arrest_Davit_arm |  | SAFETY & ENVIRONMENTAL SERVICES
40064 | DOS-MCS-LD-110652 | Lifting Device, Fall Arrest Support System, DAVIT ARM & BASE, 450 LBS, 4'X4' | FAC-YCM-SES | Lifting Device,Sling | Safety Equipment |  | LD | http://www.toronto.ca/TWONTO#fall_arrest_Davit_arm |  | SAFETY & ENVIRONMENTAL SERVICES
40065 | DOS-MCS-LD-110676 | Lifting Device, Fall Arrest Support System, DAVIT ARM & BASE, 450 LBS, 4'X4' | FAC-YCM-SES | Lifting Device,Sling | Safety Equipment |  | LD | http://www.toronto.ca/TWONTO#fall_arrest_Davit_arm |  | SAFETY & ENVIRONMENTAL SERVICES
40066 | DOS-MCS-LD-113461 | Lifting Device, Fall Arrest Support System, DAVIT ARM & BASE, 450 LBS, 4'X4' | FAC-YCM-SES | Lifting Device,Sling | Safety Equipment |  | LD | http://www.toronto.ca/TWONTO#fall_arrest_Davit_arm |  | SAFETY & ENVIRONMENTAL SERVICES
9581 | DOS-MCS-LD-0006 | Lifting Device, Fall Arrest Support System, DAVIT ARM, 450 LBS, N/A | FAC-YCM-SES | Lifting Device,Sling | Safety Equipment |  | LD | http://www.toronto.ca/TWONTO#fall_arrest_Davit_arm |  | SAFETY & ENVIRONMENTAL SERVICES
9589 | DOS-MCS-LD-1675170 | Lifting Device, Fall Arrest Support System, DAVIT ARM, 450 LBS, N/A | FAC-YCM-SES | Lifting Device,Sling | Safety Equipment |  | LD | http://www.toronto.ca/TWONTO#fall_arrest_Davit_arm |  | SAFETY & ENVIRONMENTAL SERVICES
9590 | DOS-MCS-LD-1676482 | Lifting Device, Fall Arrest Support System, DAVIT ARM, 450 LBS, N/A | FAC-YCM-SES | Lifting Device,Sling | Safety Equipment |  | LD | http://www.toronto.ca/TWONTO#fall_arrest_Davit_arm |  | SAFETY & ENVIRONMENTAL SERVICES
9591 | DOS-MCS-LD-1676907 | Lifting Device, Fall Arrest Support System, DAVIT ARM, 450 LBS, N/A | FAC-YCM-SES | Lifting Device,Sling | Safety Equipment |  | LD | http://www.toronto.ca/TWONTO#fall_arrest_Davit_arm |  | SAFETY & ENVIRONMENTAL SERVICES
40069 | DOS-MCS-LD-1673076 | Lifting Device, Fall Arrest Support System, DAVIT ARM, 450 LBS, N/A | FAC-YCM-SES | Lifting Device,Sling | Safety Equipment |  | LD | http://www.toronto.ca/TWONTO#fall_arrest_Davit_arm |  | SAFETY & ENVIRONMENTAL SERVICES
9586 | DOS-MCS-LD-066916 | Lifting Device, Fall Arrest Support System, SUPPORT SLING, 310 LBS, 4FT, | FAC-YCM | Lifting Device,Sling | Safety Equipment |  | LD | http://www.toronto.ca/TWONTO#fall_protection_sling |  | YARD - 545 COMMISSIONERS ROAD
40063 | DOS-MCS-LD-066916 | Lifting Device, Fall Arrest Support System, SUPPORT SLING, 310 LBS, 4FT, | FAC-YCM-SES | Lifting Device,Sling | Safety Equipment |  | LD | http://www.toronto.ca/TWONTO#fall_protection_sling |  | SAFETY & ENVIRONMENTAL SERVICES
40071 | DOS-MCS-LD-87519 | Lifting Device, Fall Arrest Support System, SUPPORT SLING, 420 LBS, 3FT, | FAC-YCM-SES | Lifting Device,Sling | Safety Equipment |  | LD | http://www.toronto.ca/TWONTO#fall_protection_sling |  | SAFETY & ENVIRONMENTAL SERVICES
9594 | DOS-MCS-LD-5900550 | Lifting Device, Fall Arrest Support System, TAGLINE, 310 LBS ANSI, 420 LBS OHSA, 4' | FAC-YCM-SES | Lifting Device,Sling | Safety Equipment |  | LD | lifeline |  | SAFETY & ENVIRONMENTAL SERVICES
40057 | DOS-MCS-LD-0001 | Lifting Device, Fall Arrest Support System, TRI POD, 350 LBS, 7 FT | FAC-YCM-SES | Lifting Device,Sling | Safety Equipment |  | LD | http://www.toronto.ca/TWONTO#fall_arrest_Davit_arm |  | SAFETY & ENVIRONMENTAL SERVICES
40058 | DOS-MCS-LD-0002 | Lifting Device, Fall Arrest Support System, TRI POD, 350 LBS, 7 FT | FAC-YCM-SES | Lifting Device,Sling | Safety Equipment |  | LD | http://www.toronto.ca/TWONTO#fall_arrest_Davit_arm |  | SAFETY & ENVIRONMENTAL SERVICES
9597 | DOS-MCS-LD-9504137-14-01 | Lifting Device, Fall Arrest Support System, TRI POD, 350LBS, 42X42X60" | FAC-YCM-SES | Lifting Device,Sling | Safety Equipment |  | LD | http://www.toronto.ca/TWONTO#fall_arrest_Davit_arm |  | SAFETY & ENVIRONMENTAL SERVICES
9598 | DOS-MCS-LD-9504137-TR-01 | Lifting Device, Fall Arrest Support System, TRI POD, 350LBS, 42X42X60" | FAC-YCM-SES | Lifting Device,Sling | Safety Equipment |  | LD | http://www.toronto.ca/TWONTO#fall_arrest_Davit_arm |  | SAFETY & ENVIRONMENTAL SERVICES
9601 | DOS-MCS-LD-RM-4137 | Lifting Device, Fall Arrest Support System, TRI POD, 350LBS, 42X42X60" | FAC-YCM-SES | Lifting Device,Sling | Safety Equipment |  | RM | lifting_device_support |  | SAFETY & ENVIRONMENTAL SERVICES
9580 | DOS-MCS-LD-0004 | Lifting Device, Fall Arrest Support System, TRI POD, 400 LBS, 4'5"\7 FT | FAC-YCM-SES | Lifting Device,Sling | Safety Equipment |  | LD | http://www.toronto.ca/TWONTO#fall_arrest_Davit_arm |  | SAFETY & ENVIRONMENTAL SERVICES
40059 | DOS-MCS-LD-0003 | Lifting Device, Fall Arrest Support System, TRI POD, 49-140 KG, 7\9 FT | FAC-YCM-SES | Lifting Device,Sling | Safety Equipment |  | LD | http://www.toronto.ca/TWONTO#fall_arrest_Davit_arm |  | SAFETY & ENVIRONMENTAL SERVICES
9592 | DOS-MCS-LD-3910INS2 | Lifting Device, Fall Arrest, SRL, , 10FT | FAC-YCM-SES | Lifting Device,Sling | Safety Equipment |  | LD | self_retracting_line |  | SAFETY & ENVIRONMENTAL SERVICES
9584 | DOS-MCS-LD-03851 | Lifting Device, Fall Arrest, SUPPORT STRAP, , 6 FT | FAC-YCM-SES | Lifting Device,Sling | Safety Equipment |  | LD | lifting_device_support |  | SAFETY & ENVIRONMENTAL SERVICES
40062 | DOS-MCS-LD-004286 | Lifting Device, Fall Arrest, SUPPORT STRAP, , 6 FT | FAC-YCM-SES | Lifting Device,Sling | Safety Equipment |  | LD | lifting_device_support |  | SAFETY & ENVIRONMENTAL SERVICES
40073 | DOS-MCS-LD-BC366EA | Lifting Device, Puller/Lever Hoist, ALUMINUM BODY, 1.5TON, 3/8 | FAC-YCM-SES | Lifting Device,Sling | Safety Equipment |  |  | http://www.toronto.ca/TWONTO#lifting_equipment_hoist |  | SAFETY & ENVIRONMENTAL SERVICES
9600 | DOS-MCS-LD-BC300FD | Lifting Device, Puller/Lever Hoist, STEEL BODY, 1.5TON | FAC-YCM-SES | Lifting Device,Sling | Safety Equipment |  |  | http://www.toronto.ca/TWONTO#lifting_equipment_hoist |  | SAFETY & ENVIRONMENTAL SERVICES
40070 | DOS-MCS-LD-8071 | Lifting Device, Puller/Lever Hoist, STEEL BODY, 1.5TON, 5/16 | FAC-YCM-SES | Lifting Device,Sling | Safety Equipment |  | LD | http://www.toronto.ca/TWONTO#lifting_equipment_hoist |  | SAFETY & ENVIRONMENTAL SERVICES
9595 | DOS-MCS-LD-600392 | Lifting Device, Puller/Lever Hoist, STEEL BODY, 1/2 TON | FAC-YCM-SES | Lifting Device,Sling | Safety Equipment |  | LD | http://www.toronto.ca/TWONTO#lifting_equipment_hoist |  | SAFETY & ENVIRONMENTAL SERVICES
9599 | DOS-MCS-LD-B313491 | Lifting Device, Puller/Lever Hoist, STEEL BODY, 1/2 TON, 1/4 | FAC-YCM-SES | Lifting Device,Sling | Safety Equipment |  |  | http://www.toronto.ca/TWONTO#lifting_equipment_hoist |  | SAFETY & ENVIRONMENTAL SERVICES
40072 | DOS-MCS-LD-B313492 203 | Lifting Device, Puller/Lever Hoist, STEEL BODY, 1/2 TON, 5X15MM | FAC-YCM-SES | Lifting Device,Sling | Safety Equipment |  |  | http://www.toronto.ca/TWONTO#lifting_equipment_hoist |  | SAFETY & ENVIRONMENTAL SERVICES
138617 | THR-SES-LD | Lifting Device, Safety Equipment | THR-SES-SQ | Safety | Safety Equipment |  |  | http://www.toronto.ca/TWONTO#collection_of_assets |  | Safety Equipment
40067 | DOS-MCS-LD-1212863 | Lifting Device, Trolley, PUSH PULL- NOT MOUNTED, 3 TON | FAC-YCM-SES | Lifting Device,Sling | Safety Equipment |  | LD | lifting_device_support |  | SAFETY & ENVIRONMENTAL SERVICES
40060 | DOS-MCS-LD-0005 | Lifting Device, Trolley, PUSH PULL- NOT MOUNTED, 5 TON | FAC-YCM-SES | Lifting Device,Sling | Safety Equipment |  | LD | lifting_device_support |  | SAFETY & ENVIRONMENTAL SERVICES
53377 | TAB-SES--LTG-2280A | Lighting, 2 LED heads, PRS Bldg | TAB-STR-SQ | Lighting | Safety Equipment |  | LTG | http://www.toronto.ca/TWONTO#lighting_unit |  | WA2 Safety Equipment,lifting devices, ladders, Eye Wash station, First Aid Kits, Lock out stations
53378 | TAB-SES-2281B | Lighting, 2 LED heads, PRS Bldg | TAB-STR-SQ | Lighting | Safety Equipment |  | SES | http://www.toronto.ca/TWONTO#lighting_unit |  | WA2 Safety Equipment,lifting devices, ladders, Eye Wash station, First Aid Kits, Lock out stations
53584 | TAB-SES-LTG-2280D | Lighting, 2 LED heads, PRS Bldg | TAB-STR-SQ | Lighting | Safety Equipment |  | LTG | http://www.toronto.ca/TWONTO#lighting_unit |  | WA2 Safety Equipment,lifting devices, ladders, Eye Wash station, First Aid Kits, Lock out stations
53587 | TAB-SES-LTG-2281A | Lighting, 2 LED heads, PRS Bldg | TAB-STR-SQ | Lighting | Safety Equipment |  | LTG | http://www.toronto.ca/TWONTO#lighting_unit |  | WA2 Safety Equipment,lifting devices, ladders, Eye Wash station, First Aid Kits, Lock out stations
53588 | TAB-SES-LTG-2281C | Lighting, 2 LED heads, PRS Bldg | TAB-STR-SQ | Lighting | Safety Equipment |  | LTG | http://www.toronto.ca/TWONTO#lighting_unit |  | WA2 Safety Equipment,lifting devices, ladders, Eye Wash station, First Aid Kits, Lock out stations
53589 | TAB-SES-LTG-2281D | Lighting, 2 LED heads, PRS Bldg | TAB-STR-SQ | Lighting | Safety Equipment |  | LTG | http://www.toronto.ca/TWONTO#lighting_unit |  | WA2 Safety Equipment,lifting devices, ladders, Eye Wash station, First Aid Kits, Lock out stations
53608 | TAB-SES-LTX-2281 | Lighting, 2 LED heads, PRS Bldg | TAB-STR-SQ | Lighting,Exit | Safety Equipment |  | LTX | http://www.toronto.ca/TWONTO#lighting_unit |  | WA2 Safety Equipment,lifting devices, ladders, Eye Wash station, First Aid Kits, Lock out stations
53609 | TAB-SES-LTX-2282 | Lighting, 2 LED heads, PRS Bldg | TAB-STR-SQ | Lighting | Safety Equipment |  | LTX | http://www.toronto.ca/TWONTO#lighting_unit |  | WA2 Safety Equipment,lifting devices, ladders, Eye Wash station, First Aid Kits, Lock out stations
53610 | TAB-SES-LTX-2282A | Lighting, 2 LED heads, PRS Bldg | TAB-STR-SQ | Lighting | Safety Equipment |  | LTX | http://www.toronto.ca/TWONTO#lighting_unit |  | WA2 Safety Equipment,lifting devices, ladders, Eye Wash station, First Aid Kits, Lock out stations
53614 | TAB-SES-LTX-2289A | Lighting, 2 LED heads, PRS Bldg | TAB-STR-SQ | Lighting | Safety Equipment |  | LTX | http://www.toronto.ca/TWONTO#lighting_unit |  | WA2 Safety Equipment,lifting devices, ladders, Eye Wash station, First Aid Kits, Lock out stations
53615 | TAB-SES-LTX-2289B | Lighting, 2 LED heads, PRS Bldg | TAB-STR-SQ | Lighting | Safety Equipment |  | LTX | http://www.toronto.ca/TWONTO#lighting_unit |  | WA2 Safety Equipment,lifting devices, ladders, Eye Wash station, First Aid Kits, Lock out stations
53617 | TAB-SES-LTX-2290A | Lighting, 2 LED heads, PRS Bldg | TAB-STR-SQ | Lighting | Safety Equipment |  | LTX | http://www.toronto.ca/TWONTO#lighting_unit |  | WA2 Safety Equipment,lifting devices, ladders, Eye Wash station, First Aid Kits, Lock out stations
53618 | TAB-SES-LTX-2290B | Lighting, 2 LED heads, PRS Bldg | TAB-STR-SQ | Lighting | Safety Equipment |  | LTX | http://www.toronto.ca/TWONTO#lighting_unit |  | WA2 Safety Equipment,lifting devices, ladders, Eye Wash station, First Aid Kits, Lock out stations
117972 | TAB-SES-LTG-2280B | Lighting, 2 LED heads, PRS Bldg | TAB-STR-SQ | Lighting | Safety Equipment |  | LTG | http://www.toronto.ca/TWONTO#lighting_unit |  | WA2 Safety Equipment,lifting devices, ladders, Eye Wash station, First Aid Kits, Lock out stations
117973 | TAB-SES-LTG-2280C | Lighting, 2 LED heads, PRS Bldg | TAB-STR-SQ | Lighting | Safety Equipment |  | LTG | http://www.toronto.ca/TWONTO#lighting_unit |  | WA2 Safety Equipment,lifting devices, ladders, Eye Wash station, First Aid Kits, Lock out stations
117974 | TAB-SES-LTG-2281E | Lighting, 2 LED heads, PRS Bldg | TAB-STR-SQ | Lighting | Safety Equipment |  | LTG | http://www.toronto.ca/TWONTO#lighting_unit |  | WA2 Safety Equipment,lifting devices, ladders, Eye Wash station, First Aid Kits, Lock out stations
117994 | TAB-SES-LTX-2288A | Lighting, 2 LED heads, PRS Bldg | TAB-STR-SQ | Lighting | Safety Equipment |  | LTX | http://www.toronto.ca/TWONTO#lighting_unit |  | WA2 Safety Equipment,lifting devices, ladders, Eye Wash station, First Aid Kits, Lock out stations
117998 | TAB-SES-LTX-2291A | Lighting, 2 LED heads, PRS Bldg | TAB-STR-SQ | Lighting | Safety Equipment |  | LTX | http://www.toronto.ca/TWONTO#lighting_unit |  | WA2 Safety Equipment,lifting devices, ladders, Eye Wash station, First Aid Kits, Lock out stations
53594 | TAB-SES-LTG-2283A | Lighting, 2 LED heads, Tunnel 'H' | TAB-STR-SQ | Lighting | Safety Equipment |  | LTG | http://www.toronto.ca/TWONTO#lighting_unit |  | WA2 Safety Equipment,lifting devices, ladders, Eye Wash station, First Aid Kits, Lock out stations
53595 | TAB-SES-LTG-2283C | Lighting, 2 LED heads, Tunnel 'H' | TAB-STR-SQ | Lighting | Safety Equipment |  | LTG | http://www.toronto.ca/TWONTO#lighting_unit |  | WA2 Safety Equipment,lifting devices, ladders, Eye Wash station, First Aid Kits, Lock out stations
53596 | TAB-SES-LTG-2283D | Lighting, 2 LED heads, Tunnel 'H' | TAB-STR-SQ | Lighting | Safety Equipment |  | LTG | http://www.toronto.ca/TWONTO#lighting_unit |  | WA2 Safety Equipment,lifting devices, ladders, Eye Wash station, First Aid Kits, Lock out stations
117978 | TAB-SES-LTG-2283B | Lighting, 2 LED heads, Tunnel 'H' | TAB-STR-SQ | Lighting | Safety Equipment |  | LTG | http://www.toronto.ca/TWONTO#lighting_unit |  | WA2 Safety Equipment,lifting devices, ladders, Eye Wash station, First Aid Kits, Lock out stations
53379 | TAB-SES-2282D | Lighting, 2 LED heads, Tunnel 'J' | TAB-STR-SQ | Lighting | Safety Equipment |  | SES | http://www.toronto.ca/TWONTO#lighting_unit |  | WA2 Safety Equipment,lifting devices, ladders, Eye Wash station, First Aid Kits, Lock out stations
53591 | TAB-SES-LTG-2282A | Lighting, 2 LED heads, Tunnel 'J' | TAB-STR-SQ | Lighting | Safety Equipment |  | LTG | http://www.toronto.ca/TWONTO#lighting_unit |  | WA2 Safety Equipment,lifting devices, ladders, Eye Wash station, First Aid Kits, Lock out stations
53592 | TAB-SES-LTG-2282C | Lighting, 2 LED heads, Tunnel 'J' | TAB-STR-SQ | Lighting | Safety Equipment |  | LTG | http://www.toronto.ca/TWONTO#lighting_unit |  | WA2 Safety Equipment,lifting devices, ladders, Eye Wash station, First Aid Kits, Lock out stations
53593 | TAB-SES-LTG-2282F | Lighting, 2 LED heads, Tunnel 'J' | TAB-STR-SQ | Lighting | Safety Equipment |  | LTG | http://www.toronto.ca/TWONTO#lighting_unit |  | WA2 Safety Equipment,lifting devices, ladders, Eye Wash station, First Aid Kits, Lock out stations
117976 | TAB-SES-LTG-2282B | Lighting, 2 LED heads, Tunnel 'J' | TAB-STR-SQ | Lighting | Safety Equipment |  | LTG | http://www.toronto.ca/TWONTO#lighting_unit |  | WA2 Safety Equipment,lifting devices, ladders, Eye Wash station, First Aid Kits, Lock out stations
117977 | TAB-SES-LTG-2282E | Lighting, 2 LED heads, Tunnel 'J' | TAB-STR-SQ | Lighting | Safety Equipment |  | LTG | http://www.toronto.ca/TWONTO#lighting_unit |  | WA2 Safety Equipment,lifting devices, ladders, Eye Wash station, First Aid Kits, Lock out stations
126160 | THC-INC-LTG-300D | Lighting, Aviation Warning, Incineration | THC-INC-STRC-3000 |  | Safety Equipment |  | LTG | http://www.toronto.ca/TWONTO#lighting_unit |  | Main Stack, Incineration
18537 | FHA-SES-LTX-0702 | Lighting, Emergency Exit, Filter Building, Blower Room | FHA-ELS-LTX EXIT | Lighting,Exit | Safety Equipment | 44016 | LTX | http://www.toronto.ca/TWONTO#lighting_unit |  | Exit Lights
82131 | FHA-SES-LTX-0702 | Lighting, Emergency Exit, Filter Building, Blower Room | FHA-SUSPENDED | Lighting,Exit | Safety Equipment | 44016 | LTX | http://www.toronto.ca/TWONTO#lighting_unit |  | Suspended Obsolete entity for storage purpose
82129 | FHA-SES-LTX-0701 | Lighting, Emergency Exit, Filter Building, Blower Room. | FHA-ELS-LTX EXIT | Lighting,Exit | Safety Equipment | 44015 | LTX | http://www.toronto.ca/TWONTO#lighting_unit |  | Exit Lights
82130 | FHA-SES-LTX-0701 | Lighting, Emergency Exit, Filter Building, Blower Room. | FHA-SUSPENDED | Lighting,Exit | Safety Equipment | 44015 | LTX | http://www.toronto.ca/TWONTO#lighting_unit |  | Suspended Obsolete entity for storage purpose
18538 | FHA-SES-LTX-0703 | Lighting, Emergency Exit, Filter Building,Blower Room | FHA-ELS-LTX EXIT | Lighting,Exit | Safety Equipment | 44017 | LTX | http://www.toronto.ca/TWONTO#lighting_unit |  | Exit Lights
82132 | FHA-SES-LTX-0703 | Lighting, Emergency Exit, Filter Building,Blower Room | FHA-SUSPENDED | Lighting,Exit | Safety Equipment | 44017 | LTX | http://www.toronto.ca/TWONTO#lighting_unit |  | Suspended Obsolete entity for storage purpose
84622 | WTR-PDS-LTG-0001-SUS | Lighting, Emergency, Dorset Pumping Station | WTR-PDS | Lighting,Emergency | Safety Equipment | 44943 | LTG | http://www.toronto.ca/TWONTO#lighting_unit |  | Dorset Pumping Station
143164 | WTR-PDS-LTG-0001-SUS | Lighting, Emergency, Dorset Pumping Station | WTR-PDS-ELS | Lighting,Emergency | Safety Equipment | 44943 | LTG | http://www.toronto.ca/TWONTO#lighting_unit |  | Electrical System
143165 | WTR-PDS-LTG-0001-SUS | Lighting, Emergency, Dorset Pumping Station | WTR-SUSPENDED | Lighting,Emergency | Safety Equipment | 44943 | LTG | http://www.toronto.ca/TWONTO#lighting_unit |  | Suspended Obsolete entity for storage purpose
88263 | WTR-PSC-LTG-0006-SUS | Lighting, Emergency, Scarborough Pumping Station, Dist. 3 Pump Room, By pump 12 | WTR-PSC-AUX | Lighting,Emergency | Safety Equipment | 45411 | LTG | http://www.toronto.ca/TWONTO#lighting_unit |  | Auxiliary Equipment (Building Facilities)
146369 | WTR-PSC-LTG-0006-SUS | Lighting, Emergency, Scarborough Pumping Station, Dist. 3 Pump Room, By pump 12 | WTR-SUSPENDED | Lighting,Emergency | Safety Equipment | 45411 | LTG | http://www.toronto.ca/TWONTO#lighting_unit |  | Suspended Obsolete entity for storage purpose
53585 | TAB-SES-LTG-2281 | Lighting, Emergency, Battery Unit, 2 LED heads, PRS Bldg | TAB-STR-SQ | Lighting,Emergency | Safety Equipment | 41307 | LTG | http://www.toronto.ca/TWONTO#lighting_unit |  | WA2 Safety Equipment,lifting devices, ladders, Eye Wash station, First Aid Kits, Lock out stations
53586 | TAB-SES-LTG-2281 | Lighting, Emergency, Battery Unit, 2 LED heads, PRS Bldg | TAB-SUSPENDED ENTITY | Lighting,Emergency | Safety Equipment | 41307 | LTG | http://www.toronto.ca/TWONTO#lighting_unit |  | Suspended entities
117970 | TAB-SES-LTG-2280 | Lighting, Emergency, Battery Unit, 2 LED heads, PRS Bldg | TAB-STR-SQ | Lighting,Emergency | Safety Equipment | 41306 | LTG | http://www.toronto.ca/TWONTO#lighting_unit |  | WA2 Safety Equipment,lifting devices, ladders, Eye Wash station, First Aid Kits, Lock out stations
117971 | TAB-SES-LTG-2280 | Lighting, Emergency, Battery Unit, 2 LED heads, PRS Bldg | TAB-SUSPENDED ENTITY | Lighting,Emergency | Safety Equipment | 41306 | LTG | http://www.toronto.ca/TWONTO#lighting_unit |  | Suspended entities
53597 | TAB-SES-LTG-2283S | Lighting, Emergency, Battery Unit, 2 LED heads, Tunnel 'H' | TAB-STR-SQ | Lighting,Emergency | Safety Equipment | 41309 | LTG | http://www.toronto.ca/TWONTO#lighting_unit |  | WA2 Safety Equipment,lifting devices, ladders, Eye Wash station, First Aid Kits, Lock out stations
53598 | TAB-SES-LTG-2283S | Lighting, Emergency, Battery Unit, 2 LED heads, Tunnel 'H' | TAB-SUSPENDED ENTITY | Lighting,Emergency | Safety Equipment | 41309 | LTG | http://www.toronto.ca/TWONTO#lighting_unit |  | Suspended entities
53590 | TAB-SES-LTG-2282 | Lighting, Emergency, Battery Unit, 2 LED heads, Tunnel 'J' | TAB-SUSPENDED ENTITY | Lighting,Emergency | Safety Equipment | 41308 | LTG | http://www.toronto.ca/TWONTO#lighting_unit |  | Suspended entities
117975 | TAB-SES-LTG-2282 | Lighting, Emergency, Battery Unit, 2 LED heads, Tunnel 'J' | TAB-STR-SQ | Lighting,Emergency | Safety Equipment | 41308 | LTG | http://www.toronto.ca/TWONTO#lighting_unit |  | WA2 Safety Equipment,lifting devices, ladders, Eye Wash station, First Aid Kits, Lock out stations
4105 | COL-PCU-LTG-0002S | Lighting, Emergency, Electrical Room | COL-PCU-MISC | Lighting,Emergency | Safety Equipment | 42942 | LTG | http://www.toronto.ca/TWONTO#lighting_unit |  | Miscellaneous Equipment
12480 | COL-PCU-LTG-0002S | Lighting, Emergency, Electrical Room | COL-PCU | Lighting,Emergency | Safety Equipment | 42942 | LTG | http://www.toronto.ca/TWONTO#lighting_unit |  | Cumber Pumping Station
12481 | COL-PCU-LTG-0002S | Lighting, Emergency, Electrical Room | COL-PCU-AUX-ELEC | Lighting,Emergency | Safety Equipment | 42942 | LTG | http://www.toronto.ca/TWONTO#lighting_unit |  | Electrical Equipment
12482 | COL-PCU-LTG-0002S | Lighting, Emergency, Electrical Room | COL-W-OBSOLETE | Lighting,Emergency | Safety Equipment | 42942 | LTG | http://www.toronto.ca/TWONTO#lighting_unit |  | Col West Obsolete Entities
4104 | COL-PCU-LTG-0001S | Lighting, Emergency, Ground Floor | COL-W-OBSOLETE | Lighting,Emergency | Safety Equipment | 42941 | LTG | http://www.toronto.ca/TWONTO#lighting_unit |  | Col West Obsolete Entities
12477 | COL-PCU-LTG-0001S | Lighting, Emergency, Ground Floor | COL-PCU | Lighting,Emergency | Safety Equipment | 42941 | LTG | http://www.toronto.ca/TWONTO#lighting_unit |  | Cumber Pumping Station
12478 | COL-PCU-LTG-0001S | Lighting, Emergency, Ground Floor | COL-PCU-AUX-ELEC | Lighting,Emergency | Safety Equipment | 42941 | LTG | http://www.toronto.ca/TWONTO#lighting_unit |  | Electrical Equipment
12479 | COL-PCU-LTG-0001S | Lighting, Emergency, Ground Floor | COL-PCU-MISC | Lighting,Emergency | Safety Equipment | 42941 | LTG | http://www.toronto.ca/TWONTO#lighting_unit |  | Miscellaneous Equipment
4106 | COL-PCU-LTG-0003S | Lighting, Emergency, Old Motor Level | COL-PCU-AUX-ELEC | Lighting,Emergency | Safety Equipment | 42943 | LTG | http://www.toronto.ca/TWONTO#lighting_unit |  | Electrical Equipment
4107 | COL-PCU-LTG-0003S | Lighting, Emergency, Old Motor Level | COL-W-OBSOLETE | Lighting,Emergency | Safety Equipment | 42943 | LTG | http://www.toronto.ca/TWONTO#lighting_unit |  | Col West Obsolete Entities
12483 | COL-PCU-LTG-0004S | Lighting, Emergency, Pump Floor | COL-PCU-AUX-ELEC | Lighting,Emergency | Safety Equipment | 42944 | LTG | http://www.toronto.ca/TWONTO#lighting_unit |  | Electrical Equipment
12484 | COL-PCU-LTG-0004S | Lighting, Emergency, Pump Floor | COL-W-OBSOLETE | Lighting,Emergency | Safety Equipment | 42944 | LTG | http://www.toronto.ca/TWONTO#lighting_unit |  | Col West Obsolete Entities
55505 | TAB-WA1-SQ-8050 | Lock out Tag out and Log book Station | TAB-WA1-SQ | PPE | Safety Equipment |  | SQ | emergency_kit |  | Safety Equipment & Supplies Common to WA1
55606 | TAB-WA2-SQ-8201 | Lock out Tag out and Log book Station | TAB-STR-SQ | PPE | Safety Equipment |  | SQ | emergency_kit |  | WA2 Safety Equipment,lifting devices, ladders, Eye Wash station, First Aid Kits, Lock out stations
55741 | TAB-WA4-SQ-8403SUS | Lock Out Tag out and Log Book Station | TAB-SLO-SES | PPE | Safety Equipment | 47541 | SQ | emergency_kit |  | TABWA4 Health and Safety Equipment
55742 | TAB-WA4-SQ-8404 | Lock Out Tag out and Log Book Station | TAB-SLO-SES | PPE | Safety Equipment |  | SQ | emergency_kit |  | TABWA4 Health and Safety Equipment
55743 | TAB-WA4-SQ-8406SUS | Lock Out Tag out and Log Book Station | TAB-SUSPENDED ENTITY | PPE | Safety Equipment | 47543 | SQ | emergency_kit |  | Suspended entities
55776 | TAB-WA5-SQ-8501 | Lock Out Tag out and Log Book Station | TAB-THK-SQ | PPE | Safety Equipment |  | SQ | emergency_kit |  | WA5 Safety Equipment
55777 | TAB-WA5-SQ-8506 | Lock Out Tag out and Log Book Station | TAB-THK-SQ | PPE | Safety Equipment |  | SQ | emergency_kit |  | WA5 Safety Equipment
55909 | TAB-WA7-SQ-8701 | Lock Out Tag out and Log Book Station | TAB-SES-SQ | PPE | Safety Equipment |  | SQ | emergency_kit |  | WA7 Safety Equipment
119748 | TAB-WA1-SQ-8010 | Lock out Tag out and Log book Station | TAB-WA1-SQ | PPE | Safety Equipment |  | SQ | emergency_kit |  | Safety Equipment & Supplies Common to WA1
119749 | TAB-WA1-SQ-8020 | Lock out Tag out and Log book Station | TAB-WA1-SQ | PPE | Safety Equipment |  | SQ | emergency_kit |  | Safety Equipment & Supplies Common to WA1
119750 | TAB-WA1-SQ-8030 | Lock out Tag out and Log book Station | TAB-WA1-SQ | PPE | Safety Equipment |  | SQ | emergency_kit |  | Safety Equipment & Supplies Common to WA1
119751 | TAB-WA1-SQ-8040 | Lock out Tag out and Log book Station | TAB-WA1-SQ | PPE | Safety Equipment |  | SQ | emergency_kit |  | Safety Equipment & Supplies Common to WA1
119752 | TAB-WA1-SQ-8060 | Lock out Tag out and Log book Station | TAB-WA1-SQ | PPE | Safety Equipment |  | SQ | emergency_kit |  | Safety Equipment & Supplies Common to WA1
119844 | TAB-WA2-SQ-8202 | Lock out Tag out and Log book Station | TAB-STR-SQ | PPE | Safety Equipment |  | SQ | emergency_kit |  | WA2 Safety Equipment,lifting devices, ladders, Eye Wash station, First Aid Kits, Lock out stations
119845 | TAB-WA2-SQ-8203 | Lock out Tag out and Log book Station | TAB-STR-SQ | PPE | Safety Equipment |  | SQ | emergency_kit |  | WA2 Safety Equipment,lifting devices, ladders, Eye Wash station, First Aid Kits, Lock out stations
119846 | TAB-WA2-SQ-8204 | Lock out Tag out and Log book Station | TAB-STR-SQ | PPE | Safety Equipment |  | SQ | emergency_kit |  | WA2 Safety Equipment,lifting devices, ladders, Eye Wash station, First Aid Kits, Lock out stations
119847 | TAB-WA2-SQ-8205 | Lock out Tag out and Log book Station | TAB-STR-SQ | PPE | Safety Equipment |  | SQ | emergency_kit |  | WA2 Safety Equipment,lifting devices, ladders, Eye Wash station, First Aid Kits, Lock out stations
119894 | TAB-WA3-SQ-8301 | Lock out Tag out and Log book Station | TAB-DEW-SAFETY | PPE | Safety Equipment |  | SQ | emergency_kit |  | Safety Equipment
119895 | TAB-WA3-SQ-8302 | Lock out Tag out and Log book Station | TAB-DEW-SAFETY | PPE | Safety Equipment |  | SQ | emergency_kit |  | Safety Equipment
119896 | TAB-WA3-SQ-8303 | Lock out Tag out and Log book Station | TAB-DEW-SAFETY | PPE | Safety Equipment |  | SQ | emergency_kit |  | Safety Equipment
119897 | TAB-WA3-SQ-8304 | Lock out Tag out and Log book Station | TAB-DEW-SAFETY | PPE | Safety Equipment |  | SQ | emergency_kit |  | Safety Equipment
119975 | TAB-WA4-SQ-8401 | Lock Out Tag out and Log Book Station | TAB-SLO-SES | PPE | Safety Equipment |  | SQ | emergency_kit |  | TABWA4 Health and Safety Equipment
119976 | TAB-WA4-SQ-8402 | Lock Out Tag out and Log Book Station | TAB-SLO-SES | PPE | Safety Equipment |  | SQ | emergency_kit |  | TABWA4 Health and Safety Equipment
119977 | TAB-WA4-SQ-8403SUS | Lock Out Tag out and Log Book Station | TAB-SUSPENDED ENTITY | PPE | Safety Equipment | 47541 | SQ | emergency_kit |  | Suspended entities
119978 | TAB-WA4-SQ-8405SUS | Lock Out Tag out and Log Book Station | TAB-SLO-SES | PPE | Safety Equipment | 47542 | SQ | emergency_kit |  | TABWA4 Health and Safety Equipment
119979 | TAB-WA4-SQ-8405SUS | Lock Out Tag out and Log Book Station | TAB-SUSPENDED ENTITY | PPE | Safety Equipment | 47542 | SQ | emergency_kit |  | Suspended entities
119980 | TAB-WA4-SQ-8406SUS | Lock Out Tag out and Log Book Station | TAB-SLO-SES | PPE | Safety Equipment | 47543 | SQ | emergency_kit |  | TABWA4 Health and Safety Equipment
120023 | TAB-WA5-SQ-8502 | Lock Out Tag out and Log Book Station | TAB-THK-SQ | PPE | Safety Equipment |  | SQ | emergency_kit |  | WA5 Safety Equipment
120024 | TAB-WA5-SQ-8503 | Lock Out Tag out and Log Book Station | TAB-THK-SQ | PPE | Safety Equipment |  | SQ | emergency_kit |  | WA5 Safety Equipment
120025 | TAB-WA5-SQ-8504 | Lock Out Tag out and Log Book Station | TAB-THK-SQ | PPE | Safety Equipment |  | SQ | emergency_kit |  | WA5 Safety Equipment
120026 | TAB-WA5-SQ-8505 | Lock Out Tag out and Log Book Station | TAB-THK-SQ | PPE | Safety Equipment |  | SQ | emergency_kit |  | WA5 Safety Equipment
120083 | TAB-WA6-SQ-8601 | Lock Out Tag out and Log Book Station | TAB-WA6-SQ | PPE | Safety Equipment |  | SQ | emergency_kit |  | WA6 Safety Equipment
120084 | TAB-WA6-SQ-8602 | Lock Out Tag out and Log Book Station | TAB-WA6-SQ | PPE | Safety Equipment |  | SQ | emergency_kit |  | WA6 Safety Equipment
120085 | TAB-WA6-SQ-8603 | Lock Out Tag out and Log Book Station | TAB-WA6-SQ | PPE | Safety Equipment |  | SQ | emergency_kit |  | WA6 Safety Equipment
120139 | TAB-WA8-SQ-8801 | Lock Out Tag Out and Log Book Station | TAB-SES-WA8 | PPE | Safety Equipment |  | SQ | emergency_kit |  | WA 8 Safety Equipment,
120140 | TAB-WA8-SQ-8802 | Lock Out Tag Out and Log Book Station | TAB-SES-WA8 | PPE | Safety Equipment |  | SQ | emergency_kit |  | WA 8 Safety Equipment,
120141 | TAB-WA8-SQ-8803 | Lock Out Tag Out and Log Book Station | TAB-SES-WA8 | PPE | Safety Equipment |  | SQ | emergency_kit |  | WA 8 Safety Equipment,
120142 | TAB-WA8-SQ-8804 | Lock Out Tag Out and Log Book Station | TAB-SES-WA8 | PPE | Safety Equipment |  | SQ | emergency_kit |  | WA 8 Safety Equipment,
119753 | TAB-WA1-SQ-8705 | Man-Rated Hoist/work winch | TAB-WA1-SQ-0001 | Safety,Emergency Kit | Safety Equipment |  | SQ | winch |  | WA1 Fall Arrest System
125540 | THC-FEQ-HS-6301 | Manual Pull Station, FA System Zone 13, Headworks, Second Floor, Mechanical Room #1 S/E | THC-FEQ-CP-6201 | Fire Prevention,Alarm | Safety Equipment | 45868 | HS | ? |  | Control Panel, Main Fire Alarm CP, Headworks, Ground Floor, Electrical Room W
61496 | THC-FEQ-HS-6321 | Manual Pull Station, FA System Zone 17, Headworks, Second Floor, Mechanical Room #2 S/W | THC-FEQ-CP-6201 | Fire Prevention,Alarm | Safety Equipment | 45869 | HS | ? |  | Control Panel, Main Fire Alarm CP, Headworks, Ground Floor, Electrical Room W
64783 | FCL-SES-FA-0010 | MILLER | FCL-SES-7 |  | Safety Equipment |  | FA | lifeline |  | Floatation Devices
64784 | FCL-SES-FA-0010 | MILLER | FCL-SES-SQ-0007 |  | Safety Equipment |  | FA | lifeline |  | Eyewash Station, Admin Building, Operators Lab,Eye wash station - main change room
64785 | FCL-SES-FA-0011 | MILLER | FCL-SES-SQ-0007 |  | Safety Equipment |  | FA | lifeline |  | Eyewash Station, Admin Building, Operators Lab,Eye wash station - main change room
64786 | FCL-SES-FA-0012 | MILLER | FCL-SES-SQ-0007 |  | Safety Equipment |  | FA | lifeline |  | Eyewash Station, Admin Building, Operators Lab,Eye wash station - main change room
18681 | FHA-SES-SQ-0073 | Miller 216 WLS 4’ shock absorber lanyard 12-04 | FHA-SES |  | Safety Equipment |  | SQ | lifeline |  | Safety & Environmental Services
82870 | FHA-SES-SQ-0073 | Miller 216 WLS 4’ shock absorber lanyard 12-04 | FHA-SES-SQ-6 |  | Safety Equipment |  | SQ | lifeline |  | Safety Fall Protection Equipment
18582 | FHA-SES-SQ-0034 | Miller Minilite fall limiter Ser# 504909 | FHA-SES-SQ-6 |  | Safety Equipment |  | SQ | lifeline |  | Safety Fall Protection Equipment
82836 | FHA-SES-SQ-0034 | Miller Minilite fall limiter Ser# 504909 | FHA-SES |  | Safety Equipment |  | SQ | lifeline |  | Safety & Environmental Services
18580 | FHA-SES-SQ-0033 | Miller Minilite fall limiter Ser# 521233 | FHA-SES |  | Safety Equipment |  | SQ | lifeline |  | Safety & Environmental Services
18581 | FHA-SES-SQ-0033 | Miller Minilite fall limiter Ser# 521233 | FHA-SES-SQ-6 |  | Safety Equipment |  | SQ | lifeline |  | Safety Fall Protection Equipment
82860 | FHA-SES-SQ-0062 | Model Miller 216WLS/4 4’ shock absorber lanyard 16-05 | FHA-SES |  | Safety Equipment |  | SQ | lifeline |  | Safety & Environmental Services
82861 | FHA-SES-SQ-0062 | Model Miller 216WLS/4 4’ shock absorber lanyard 16-05 | FHA-SES-SQ-6 |  | Safety Equipment |  | SQ | lifeline |  | Safety Fall Protection Equipment
61514 | THC-FEQ-MON-6301 | Monitor Module, FA System Zone 13, Headworks, Second Floor, Mechanical Room #1 S/E | THC-FEQ-CP-6201 | Fire Prevention,Alarm | Safety Equipment | 45883 | MON | http://www.toronto.ca/TWONTO#annunciator_panel |  | Control Panel, Main Fire Alarm CP, Headworks, Ground Floor, Electrical Room W
125561 | THC-FEQ-MON-6321 | Monitor Module, FA System Zone 17, Headworks, Second Floor, Mechanical Room #2 N/W | THC-FEQ-CP-6201 | Fire Prevention,Alarm | Safety Equipment | 45884 | MON | http://www.toronto.ca/TWONTO#annunciator_panel |  | Control Panel, Main Fire Alarm CP, Headworks, Ground Floor, Electrical Room W
125559 | THC-FEQ-MON-6021 | Monitor Module, FA System Zone 2, Headworks, Lower Level 2, Pipe Gallery E | THC-FEQ-CP-6201 | Fire Prevention,Alarm | Safety Equipment | 45880 | MON | http://www.toronto.ca/TWONTO#annunciator_panel |  | Control Panel, Main Fire Alarm CP, Headworks, Ground Floor, Electrical Room W
125560 | THC-FEQ-MON-6041 | Monitor Module, FA System Zone 5, Headworks, Lower Level 2, Blower Room S | THC-FEQ-CP-6201 | Fire Prevention,Alarm | Safety Equipment | 45881 | MON | http://www.toronto.ca/TWONTO#annunciator_panel |  | Control Panel, Main Fire Alarm CP, Headworks, Ground Floor, Electrical Room W
81935 | VP2022 | Monitor, BW Gas Alert Chlorine, Exposure, Chlorine Shop | TAB-ELS-AM | Sensor,Gas | Safety Equipment |  |  | http://www.toronto.ca/TWONTO#fixed_gas_detector |  | WA8 Safety Equipment Gas Detectors, Plant Wide
48091 | TAB-ELS-AM-0386 | MSA Portable Atmospere Gas Monitor | TAB-ELS-SQ-4000 | Atmosphere Monitoring Device,Portable | Safety Equipment |  | AM | http://www.toronto.ca/TWONTO#portable_gas_detector |  | MSA Gas Monitor Bump Test Stand
48094 | TAB-ELS-AM-5263 | MSA Portable Atmospere Gas Monitor (Jeff) | TAB-ELS-SQ-4000 | Atmosphere Monitoring Device,Portable | Safety Equipment |  | AM | http://www.toronto.ca/TWONTO#portable_gas_detector |  | MSA Gas Monitor Bump Test Stand
48095 | TAB-ELS-AM-5312 | MSA Portable Atmospere Gas Monitor (Wei) | TAB-ELS-SQ-4000 | Atmosphere Monitoring Device,Portable | Safety Equipment |  | AM | http://www.toronto.ca/TWONTO#portable_gas_detector |  | MSA Gas Monitor Bump Test Stand
48093 | TAB-ELS-AM-4076 | MSA Portable Atmospere Gas Monitor (Yevgen) | TAB-ELS-SQ-4000 | Atmosphere Monitoring Device,Portable | Safety Equipment |  | AM | http://www.toronto.ca/TWONTO#portable_gas_detector |  | MSA Gas Monitor Bump Test Stand
48092 | TAB-ELS-AM-0412 | MSA Portable Atmospere Gas Monitor (Yul) | TAB-ELS-SQ-4000 | Atmosphere Monitoring Device,Portable | Safety Equipment |  | AM | http://www.toronto.ca/TWONTO#portable_gas_detector |  | MSA Gas Monitor Bump Test Stand
87669 | WTR-PRH-NGR-1200 | Neutral Grounding Resistor, Generator Room | WTR-PRH-AUX |  | Safety Equipment |  | NGR | ? |  | Auxiliary Equipment (Building Facilities)
145903 | WTR-PRH-NGR-1100 | Neutral Grounding Resistor, Generator Room | WTR-PRH-AUX |  | Safety Equipment |  | NGR | ? |  | Auxiliary Equipment (Building Facilities)
26310 | FHO-SES-SQ-0010-SUS | Noise Abatement/Hearing Protection | FHO-SES-SQ-0001 | PPE | Safety Equipment | 37760 | SQ | emergency_kit |  | Safety Equipment
26311 | FHO-SES-SQ-0010-SUS | Noise Abatement/Hearing Protection | FHO-SUSPENDED | PPE | Safety Equipment | 37760 | SQ | emergency_kit |  | Suspended Entity List
14493 | FCL-SES-FA-0007 | NORTH | FCL-SES-SQ-0007 |  | Safety Equipment |  | FA | http://www.toronto.ca/TWONTO#first_aid_station_equipment |  | Eyewash Station, Admin Building, Operators Lab,Eye wash station - main change room
14495 | FCL-SES-FA-0009 | NORTH | FCL-SES-SQ-0007 |  | Safety Equipment |  | FA | http://www.toronto.ca/TWONTO#first_aid_station_equipment |  | Eyewash Station, Admin Building, Operators Lab,Eye wash station - main change room
64782 | FCL-SES-FA-0007 | NORTH | FCL-SES |  | Safety Equipment |  | FA | http://www.toronto.ca/TWONTO#first_aid_station_equipment |  | Safety and Environmental Services
136599 | THR-JHSC-AER | North & South Aeration Tanks, & T-14 Gallery | THR-JHSC-WA4 |  | Safety Equipment |  |  | http://www.toronto.ca/TWONTO#collection_of_assets |  | Joint Health & Safety Committee WA4
83564 | FHA-SES-SQ-NO5577 | North Fall Arrest Retrieval System Ser# NO5577 | FHA-SES |  | Safety Equipment | 46870 |  | ? |  | Safety & Environmental Services
83565 | FHA-SES-SQ-NO5577 | North Fall Arrest Retrieval System Ser# NO5577 | FHA-SES-SQ-6 |  | Safety Equipment | 46870 |  | ? |  | Safety Fall Protection Equipment
76038 | THR-JHSC-NFST | North Final Sedimentation (Round) Tanks 13-21, Upper & Lower Levels | THR-JHSC-WA4 |  | Safety Equipment |  |  | http://www.toronto.ca/TWONTO#collection_of_assets |  | Joint Health & Safety Committee WA4
18682 | FHA-SES-SQ-0074 | North FPD29819/6 6’ shock absorber lanyard Ser 2704 | FHA-SES-SQ-6 |  | Safety Equipment |  | SQ | lifeline |  | Safety Fall Protection Equipment
82871 | FHA-SES-SQ-0074 | North FPD29819/6 6’ shock absorber lanyard Ser 2704 | FHA-SES |  | Safety Equipment |  | SQ | lifeline |  | Safety & Environmental Services
136604 | THR-JHSC-GRITMCC | North Grit MCC Room | THR-JHSC-WA3 |  | Safety Equipment |  |  | http://www.toronto.ca/TWONTO#collection_of_assets |  | Joint Health & Safety Committee WA3
136607 | THR-JHSC-NPRM | North Primary Tanks & Surrounding Areas | THR-JHSC-WA2 |  | Safety Equipment |  |  | http://www.toronto.ca/TWONTO#collection_of_assets |  | Joint Health & Safety Committee WA2
76039 | THR-JHSC-NSS | North Sub Stn.,Sorrounding Area &. MCC Rooms | THR-JHSC-WA3 |  | Safety Equipment |  |  | http://www.toronto.ca/TWONTO#collection_of_assets |  | Joint Health & Safety Committee WA3
76040 | THR-JHSC-OCSS | Odour Control Bldg.,Sorrounding Areas & MCC Rooms | THR-JHSC-WA1 |  | Safety Equipment | 41061 |  | http://www.toronto.ca/TWONTO#collection_of_assets |  | Joint Health & Safety Committee WA1
136608 | THR-JHSC-OCSS | Odour Control Bldg.,Sorrounding Areas & MCC Rooms | THR-JHSC-WA3 |  | Safety Equipment | 41061 |  | http://www.toronto.ca/TWONTO#collection_of_assets |  | Joint Health & Safety Committee WA3
81947 | VP2047 | Oxygen Detector, Portable, Drager Pac 111, Single Channel, Gas Shop between Dig. 13 - 16 | TAB-ELS-AM | Sensor,Gas | Safety Equipment |  |  | http://www.toronto.ca/TWONTO#portable_gas_detector |  | WA8 Safety Equipment Gas Detectors, Plant Wide
81669 | TNT-SES-SQ-0201 | Pack, Emergency, 10 Min | TNT-GRK-SCBA | PPE,SCBA | Safety Equipment |  | SQ | http://www.toronto.ca/TWONTO#self-contained_breathing_apparatus |  | SCBA Breathing Apparatus
81670 | TNT-SES-SQ-0202 | Pack, Emergency, 5Min | TNT-GRK-SCBA | PPE,SCBA | Safety Equipment |  | SQ | http://www.toronto.ca/TWONTO#self-contained_breathing_apparatus |  | SCBA Breathing Apparatus
81671 | TNT-SES-SQ-0203 | Pack, Emergency, 5Min | TNT-GRK-SCBA | PPE,SCBA | Safety Equipment |  | SQ | http://www.toronto.ca/TWONTO#self-contained_breathing_apparatus |  | SCBA Breathing Apparatus
29018 | FIS-FEQ-CP-4001-SUS | Panel, Control, Fire Alarm, Vestibule | FIS-MARINE-BUILDING |  | Safety Equipment | 46889 | CP | http://www.toronto.ca/TWONTO#annunciator_panel |  | FIS Marine Yard Building
29019 | FIS-FEQ-CP-4001-SUS | Panel, Control, Fire Alarm, Vestibule | FIS-SUSPENDED |  | Safety Equipment | 46889 | CP | http://www.toronto.ca/TWONTO#annunciator_panel |  | Obsolete Entities/Processes
96915 | FIS-FEQ-CP-4001-SUS | Panel, Control, Fire Alarm, Vestibule | FIS-MARINE-M/ERM |  | Safety Equipment | 46889 | CP | http://www.toronto.ca/TWONTO#annunciator_panel |  | Mechanical/ Electrical Room, Marine Yard Building
29020 | FIS-FEQ-CP-4002-SUS | Panel, Monitoring, Fire Alarm, IT/SCADA Room | FIS-MARINE-M/ERM |  | Safety Equipment | 46890 | CP | http://www.toronto.ca/TWONTO#annunciator_panel |  | Mechanical/ Electrical Room, Marine Yard Building
29021 | FIS-FEQ-CP-4002-SUS | Panel, Monitoring, Fire Alarm, IT/SCADA Room | FIS-SUSPENDED |  | Safety Equipment | 46890 | CP | http://www.toronto.ca/TWONTO#annunciator_panel |  | Obsolete Entities/Processes
96916 | FIS-FEQ-CP-4002-SUS | Panel, Monitoring, Fire Alarm, IT/SCADA Room | FIS-MARINE-BUILDING |  | Safety Equipment | 46890 | CP | http://www.toronto.ca/TWONTO#annunciator_panel |  | FIS Marine Yard Building
9644 | DOS-YCM-PFD-CC | Personal Flotation Device (PFD) - Campisi, Corrado | FAC-YCM-SES | PPE,Harness | Safety Equipment |  |  | http://www.toronto.ca/TWONTO#personal_floatation_device |  | SAFETY & ENVIRONMENTAL SERVICES
40134 | DOS-YCM-PFD-JF | Personal Flotation Device (PFD) - Freeman, Jefferey | FAC-YCM-SES | PPE,Harness | Safety Equipment |  |  | http://www.toronto.ca/TWONTO#personal_floatation_device |  | SAFETY & ENVIRONMENTAL SERVICES
9645 | DOS-YCM-PFD-LM | Personal Flotation Device (PFD) - Maddalena, Luciano | FAC-YCM-SES | PPE,Harness | Safety Equipment |  |  | http://www.toronto.ca/TWONTO#personal_floatation_device |  | SAFETY & ENVIRONMENTAL SERVICES
78696 | THR-SES-PGM-31925 | Personal Gas Meter | THR-SES-SQ-PGM | Safety | Safety Equipment | 40076 | PGM | http://www.toronto.ca/TWONTO#portable_gas_detector |  | Personal Gas Meter
78697 | THR-SES-PGM-34664 | Personal Gas Meter | THR-SES-SQ-PGM | Safety | Safety Equipment | 40078 | PGM | http://www.toronto.ca/TWONTO#portable_gas_detector |  | Personal Gas Meter
78699 | THR-SES-PGM-64665 | Personal Gas Meter | THR-SES-SQ-PGM | Safety | Safety Equipment | 40083 | PGM | http://www.toronto.ca/TWONTO#portable_gas_detector |  | Personal Gas Meter
78700 | THR-SES-PGM-75174 | Personal Gas Meter | THR-SES-SQ-PGM | Safety | Safety Equipment | 40086 | PGM | http://www.toronto.ca/TWONTO#portable_gas_detector |  | Personal Gas Meter
78701 | THR-SES-PGM-75184 | Personal Gas Meter | THR-SES-SQ-PGM | Safety | Safety Equipment | 40087 | PGM | http://www.toronto.ca/TWONTO#portable_gas_detector |  | Personal Gas Meter
78705 | THR-SES-PGM-89474 | Personal Gas Meter | THR-SES-SQ-PGM | Safety | Safety Equipment | 40088 | PGM | http://www.toronto.ca/TWONTO#portable_gas_detector |  | Personal Gas Meter
78943 | THR-SES-SQ-PGM | Personal Gas Meter | THR-SES-SQ | Safety | Safety Equipment |  |  | http://www.toronto.ca/TWONTO#portable_gas_detector |  | Safety Equipment
138651 | THR-SES-PGM-31926 | Personal Gas Meter | THR-SES-SQ-PGM | Safety | Safety Equipment | 40077 | PGM | http://www.toronto.ca/TWONTO#portable_gas_detector |  | Personal Gas Meter
138654 | THR-SES-PGM-41056 | Personal Gas Meter | THR-SES-SQ-PGM | Safety | Safety Equipment | 40080 | PGM | http://www.toronto.ca/TWONTO#portable_gas_detector |  | Personal Gas Meter
138655 | THR-SES-PGM-51577 | Personal Gas Meter | THR-SES-SQ-PGM | Safety | Safety Equipment | 40081 | PGM | http://www.toronto.ca/TWONTO#portable_gas_detector |  | Personal Gas Meter
138656 | THR-SES-PGM-64664 | Personal Gas Meter | THR-SES-SQ-PGM | Safety | Safety Equipment | 40082 | PGM | http://www.toronto.ca/TWONTO#portable_gas_detector |  | Personal Gas Meter
138658 | THR-SES-PGM-75171 | Personal Gas Meter | THR-SES-SQ-PGM | Safety | Safety Equipment | 40085 | PGM | http://www.toronto.ca/TWONTO#portable_gas_detector |  | Personal Gas Meter
138811 | THR-SES-SQ-PGM | Personal Gas Meter | THR-SES-WA3 | Safety | Safety Equipment |  |  | http://www.toronto.ca/TWONTO#portable_gas_detector |  | Safety & Environmental Services
138652 | THR-SES-PGM-38439 | Personal Gas Meter (Sl. No. 2560038439 ) | THR-SES-LD | Safety | Safety Equipment |  | PGM | http://www.toronto.ca/TWONTO#portable_gas_detector |  | Lifting Device, Safety Equipment
138653 | THR-SES-PGM-38439 | Personal Gas Meter (Sl. No. 2560038439 ) | THR-SES-SQ-PGM | Safety | Safety Equipment |  | PGM | http://www.toronto.ca/TWONTO#portable_gas_detector |  | Personal Gas Meter
138647 | THR-SES-PGM-12158S | Personal Gas Meter (Sno. 000412158) | THR-SES-LD | Safety | Safety Equipment | 47396 | PGM | http://www.toronto.ca/TWONTO#portable_gas_detector |  | Lifting Device, Safety Equipment
138648 | THR-SES-PGM-12158S | Personal Gas Meter (Sno. 000412158) | THR-SES-SQ-PGM | Safety | Safety Equipment | 47396 | PGM | http://www.toronto.ca/TWONTO#portable_gas_detector |  | Personal Gas Meter
78702 | THR-SES-PGM-85703 | Personal Gas Meter (Sno. 00085703) | THR-SES-SQ-PGM | Safety | Safety Equipment |  | PGM | http://www.toronto.ca/TWONTO#portable_gas_detector |  | Personal Gas Meter
78692 | THR-SES-PGM-17428 | Personal Gas Meter (Sno. 00117428) | THR-SES-SQ-PGM | Safety | Safety Equipment |  | PGM | http://www.toronto.ca/TWONTO#portable_gas_detector |  | Personal Gas Meter
78693 | THR-SES-PGM-21038 | Personal Gas Meter (Sno. 00221038) | THR-SES-SQ-PGM | Safety | Safety Equipment |  | PGM | http://www.toronto.ca/TWONTO#portable_gas_detector |  | Personal Gas Meter
78703 | THR-SES-PGM-86273 | Personal Gas Meter (Sno. 00386236) | THR-SES-SQ-PGM | Safety | Safety Equipment |  | PGM | http://www.toronto.ca/TWONTO#portable_gas_detector |  | Personal Gas Meter
138659 | THR-SES-PGM-86236 | Personal Gas Meter (Sno. 00386236) | THR-SES-SQ-PGM | Safety | Safety Equipment |  | PGM | http://www.toronto.ca/TWONTO#portable_gas_detector |  | Personal Gas Meter
78694 | THR-SES-PGM-25151 | Personal Gas Meter (Sno. 00425151) | THR-SES-SQ-PGM | Safety | Safety Equipment |  | PGM | http://www.toronto.ca/TWONTO#portable_gas_detector |  | Personal Gas Meter
138649 | THR-SES-PGM-25152 | Personal Gas Meter (Sno. 00425152) | THR-SES-SQ-PGM | Safety | Safety Equipment |  | PGM | http://www.toronto.ca/TWONTO#portable_gas_detector |  | Personal Gas Meter
138650 | THR-SES-PGM-25198 | Personal Gas Meter (Sno. 00425198) | THR-SES-SQ-PGM | Safety | Safety Equipment |  | PGM | http://www.toronto.ca/TWONTO#portable_gas_detector |  | Personal Gas Meter
78698 | THR-SES-PGM-35920 | Personal Gas Meter (Sno. 00535920) | THR-SES-SQ-PGM | Safety | Safety Equipment |  | PGM | http://www.toronto.ca/TWONTO#portable_gas_detector |  | Personal Gas Meter
138646 | THR-SES-PGM-00212 | Personal Gas Meter (Sno. 07000212) | THR-SES-SQ-PGM | Safety | Safety Equipment |  | PGM | http://www.toronto.ca/TWONTO#portable_gas_detector |  | Personal Gas Meter
78704 | THR-SES-PGM-89418 | Personal Gas Meter (Sno.00089417) | THR-SES-SQ-PGM | Safety | Safety Equipment |  | PGM | http://www.toronto.ca/TWONTO#portable_gas_detector |  | Personal Gas Meter
138660 | THR-SES-PGM-89417S | Personal Gas Meter (Sno.00089417) | THR-SES-SQ-PGM | Safety | Safety Equipment | 47397 | PGM | http://www.toronto.ca/TWONTO#portable_gas_detector |  | Personal Gas Meter
78695 | THR-SES-PGM-31352 | Personal Gas Meter (Sno.2560031352) | THR-SES-SQ-PGM | Safety | Safety Equipment |  | PGM | http://www.toronto.ca/TWONTO#portable_gas_detector |  | Personal Gas Meter
138657 | THR-SES-PGM-75170 | Personal Gas Meterr | THR-SES-SQ-PGM | Safety | Safety Equipment | 40084 | PGM | http://www.toronto.ca/TWONTO#portable_gas_detector |  | Personal Gas Meter
58254 | THC-CW-SQ-0115 | Personal Wash Unit, Sterile Solution Unit, Building M, Incinerator Bldg, Outside Dry Polymer Room | THC-SES-SQ-EYE | PPE,Eyewash Station | Safety Equipment |  | SQ | eye_wash_bottle |  | Eyewash Stations THC (Virtual entity #)
52243 | TAB-PWA-SQ | Plant Water - Safetry Equipment | TAB-PWA |  | Safety Equipment |  |  | http://www.toronto.ca/TWONTO#collection_of_assets |  | Plant Water
78932 | THR-SES-SQ-8P | Portable (Bottled) Eyewash Station, STB Bsmt. | THR-EWSS-WA1 | Safety,Eye wash | Safety Equipment |  | SQ | eye_wash_bottle |  | Eyewash and Shower Station, Work Area 1
78933 | THR-SES-SQ-8P | Portable (Bottled) Eyewash Station, STB Bsmt. | THR-SQ-PEWS-WA1 | Safety,Eye wash | Safety Equipment |  | SQ | eye_wash_bottle |  | Portable. (Gravity Operated) Eyewash Station, Dig9&10 Bsmnt
138804 | THR-SES-SQ-8P | Portable (Bottled) Eyewash Station, STB Bsmt. | THR-SQ-PEWS-WA2 | Safety,Eye wash | Safety Equipment |  | SQ | eye_wash_bottle |  | Portable, (Bottled) Eye Wash Station, Work Area 2
30377 | FIS-SES-EYE-1009S | Portable eye Wash Station | FIS-SES-EYE | Safety,Eye wash | Safety Equipment | 34283 | EYE | eye_wash_bottle |  | Eyewash Stations
30376 | FIS-SES-EYE-1007S | Portable eye Wash Station - Not in Service | FIS-SES-EYE | Safety,Eye wash | Safety Equipment | 34282 | EYE | eye_wash_bottle |  | Eyewash Stations
70452 | THR-CW-SQ-17P | Portable Eyewash Station, Gas Compressor Building | THR-S-E | Safety,Eye wash | Safety Equipment | 33496 | SQ | eye_wash_bottle |  | SUSPENDED ENTITY
70453 | THR-CW-SQ-17P | Portable Eyewash Station, Gas Compressor Building | THR-SQ-PEWS-WA2 | Safety,Eye wash | Safety Equipment | 33496 | SQ | eye_wash_bottle |  | Portable, (Bottled) Eye Wash Station, Work Area 2
131910 | THR-CW-SQ-17P | Portable Eyewash Station, Gas Compressor Building | THR-EWSS-WA1 | Safety,Eye wash | Safety Equipment | 33496 | SQ | eye_wash_bottle |  | Eyewash and Shower Station, Work Area 1
131911 | THR-CW-SQ-17P | Portable Eyewash Station, Gas Compressor Building | THR-SQ-PEWS-WA1 | Safety,Eye wash | Safety Equipment | 33496 | SQ | eye_wash_bottle |  | Portable. (Gravity Operated) Eyewash Station, Dig9&10 Bsmnt
78897 | THR-SES-SQ-5P | Portable Eyewash Station, Headhouse by Bay Door | THR-EWSS-WA1 | Safety,Eye wash | Safety Equipment |  | SQ | eye_wash_bottle |  | Eyewash and Shower Station, Work Area 1
138775 | THR-SES-SQ-5P | Portable Eyewash Station, Headhouse by Bay Door | THR-SQ-PEWS-WA1 | Safety,Eye wash | Safety Equipment |  | SQ | eye_wash_bottle |  | Portable. (Gravity Operated) Eyewash Station, Dig9&10 Bsmnt
138776 | THR-SES-SQ-5P | Portable Eyewash Station, Headhouse by Bay Door | THR-SQ-PEWS-WA2 | Safety,Eye wash | Safety Equipment |  | SQ | eye_wash_bottle |  | Portable, (Bottled) Eye Wash Station, Work Area 2
78862 | THR-SES-SQ-15P | Portable, (Bottled) Eyewash Station, Digester Scrubber 1 | THR-SQ-PEWS-WA2 | Safety,Eye wash | Safety Equipment |  | SQ | eye_wash_bottle |  | Portable, (Bottled) Eye Wash Station, Work Area 2
138733 | THR-SES-SQ-15P | Portable, (Bottled) Eyewash Station, Digester Scrubber 1 | THR-SQ-PEWS-WA1 | Safety,Eye wash | Safety Equipment |  | SQ | eye_wash_bottle |  | Portable. (Gravity Operated) Eyewash Station, Dig9&10 Bsmnt
79068 | THR-SQ-PEWS-WA2 | Portable, (Bottled) Eye Wash Station, Work Area 2 | THR-SQ-PEWS-WA1 | Safety,Eye wash | Safety Equipment |  |  | eye_wash_bottle |  | Portable. (Gravity Operated) Eyewash Station, Dig9&10 Bsmnt
138892 | THR-SQ-PEWS-WA2 | Portable, (Bottled) Eye Wash Station, Work Area 2 | THR-JHSC-WA2 | Safety,Eye wash | Safety Equipment |  |  | eye_wash_bottle |  | Joint Health & Safety Committee WA2
138893 | THR-SQ-PEWS-WA2 | Portable, (Bottled) Eye Wash Station, Work Area 2 | THR-SES-WA2 | Safety,Eye wash | Safety Equipment |  |  | eye_wash_bottle |  | Safety & Environmental Services, WA2
138894 | THR-SQ-PEWS-WA2 | Portable, (Bottled) Eye Wash Station, Work Area 2 | THR-SES-WA3 | Safety,Eye wash | Safety Equipment |  |  | eye_wash_bottle |  | Safety & Environmental Services
70454 | THR-CW-SQ-1P | Portable, (Bottled) Eyewash Station, Engine Room Bstmt. | THR-SQ-PEWS-WA1 | Safety,Eye wash | Safety Equipment | 33002 | SQ | eye_wash_bottle |  | Portable. (Gravity Operated) Eyewash Station, Dig9&10 Bsmnt
70455 | THR-CW-SQ-1P | Portable, (Bottled) Eyewash Station, Engine Room Bstmt. | THR-SQ-PEWS-WA2 | Safety,Eye wash | Safety Equipment | 33002 | SQ | eye_wash_bottle |  | Portable, (Bottled) Eye Wash Station, Work Area 2
131912 | THR-CW-SQ-1P | Portable, (Bottled) Eyewash Station, Engine Room Bstmt. | THR-S-E | Safety,Eye wash | Safety Equipment | 33002 | SQ | eye_wash_bottle |  | SUSPENDED ENTITY
138895 | THR-SQ-PEWS-WA4 | Portable, (Bottled) Eyewash Station, Work Area 4 | THR-JHSC-WA4 | Safety,Eye wash | Safety Equipment |  |  | eye_wash_bottle |  | Joint Health & Safety Committee WA4
138896 | THR-SQ-PEWS-WA4 | Portable, (Bottled) Eyewash Station, Work Area 4 | THR-SES-WA4 | Safety,Eye wash | Safety Equipment |  |  | eye_wash_bottle |  | Safety & Environmental Services
70451 | THR-CW-SQ-16P | Portable, (Bottled) Eyewash Station, Blower Building West Wall | THR-S-E | Safety,Eye wash | Safety Equipment | 33497 | SQ | eye_wash_bottle |  | SUSPENDED ENTITY
131908 | THR-CW-SQ-16P | Portable, (Bottled) Eyewash Station, Blower Building West Wall | THR-SQ-PEWS-WA2 | Safety,Eye wash | Safety Equipment | 33497 | SQ | eye_wash_bottle |  | Portable, (Bottled) Eye Wash Station, Work Area 2
131909 | THR-CW-SQ-16P | Portable, (Bottled) Eyewash Station, Blower Building West Wall | THR-SQ-PEWS-WA4 | Safety,Eye wash | Safety Equipment | 33497 | SQ | eye_wash_bottle |  | Portable, (Bottled) Eyewash Station, Work Area 4
78851 | THR-SES-SQ-11P | Portable, (Bottled) Eyewash Station, East Maintenance Shop | THR-SQ-PEWS-WA4 | Safety,Eye wash | Safety Equipment |  | SQ | eye_wash_bottle |  | Portable, (Bottled) Eyewash Station, Work Area 4
138722 | THR-SES-SQ-11P | Portable, (Bottled) Eyewash Station, East Maintenance Shop | THR-EWSS-WA4 | Safety,Eye wash | Safety Equipment |  | SQ | eye_wash_bottle |  | Eyewash and Shower Station, Work Area 4
138723 | THR-SES-SQ-11P | Portable, (Bottled) Eyewash Station, East Maintenance Shop | THR-SQ-PEWS-WA2 | Safety,Eye wash | Safety Equipment |  | SQ | eye_wash_bottle |  | Portable, (Bottled) Eye Wash Station, Work Area 2
138765 | THR-SES-SQ-2P | Portable, (Bottled) Eyewash Station, Engine Enclosure #1 | THR-SQ-PEWS-WA2 | Safety,Eye wash | Safety Equipment |  | SQ | eye_wash_bottle |  | Portable, (Bottled) Eye Wash Station, Work Area 2
78861 | THR-SES-SQ-14P | Portable, (Bottled) Eyewash Station, Ferrous Bldg., Bsmt. South Wall | THR-SQ-PEWS-WA4 | Safety,Eye wash | Safety Equipment |  | SQ | eye_wash_bottle |  | Portable, (Bottled) Eyewash Station, Work Area 4
138728 | THR-SES-SQ-14P | Portable, (Bottled) Eyewash Station, Ferrous Bldg., Bsmt. South Wall | THR-EWSS-WA4 | Safety,Eye wash | Safety Equipment |  | SQ | eye_wash_bottle |  | Eyewash and Shower Station, Work Area 4
138729 | THR-SES-SQ-14P | Portable, (Bottled) Eyewash Station, Ferrous Bldg., Bsmt. South Wall | THR-SQ-PEWS-WA2 | Safety,Eye wash | Safety Equipment |  | SQ | eye_wash_bottle |  | Portable, (Bottled) Eye Wash Station, Work Area 2
138744 | THR-SES-SQ-19P | Portable, (Bottled) Eyewash Station, Final Tank 13 Basement | THR-EWSS-WA4 | Safety,Eye wash | Safety Equipment |  | SQ | eye_wash_bottle |  | Eyewash and Shower Station, Work Area 4
138745 | THR-SES-SQ-19P | Portable, (Bottled) Eyewash Station, Final Tank 13 Basement | THR-SQ-PEWS-WA2 | Safety,Eye wash | Safety Equipment |  | SQ | eye_wash_bottle |  | Portable, (Bottled) Eye Wash Station, Work Area 2
138746 | THR-SES-SQ-19P | Portable, (Bottled) Eyewash Station, Final Tank 13 Basement | THR-SQ-PEWS-WA4 | Safety,Eye wash | Safety Equipment |  | SQ | eye_wash_bottle |  | Portable, (Bottled) Eyewash Station, Work Area 4
138747 | THR-SES-SQ-20P | Portable, (Bottled) Eyewash Station, Final Tank 17, Basement | THR-EWSS-WA4 | Safety,Eye wash | Safety Equipment |  | SQ | eye_wash_bottle |  | Eyewash and Shower Station, Work Area 4
138748 | THR-SES-SQ-20P | Portable, (Bottled) Eyewash Station, Final Tank 17, Basement | THR-SQ-PEWS-WA2 | Safety,Eye wash | Safety Equipment |  | SQ | eye_wash_bottle |  | Portable, (Bottled) Eye Wash Station, Work Area 2
138749 | THR-SES-SQ-20P | Portable, (Bottled) Eyewash Station, Final Tank 17, Basement | THR-SQ-PEWS-WA4 | Safety,Eye wash | Safety Equipment |  | SQ | eye_wash_bottle |  | Portable, (Bottled) Eyewash Station, Work Area 4
78856 | THR-SES-SQ-13P | Portable, (Bottled) Eyewash Station, Grit Bldg., North Boiler N Wall | THR-SQ-PEWS-WA2 | Safety,Eye wash | Safety Equipment |  | SQ | eye_wash_bottle |  | Portable, (Bottled) Eye Wash Station, Work Area 2
78890 | THR-SES-SQ-4P | Portable, (Bottled) Eyewash Station, Machine Shop West Wall | THR-SQ-PEWS-WA1 | Safety,Eye wash | Safety Equipment |  | SQ | eye_wash_bottle |  | Portable. (Gravity Operated) Eyewash Station, Dig9&10 Bsmnt
78891 | THR-SES-SQ-4P | Portable, (Bottled) Eyewash Station, Machine Shop West Wall | THR-SQ-PEWS-WA2 | Safety,Eye wash | Safety Equipment |  | SQ | eye_wash_bottle |  | Portable, (Bottled) Eye Wash Station, Work Area 2
138756 | THR-SES-SQ-21P | Portable, (Bottled) Eyewash Station, Returns Pumping Station Lab | THR-SQ-PEWS-WA4 | Safety,Eye wash | Safety Equipment |  | SQ | eye_wash_bottle |  | Portable, (Bottled) Eyewash Station, Work Area 4
138790 | THR-SES-SQ-7P | Portable, (Bottled) Eyewash Station, STB Centrifuge Room | THR-SQ-PEWS-WA1 | Safety,Eye wash | Safety Equipment |  | SQ | eye_wash_bottle |  | Portable. (Gravity Operated) Eyewash Station, Dig9&10 Bsmnt
138791 | THR-SES-SQ-7P | Portable, (Bottled) Eyewash Station, STB Centrifuge Room | THR-SQ-PEWS-WA2 | Safety,Eye wash | Safety Equipment |  | SQ | eye_wash_bottle |  | Portable, (Bottled) Eye Wash Station, Work Area 2
78906 | THR-SES-SQ-6P | Portable, (Bottled) Eyewash Station, STB Main Floor | THR-EWSS-WA2 | Safety,Eye wash | Safety Equipment |  | SQ | eye_wash_bottle |  | Eyewash and Shower Station, Work Area 2
78907 | THR-SES-SQ-6P | Portable, (Bottled) Eyewash Station, STB Main Floor | THR-SQ-PEWS-WA1 | Safety,Eye wash | Safety Equipment |  | SQ | eye_wash_bottle |  | Portable. (Gravity Operated) Eyewash Station, Dig9&10 Bsmnt
138780 | THR-SES-SQ-6P | Portable, (Bottled) Eyewash Station, STB Main Floor | THR-SQ-PEWS-WA2 | Safety,Eye wash | Safety Equipment |  | SQ | eye_wash_bottle |  | Portable, (Bottled) Eye Wash Station, Work Area 2
138769 | THR-SES-SQ-3P | Portable, (Bottled) Eyewash Station, West Maintenance Shop E Wall | THR-SQ-PEWS-WA2 | Safety,Eye wash | Safety Equipment |  | SQ | eye_wash_bottle |  | Portable, (Bottled) Eye Wash Station, Work Area 2
138717 | THR-SES-SQ-10P | Portable, Bottled) Eyewash Station, EPS East End | THR-EWSS-WA4 | Safety,Eye wash | Safety Equipment |  | SQ | eye_wash_bottle |  | Eyewash and Shower Station, Work Area 4
138718 | THR-SES-SQ-10P | Portable, Bottled) Eyewash Station, EPS East End | THR-SQ-PEWS-WA2 | Safety,Eye wash | Safety Equipment |  | SQ | eye_wash_bottle |  | Portable, (Bottled) Eye Wash Station, Work Area 2
138719 | THR-SES-SQ-10P | Portable, Bottled) Eyewash Station, EPS East End | THR-SQ-PEWS-WA4 | Safety,Eye wash | Safety Equipment |  | SQ | eye_wash_bottle |  | Portable, (Bottled) Eyewash Station, Work Area 4
78852 | THR-SES-SQ-12P | Portable,(Bottled) Eyewash Station, Digester 9 & 10 Basmt. | THR-EWSS-WA1 | Safety,Eye wash | Safety Equipment |  | SQ | eye_wash_bottle |  | Eyewash and Shower Station, Work Area 1
78853 | THR-SES-SQ-12P | Portable,(Bottled) Eyewash Station, Digester 9 & 10 Basmt. | THR-SQ-PEWS-WA1 | Safety,Eye wash | Safety Equipment |  | SQ | eye_wash_bottle |  | Portable. (Gravity Operated) Eyewash Station, Dig9&10 Bsmnt
78854 | THR-SES-SQ-12P | Portable,(Bottled) Eyewash Station, Digester 9 & 10 Basmt. | THR-SQ-PEWS-WA2 | Safety,Eye wash | Safety Equipment |  | SQ | eye_wash_bottle |  | Portable, (Bottled) Eye Wash Station, Work Area 2
79065 | THR-SQ-PEWS-WA1 | Portable. (Gravity Operated) Eyewash Station, Dig9&10 Bsmnt | THR-CW | Safety,Eye wash | Safety Equipment |  |  | eye_wash_bottle |  | City Water
79066 | THR-SQ-PEWS-WA1 | Portable. (Gravity Operated) Eyewash Station, Dig9&10 Bsmnt | THR-JHSC-WA1 | Safety,Eye wash | Safety Equipment |  |  | eye_wash_bottle |  | Joint Health & Safety Committee WA1
79067 | THR-SQ-PEWS-WA1 | Portable. (Gravity Operated) Eyewash Station, Dig9&10 Bsmnt | THR-SES-WA1 | Safety,Eye wash | Safety Equipment |  |  | eye_wash_bottle |  | Safety & Environmental Services
138891 | THR-SQ-PEWS-WA1 | Portable. (Gravity Operated) Eyewash Station, Dig9&10 Bsmnt | THR-SES-WA3 | Safety,Eye wash | Safety Equipment |  |  | eye_wash_bottle |  | Safety & Environmental Services
113422 | TAB-ELS-SQ-1002 | PPE Cabinet with PPE- Aeration East Control room | TAB-ELS-ESQ | PPE | Safety Equipment |  | SQ | ppe_cabinet |  | Electrical Safety Equipment
113421 | TAB-ELS-SQ-1001 | PPE Cabinet with PPE- Aeration West Control room & Quad House | TAB-ELS-ESQ | PPE | Safety Equipment |  | SQ | ppe_cabinet |  | Electrical Safety Equipment
48189 | TAB-ELS-SQ-1011 | PPE Cabinet with PPE- Blower Bldg Blower East | TAB-ELS-ESQ | PPE | Safety Equipment |  | SQ | ppe_cabinet |  | Electrical Safety Equipment
113427 | TAB-ELS-SQ-1010 | PPE Cabinet with PPE- Blower Bldg Blower Room | TAB-ELS-ESQ | PPE | Safety Equipment |  | SQ | ppe_cabinet |  | Electrical Safety Equipment
113434 | TAB-ELS-SQ-2001 | PPE Cabinet with PPE- Chlorine Bldg | TAB-ELS-ESQ | PPE | Safety Equipment |  | SQ | ppe_cabinet |  | Electrical Safety Equipment
48194 | TAB-ELS-SQ-2005 | PPE Cabinet with PPE- Chlorine Bldg | TAB-SUSPENDED ENTITY | PPE | Safety Equipment | 40901 | SQ | ppe_cabinet |  | Suspended entities
113436 | TAB-ELS-SQ-2005 | PPE Cabinet with PPE- Chlorine Bldg | TAB-ELS-ESQ | PPE | Safety Equipment | 40901 | SQ | ppe_cabinet |  | Electrical Safety Equipment
48193 | TAB-ELS-SQ-2003 | PPE Cabinet with PPE- Dewatering Bldg 1st Flr | TAB-ELS-ESQ | PPE | Safety Equipment |  | SQ | ppe_cabinet |  | Electrical Safety Equipment
48192 | TAB-ELS-SQ-2002 | PPE Cabinet with PPE- Dewatering Bldg 3rd Flr | TAB-ELS-ESQ | PPE | Safety Equipment |  | SQ | ppe_cabinet |  | Electrical Safety Equipment
113439 | TAB-ELS-SQ-3002 | PPE Cabinet with PPE- Digester 13-16 | TAB-ELS-ESQ | PPE | Safety Equipment |  | SQ | ppe_cabinet |  | Electrical Safety Equipment
113428 | TAB-ELS-SQ-1012 | PPE Cabinet with PPE- Digester 1-4 | TAB-ELS-ESQ | PPE | Safety Equipment |  | SQ | ppe_cabinet |  | Electrical Safety Equipment
48195 | TAB-ELS-SQ-3003 | PPE Cabinet with PPE- Digester 19-22 | TAB-ELS-ESQ | PPE | Safety Equipment |  | SQ | ppe_cabinet |  | Electrical Safety Equipment
48190 | TAB-ELS-SQ-1013 | PPE Cabinet with PPE- Digester 5-8 | TAB-ELS-ESQ | PPE | Safety Equipment |  | SQ | ppe_cabinet |  | Electrical Safety Equipment
113430 | TAB-ELS-SQ-1015 | PPE Cabinet with PPE- Emission Air | TAB-ELS-ESQ | PPE | Safety Equipment |  | SQ | ppe_cabinet |  | Electrical Safety Equipment
113440 | TAB-ELS-SQ-3004 | PPE Cabinet with PPE- Gas Control Bldg | TAB-ELS-ESQ | PPE | Safety Equipment |  | SQ | ppe_cabinet |  | Electrical Safety Equipment
113425 | TAB-ELS-SQ-1006 | PPE Cabinet with PPE- M Bldg | TAB-ELS-ESQ | PPE | Safety Equipment |  | SQ | ppe_cabinet |  | Electrical Safety Equipment
113423 | TAB-ELS-SQ-1004 | PPE Cabinet with PPE- New D Bldg | TAB-ELS-ESQ | PPE | Safety Equipment |  | SQ | ppe_cabinet |  | Electrical Safety Equipment
48186 | TAB-ELS-SQ-1003 | PPE Cabinet with PPE- Old D Bldg Bsmt & 2nd Flr | TAB-ELS-ESQ | PPE | Safety Equipment |  | SQ | ppe_cabinet |  | Electrical Safety Equipment
113431 | TAB-ELS-SQ-1016 | PPE Cabinet with PPE- Old Grit Bldg | TAB-ELS-ESQ | PPE | Safety Equipment |  | SQ | ppe_cabinet |  | Electrical Safety Equipment
48191 | TAB-ELS-SQ-1017 | PPE Cabinet with PPE- Old Grit Bldg Blower | TAB-ELS-ESQ | PPE | Safety Equipment |  | SQ | ppe_cabinet |  | Electrical Safety Equipment
113429 | TAB-ELS-SQ-1014 | PPE Cabinet with PPE- OLD P.S. 1-6 Control Room | TAB-ELS-ESQ | PPE | Safety Equipment |  | SQ | ppe_cabinet |  | Electrical Safety Equipment
48196 | TAB-ELS-SQ-3005 | PPE Cabinet with PPE- Plant Water Pumping Station | TAB-ELS-ESQ | PPE | Safety Equipment |  | SQ | ppe_cabinet |  | Electrical Safety Equipment
113432 | TAB-ELS-SQ-1018 | PPE Cabinet with PPE- PT 1-9 Control Room | TAB-ELS-ESQ | PPE | Safety Equipment |  | SQ | ppe_cabinet |  | Electrical Safety Equipment
113437 | TAB-ELS-SQ-3000 | PPE Cabinet with PPE- Sea Wall Sub Station | TAB-ELS-ESQ | PPE | Safety Equipment |  | SQ | ppe_cabinet |  | Electrical Safety Equipment
113435 | TAB-ELS-SQ-2004 | PPE Cabinet with PPE- Silo Bldg 1st Flr | TAB-ELS-ESQ | PPE | Safety Equipment |  | SQ | ppe_cabinet |  | Electrical Safety Equipment
113433 | TAB-ELS-SQ-2000 | PPE Cabinet with PPE- South Sub Station | TAB-ELS-ESQ | PPE | Safety Equipment |  | SQ | ppe_cabinet |  | Electrical Safety Equipment
113424 | TAB-ELS-SQ-1005 | PPE Cabinet with PPE- T Bldg | TAB-ELS-ESQ | PPE | Safety Equipment |  | SQ | ppe_cabinet |  | Electrical Safety Equipment
113438 | TAB-ELS-SQ-3001 | PPE Cabinet with PPE- Truck loading | TAB-ELS-ESQ | PPE | Safety Equipment |  | SQ | ppe_cabinet |  | Electrical Safety Equipment
113426 | TAB-ELS-SQ-1008 | PPE Cabinet with PPE- Z Bldg 3rd Flr Mech Room | TAB-ELS-ESQ | PPE | Safety Equipment |  | SQ | ppe_cabinet |  | Electrical Safety Equipment
48188 | TAB-ELS-SQ-1009 | PPE Cabinet with PPE- Z Bldg Machine Shop & Mezzanine Flr | TAB-ELS-ESQ | PPE | Safety Equipment |  | SQ | ppe_cabinet |  | Electrical Safety Equipment
48187 | TAB-ELS-SQ-1007 | PPE Cabinet with PPE- Z Bldg Control Room | TAB-ELS-ESQ | PPE | Safety Equipment |  | SQ | ppe_cabinet |  | Electrical Safety Equipment
140510 | TNT-ELS-SQ-4001 | PPE Cabinet with PPE, North Toronto Treatment Plant | TNT-ELS | PPE | Safety Equipment |  | SQ | ppe_cabinet |  | Instrument / Electrical
145090 | WTR-PLW-HRN-0007 | PPE, Body Harness, S/N 1011293 | WTR-WEST-SES | PPE,Harness | Safety Equipment |  | HRN | http://www.toronto.ca/TWONTO#fall_arrest_harness |  | Safety & Lifting Devices
145093 | WTR-PLW-HRN-0010 | PPE, Body Harness, S/N 1073499 | WTR-WEST-SES | PPE,Harness | Safety Equipment |  | HRN | http://www.toronto.ca/TWONTO#fall_arrest_harness |  | Safety & Lifting Devices
85598 | WTR-PHL-HRN-0001 | PPE, Body Harness, S/N 114000574 | WTR-CENTRAL-SES | PPE,Harness | Safety Equipment |  | HRN | http://www.toronto.ca/TWONTO#fall_arrest_harness |  | Safety & Lifting Devices
146337 | WTR-PSC-HRN-0011 | PPE, Body Harness, S/N 125228 | WTR-EAST-SES | PPE,Harness | Safety Equipment |  | HRN | http://www.toronto.ca/TWONTO#fall_arrest_harness |  | Safety & Lifting Devices
88228 | WTR-PSC-HRN-0009 | PPE, Body Harness, S/N 1418954/94624 | WTR-EAST-SES | PPE,Harness | Safety Equipment |  | HRN | http://www.toronto.ca/TWONTO#fall_arrest_harness |  | Safety & Lifting Devices
146334 | WTR-PSC-HRN-0007 | PPE, Body Harness, S/N 147306 | WTR-EAST-SES | PPE,Harness | Safety Equipment | 33967 | HRN | http://www.toronto.ca/TWONTO#fall_arrest_harness |  | Safety & Lifting Devices
85599 | WTR-PHL-HRN-0002 | PPE, Body Harness, S/N 170430950 | WTR-CENTRAL-SES | PPE,Harness | Safety Equipment |  | HRN | http://www.toronto.ca/TWONTO#fall_arrest_harness |  | Safety & Lifting Devices
85601 | WTR-PHL-HRN-0004 | PPE, Body Harness, S/N 219069 | WTR-CENTRAL-SES | PPE,Harness | Safety Equipment |  | HRN | http://www.toronto.ca/TWONTO#fall_arrest_harness |  | Safety & Lifting Devices
85600 | WTR-PHL-HRN-0003 | PPE, Body Harness, S/N 219512 | WTR-CENTRAL-SES | PPE,Harness | Safety Equipment |  | HRN | http://www.toronto.ca/TWONTO#fall_arrest_harness |  | Safety & Lifting Devices
146331 | WTR-PSC-HRN-0003 | PPE, Body Harness, S/N 219543 | WTR-EAST-SES | PPE,Harness | Safety Equipment |  | HRN | http://www.toronto.ca/TWONTO#fall_arrest_harness |  | Safety & Lifting Devices
145086 | WTR-PLW-HRN-0001 | PPE, Body Harness, S/N 93102 | WTR-WEST-SES | PPE,Harness | Safety Equipment |  | HRN | http://www.toronto.ca/TWONTO#fall_arrest_harness |  | Safety & Lifting Devices
146336 | WTR-PSC-HRN-0010 | PPE, Body Harness, S/N 94604 | WTR-EAST-SES | PPE,Harness | Safety Equipment |  | HRN | http://www.toronto.ca/TWONTO#fall_arrest_harness |  | Safety & Lifting Devices
146332 | WTR-PSC-HRN-0004 | PPE, Body Harness, S/N 980000158502449 | WTR-EAST-SES | PPE,Harness | Safety Equipment |  | HRN | http://www.toronto.ca/TWONTO#fall_arrest_harness |  | Safety & Lifting Devices
85603 | WTR-PHL-HRN-0006 | PPE, Body Harness, S/N 982000094695523 | WTR-CENTRAL-SES | PPE,Harness | Safety Equipment |  | HRN | http://www.toronto.ca/TWONTO#fall_arrest_harness |  | Safety & Lifting Devices
143983 | WTR-PHL-HRN-0009 | PPE, Body Harness, S/N 982000110210229 | WTR-CENTRAL-SES | PPE,Harness | Safety Equipment |  | HRN | http://www.toronto.ca/TWONTO#fall_arrest_harness |  | Safety & Lifting Devices
88226 | WTR-PSC-HRN-0002 | PPE, Body Harness, S/N 982000110307376 | WTR-EAST-SES | PPE,Harness | Safety Equipment |  | HRN | http://www.toronto.ca/TWONTO#fall_arrest_harness |  | Safety & Lifting Devices
146330 | WTR-PSC-HRN-0001 | PPE, Body Harness, S/N 982000114001030 | WTR-EAST-SES | PPE,Harness | Safety Equipment |  | HRN | http://www.toronto.ca/TWONTO#fall_arrest_harness |  | Safety & Lifting Devices
86814 | WTR-PLW-HRN-0003 | PPE, Body Harness, S/N 982000114001066 | WTR-WEST-SES | PPE,Harness | Safety Equipment |  | HRN | http://www.toronto.ca/TWONTO#fall_arrest_harness |  | Safety & Lifting Devices
145091 | WTR-PLW-HRN-0008 | PPE, Body Harness, S/N 982000125789720 | WTR-WEST-SES | PPE,Harness | Safety Equipment |  | HRN | http://www.toronto.ca/TWONTO#fall_arrest_harness |  | Safety & Lifting Devices
86815 | WTR-PLW-HRN-0005 | PPE, Body Harness, S/N 982000129107107 | WTR-WEST-SES | PPE,Harness | Safety Equipment | 33966 | HRN | http://www.toronto.ca/TWONTO#fall_arrest_harness |  | Safety & Lifting Devices
145094 | WTR-PLW-HRN-0012 | PPE, Body Harness, S/N 982000132807240 | WTR-WEST-SES | PPE,Harness | Safety Equipment |  | HRN | http://www.toronto.ca/TWONTO#fall_arrest_harness |  | Safety & Lifting Devices
146333 | WTR-PSC-HRN-0006 | PPE, Body Harness, S/N 982000132807288 | WTR-EAST-SES | PPE,Harness | Safety Equipment |  | HRN | http://www.toronto.ca/TWONTO#fall_arrest_harness |  | Safety & Lifting Devices
88227 | WTR-PSC-HRN-0005 | PPE, Body Harness, S/N 982000132960886 | WTR-EAST-SES | PPE,Harness | Safety Equipment |  | HRN | http://www.toronto.ca/TWONTO#fall_arrest_harness |  | Safety & Lifting Devices
145088 | WTR-PLW-HRN-0004 | PPE, Body Harness, S/N 982000133673626 | WTR-WEST-SES | PPE,Harness | Safety Equipment |  | HRN | http://www.toronto.ca/TWONTO#fall_arrest_harness |  | Safety & Lifting Devices
145087 | WTR-PLW-HRN-0002 | PPE, Body Harness, S/N 982000158228271 | WTR-WEST-SES | PPE,Harness | Safety Equipment |  | HRN | http://www.toronto.ca/TWONTO#fall_arrest_harness |  | Safety & Lifting Devices
145089 | WTR-PLW-HRN-0006 | PPE, Body Harness, S/N 982000158230971 | WTR-WEST-SES | PPE,Harness | Safety Equipment |  | HRN | http://www.toronto.ca/TWONTO#fall_arrest_harness |  | Safety & Lifting Devices
146335 | WTR-PSC-HRN-0008 | PPE, Body Harness, S/N 982100133341535 | WTR-EAST-SES | PPE,Harness | Safety Equipment |  | HRN | http://www.toronto.ca/TWONTO#fall_arrest_harness |  | Safety & Lifting Devices
85602 | WTR-PHL-HRN-0005 | PPE, Body Harness, S/N E004010070E149B1 | WTR-CENTRAL-SES | PPE,Harness | Safety Equipment |  | HRN | http://www.toronto.ca/TWONTO#fall_arrest_harness |  | Safety & Lifting Devices
145092 | WTR-PLW-HRN-0009 | PPE, Body Harness, S/N E004010074CBEFEA | WTR-WEST-SES | PPE,Harness | Safety Equipment |  | HRN | http://www.toronto.ca/TWONTO#fall_arrest_harness |  | Safety & Lifting Devices
86816 | WTR-PLW-HRN-0011 | PPE, Body Harness, S/N E004010074CDE7D0 | WTR-WEST-SES | PPE,Harness | Safety Equipment |  | HRN | http://www.toronto.ca/TWONTO#fall_arrest_harness |  | Safety & Lifting Devices
143981 | WTR-PHL-HRN-0007 | PPE, Body Harness, S/N E00401007EDD91EC | WTR-CENTRAL-SES | PPE,Harness | Safety Equipment |  | HRN | http://www.toronto.ca/TWONTO#fall_arrest_harness |  | Safety & Lifting Devices
143982 | WTR-PHL-HRN-0008 | PPE, Body Harness, S/N E00401007EDDD323 | WTR-CENTRAL-SES | PPE,Harness | Safety Equipment |  | HRN | http://www.toronto.ca/TWONTO#fall_arrest_harness |  | Safety & Lifting Devices
136609 | THR-JHSC-PSMCC | Primary Pumping Stn.1&2 MCC Rooms | THR-JHSC-WA3 |  | Safety Equipment |  |  | http://www.toronto.ca/TWONTO#space |  | Joint Health & Safety Committee WA3
82863 | FHA-SES-SQ-0064 | Prostop AE560C-6 6’ shock absorber lanyard 68903 | FHA-SES |  | Safety Equipment |  | SQ | lifeline |  | Safety & Environmental Services
82864 | FHA-SES-SQ-0064 | Prostop AE560C-6 6’ shock absorber lanyard 68903 | FHA-SES-SQ-6 |  | Safety Equipment |  | SQ | lifeline |  | Safety Fall Protection Equipment
14763 | FCL-SES-SQ-0017 | Protecta AD216CG type 2 SRL | FCL-SES |  | Safety Equipment |  | SQ | self_retracting_line |  | Safety and Environmental Services
65353 | FCL-SES-SQ-0017 | Protecta AD216CG type 2 SRL | FCL-SES-SQ-0007 |  | Safety Equipment |  | SQ | self_retracting_line |  | Eyewash Station, Admin Building, Operators Lab,Eye wash station - main change room
18583 | FHA-SES-SQ-0035 | Protecta SRL fall limiter Ser# 00083 | FHA-SES-SQ-6 |  | Safety Equipment |  | SQ | self_retracting_line |  | Safety Fall Protection Equipment
82837 | FHA-SES-SQ-0035 | Protecta SRL fall limiter Ser# 00083 | FHA-SES |  | Safety Equipment |  | SQ | self_retracting_line |  | Safety & Environmental Services
107239 | TAB-ACC-P-3051 | Pump, Fire, Jockey, | TAB-WA1-SQ-7200 | Pump,Centrifugal | Safety Equipment |  | P | http://www.toronto.ca/TWONTO#pump |  | Fire PumpSkid, D Bldg
40971 | TAB-ACC-P-3050 | Pump, Fire, Main, | TAB-WA1-SQ-7200 | Pump,Centrifugal | Safety Equipment |  | P | http://www.toronto.ca/TWONTO#pump |  | Fire PumpSkid, D Bldg
58236 | THC-CW-P-5900 | Pump,Emergency Water Tempering System,Disinfection Bldg,Ex. Compressor Room | THC-ACC-BLDG G |  | Safety Equipment |  | P | http://www.toronto.ca/TWONTO#pump |  | Air Treatment Building HVAC
55379 | TAB-WA1-SQ-0003 | Rescue Tripad | TAB-WA1-SQ-0001 | Safety,Emergency Kit | Safety Equipment |  | SQ | http://www.toronto.ca/TWONTO#fall_arrest_Davit_arm |  | WA1 Fall Arrest System
55499 | TAB-WA1-SQ-5675 | Rescue Tripad | TAB-WA1-SQ-0001 | Safety,Emergency Kit | Safety Equipment |  | SQ | http://www.toronto.ca/TWONTO#fall_arrest_Davit_arm |  | WA1 Fall Arrest System
119613 | TAB-WA1-SQ-0002 | Rescue Tripad | TAB-WA1-SQ-0001 | Safety,Emergency Kit | Safety Equipment |  | SQ | http://www.toronto.ca/TWONTO#fall_arrest_Davit_arm |  | WA1 Fall Arrest System
119743 | TAB-WA1-SQ-5872 | Rescue Tripad | TAB-WA1-SQ-0001 | Safety,Emergency Kit | Safety Equipment |  | SQ | http://www.toronto.ca/TWONTO#fall_arrest_Davit_arm |  | WA1 Fall Arrest System
55917 | TAB-WAS-SQ-8456 | Retractable Lanyard - Ian Singh | TAB-DEW-SQ-0010 | PPE,Lanyard | Safety Equipment |  | SQ | self_retracting_line |  | WA3 Fall arrest systems portable cranes/hoists, come alongs, slings, wire rope, chains, electrical equipment etc.,
78685 | THR-SES-LD-2566 | Retractable Winch for Davit Arm | THR-SES-LD | Safety | Safety Equipment |  | LD | winch |  | Lifting Device, Safety Equipment
78686 | THR-SES-LD-2567 | Retractable Winch for Davit Arm | THR-SES-LD | Safety | Safety Equipment |  | LD | winch |  | Lifting Device, Safety Equipment
78690 | THR-SES-LD-6148 | Retractable Winch for Davit Arm | THR-SES-LD | Safety | Safety Equipment |  | LD | winch |  | Lifting Device, Safety Equipment
138294 | THR-SE-LD-2566 | Retractable Winch for Davit Arm | THR-SES-LD | Safety | Safety Equipment | 40792 | LD | winch |  | Lifting Device, Safety Equipment
138633 | THR-SES-LD-2568 | Retractable Winch for Davit Arm | THR-SES-LD | Safety | Safety Equipment |  | LD | winch |  | Lifting Device, Safety Equipment
138634 | THR-SES-LD-2572 | Retractable Winch for Davit Arm | THR-SES-LD | Safety | Safety Equipment |  | LD | winch |  | Lifting Device, Safety Equipment
138637 | THR-SES-LD-6476 | Retractable Winch for Davit Arm | THR-SES-LD | Safety | Safety Equipment |  | LD | winch |  | Lifting Device, Safety Equipment
138643 | THR-SES-LD-9591 | Retractable Winch for Davit Arm (ZP505) | THR-SES-LD | Safety | Safety Equipment |  | LD | winch |  | Lifting Device, Safety Equipment
138644 | THR-SES-LD-9591 | Retractable Winch for Davit Arm (ZP505) | THR-SES-SQ | Safety | Safety Equipment |  | LD | winch |  | Safety Equipment
78672 | THR-SES-LD-0220 | Retractable Winch for Davit Arm WA4 | THR-SES-LD | Safety | Safety Equipment |  | LD | winch |  | Lifting Device, Safety Equipment
78681 | THR-SES-LD-1083 | Retractable Winch for Davit Arm WA4 | THR-SES-LD | Safety | Safety Equipment |  | LD | winch |  | Lifting Device, Safety Equipment
78687 | THR-SES-LD-2672 | Retractable Winch for Davit Arm WA4 | THR-SES-LD | Safety | Safety Equipment |  | LD | winch |  | Lifting Device, Safety Equipment
138628 | THR-SES-LD-0220 | Retractable Winch for Davit Arm WA4 | THR-SES-SQ | Safety | Safety Equipment |  | LD | winch |  | Safety Equipment
138631 | THR-SES-LD-1082 | Retractable Winch for Davit Arm WA4 | THR-SES-LD | Safety | Safety Equipment |  | LD | winch |  | Lifting Device, Safety Equipment
138635 | THR-SES-LD-3052 | Retractable Winch for Davit Arm WA4 | THR-SES-LD | Safety | Safety Equipment |  | LD | winch |  | Lifting Device, Safety Equipment
138642 | THR-SES-LD-8819 | Retractable Winch for Davit Arm WA4 | THR-SES-LD | Safety | Safety Equipment |  | LD | winch |  | Lifting Device, Safety Equipment
78675 | THR-SES-LD-0504 | Retractable Winch for Davit Arm(SUSPENDED) | THR-S-E | Safety | Safety Equipment | 34647 | LD | winch |  | SUSPENDED ENTITY
78676 | THR-SES-LD-0504 | Retractable Winch for Davit Arm(SUSPENDED) | THR-SES-LD | Safety | Safety Equipment | 34647 | LD | winch |  | Lifting Device, Safety Equipment
78677 | THR-SES-LD-0504 | Retractable Winch for Davit Arm(SUSPENDED) | THR-SES-SQ | Safety | Safety Equipment | 34647 | LD | winch |  | Safety Equipment
136610 | THR-JHSC-RSPS | Returns Pumping Stn., Sorrounding Areas &MCC Room | THR-JHSC-WA4 |  | Safety Equipment |  |  | http://www.toronto.ca/TWONTO#space |  | Joint Health & Safety Committee WA4
9647 | DOS-YCM-PPE-6456430 | Rubber Electrical High Voltage Insulating Glove, Class 0, 11 Inch | FAC-YCM-SES | PPE,Insulated Glove | Safety Equipment |  | PPE | http://www.toronto.ca/TWONTO#rubber_insulating_gloves |  | SAFETY & ENVIRONMENTAL SERVICES
40135 | DOS-YCM-PPE-147011 | Rubber Electrical High Voltage Insulating Glove, Class 0, 11 Inch | FAC-YCM-SES | PPE,Insulated Glove | Safety Equipment | 46826 | PPE | http://www.toronto.ca/TWONTO#rubber_insulating_gloves |  | SAFETY & ENVIRONMENTAL SERVICES
40136 | DOS-YCM-PPE-6456386 | Rubber Electrical High Voltage Insulating Glove, Class 0, 11 Inch | FAC-YCM-SES | PPE,Insulated Glove | Safety Equipment |  | PPE | http://www.toronto.ca/TWONTO#rubber_insulating_gloves |  | SAFETY & ENVIRONMENTAL SERVICES
9646 | DOS-YCM-PPE-147114 | Rubber Electrical High Voltage Insulating Glove, Class 1, 14 Inch | FAC-YCM-SES | PPE,Insulated Glove | Safety Equipment | 46827 | PPE | http://www.toronto.ca/TWONTO#rubber_insulating_gloves |  | SAFETY & ENVIRONMENTAL SERVICES
30666 | FIS-SES-SQ-0003 | RW Intake RPU Smoke Detector | FIS-SES |  | Safety Equipment |  | SQ | http://www.toronto.ca/TWONTO#flame_or_combustion_sensing_instrument |  | Safety, Instrumentation & Environmental Services
30667 | FIS-SES-SQ-0003 | RW Intake RPU Smoke Detector | FIS-SPC-RPU-1821 |  | Safety Equipment |  | SQ | http://www.toronto.ca/TWONTO#flame_or_combustion_sensing_instrument |  | Remote Processing Unit, Intake Valves, Intake Valve Chamber, Upper Level
98219 | FIS-SES-SQ-0003 | RW Intake RPU Smoke Detector | FIS-SES-LTG |  | Safety Equipment |  | SQ | http://www.toronto.ca/TWONTO#flame_or_combustion_sensing_instrument |  | Emergency Lights
117777 | TAB-SES-AED | Safety Medical Instruments-AED | TAB-ELS-ESQ | Safety,Defibrillator | Safety Equipment |  |  | http://www.toronto.ca/TWONTO#automatic_external_defibrillator |  | Electrical Safety Equipment
18197 | FHA-SES | Safety & Environmental Services | FHA WORK AREA 2 |  | Safety Equipment |  |  | http://www.toronto.ca/TWONTO#collection_of_assets |  | Services
65753 | THC-SES | Safety & Environmental Services | THC | Building Service | Safety Equipment |  |  | http://www.toronto.ca/TWONTO#collection_of_assets |  | Highland Creek Treatment Plant
65754 | THC-SES | Safety & Environmental Services | THCLIQOPS | Building Service | Safety Equipment |  |  | http://www.toronto.ca/TWONTO#collection_of_assets |  | THC Liquids Operations
78956 | THR-SES-WA1 | Safety & Environmental Services | THR WORK AREA 1 | Safety | Safety Equipment |  |  | http://www.toronto.ca/TWONTO#collection_of_assets |  | Solid Handling
78958 | THR-SES-WA3 | Safety & Environmental Services | THR WORK AREA 3 | Safety | Safety Equipment |  |  | http://www.toronto.ca/TWONTO#collection_of_assets |  | Plant Services
138827 | THR-SES-WA4 | Safety & Environmental Services | THR WORK AREA 4 | Safety | Safety Equipment |  |  | http://www.toronto.ca/TWONTO#collection_of_assets |  | Liquid Handling 2
78957 | THR-SES-WA2 | Safety & Environmental Services, WA2 | THR WORK AREA 2 | Safety | Safety Equipment |  |  | http://www.toronto.ca/TWONTO#collection_of_assets |  | Liquid Handling
53849 | TAB-SLO-SQ | Safety Equipment | TAB-SLO-LOADING |  | Safety Equipment |  |  | http://www.toronto.ca/TWONTO#collection_of_assets |  | Sludge Loading - Bio-Solids
109759 | TAB-DEW-SAFETY | Safety Equipment | TAB-DEW-SERVICES |  | Safety Equipment |  |  | http://www.toronto.ca/TWONTO#collection_of_assets |  | Dewatering Building Service & Safety Systems
138689 | THR-SES-SQ | Safety Equipment | THR-SES-WA3 | Safety | Safety Equipment |  |  | http://www.toronto.ca/TWONTO#collection_of_assets |  | Safety & Environmental Services
78944 | THR-SES-SQ-WA1 | Safety Equipment -Work Area1 | THR-SES-WA1 |  | Safety Equipment |  |  | http://www.toronto.ca/TWONTO#collection_of_assets |  | Safety & Environmental Services
138812 | THR-SES-SQ-WA2 | Safety Equipment -Work Area2 | THR-SES-WA2 |  | Safety Equipment |  |  | http://www.toronto.ca/TWONTO#collection_of_assets |  | Safety & Environmental Services, WA2
138813 | THR-SES-SQ-WA3 | Safety Equipment -Work Area3 | THR-SES-WA3 |  | Safety Equipment |  |  | http://www.toronto.ca/TWONTO#collection_of_assets |  | Safety & Environmental Services
138814 | THR-SES-SQ-WA4 | Safety Equipment -Work Area4 | THR-SES-WA4 |  | Safety Equipment |  |  | http://www.toronto.ca/TWONTO#collection_of_assets |  | Safety & Environmental Services
52997 | TAB-RSP-SQ-T | Safety Equipment, Emerg. Eyewash and Shower Stations, T Bldg | TAB-RSP-STRC-T | PPE,Eyewash Station | Safety Equipment |  |  | http://www.toronto.ca/TWONTO#emergency_eyewash_and_shower |  | T Building - Safety Equipment,Wall, Ceiling & Floor
118036 | TAB-SES-SQ-0088 | Safety Equipment, Eyewash & Shower, Operating Gallery East End, P Bldg. | TAB-PRM-SQ-P | PPE,Eyewash Station | Safety Equipment |  | SQ | http://www.toronto.ca/TWONTO#emergency_eyewash_and_shower |  | Safety Equipment, P Building , Primarm
18711 | FHA-SES-SQ-0463 | Safety Equipment, Life Preserver, RMF, Central Thickener Gallery, Between Thickener Tanks T-3031 & 3041 | FHA-SES-LP | Safety | Safety Equipment |  | SQ | http://www.toronto.ca/TWONTO#personal_floatation_device |  | Life Preservers
18712 | FHA-SES-SQ-0463 | Safety Equipment, Life Preserver, RMF, Central Thickener Gallery, Between Thickener Tanks T-3031 & 3041 | FHA-SES-SQ-0008 | Safety | Safety Equipment |  | SQ | http://www.toronto.ca/TWONTO#personal_floatation_device |  | Eyewash Stations & Showers
30700 | FIS-SES-SQ-6053 | Safety Equipment, Sala DBI Sealed Self Retracting Lifeline with Stainless Steel Cable | FIS-SES |  | Safety Equipment |  | SQ | self_retracting_line |  | Safety, Instrumentation & Environmental Services
30699 | FIS-SES-SQ-6051 | Safety Equipment, Sala DBI, 50' Sealed Self Retracting Lifeline with Winch | FIS-SES |  | Safety Equipment |  | SQ | self_retracting_line |  | Safety, Instrumentation & Environmental Services
98253 | FIS-SES-SQ-6052 | Safety Equipment, Sala DBI, Fall Arest | FIS-SES |  | Safety Equipment |  | SQ | ? |  | Safety, Instrumentation & Environmental Services
83561 | FHA-SES-SQ-6 | Safety Fall Protection Equipment | FHA-SES |  | Safety Equipment |  | SQ | http://www.toronto.ca/TWONTO#collection_of_assets |  | Safety & Environmental Services
14781 | FCL-SH-04 | Safety Harness Full Body | FCL-SES-SQ-0102 | PPE | Safety Equipment |  | SH | http://www.toronto.ca/TWONTO#fall_arrest_harness |  | Safety Harnesses, High Lift Building, Store Room
14782 | FCL-SH-05 | Safety Harness Full Body | FCL-SES-SQ-0102 | PPE | Safety Equipment |  | SH | http://www.toronto.ca/TWONTO#fall_arrest_harness |  | Safety Harnesses, High Lift Building, Store Room
14783 | FCL-SH-06 | Safety Harness Full Body | FCL-SES-SQ-0102 | PPE | Safety Equipment |  | SH | http://www.toronto.ca/TWONTO#fall_arrest_harness |  | Safety Harnesses, High Lift Building, Store Room
14784 | FCL-SH-07 | Safety Harness Full Body | FCL-SES-SQ-0102 | PPE | Safety Equipment |  | SH | http://www.toronto.ca/TWONTO#fall_arrest_harness |  | Safety Harnesses, High Lift Building, Store Room
14785 | FCL-SH-10 | Safety Harness Full Body | FCL-SES-SQ-0102 | PPE | Safety Equipment |  | SH | http://www.toronto.ca/TWONTO#fall_arrest_harness |  | Safety Harnesses, High Lift Building, Store Room
14786 | FCL-SH-12 | Safety Harness Full Body | FCL-SES-SQ-0102 | PPE | Safety Equipment |  | SH | http://www.toronto.ca/TWONTO#fall_arrest_harness |  | Safety Harnesses, High Lift Building, Store Room
14787 | FCL-SH-13 | Safety Harness Full Body | FCL-SES-SQ-0102 | PPE | Safety Equipment |  | SH | http://www.toronto.ca/TWONTO#fall_arrest_harness |  | Safety Harnesses, High Lift Building, Store Room
14788 | FCL-SH-14 | Safety Harness Full Body | FCL-SES-SQ-0102 | PPE | Safety Equipment |  | SH | http://www.toronto.ca/TWONTO#fall_arrest_harness |  | Safety Harnesses, High Lift Building, Store Room
14789 | FCL-SH-15 | Safety Harness Full Body | FCL-SES-FEQ-SUS | PPE | Safety Equipment |  | SH | http://www.toronto.ca/TWONTO#fall_arrest_harness |  | Portable Fire Extinguishers
14790 | FCL-SH-15 | Safety Harness Full Body | FCL-SES-SQ-0102 | PPE | Safety Equipment |  | SH | http://www.toronto.ca/TWONTO#fall_arrest_harness |  | Safety Harnesses, High Lift Building, Store Room
30658 | FIS-SES-SH-0014 | Safety Harness Full Body | FIS-SES |  | Safety Equipment |  | SH | http://www.toronto.ca/TWONTO#fall_arrest_harness |  | Safety, Instrumentation & Environmental Services
30659 | FIS-SES-SH-0015 | Safety Harness Full Body | FIS-SES |  | Safety Equipment |  | SH | http://www.toronto.ca/TWONTO#fall_arrest_harness |  | Safety, Instrumentation & Environmental Services
30660 | FIS-SES-SH-0016 | Safety Harness Full Body | FIS-SES |  | Safety Equipment |  | SH | http://www.toronto.ca/TWONTO#fall_arrest_harness |  | Safety, Instrumentation & Environmental Services
30661 | FIS-SES-SH-0017 | Safety Harness Full Body | FIS-SES |  | Safety Equipment |  | SH | http://www.toronto.ca/TWONTO#fall_arrest_harness |  | Safety, Instrumentation & Environmental Services
65486 | FCL-SH-01 | Safety Harness Full Body | FCL-SES-SQ-0102 | PPE | Safety Equipment |  | SH | http://www.toronto.ca/TWONTO#fall_arrest_harness |  | Safety Harnesses, High Lift Building, Store Room
65487 | FCL-SH-02 | Safety Harness Full Body | FCL-SES-SQ-0102 | PPE | Safety Equipment |  | SH | http://www.toronto.ca/TWONTO#fall_arrest_harness |  | Safety Harnesses, High Lift Building, Store Room
65488 | FCL-SH-03 | Safety Harness Full Body | FCL-SES-SQ-0102 | PPE | Safety Equipment |  | SH | http://www.toronto.ca/TWONTO#fall_arrest_harness |  | Safety Harnesses, High Lift Building, Store Room
65489 | FCL-SH-08 | Safety Harness Full Body | FCL-SES-SQ-0102 | PPE | Safety Equipment |  | SH | http://www.toronto.ca/TWONTO#fall_arrest_harness |  | Safety Harnesses, High Lift Building, Store Room
65490 | FCL-SH-09 | Safety Harness Full Body | FCL-SES-SQ-0102 | PPE | Safety Equipment |  | SH | http://www.toronto.ca/TWONTO#fall_arrest_harness |  | Safety Harnesses, High Lift Building, Store Room
65491 | FCL-SH-11 | Safety Harness Full Body | FCL-SES-SQ-0102 | PPE | Safety Equipment |  | SH | http://www.toronto.ca/TWONTO#fall_arrest_harness |  | Safety Harnesses, High Lift Building, Store Room
65492 | FCL-SH-16 | Safety Harness Full Body | FCL-SES-SQ-0102 | PPE | Safety Equipment |  | SH | http://www.toronto.ca/TWONTO#fall_arrest_harness |  | Safety Harnesses, High Lift Building, Store Room
65493 | FCL-SH-17 | Safety Harness Full Body | FCL-SES-SQ-0102 | PPE | Safety Equipment |  | SH | http://www.toronto.ca/TWONTO#fall_arrest_harness |  | Safety Harnesses, High Lift Building, Store Room
65494 | FCL-SH-18 | Safety Harness Full Body | FCL-SES-SQ-0102 | PPE | Safety Equipment |  | SH | http://www.toronto.ca/TWONTO#fall_arrest_harness |  | Safety Harnesses, High Lift Building, Store Room
65495 | FCL-SH-19 | Safety Harness Full Body | FCL-SES-SQ-0102 | PPE | Safety Equipment |  | SH | http://www.toronto.ca/TWONTO#fall_arrest_harness |  | Safety Harnesses, High Lift Building, Store Room
98216 | FIS-SES-SH-0012 | Safety Harness Full Body | FIS-SES |  | Safety Equipment |  | SH | http://www.toronto.ca/TWONTO#fall_arrest_harness |  | Safety, Instrumentation & Environmental Services
98217 | FIS-SES-SH-0013 | Safety Harness Full Body | FIS-SES |  | Safety Equipment |  | SH | http://www.toronto.ca/TWONTO#fall_arrest_harness |  | Safety, Instrumentation & Environmental Services
30693 | FIS-SES-SQ-6004 | Safety Harness, Full Body | FIS-SES |  | Safety Equipment |  | SQ | http://www.toronto.ca/TWONTO#fall_arrest_harness |  | Safety, Instrumentation & Environmental Services
30694 | FIS-SES-SQ-6005 | Safety Harness, Full Body | FIS-SES |  | Safety Equipment |  | SQ | http://www.toronto.ca/TWONTO#fall_arrest_harness |  | Safety, Instrumentation & Environmental Services
30695 | FIS-SES-SQ-6006 | Safety Harness, Full Body | FIS-SES |  | Safety Equipment |  | SQ | http://www.toronto.ca/TWONTO#fall_arrest_harness |  | Safety, Instrumentation & Environmental Services
30696 | FIS-SES-SQ-6007 | Safety Harness, Full Body | FIS-SES |  | Safety Equipment |  | SQ | http://www.toronto.ca/TWONTO#fall_arrest_harness |  | Safety, Instrumentation & Environmental Services
30697 | FIS-SES-SQ-6007 | Safety Harness, Full Body | FIS-SES-SQ-6001 |  | Safety Equipment |  | SQ | http://www.toronto.ca/TWONTO#fall_arrest_harness |  | Safety Harness, Full Body
30698 | FIS-SES-SQ-6011 | Safety Harness, Full Body | FIS-SES |  | Safety Equipment |  | SQ | http://www.toronto.ca/TWONTO#fall_arrest_harness |  | Safety, Instrumentation & Environmental Services
98244 | FIS-SES-SQ-6001 | Safety Harness, Full Body | FIS-SES |  | Safety Equipment |  | SQ | http://www.toronto.ca/TWONTO#fall_arrest_harness |  | Safety, Instrumentation & Environmental Services
98245 | FIS-SES-SQ-6002 | Safety Harness, Full Body | FIS-SES |  | Safety Equipment |  | SQ | http://www.toronto.ca/TWONTO#fall_arrest_harness |  | Safety, Instrumentation & Environmental Services
98246 | FIS-SES-SQ-6003 | Safety Harness, Full Body | FIS-SES |  | Safety Equipment |  | SQ | http://www.toronto.ca/TWONTO#fall_arrest_harness |  | Safety, Instrumentation & Environmental Services
98247 | FIS-SES-SQ-6007 | Safety Harness, Full Body | FIS-GRK |  | Safety Equipment |  | SQ | http://www.toronto.ca/TWONTO#fall_arrest_harness |  | FIS Buildings & Grounds
98248 | FIS-SES-SQ-6008 | Safety Harness, Full Body | FIS-SES |  | Safety Equipment |  | SQ | http://www.toronto.ca/TWONTO#fall_arrest_harness |  | Safety, Instrumentation & Environmental Services
98249 | FIS-SES-SQ-6008 | Safety Harness, Full Body | FIS-SES-SQ-6001 |  | Safety Equipment |  | SQ | http://www.toronto.ca/TWONTO#fall_arrest_harness |  | Safety Harness, Full Body
98250 | FIS-SES-SQ-6009 | Safety Harness, Full Body | FIS-SES |  | Safety Equipment |  | SQ | http://www.toronto.ca/TWONTO#fall_arrest_harness |  | Safety, Instrumentation & Environmental Services
98251 | FIS-SES-SQ-6009 | Safety Harness, Full Body | FIS-SES-SQ-6001 |  | Safety Equipment |  | SQ | http://www.toronto.ca/TWONTO#fall_arrest_harness |  | Safety Harness, Full Body
98252 | FIS-SES-SQ-6010 | Safety Harness, Full Body | FIS-SES |  | Safety Equipment |  | SQ | http://www.toronto.ca/TWONTO#fall_arrest_harness |  | Safety, Instrumentation & Environmental Services
94873 | FHO-SES-SQ-6206 | Safety Harness, Serial Number 112484, Spare | FHO-SES-SQ-0006 | PPE,Harness | Safety Equipment |  | SQ | http://www.toronto.ca/TWONTO#fall_arrest_harness |  | Fall Arrest Systems
26362 | FHO-SES-SQ-6204 | Safety Harness, Serial Number 12842, Spare | FHO-SES-SQ-0006 | PPE,Harness | Safety Equipment |  | SQ | http://www.toronto.ca/TWONTO#fall_arrest_harness |  | Fall Arrest Systems
94872 | FHO-SES-SQ-6205 | Safety Harness, Serial Number 12844, L. McBride | FHO-SES-SQ-0006 | PPE,Harness | Safety Equipment |  | SQ | http://www.toronto.ca/TWONTO#fall_arrest_harness |  | Fall Arrest Systems
94875 | FHO-SES-SQ-6208 | Safety Harness, Serial Number 134047, Spare | FHO-SES-SQ-0006 | PPE,Harness | Safety Equipment |  | SQ | http://www.toronto.ca/TWONTO#fall_arrest_harness |  | Fall Arrest Systems
94874 | FHO-SES-SQ-6207 | Safety Harness, Serial Number 416469 , Barry Kelly | FHO-SES-SQ-0006 | PPE,Harness | Safety Equipment |  | SQ | http://www.toronto.ca/TWONTO#fall_arrest_harness |  | Fall Arrest Systems
26366 | FHO-SES-SQ-6220 | Safety Harness, Serial Number 488766, Berrnard Tung | FHO-SES-SQ-0006 | PPE,Harness | Safety Equipment |  | SQ | http://www.toronto.ca/TWONTO#fall_arrest_harness |  | Fall Arrest Systems
26363 | FHO-SES-SQ-6209 | Safety Harness, Serial Number 53739, Kevin Boudreau | FHO-SES-SQ-0005 | PPE,Harness | Safety Equipment |  | SQ | http://www.toronto.ca/TWONTO#fall_arrest_harness |  | Fall Arrest Systems
94876 | FHO-SES-SQ-6209 | Safety Harness, Serial Number 53739, Kevin Boudreau | FHO-SES-SQ-0006 | PPE,Harness | Safety Equipment |  | SQ | http://www.toronto.ca/TWONTO#fall_arrest_harness |  | Fall Arrest Systems
94877 | FHO-SES-SQ-6210 | Safety Harness, Serial Number 53742, Terry Turner | FHO-SES-SQ-0006 | PPE,Harness | Safety Equipment |  | SQ | http://www.toronto.ca/TWONTO#fall_arrest_harness |  | Fall Arrest Systems
26364 | FHO-SES-SQ-6217 | Safety Harness, Serial Number 695888, Spare | FHO-SES-SQ-0006 | PPE,Harness | Safety Equipment |  | SQ | http://www.toronto.ca/TWONTO#fall_arrest_harness |  | Fall Arrest Systems
26365 | FHO-SES-SQ-6219 | Safety Harness, Serial Number 715339, Spare | FHO-SES-SQ-0006 | PPE,Harness | Safety Equipment |  | SQ | http://www.toronto.ca/TWONTO#fall_arrest_harness |  | Fall Arrest Systems
26367 | FHO-SES-SQ-6224 | Safety Harness, Serial Number 792410, Balwinder Kanota | FHO-SES-SQ-0006 | PPE,Harness | Safety Equipment |  | SQ | http://www.toronto.ca/TWONTO#fall_arrest_harness |  | Fall Arrest Systems
94871 | FHO-SES-SQ-6203 | Safety Harness, Serial Number 973586, Ed Sacay | FHO-SES-SQ-0006 | PPE,Harness | Safety Equipment |  | SQ | http://www.toronto.ca/TWONTO#fall_arrest_harness |  | Fall Arrest Systems
94878 | FHO-SES-SQ-6216 | Safety Harness, Serial Number E004010070E17CC2, Walter Casolino | FHO-SES-SQ-0006 | PPE,Harness | Safety Equipment |  | SQ | http://www.toronto.ca/TWONTO#fall_arrest_harness |  | Fall Arrest Systems
26368 | FHO-SES-SQ-6225 | Safety Harness, Serial Number H655583, Muranganwa Chirume | FHO-SES-SQ-0006 | PPE,Harness | Safety Equipment |  | SQ | http://www.toronto.ca/TWONTO#fall_arrest_harness |  | Fall Arrest Systems
18606 | FHA-SES-SQ-0056 | Safety Harnesses | FHA-SES |  | Safety Equipment |  | SQ | http://www.toronto.ca/TWONTO#fall_arrest_harness |  | Safety & Environmental Services
18607 | FHA-SES-SQ-0056 | Safety Harnesses | FHA-SES-SQ-6 |  | Safety Equipment |  | SQ | http://www.toronto.ca/TWONTO#fall_arrest_harness |  | Safety Fall Protection Equipment
18608 | FHA-SES-SQ-0057 | Safety Harnesses | FHA-SES |  | Safety Equipment |  | SQ | http://www.toronto.ca/TWONTO#fall_arrest_harness |  | Safety & Environmental Services
18664 | FHA-SES-SQ-0057 | Safety Harnesses | FHA-SES-SQ-6 |  | Safety Equipment |  | SQ | http://www.toronto.ca/TWONTO#fall_arrest_harness |  | Safety Fall Protection Equipment
18665 | FHA-SES-SQ-0058 | Safety Harnesses | FHA-SES |  | Safety Equipment |  | SQ | http://www.toronto.ca/TWONTO#fall_arrest_harness |  | Safety & Environmental Services
18666 | FHA-SES-SQ-0059 | Safety Harnesses | FHA-SES |  | Safety Equipment |  | SQ | http://www.toronto.ca/TWONTO#fall_arrest_harness |  | Safety & Environmental Services
18667 | FHA-SES-SQ-0060 | Safety Harnesses | FHA-SES-SQ-6 |  | Safety Equipment |  | SQ | http://www.toronto.ca/TWONTO#fall_arrest_harness |  | Safety Fall Protection Equipment
82856 | FHA-SES-SQ-0058 | Safety Harnesses | FHA-SES-SQ-6 |  | Safety Equipment |  | SQ | http://www.toronto.ca/TWONTO#fall_arrest_harness |  | Safety Fall Protection Equipment
82857 | FHA-SES-SQ-0059 | Safety Harnesses | FHA-SES-SQ-6 |  | Safety Equipment |  | SQ | http://www.toronto.ca/TWONTO#fall_arrest_harness |  | Safety Fall Protection Equipment
82858 | FHA-SES-SQ-0060 | Safety Harnesses | FHA-SES |  | Safety Equipment |  | SQ | http://www.toronto.ca/TWONTO#fall_arrest_harness |  | Safety & Environmental Services
82846 | FHA-SES-SQ-0046 | Safety Harnesses 3M 7510 full body harness Ser 92150 | FHA-SES |  | Safety Equipment |  | SQ | http://www.toronto.ca/TWONTO#fall_arrest_harness |  | Safety & Environmental Services
82847 | FHA-SES-SQ-0046 | Safety Harnesses 3M 7510 full body harness Ser 92150 | FHA-SES-SQ-6 |  | Safety Equipment |  | SQ | http://www.toronto.ca/TWONTO#fall_arrest_harness |  | Safety Fall Protection Equipment
18601 | FHA-SES-SQ-0053 | Safety Harnesses DBI SALA full body harness Ser 982000126446092 | FHA-SES-SQ-6 |  | Safety Equipment |  | SQ | http://www.toronto.ca/TWONTO#fall_arrest_harness |  | Safety Fall Protection Equipment
82855 | FHA-SES-SQ-0053 | Safety Harnesses DBI SALA full body harness Ser 982000126446092 | FHA-SES |  | Safety Equipment |  | SQ | http://www.toronto.ca/TWONTO#fall_arrest_harness |  | Safety & Environmental Services
18586 | FHA-SES-SQ-0038 | Safety Harnesses DBI SALA full body harness Ser E0040100226BDEA8 | FHA-SES |  | Safety Equipment |  | SQ | http://www.toronto.ca/TWONTO#fall_arrest_harness |  | Safety & Environmental Services
18587 | FHA-SES-SQ-0038 | Safety Harnesses DBI SALA full body harness Ser E0040100226BDEA8 | FHA-SES-SQ-6 |  | Safety Equipment |  | SQ | http://www.toronto.ca/TWONTO#fall_arrest_harness |  | Safety Fall Protection Equipment
18604 | FHA-SES-SQ-0055 | Safety Harnesses DBI SALA full body harness Ser E0040100238E0037 | FHA-SES |  | Safety Equipment |  | SQ | http://www.toronto.ca/TWONTO#fall_arrest_harness |  | Safety & Environmental Services
18605 | FHA-SES-SQ-0055 | Safety Harnesses DBI SALA full body harness Ser E0040100238E0037 | FHA-SES-SQ-6 |  | Safety Equipment |  | SQ | http://www.toronto.ca/TWONTO#fall_arrest_harness |  | Safety Fall Protection Equipment
18590 | FHA-SES-SQ-0040 | Safety Harnesses DBI SALA full body harness Ser E004035009240D69 | FHA-SES |  | Safety Equipment |  | SQ | http://www.toronto.ca/TWONTO#fall_arrest_harness |  | Safety & Environmental Services
18591 | FHA-SES-SQ-0040 | Safety Harnesses DBI SALA full body harness Ser E004035009240D69 | FHA-SES-SQ-6 |  | Safety Equipment |  | SQ | http://www.toronto.ca/TWONTO#fall_arrest_harness |  | Safety Fall Protection Equipment
18584 | FHA-SES-SQ-0037 | Safety Harnesses Laynard DBI SALA full body harness Ser E0040100226BE46E | FHA-SES |  | Safety Equipment |  | SQ | http://www.toronto.ca/TWONTO#fall_arrest_harness |  | Safety & Environmental Services
18585 | FHA-SES-SQ-0037 | Safety Harnesses Laynard DBI SALA full body harness Ser E0040100226BE46E | FHA-SES-SQ-6 |  | Safety Equipment |  | SQ | http://www.toronto.ca/TWONTO#fall_arrest_harness |  | Safety Fall Protection Equipment
82838 | FHA-SES-SQ-0036 | Safety Harnesses Laynard Miller 552T-4/UGK full body harness Ser #177893 | FHA-SES |  | Safety Equipment |  | SQ | http://www.toronto.ca/TWONTO#fall_arrest_harness |  | Safety & Environmental Services
82839 | FHA-SES-SQ-0036 | Safety Harnesses Laynard Miller 552T-4/UGK full body harness Ser #177893 | FHA-SES-SQ-6 |  | Safety Equipment |  | SQ | http://www.toronto.ca/TWONTO#fall_arrest_harness |  | Safety Fall Protection Equipment
18594 | FHA-SES-SQ-0044 | Safety Harnesses Miller 552T/UGKC full body harness 992592 | FHA-SES |  | Safety Equipment |  | SQ | http://www.toronto.ca/TWONTO#fall_arrest_harness |  | Safety & Environmental Services
82844 | FHA-SES-SQ-0044 | Safety Harnesses Miller 552T/UGKC full body harness 992592 | FHA-SES-SQ-6 |  | Safety Equipment |  | SQ | http://www.toronto.ca/TWONTO#fall_arrest_harness |  | Safety Fall Protection Equipment
82851 | FHA-SES-SQ-0049 | Safety Harnesses Miller full body harness Ser #BCEE95DB | FHA-SES |  | Safety Equipment |  | SQ | http://www.toronto.ca/TWONTO#fall_arrest_harness |  | Safety & Environmental Services
82852 | FHA-SES-SQ-0049 | Safety Harnesses Miller full body harness Ser #BCEE95DB | FHA-SES-SQ-6 |  | Safety Equipment |  | SQ | http://www.toronto.ca/TWONTO#fall_arrest_harness |  | Safety Fall Protection Equipment
18602 | FHA-SES-SQ-0054 | Safety Harnesses North FP817/6DNA/L full body harness Ser H380765 | FHA-SES |  | Safety Equipment |  | SQ | http://www.toronto.ca/TWONTO#fall_arrest_harness |  | Safety & Environmental Services
18603 | FHA-SES-SQ-0054 | Safety Harnesses North FP817/6DNA/L full body harness Ser H380765 | FHA-SES-SQ-6 |  | Safety Equipment |  | SQ | http://www.toronto.ca/TWONTO#fall_arrest_harness |  | Safety Fall Protection Equipment
18588 | FHA-SES-SQ-0039 | Safety Harnesses North FP81F/1DBA full body harness Ser H475517 | FHA-SES |  | Safety Equipment |  | SQ | http://www.toronto.ca/TWONTO#fall_arrest_harness |  | Safety & Environmental Services
18589 | FHA-SES-SQ-0039 | Safety Harnesses North FP81F/1DBA full body harness Ser H475517 | FHA-SES-SQ-6 |  | Safety Equipment |  | SQ | http://www.toronto.ca/TWONTO#fall_arrest_harness |  | Safety Fall Protection Equipment
82840 | FHA-SES-SQ-0041 | Safety Harnesses Protecta full body harness Ser 001469 | FHA-SES |  | Safety Equipment |  | SQ | http://www.toronto.ca/TWONTO#fall_arrest_harness |  | Safety & Environmental Services
82841 | FHA-SES-SQ-0041 | Safety Harnesses Protecta full body harness Ser 001469 | FHA-SES-SQ-6 |  | Safety Equipment |  | SQ | http://www.toronto.ca/TWONTO#fall_arrest_harness |  | Safety Fall Protection Equipment
18593 | FHA-SES-SQ-0043 | Safety Harnesses Safewaze 7510 full body harness 07311 | FHA-SES-SQ-6 |  | Safety Equipment |  | SQ | http://www.toronto.ca/TWONTO#fall_arrest_harness |  | Safety Fall Protection Equipment
82843 | FHA-SES-SQ-0043 | Safety Harnesses Safewaze 7510 full body harness 07311 | FHA-SES |  | Safety Equipment |  | SQ | http://www.toronto.ca/TWONTO#fall_arrest_harness |  | Safety & Environmental Services
18598 | FHA-SES-SQ-0051 | Safety Harnesses Safewaze 7510 full body harness 07316 | FHA-SES |  | Safety Equipment |  | SQ | http://www.toronto.ca/TWONTO#fall_arrest_harness |  | Safety & Environmental Services
18599 | FHA-SES-SQ-0051 | Safety Harnesses Safewaze 7510 full body harness 07316 | FHA-SES-SQ-6 |  | Safety Equipment |  | SQ | http://www.toronto.ca/TWONTO#fall_arrest_harness |  | Safety Fall Protection Equipment
18592 | FHA-SES-SQ-0042 | Safety Harnesses Safewaze 7510 full body harness Ser 07312 | FHA-SES |  | Safety Equipment |  | SQ | http://www.toronto.ca/TWONTO#fall_arrest_harness |  | Safety & Environmental Services
82842 | FHA-SES-SQ-0042 | Safety Harnesses Safewaze 7510 full body harness Ser 07312 | FHA-SES-SQ-6 |  | Safety Equipment |  | SQ | http://www.toronto.ca/TWONTO#fall_arrest_harness |  | Safety Fall Protection Equipment
18595 | FHA-SES-SQ-0045 | Safety Harnesses Safewaze 7510 full body harness Ser 07306 | FHA-SES-SQ-6 |  | Safety Equipment |  | SQ | http://www.toronto.ca/TWONTO#fall_arrest_harness |  | Safety Fall Protection Equipment
82845 | FHA-SES-SQ-0045 | Safety Harnesses Safewaze 7510 full body harness Ser 07306 | FHA-SES |  | Safety Equipment |  | SQ | http://www.toronto.ca/TWONTO#fall_arrest_harness |  | Safety & Environmental Services
18596 | FHA-SES-SQ-0047 | Safety Harnesses Safewaze 7510 full body harness Ser 07308 | FHA-SES |  | Safety Equipment |  | SQ | http://www.toronto.ca/TWONTO#fall_arrest_harness |  | Safety & Environmental Services
82848 | FHA-SES-SQ-0047 | Safety Harnesses Safewaze 7510 full body harness Ser 07308 | FHA-SES-SQ-6 |  | Safety Equipment |  | SQ | http://www.toronto.ca/TWONTO#fall_arrest_harness |  | Safety Fall Protection Equipment
82849 | FHA-SES-SQ-0048 | Safety Harnesses Safewaze 7510 full body harness Ser 07309 | FHA-SES |  | Safety Equipment |  | SQ | http://www.toronto.ca/TWONTO#fall_arrest_harness |  | Safety & Environmental Services
82850 | FHA-SES-SQ-0048 | Safety Harnesses Safewaze 7510 full body harness Ser 07309 | FHA-SES-SQ-6 |  | Safety Equipment |  | SQ | http://www.toronto.ca/TWONTO#fall_arrest_harness |  | Safety Fall Protection Equipment
18600 | FHA-SES-SQ-0052 | Safety Harnesses Safewaze 7510 full body harness Ser 07313 | FHA-SES-SQ-6 |  | Safety Equipment |  | SQ | http://www.toronto.ca/TWONTO#fall_arrest_harness |  | Safety Fall Protection Equipment
82854 | FHA-SES-SQ-0052 | Safety Harnesses Safewaze 7510 full body harness Ser 07313 | FHA-SES |  | Safety Equipment |  | SQ | http://www.toronto.ca/TWONTO#fall_arrest_harness |  | Safety & Environmental Services
18597 | FHA-SES-SQ-0050 | Safety Harnesses Safewaze 7510 full body harness Ser 07316 | FHA-SES |  | Safety Equipment |  | SQ | http://www.toronto.ca/TWONTO#fall_arrest_harness |  | Safety & Environmental Services
82853 | FHA-SES-SQ-0050 | Safety Harnesses Safewaze 7510 full body harness Ser 07316 | FHA-SES-SQ-6 |  | Safety Equipment |  | SQ | http://www.toronto.ca/TWONTO#fall_arrest_harness |  | Safety Fall Protection Equipment
26361 | FHO-SES-SQ-6103 | Safety Retaining Ladder, Admin Building, S2, Stores Area, Serial Number 15004 | FHO-SES-SQ-0005 | PPE | Safety Equipment |  | SQ | http://www.toronto.ca/TWONTO#ladder |  | Fall Arrest Systems
56733 | FCL-ELS-SQ-1000 | Safety,Electrical PPE Cabinet,High Lift Switchgear Room | FCL_ELS_PLANT | Safety | Safety Equipment |  | SQ | http://www.toronto.ca/TWONTO#collection_of_assets |  | FCL_ELS_PLANT
12709 | FCL-ELS-SQ-2000 | Safety,Electrical PPE Cabinet,Low Lift Switchgear Room | FCL_ELS_PLANT | Safety | Safety Equipment |  | SQ | http://www.toronto.ca/TWONTO#collection_of_assets |  | FCL_ELS_PLANT
113419 | TAB-ELS-SQ-1000 | Safety,Electrical PPE Cabinet,North Substation,1st Floor,West | NORTH SUBSTN_1ST FLR | Safety | Safety Equipment |  | SQ | http://www.toronto.ca/TWONTO#collection_of_assets |  | MSA Substation,1st Floor
113420 | TAB-ELS-SQ-1000 | Safety,Electrical PPE Cabinet,North Substation,1st Floor,West | TAB-ELS-ESQ | Safety | Safety Equipment |  | SQ | http://www.toronto.ca/TWONTO#collection_of_assets |  | Electrical Safety Equipment
53651 | TAB-SES-SQ-0001 | Safety,First Aid Kit,North Substation,1st Floor,West | TAB-SES-SCBA | Safety,First Aid Kit | Safety Equipment |  | SQ | http://www.toronto.ca/TWONTO#first_aid_kit |  | WA4 Safety Equipment, SCBA
118032 | TAB-SES-SQ-0001 | Safety,First Aid Kit,North Substation,1st Floor,West | NORTH SUBSTN_1ST FLR | Safety,First Aid Kit | Safety Equipment |  | SQ | http://www.toronto.ca/TWONTO#first_aid_kit |  | MSA Substation,1st Floor
30684 | FIS-SES-SQ-1020 | Safety,Plant,Hot Stick,CATU CE 3-07K | FIS-SES_SQ | Safety | Safety Equipment |  | SQ | http://www.toronto.ca/TWONTO#hot_stick |  | Asset Group, PPE, Electrical Personal Protection
30683 | FIS-SES-SQ-1019 | Safety,Plant,Hot Stick,CATU CE 3-24-C | FIS-SES_SQ | Safety | Safety Equipment |  | SQ | http://www.toronto.ca/TWONTO#hot_stick |  | Asset Group, PPE, Electrical Personal Protection
98233 | FIS-SES-SQ-1023 | Safety,Plant,Hot Stick,HASTINGS EX2 1222 | FIS-SES_SQ | Safety | Safety Equipment |  | SQ | http://www.toronto.ca/TWONTO#hot_stick |  | Asset Group, PPE, Electrical Personal Protection
30671 | FIS-SES-SQ-1001 | Safety,Plant,Safety Gloves - Pair 1 | FIS-SES-SQ-GLOVE1 | Safety | Safety Equipment |  | SQ | http://www.toronto.ca/TWONTO#rubber_insulating_gloves |  | Asset Group, PPE, Electrical Personal Protection, Group 1
30677 | FIS-SES-SQ-1010 | Safety,Plant,Safety Gloves - Pair 10 | FIS-SES-SQ-GLOVE2 | Safety | Safety Equipment |  | SQ | http://www.toronto.ca/TWONTO#rubber_insulating_gloves |  | Asset Group, PPE, Electrical Personal Protection, Group 2
98228 | FIS-SES-SQ-1011 | Safety,Plant,Safety Gloves - Pair 11 | FIS-SES-EYE | Safety | Safety Equipment |  | SQ | http://www.toronto.ca/TWONTO#rubber_insulating_gloves |  | Eyewash Stations
98229 | FIS-SES-SQ-1011 | Safety,Plant,Safety Gloves - Pair 11 | FIS-SES-SQ-GLOVE2 | Safety | Safety Equipment |  | SQ | http://www.toronto.ca/TWONTO#rubber_insulating_gloves |  | Asset Group, PPE, Electrical Personal Protection, Group 2
30678 | FIS-SES-SQ-1012 | Safety,Plant,Safety Gloves - Pair 12 | FIS-SES-SQ-GLOVE2 | Safety | Safety Equipment |  | SQ | http://www.toronto.ca/TWONTO#rubber_insulating_gloves |  | Asset Group, PPE, Electrical Personal Protection, Group 2
30679 | FIS-SES-SQ-1013 | Safety,Plant,Safety Gloves - Pair 13 | FIS-SES-SQ-GLOVE1 | Safety | Safety Equipment |  | SQ | http://www.toronto.ca/TWONTO#rubber_insulating_gloves |  | Asset Group, PPE, Electrical Personal Protection, Group 1
98230 | FIS-SES-SQ-1014 | Safety,Plant,Safety Gloves - Pair 14 | FIS-SES-SQ-GLOVE1 | Safety | Safety Equipment |  | SQ | http://www.toronto.ca/TWONTO#rubber_insulating_gloves |  | Asset Group, PPE, Electrical Personal Protection, Group 1
30680 | FIS-SES-SQ-1015 | Safety,Plant,Safety Gloves - Pair 15 | FIS-SES-SQ-GLOVE1 | Safety | Safety Equipment |  | SQ | http://www.toronto.ca/TWONTO#rubber_insulating_gloves |  | Asset Group, PPE, Electrical Personal Protection, Group 1
30681 | FIS-SES-SQ-1016 | Safety,Plant,Safety Gloves - Pair 16 | FIS-SES-SQ-GLOVE2 | Safety | Safety Equipment |  | SQ | http://www.toronto.ca/TWONTO#rubber_insulating_gloves |  | Asset Group, PPE, Electrical Personal Protection, Group 2
98231 | FIS-SES-SQ-1017 | Safety,Plant,Safety Gloves - Pair 17 | FIS-SES-SQ-GLOVE2 | Safety | Safety Equipment |  | SQ | http://www.toronto.ca/TWONTO#rubber_insulating_gloves |  | Asset Group, PPE, Electrical Personal Protection, Group 2
30682 | FIS-SES-SQ-1018 | Safety,Plant,Safety Gloves - Pair 18 | FIS-SES-SQ-GLOVE2 | Safety | Safety Equipment |  | SQ | http://www.toronto.ca/TWONTO#rubber_insulating_gloves |  | Asset Group, PPE, Electrical Personal Protection, Group 2
98225 | FIS-SES-SQ-1002 | Safety,Plant,Safety Gloves - Pair 2 | FIS-SES-SQ-GLOVE1 | Safety | Safety Equipment |  | SQ | http://www.toronto.ca/TWONTO#rubber_insulating_gloves |  | Asset Group, PPE, Electrical Personal Protection, Group 1
30672 | FIS-SES-SQ-1003 | Safety,Plant,Safety Gloves - Pair 3 | FIS-SES-SQ-GLOVE1 | Safety | Safety Equipment |  | SQ | http://www.toronto.ca/TWONTO#rubber_insulating_gloves |  | Asset Group, PPE, Electrical Personal Protection, Group 1
30673 | FIS-SES-SQ-1004 | Safety,Plant,Safety Gloves - Pair 4 | FIS-SES-SQ-GLOVE2 | Safety | Safety Equipment |  | SQ | http://www.toronto.ca/TWONTO#rubber_insulating_gloves |  | Asset Group, PPE, Electrical Personal Protection, Group 2
98226 | FIS-SES-SQ-1005 | Safety,Plant,Safety Gloves - Pair 5 | FIS-SES-SQ-GLOVE2 | Safety | Safety Equipment |  | SQ | http://www.toronto.ca/TWONTO#rubber_insulating_gloves |  | Asset Group, PPE, Electrical Personal Protection, Group 2
30674 | FIS-SES-SQ-1006 | Safety,Plant,Safety Gloves - Pair 6 | FIS-SES-SQ-GLOVE2 | Safety | Safety Equipment |  | SQ | http://www.toronto.ca/TWONTO#rubber_insulating_gloves |  | Asset Group, PPE, Electrical Personal Protection, Group 2
30675 | FIS-SES-SQ-1007 | Safety,Plant,Safety Gloves - Pair 7 | FIS-SES-SQ-GLOVE1 | Safety | Safety Equipment |  | SQ | http://www.toronto.ca/TWONTO#rubber_insulating_gloves |  | Asset Group, PPE, Electrical Personal Protection, Group 1
98227 | FIS-SES-SQ-1008 | Safety,Plant,Safety Gloves - Pair 8 | FIS-SES-SQ-GLOVE1 | Safety | Safety Equipment |  | SQ | http://www.toronto.ca/TWONTO#rubber_insulating_gloves |  | Asset Group, PPE, Electrical Personal Protection, Group 1
30676 | FIS-SES-SQ-1009 | Safety,Plant,Safety Gloves - Pair 9 | FIS-SES-SQ-GLOVE1 | Safety | Safety Equipment |  | SQ | http://www.toronto.ca/TWONTO#rubber_insulating_gloves |  | Asset Group, PPE, Electrical Personal Protection, Group 1
98235 | FIS-SES-SQ-1026 | Safety,Plant,Safety Grounding Cables | FIS-SES_SQ | Safety | Safety Equipment |  | SQ | ? |  | Asset Group, PPE, Electrical Personal Protection
98236 | FIS-SES-SQ-1027 | Safety,Plant,Safety Grounding Cables | FIS-SES_SQ | Safety | Safety Equipment |  | SQ | ? |  | Asset Group, PPE, Electrical Personal Protection
18671 | FHA-SES-SQ-0066 | Safewaze 3512-0241 6’ shock absorber lanyard Ser 77579 | FHA-SES |  | Safety Equipment |  | SQ | lifeline |  | Safety & Environmental Services
18672 | FHA-SES-SQ-0066 | Safewaze 3512-0241 6’ shock absorber lanyard Ser 77579 | FHA-SES-SQ-6 |  | Safety Equipment |  | SQ | lifeline |  | Safety Fall Protection Equipment
18668 | FHA-SES-SQ-0061 | Safewaze 3512-0241 6’ shock absorber lanyard SER 77593 | FHA-SES-SQ-6 |  | Safety Equipment |  | SQ | lifeline |  | Safety Fall Protection Equipment
82859 | FHA-SES-SQ-0061 | Safewaze 3512-0241 6’ shock absorber lanyard SER 77593 | FHA-SES |  | Safety Equipment |  | SQ | lifeline |  | Safety & Environmental Services
18676 | FHA-SES-SQ-0069 | Safewaze 3512-0241 6’ shock absorber lanyard Ser 61098 | FHA-SES-SQ-6 |  | Safety Equipment |  | SQ | lifeline |  | Safety Fall Protection Equipment
82867 | FHA-SES-SQ-0069 | Safewaze 3512-0241 6’ shock absorber lanyard Ser 61098 | FHA-SES |  | Safety Equipment |  | SQ | lifeline |  | Safety & Environmental Services
18673 | FHA-SES-SQ-0067 | Safewaze 3512-0241 6’ shock absorber lanyard Ser 77594 | FHA-SES-SQ-6 |  | Safety Equipment |  | SQ | lifeline |  | Safety Fall Protection Equipment
82866 | FHA-SES-SQ-0067 | Safewaze 3512-0241 6’ shock absorber lanyard Ser 77594 | FHA-SES |  | Safety Equipment |  | SQ | lifeline |  | Safety & Environmental Services
18677 | FHA-SES-SQ-0071 | Safewaze 3512-0241 6’ shock absorber lanyard Ser 77613 | FHA-SES |  | Safety Equipment |  | SQ | lifeline |  | Safety & Environmental Services
18678 | FHA-SES-SQ-0071 | Safewaze 3512-0241 6’ shock absorber lanyard Ser 77613 | FHA-SES-SQ-6 |  | Safety Equipment |  | SQ | lifeline |  | Safety Fall Protection Equipment
82868 | FHA-SES-SQ-0070 | Safewaze 3512-0241 6’ shock absorber lanyard Ser 77623 | FHA-SES |  | Safety Equipment |  | SQ | lifeline |  | Safety & Environmental Services
82869 | FHA-SES-SQ-0070 | Safewaze 3512-0241 6’ shock absorber lanyard Ser 77623 | FHA-SES-SQ-6 |  | Safety Equipment |  | SQ | lifeline |  | Safety Fall Protection Equipment
82872 | FHA-SES-SQ-0075 | Safewaze 3512-0241 6’ shock absorber lanyard Ser 77632 | FHA-SES |  | Safety Equipment |  | SQ | lifeline |  | Safety & Environmental Services
82873 | FHA-SES-SQ-0075 | Safewaze 3512-0241 6’ shock absorber lanyard Ser 77632 | FHA-SES-SQ-6 |  | Safety Equipment |  | SQ | lifeline |  | Safety Fall Protection Equipment
18739 | FHA-SES-SQ-150695 | Sala DBI Self Retracting Lifeline 150695 | FHA-SES |  | Safety Equipment |  | SQ | self_retracting_line |  | Safety & Environmental Services
83559 | FHA-SES-SQ-150695 | Sala DBI Self Retracting Lifeline 150695 | FHA-SES-SQ-6 |  | Safety Equipment |  | SQ | self_retracting_line |  | Safety Fall Protection Equipment
18576 | FHA-SES-SQ-0001289 | Sala DBI Self Retracting Lifeline Ser # 0001289 | FHA-SES |  | Safety Equipment | 35635 | SQ | self_retracting_line |  | Safety & Environmental Services
79315 | FHA-SBS | SBS System | FHA-DIS |  | Safety Equipment |  |  | http://www.toronto.ca/TWONTO#collection_of_assets |  | Disinfection
26270 | FHO-SES-SCBA-0040 | SCABA Oxygen Cylinder | FHO-SES-SQ-0002 | PPE,SCBA | Safety Equipment | 34656 | SCBA | http://www.toronto.ca/TWONTO#compressed_gas_cylinder |  | Emergency Breathing Apparatus
26271 | FHO-SES-SCBA-0044 | SCABA Oxygen Cylinder | FHO-SES-SQ-0002 | PPE,SCBA | Safety Equipment | 34657 | SCBA | http://www.toronto.ca/TWONTO#compressed_gas_cylinder |  | Emergency Breathing Apparatus
94797 | FHO-SES-SCBA-0038SUSP | SCABA Oxygen Cylinder | FHO-SES-SQ-0002 | PPE,SCBA | Safety Equipment | 34654 | SCBA | http://www.toronto.ca/TWONTO#compressed_gas_cylinder |  | Emergency Breathing Apparatus
94800 | FHO-SES-SCBA-0039SUSP | SCABA Oxygen Cylinder | FHO-SES-SQ-0002 | PPE,SCBA | Safety Equipment | 34655 | SCBA | http://www.toronto.ca/TWONTO#compressed_gas_cylinder |  | Emergency Breathing Apparatus
98213 | FIS-SES-SCBA | SCBA | FIS-SES-SQ-0001 |  | Safety Equipment |  |  | http://www.toronto.ca/TWONTO#collection_of_assets |  | Emergency Breathing Apparatus
9604 | DOS-SES-SCBA-0821 | SCBA 10 minutes escape pack | DOS-SES-SCBA | Safety | Safety Equipment |  | SCBA | http://www.toronto.ca/TWONTO#self-contained_breathing_apparatus |  | Self Contained Breathing Apparatus (SCBA)
9614 | DOS-SES-SCBA-4262 | SCBA 10 minutes escape pack | DOS-SES-SCBA | Safety | Safety Equipment |  | SCBA | http://www.toronto.ca/TWONTO#self-contained_breathing_apparatus |  | Self Contained Breathing Apparatus (SCBA)
9615 | DOS-SES-SCBA-4262 | SCBA 10 minutes escape pack | FAC-YCM-SES | Safety | Safety Equipment |  | SCBA | http://www.toronto.ca/TWONTO#self-contained_breathing_apparatus |  | SAFETY & ENVIRONMENTAL SERVICES
9618 | DOS-SES-SCBA-7585 | SCBA 10 minutes escape pack | DOS-SES-SCBA | Safety | Safety Equipment |  | SCBA | http://www.toronto.ca/TWONTO#self-contained_breathing_apparatus |  | Self Contained Breathing Apparatus (SCBA)
9619 | DOS-SES-SCBA-7945 | SCBA 10 minutes escape pack | FAC-YCM-SES | Safety | Safety Equipment |  | SCBA | http://www.toronto.ca/TWONTO#self-contained_breathing_apparatus |  | SAFETY & ENVIRONMENTAL SERVICES
9620 | DOS-SES-SCBA-7952 | SCBA 10 minutes escape pack | FAC-YCM-SES | Safety | Safety Equipment |  | SCBA | http://www.toronto.ca/TWONTO#self-contained_breathing_apparatus |  | SAFETY & ENVIRONMENTAL SERVICES
9621 | DOS-SES-SCBA-8369 | SCBA 10 minutes escape pack | DOS-SES-SCBA | Safety | Safety Equipment |  | SCBA | http://www.toronto.ca/TWONTO#self-contained_breathing_apparatus |  | Self Contained Breathing Apparatus (SCBA)
9622 | DOS-SES-SCBA-8369 | SCBA 10 minutes escape pack | FAC-YCM-SES | Safety | Safety Equipment |  | SCBA | http://www.toronto.ca/TWONTO#self-contained_breathing_apparatus |  | SAFETY & ENVIRONMENTAL SERVICES
40082 | DOS-SES-SCBA-0557 | SCBA 10 minutes escape pack | DOS-SES-SCBA | Safety | Safety Equipment |  | SCBA | http://www.toronto.ca/TWONTO#self-contained_breathing_apparatus |  | Self Contained Breathing Apparatus (SCBA)
40083 | DOS-SES-SCBA-0557 | SCBA 10 minutes escape pack | FAC-YCM-SES | Safety | Safety Equipment |  | SCBA | http://www.toronto.ca/TWONTO#self-contained_breathing_apparatus |  | SAFETY & ENVIRONMENTAL SERVICES
40084 | DOS-SES-SCBA-0668 | SCBA 10 minutes escape pack | FAC-YCM-SES | Safety | Safety Equipment |  | SCBA | http://www.toronto.ca/TWONTO#self-contained_breathing_apparatus |  | SAFETY & ENVIRONMENTAL SERVICES
40085 | DOS-SES-SCBA-0905 | SCBA 10 minutes escape pack | DOS-SES-SCBA | Safety | Safety Equipment |  | SCBA | http://www.toronto.ca/TWONTO#self-contained_breathing_apparatus |  | Self Contained Breathing Apparatus (SCBA)
40086 | DOS-SES-SCBA-0905 | SCBA 10 minutes escape pack | FAC-YCM-SES | Safety | Safety Equipment |  | SCBA | http://www.toronto.ca/TWONTO#self-contained_breathing_apparatus |  | SAFETY & ENVIRONMENTAL SERVICES
40096 | DOS-SES-SCBA-4226 | SCBA 10 minutes escape pack | DOS-SES-SCBA | Safety | Safety Equipment |  | SCBA | http://www.toronto.ca/TWONTO#self-contained_breathing_apparatus |  | Self Contained Breathing Apparatus (SCBA)
40097 | DOS-SES-SCBA-4226 | SCBA 10 minutes escape pack | FAC-YCM-SES | Safety | Safety Equipment |  | SCBA | http://www.toronto.ca/TWONTO#self-contained_breathing_apparatus |  | SAFETY & ENVIRONMENTAL SERVICES
40098 | DOS-SES-SCBA-5187 | SCBA 10 minutes escape pack | DOS-SES-SCBA | Safety | Safety Equipment |  | SCBA | http://www.toronto.ca/TWONTO#self-contained_breathing_apparatus |  | Self Contained Breathing Apparatus (SCBA)
40099 | DOS-SES-SCBA-5187 | SCBA 10 minutes escape pack | FAC-YCM-SES | Safety | Safety Equipment |  | SCBA | http://www.toronto.ca/TWONTO#self-contained_breathing_apparatus |  | SAFETY & ENVIRONMENTAL SERVICES
40102 | DOS-SES-SCBA-6209 | SCBA 10 minutes escape pack | DOS-SES-SCBA | Safety | Safety Equipment |  | SCBA | http://www.toronto.ca/TWONTO#self-contained_breathing_apparatus |  | Self Contained Breathing Apparatus (SCBA)
40103 | DOS-SES-SCBA-6219 | SCBA 10 minutes escape pack | DOS-SES-SCBA | Safety | Safety Equipment |  | SCBA | http://www.toronto.ca/TWONTO#self-contained_breathing_apparatus |  | Self Contained Breathing Apparatus (SCBA)
40104 | DOS-SES-SCBA-7585 | SCBA 10 minutes escape pack | FAC-YCM-SES | Safety | Safety Equipment |  | SCBA | http://www.toronto.ca/TWONTO#self-contained_breathing_apparatus |  | SAFETY & ENVIRONMENTAL SERVICES
40105 | DOS-SES-SCBA-7945 | SCBA 10 minutes escape pack | DOS-SES-SCBA | Safety | Safety Equipment |  | SCBA | http://www.toronto.ca/TWONTO#self-contained_breathing_apparatus |  | Self Contained Breathing Apparatus (SCBA)
40106 | DOS-SES-SCBA-7952 | SCBA 10 minutes escape pack | DOS-SES-SCBA | Safety | Safety Equipment |  | SCBA | http://www.toronto.ca/TWONTO#self-contained_breathing_apparatus |  | Self Contained Breathing Apparatus (SCBA)
40107 | DOS-SES-SCBA-8470 | SCBA 10 minutes escape pack | DOS-SES-SCBA | Safety | Safety Equipment |  | SCBA | http://www.toronto.ca/TWONTO#self-contained_breathing_apparatus |  | Self Contained Breathing Apparatus (SCBA)
40108 | DOS-SES-SCBA-8470 | SCBA 10 minutes escape pack | FAC-YCM-SES | Safety | Safety Equipment |  | SCBA | http://www.toronto.ca/TWONTO#self-contained_breathing_apparatus |  | SAFETY & ENVIRONMENTAL SERVICES
78769 | THR-SES-SCBA-0513 | SCBA 30 Minute Escape Pack | THR-SES-SCBA | Safety | Safety Equipment |  | SCBA | http://www.toronto.ca/TWONTO#self-contained_breathing_apparatus |  | Self Contained Breathing Apparatus
9602 | DOS-SES-SCBA-0572 | SCBA 30 minutes escape pack | DOS-SES-SCBA | Safety | Safety Equipment |  | SCBA | http://www.toronto.ca/TWONTO#self-contained_breathing_apparatus |  | Self Contained Breathing Apparatus (SCBA)
9603 | DOS-SES-SCBA-0572 | SCBA 30 minutes escape pack | FAC-YCM-SES | Safety | Safety Equipment |  | SCBA | http://www.toronto.ca/TWONTO#self-contained_breathing_apparatus |  | SAFETY & ENVIRONMENTAL SERVICES
40080 | DOS-SES-SCBA-0343 | SCBA 30 minutes escape pack | DOS-SES-SCBA | Safety | Safety Equipment |  | SCBA | http://www.toronto.ca/TWONTO#self-contained_breathing_apparatus |  | Self Contained Breathing Apparatus (SCBA)
40081 | DOS-SES-SCBA-0343 | SCBA 30 minutes escape pack | FAC-YCM-SES | Safety | Safety Equipment |  | SCBA | http://www.toronto.ca/TWONTO#self-contained_breathing_apparatus |  | SAFETY & ENVIRONMENTAL SERVICES
40100 | DOS-SES-SCBA-5419 | SCBA 30 minutes escape pack | DOS-SES-SCBA | Safety | Safety Equipment |  | SCBA | http://www.toronto.ca/TWONTO#self-contained_breathing_apparatus |  | Self Contained Breathing Apparatus (SCBA)
40101 | DOS-SES-SCBA-5419 | SCBA 30 minutes escape pack | FAC-YCM-SES | Safety | Safety Equipment |  | SCBA | http://www.toronto.ca/TWONTO#self-contained_breathing_apparatus |  | SAFETY & ENVIRONMENTAL SERVICES
78760 | THR-SES-SCBA-0501 | SCBA 30 Minutes Pack | THR-SES-SCBA | Safety | Safety Equipment |  | SCBA | http://www.toronto.ca/TWONTO#self-contained_breathing_apparatus |  | Self Contained Breathing Apparatus
78761 | THR-SES-SCBA-0502 | SCBA 30 Minutes Pack | THR-SES-SCBA | Safety | Safety Equipment |  | SCBA | http://www.toronto.ca/TWONTO#self-contained_breathing_apparatus |  | Self Contained Breathing Apparatus
78762 | THR-SES-SCBA-0503 | SCBA 30 Minutes Pack | THR-SES-SCBA | Safety | Safety Equipment |  | SCBA | http://www.toronto.ca/TWONTO#self-contained_breathing_apparatus |  | Self Contained Breathing Apparatus
78763 | THR-SES-SCBA-0504 | SCBA 30 Minutes Pack | THR-SCBA-WA1 | Safety | Safety Equipment |  | SCBA | http://www.toronto.ca/TWONTO#self-contained_breathing_apparatus |  | Self Contained Breathing Apparatus
78764 | THR-SES-SCBA-0508 | SCBA 30 Minutes Pack | THR-S-E | Safety | Safety Equipment |  | SCBA | http://www.toronto.ca/TWONTO#self-contained_breathing_apparatus |  | SUSPENDED ENTITY
78765 | THR-SES-SCBA-0508 | SCBA 30 Minutes Pack | THR-SES-SCBA | Safety | Safety Equipment |  | SCBA | http://www.toronto.ca/TWONTO#self-contained_breathing_apparatus |  | Self Contained Breathing Apparatus
138661 | THR-SES-SCBA-0501 | SCBA 30 Minutes Pack | THR-SCBA-WA1 | Safety | Safety Equipment |  | SCBA | http://www.toronto.ca/TWONTO#self-contained_breathing_apparatus |  | Self Contained Breathing Apparatus
138662 | THR-SES-SCBA-0503 | SCBA 30 Minutes Pack | THR-SCBA-WA1 | Safety | Safety Equipment |  | SCBA | http://www.toronto.ca/TWONTO#self-contained_breathing_apparatus |  | Self Contained Breathing Apparatus
138663 | THR-SES-SCBA-0504 | SCBA 30 Minutes Pack | THR-SES-SCBA | Safety | Safety Equipment |  | SCBA | http://www.toronto.ca/TWONTO#self-contained_breathing_apparatus |  | Self Contained Breathing Apparatus
138664 | THR-SES-SCBA-0506 | SCBA 30 Minutes Pack | THR-SES-SCBA | Safety | Safety Equipment |  | SCBA | http://www.toronto.ca/TWONTO#self-contained_breathing_apparatus |  | Self Contained Breathing Apparatus
138665 | THR-SES-SCBA-0507 | SCBA 30 Minutes Pack | THR-SES-SCBA | Safety | Safety Equipment |  | SCBA | http://www.toronto.ca/TWONTO#self-contained_breathing_apparatus |  | Self Contained Breathing Apparatus
138668 | THR-SES-SCBA-0514 | SCBA 30 Minutes Pack | THR-SES-SCBA | Safety | Safety Equipment |  | SCBA | http://www.toronto.ca/TWONTO#self-contained_breathing_apparatus |  | Self Contained Breathing Apparatus
85766 | WTR-PHL-T-0004-SUS | SCBA 3000 psi Bottle, ARAP | WTR-CENTRAL-SES | Tank | Safety Equipment | 47437 | T | http://www.toronto.ca/TWONTO#compressed_gas_cylinder |  | Safety & Lifting Devices
85767 | WTR-PHL-T-0005-SUS | SCBA 3000 psi Bottle, ARAP | WTR-SUSPENDED | Tank | Safety Equipment | 47438 | T | http://www.toronto.ca/TWONTO#compressed_gas_cylinder |  | Suspended Obsolete entity for storage purpose
85768 | WTR-PHL-T-0006-SUS | SCBA 3000 psi Bottle, ARAP | WTR-SUSPENDED | Tank | Safety Equipment | 47439 | T | http://www.toronto.ca/TWONTO#compressed_gas_cylinder |  | Suspended Obsolete entity for storage purpose
86872 | WTR-PLW-T-0003-SUS | SCBA 3000 psi Bottle, ARAP | WTR-SUSPENDED | Tank | Safety Equipment | 47445 | T | http://www.toronto.ca/TWONTO#compressed_gas_cylinder |  | Suspended Obsolete entity for storage purpose
86874 | WTR-PLW-T-0005-SUS | SCBA 3000 psi Bottle, ARAP | WTR-CENTRAL-SES | Tank | Safety Equipment | 47447 | T | http://www.toronto.ca/TWONTO#compressed_gas_cylinder |  | Safety & Lifting Devices
86875 | WTR-PLW-T-0005-SUS | SCBA 3000 psi Bottle, ARAP | WTR-WEST-SES | Tank | Safety Equipment | 47447 | T | http://www.toronto.ca/TWONTO#compressed_gas_cylinder |  | Safety & Lifting Devices
88315 | WTR-PSC-T-0002-SUS | SCBA 3000 psi Bottle, ARAP | WTR-EAST-SES | Tank | Safety Equipment | 47449 | T | http://www.toronto.ca/TWONTO#compressed_gas_cylinder |  | Safety & Lifting Devices
88316 | WTR-PSC-T-0002-SUS | SCBA 3000 psi Bottle, ARAP | WTR-SUSPENDED | Tank | Safety Equipment | 47449 | T | http://www.toronto.ca/TWONTO#compressed_gas_cylinder |  | Suspended Obsolete entity for storage purpose
88317 | WTR-PSC-T-0003-SUS | SCBA 3000 psi Bottle, ARAP | WTR-SUSPENDED | Tank | Safety Equipment | 47450 | T | http://www.toronto.ca/TWONTO#compressed_gas_cylinder |  | Suspended Obsolete entity for storage purpose
88319 | WTR-PSC-T-0007-SUS | SCBA 3000 psi Bottle, ARAP | WTR-EAST-SES | Tank | Safety Equipment | 47454 | T | http://www.toronto.ca/TWONTO#compressed_gas_cylinder |  | Safety & Lifting Devices
88320 | WTR-PSC-T-0007-SUS | SCBA 3000 psi Bottle, ARAP | WTR-SUSPENDED | Tank | Safety Equipment | 47454 | T | http://www.toronto.ca/TWONTO#compressed_gas_cylinder |  | Suspended Obsolete entity for storage purpose
88321 | WTR-PSC-T-0008-SUS | SCBA 3000 psi Bottle, ARAP | WTR-SUSPENDED | Tank | Safety Equipment | 47455 | T | http://www.toronto.ca/TWONTO#compressed_gas_cylinder |  | Suspended Obsolete entity for storage purpose
144207 | WTR-PHL-T-0004-SUS | SCBA 3000 psi Bottle, ARAP | WTR-SUSPENDED | Tank | Safety Equipment | 47437 | T | http://www.toronto.ca/TWONTO#compressed_gas_cylinder |  | Suspended Obsolete entity for storage purpose
144208 | WTR-PHL-T-0005-SUS | SCBA 3000 psi Bottle, ARAP | WTR-CENTRAL-SES | Tank | Safety Equipment | 47438 | T | http://www.toronto.ca/TWONTO#compressed_gas_cylinder |  | Safety & Lifting Devices
144209 | WTR-PHL-T-0006-SUS | SCBA 3000 psi Bottle, ARAP | WTR-CENTRAL-SES | Tank | Safety Equipment | 47439 | T | http://www.toronto.ca/TWONTO#compressed_gas_cylinder |  | Safety & Lifting Devices
144210 | WTR-PHL-T-0007-SUS | SCBA 3000 psi Bottle, ARAP | WTR-CENTRAL-SES | Tank | Safety Equipment | 47440 | T | http://www.toronto.ca/TWONTO#compressed_gas_cylinder |  | Safety & Lifting Devices
144211 | WTR-PHL-T-0007-SUS | SCBA 3000 psi Bottle, ARAP | WTR-SUSPENDED | Tank | Safety Equipment | 47440 | T | http://www.toronto.ca/TWONTO#compressed_gas_cylinder |  | Suspended Obsolete entity for storage purpose
145160 | WTR-PLW-T-0003-SUS | SCBA 3000 psi Bottle, ARAP | WTR-WEST-SES | Tank | Safety Equipment | 47445 | T | http://www.toronto.ca/TWONTO#compressed_gas_cylinder |  | Safety & Lifting Devices
145162 | WTR-PLW-T-0005-SUS | SCBA 3000 psi Bottle, ARAP | WTR-SUSPENDED | Tank | Safety Equipment | 47447 | T | http://www.toronto.ca/TWONTO#compressed_gas_cylinder |  | Suspended Obsolete entity for storage purpose
146408 | WTR-PSC-T-0003-SUS | SCBA 3000 psi Bottle, ARAP | WTR-EAST-SES | Tank | Safety Equipment | 47450 | T | http://www.toronto.ca/TWONTO#compressed_gas_cylinder |  | Safety & Lifting Devices
146409 | WTR-PSC-T-0004-SUS | SCBA 3000 psi Bottle, ARAP | WTR-EAST-SES | Tank | Safety Equipment | 47451 | T | http://www.toronto.ca/TWONTO#compressed_gas_cylinder |  | Safety & Lifting Devices
146410 | WTR-PSC-T-0004-SUS | SCBA 3000 psi Bottle, ARAP | WTR-SUSPENDED | Tank | Safety Equipment | 47451 | T | http://www.toronto.ca/TWONTO#compressed_gas_cylinder |  | Suspended Obsolete entity for storage purpose
146411 | WTR-PSC-T-0005-SUS | SCBA 3000 psi Bottle, ARAP | WTR-EAST-SES | Tank | Safety Equipment | 47452 | T | http://www.toronto.ca/TWONTO#compressed_gas_cylinder |  | Safety & Lifting Devices
146412 | WTR-PSC-T-0005-SUS | SCBA 3000 psi Bottle, ARAP | WTR-SUSPENDED | Tank | Safety Equipment | 47452 | T | http://www.toronto.ca/TWONTO#compressed_gas_cylinder |  | Suspended Obsolete entity for storage purpose
146414 | WTR-PSC-T-0008-SUS | SCBA 3000 psi Bottle, ARAP | WTR-EAST-SES | Tank | Safety Equipment | 47455 | T | http://www.toronto.ca/TWONTO#compressed_gas_cylinder |  | Safety & Lifting Devices
88314 | WTR-PSC-T-0001-SUS | SCBA 3000 psi Bottle, ARAP, 10 min | WTR-EAST-SES | Tank | Safety Equipment | 47448 | T | http://www.toronto.ca/TWONTO#compressed_gas_cylinder |  | Safety & Lifting Devices
146407 | WTR-PSC-T-0001-SUS | SCBA 3000 psi Bottle, ARAP, 10 min | WTR-SUSPENDED | Tank | Safety Equipment | 47448 | T | http://www.toronto.ca/TWONTO#compressed_gas_cylinder |  | Suspended Obsolete entity for storage purpose
85764 | WTR-PHL-T-0003-SUS | SCBA 3000 psi Bottle, EEBA | WTR-CENTRAL-SES | Tank | Safety Equipment | 47436 | T | http://www.toronto.ca/TWONTO#compressed_gas_cylinder |  | Safety & Lifting Devices
85765 | WTR-PHL-T-0003-SUS | SCBA 3000 psi Bottle, EEBA | WTR-SUSPENDED | Tank | Safety Equipment | 47436 | T | http://www.toronto.ca/TWONTO#compressed_gas_cylinder |  | Suspended Obsolete entity for storage purpose
9616 | DOS-SES-SCBA-6167 | SCBA 45 minutes escape pack | DOS-SES-SCBA | Safety | Safety Equipment |  | SCBA | http://www.toronto.ca/TWONTO#self-contained_breathing_apparatus |  | Self Contained Breathing Apparatus (SCBA)
9617 | DOS-SES-SCBA-6167 | SCBA 45 minutes escape pack | FAC-YCM-SES | Safety | Safety Equipment |  | SCBA | http://www.toronto.ca/TWONTO#self-contained_breathing_apparatus |  | SAFETY & ENVIRONMENTAL SERVICES
88318 | WTR-PSC-T-0006-SUS | SCBA 4500 psi Bottle, ARAP | WTR-EAST-SES | Tank | Safety Equipment | 47453 | T | http://www.toronto.ca/TWONTO#compressed_gas_cylinder |  | Safety & Lifting Devices
146413 | WTR-PSC-T-0006-SUS | SCBA 4500 psi Bottle, ARAP | WTR-SUSPENDED | Tank | Safety Equipment | 47453 | T | http://www.toronto.ca/TWONTO#compressed_gas_cylinder |  | Suspended Obsolete entity for storage purpose
85763 | WTR-PHL-T-0001-SUS | SCBA 4500 psi Bottle, AS1 | WTR-CENTRAL-SES | Tank | Safety Equipment | 47434 | T | http://www.toronto.ca/TWONTO#compressed_gas_cylinder |  | Safety & Lifting Devices
144204 | WTR-PHL-T-0001-SUS | SCBA 4500 psi Bottle, AS1 | WTR-SUSPENDED | Tank | Safety Equipment | 47434 | T | http://www.toronto.ca/TWONTO#compressed_gas_cylinder |  | Suspended Obsolete entity for storage purpose
144205 | WTR-PHL-T-0002-SUS | SCBA 4500 psi Bottle, AS1 | WTR-CENTRAL-SES | Tank | Safety Equipment | 47435 | T | http://www.toronto.ca/TWONTO#compressed_gas_cylinder |  | Safety & Lifting Devices
144206 | WTR-PHL-T-0002-SUS | SCBA 4500 psi Bottle, AS1 | WTR-SUSPENDED | Tank | Safety Equipment | 47435 | T | http://www.toronto.ca/TWONTO#compressed_gas_cylinder |  | Suspended Obsolete entity for storage purpose
145158 | WTR-PLW-T-0002-SUS | SCBA 4500psi Bottle, AS1 | WTR-SUSPENDED | Tank | Safety Equipment | 47444 | T | http://www.toronto.ca/TWONTO#compressed_gas_cylinder |  | Suspended Obsolete entity for storage purpose
145159 | WTR-PLW-T-0002-SUS | SCBA 4500psi Bottle, AS1 | WTR-WEST-SES | Tank | Safety Equipment | 47444 | T | http://www.toronto.ca/TWONTO#compressed_gas_cylinder |  | Safety & Lifting Devices
78770 | THR-SES-SCBA-0515 | SCBA 5 Minute Escape Pack SUSPENDED | THR-SES-SCBA | Safety | Safety Equipment | 35417 | SCBA | http://www.toronto.ca/TWONTO#self-contained_breathing_apparatus |  | Self Contained Breathing Apparatus
138669 | THR-SES-SCBA-0515 | SCBA 5 Minute Escape Pack SUSPENDED | THR-SCBA-WA1 | Safety | Safety Equipment | 35417 | SCBA | http://www.toronto.ca/TWONTO#self-contained_breathing_apparatus |  | Self Contained Breathing Apparatus
9605 | DOS-SES-SCBA-2256 | SCBA 5 minutes escape pack | DOS-SES-SCBA | Safety | Safety Equipment |  | SCBA | http://www.toronto.ca/TWONTO#self-contained_breathing_apparatus |  | Self Contained Breathing Apparatus (SCBA)
9606 | DOS-SES-SCBA-2256 | SCBA 5 minutes escape pack | FAC-YCM-SES | Safety | Safety Equipment |  | SCBA | http://www.toronto.ca/TWONTO#self-contained_breathing_apparatus |  | SAFETY & ENVIRONMENTAL SERVICES
9623 | DOS-SES-SCBA-9574 | SCBA 5 minutes escape pack | DOS-SES-SCBA | Safety | Safety Equipment |  | SCBA | http://www.toronto.ca/TWONTO#self-contained_breathing_apparatus |  | Self Contained Breathing Apparatus (SCBA)
9624 | DOS-SES-SCBA-9574 | SCBA 5 minutes escape pack | FAC-YCM-SES | Safety | Safety Equipment |  | SCBA | http://www.toronto.ca/TWONTO#self-contained_breathing_apparatus |  | SAFETY & ENVIRONMENTAL SERVICES
40111 | DOS-SES-SCBA-9584 | SCBA 5 minutes escape pack | DOS-SES-SCBA | Safety | Safety Equipment |  | SCBA | http://www.toronto.ca/TWONTO#self-contained_breathing_apparatus |  | Self Contained Breathing Apparatus (SCBA)
40112 | DOS-SES-SCBA-9584 | SCBA 5 minutes escape pack | FAC-YCM-SES | Safety | Safety Equipment |  | SCBA | http://www.toronto.ca/TWONTO#self-contained_breathing_apparatus |  | SAFETY & ENVIRONMENTAL SERVICES
78766 | THR-SES-SCBA-0509 | SCBA 5 Minutes Escape Pack | THR-SES-SCBA | Safety | Safety Equipment |  | SCBA | http://www.toronto.ca/TWONTO#self-contained_breathing_apparatus |  | Self Contained Breathing Apparatus
78767 | THR-SES-SCBA-0510 | SCBA 5 Minutes Escape Pack | THR-SES-SCBA | Safety | Safety Equipment |  | SCBA | http://www.toronto.ca/TWONTO#self-contained_breathing_apparatus |  | Self Contained Breathing Apparatus
78768 | THR-SES-SCBA-0511 | SCBA 5 Minutes Escape Pack | THR-SCBA-WA1 | Safety | Safety Equipment |  | SCBA | http://www.toronto.ca/TWONTO#self-contained_breathing_apparatus |  | Self Contained Breathing Apparatus
138666 | THR-SES-SCBA-0511 | SCBA 5 Minutes Escape Pack | THR-SES-SCBA | Safety | Safety Equipment |  | SCBA | http://www.toronto.ca/TWONTO#self-contained_breathing_apparatus |  | Self Contained Breathing Apparatus
138667 | THR-SES-SCBA-0512 | SCBA 5 Minutes Escape Pack | THR-SES-SCBA | Safety | Safety Equipment |  | SCBA | http://www.toronto.ca/TWONTO#self-contained_breathing_apparatus |  | Self Contained Breathing Apparatus
9607 | DOS-SES-SCBA-2308 | SCBA 60 minutes escape pack | FAC-YCM-SES | Safety | Safety Equipment |  | SCBA | http://www.toronto.ca/TWONTO#self-contained_breathing_apparatus |  | SAFETY & ENVIRONMENTAL SERVICES
9608 | DOS-SES-SCBA-2362 | SCBA 60 minutes escape pack | FAC-YCM-SES | Safety | Safety Equipment |  | SCBA | http://www.toronto.ca/TWONTO#self-contained_breathing_apparatus |  | SAFETY & ENVIRONMENTAL SERVICES
9609 | DOS-SES-SCBA-2883 | SCBA 60 minutes escape pack | FAC-YCM-SES | Safety | Safety Equipment |  | SCBA | http://www.toronto.ca/TWONTO#self-contained_breathing_apparatus |  | SAFETY & ENVIRONMENTAL SERVICES
9610 | DOS-SES-SCBA-2897 | SCBA 60 minutes escape pack | DOS-SES-SCBA | Safety | Safety Equipment |  | SCBA | http://www.toronto.ca/TWONTO#self-contained_breathing_apparatus |  | Self Contained Breathing Apparatus (SCBA)
9611 | DOS-SES-SCBA-2901 | SCBA 60 minutes escape pack | FAC-YCM-SES | Safety | Safety Equipment |  | SCBA | http://www.toronto.ca/TWONTO#self-contained_breathing_apparatus |  | SAFETY & ENVIRONMENTAL SERVICES
9612 | DOS-SES-SCBA-3651 | SCBA 60 minutes escape pack | DOS-SES-SCBA | Safety | Safety Equipment |  | SCBA | http://www.toronto.ca/TWONTO#self-contained_breathing_apparatus |  | Self Contained Breathing Apparatus (SCBA)
9613 | DOS-SES-SCBA-3651 | SCBA 60 minutes escape pack | FAC-YCM-SES | Safety | Safety Equipment |  | SCBA | http://www.toronto.ca/TWONTO#self-contained_breathing_apparatus |  | SAFETY & ENVIRONMENTAL SERVICES
40087 | DOS-SES-SCBA-2308 | SCBA 60 minutes escape pack | DOS-SES-SCBA | Safety | Safety Equipment |  | SCBA | http://www.toronto.ca/TWONTO#self-contained_breathing_apparatus |  | Self Contained Breathing Apparatus (SCBA)
40088 | DOS-SES-SCBA-2362 | SCBA 60 minutes escape pack | DOS-SES-SCBA | Safety | Safety Equipment |  | SCBA | http://www.toronto.ca/TWONTO#self-contained_breathing_apparatus |  | Self Contained Breathing Apparatus (SCBA)
40089 | DOS-SES-SCBA-2883 | SCBA 60 minutes escape pack | DOS-SES-SCBA | Safety | Safety Equipment |  | SCBA | http://www.toronto.ca/TWONTO#self-contained_breathing_apparatus |  | Self Contained Breathing Apparatus (SCBA)
40090 | DOS-SES-SCBA-2897 | SCBA 60 minutes escape pack | FAC-YCM-SES | Safety | Safety Equipment |  | SCBA | http://www.toronto.ca/TWONTO#self-contained_breathing_apparatus |  | SAFETY & ENVIRONMENTAL SERVICES
40091 | DOS-SES-SCBA-2901 | SCBA 60 minutes escape pack | DOS-SES-SCBA | Safety | Safety Equipment |  | SCBA | http://www.toronto.ca/TWONTO#self-contained_breathing_apparatus |  | Self Contained Breathing Apparatus (SCBA)
40092 | DOS-SES-SCBA-3029 | SCBA 60 minutes escape pack | DOS-SES-SCBA | Safety | Safety Equipment |  | SCBA | http://www.toronto.ca/TWONTO#self-contained_breathing_apparatus |  | Self Contained Breathing Apparatus (SCBA)
40093 | DOS-SES-SCBA-3029 | SCBA 60 minutes escape pack | FAC-YCM-SES | Safety | Safety Equipment |  | SCBA | http://www.toronto.ca/TWONTO#self-contained_breathing_apparatus |  | SAFETY & ENVIRONMENTAL SERVICES
40094 | DOS-SES-SCBA-3879 | SCBA 60 minutes escape pack | DOS-SES-SCBA | Safety | Safety Equipment |  | SCBA | http://www.toronto.ca/TWONTO#self-contained_breathing_apparatus |  | Self Contained Breathing Apparatus (SCBA)
40095 | DOS-SES-SCBA-3879 | SCBA 60 minutes escape pack | FAC-YCM-SES | Safety | Safety Equipment |  | SCBA | http://www.toronto.ca/TWONTO#self-contained_breathing_apparatus |  | SAFETY & ENVIRONMENTAL SERVICES
40109 | DOS-SES-SCBA-8972 | SCBA 60 minutes escape pack | DOS-SES-SCBA | Safety | Safety Equipment |  | SCBA | http://www.toronto.ca/TWONTO#self-contained_breathing_apparatus |  | Self Contained Breathing Apparatus (SCBA)
40110 | DOS-SES-SCBA-9040 | SCBA 60 minutes escape pack | DOS-SES-SCBA | Safety | Safety Equipment |  | SCBA | http://www.toronto.ca/TWONTO#self-contained_breathing_apparatus |  | Self Contained Breathing Apparatus (SCBA)
46695 | TAB-DIS-SQ-0003 | SCBA Breathing Apparatus | TAB-SES-SCBA | PPE,SCBA | Safety Equipment |  | SQ | http://www.toronto.ca/TWONTO#self-contained_breathing_apparatus |  | WA4 Safety Equipment, SCBA
81355 | TNT-GRK-SCBA | SCBA Breathing Apparatus | TAB-SUSPENDED ENTITY |  | Safety Equipment |  |  | http://www.toronto.ca/TWONTO#self-contained_breathing_apparatus |  | Suspended entities
112265 | TAB-DIS-SQ-0002 | SCBA Breathing Apparatus | TAB-SES-SCBA | PPE,SCBA | Safety Equipment |  | SQ | http://www.toronto.ca/TWONTO#self-contained_breathing_apparatus |  | WA4 Safety Equipment, SCBA
140579 | TNT-GRK-SCBA | SCBA Breathing Apparatus | TNT-GRK |  | Safety Equipment |  |  | http://www.toronto.ca/TWONTO#self-contained_breathing_apparatus |  | Groundskeeping, Building services, Safety Equipment
112264 | TAB-DIS-SQ-0001 | SCBA Breathing Apparatus, | TAB-SES-SCBA | PPE,SCBA | Safety Equipment |  | SQ | http://www.toronto.ca/TWONTO#self-contained_breathing_apparatus |  | WA4 Safety Equipment, SCBA
81665 | TNT-SES-SQ-0100 | SCBA Breathing Apparatus, NE 107319,Filter Bldg, Main Floor | TAB-SES-SCBA | PPE,SCBA | Safety Equipment |  | SQ | http://www.toronto.ca/TWONTO#self-contained_breathing_apparatus |  | WA4 Safety Equipment, SCBA
81666 | TNT-SES-SQ-0100 | SCBA Breathing Apparatus, NE 107319,Filter Bldg, Main Floor | TNT-GRK-SCBA | PPE,SCBA | Safety Equipment |  | SQ | http://www.toronto.ca/TWONTO#self-contained_breathing_apparatus |  | SCBA Breathing Apparatus
81667 | TNT-SES-SQ-0101 | SCBA Breathing Apparatus, NE 318078, Lunch Room | TNT-GRK-SCBA | PPE,SCBA | Safety Equipment |  | SQ | http://www.toronto.ca/TWONTO#self-contained_breathing_apparatus |  | SCBA Breathing Apparatus
53657 | TAB-SES-SQ-0007 | SCBA Breathing Apparatus, Blower Bldg. 1st Floor - LAF 132 443 FS | TAB-SES-SCBA | PPE,SCBA | Safety Equipment |  | SQ | http://www.toronto.ca/TWONTO#self-contained_breathing_apparatus |  | WA4 Safety Equipment, SCBA
53656 | TAB-SES-SQ-0006 | SCBA Breathing Apparatus, Blower Bldg., 1st Flr. LAH 317 165 TS | TAB-SES-SCBA | PPE,SCBA | Safety Equipment |  | SQ | http://www.toronto.ca/TWONTO#self-contained_breathing_apparatus |  | WA4 Safety Equipment, SCBA
112266 | TAB-DIS-SQ-0004 | SCBA Breathing Apparatus, Chlorine Bldg., LAG 199 325 FS | TAB-SES-SCBA | PPE,SCBA | Safety Equipment |  | SQ | http://www.toronto.ca/TWONTO#self-contained_breathing_apparatus |  | WA4 Safety Equipment, SCBA
53652 | TAB-SES-SQ-0002 | SCBA Breathing Apparatus, D Bldg., 2nd Floor - LAG 225 780 FS | TAB-SES-SCBA | PPE,SCBA | Safety Equipment |  | SQ | http://www.toronto.ca/TWONTO#self-contained_breathing_apparatus |  | WA4 Safety Equipment, SCBA
140798 | TNT-SES-SQ-0014 | SCBA Breathing Apparatus, Dewatering Bldg., 1st Flr.Emergency Response Rm. - LAH 123 571 TS | TAB-SES-SCBA | PPE,SCBA | Safety Equipment |  | SQ | http://www.toronto.ca/TWONTO#self-contained_breathing_apparatus |  | WA4 Safety Equipment, SCBA
53660 | TAB-SES-SQ-0011 | SCBA Breathing Apparatus, Dewatering Bldg., 1st Flr.Emergency Response Rm. - LAH 304 193 FS | TAB-SES-SCBA | PPE,SCBA | Safety Equipment |  | SQ | http://www.toronto.ca/TWONTO#self-contained_breathing_apparatus |  | WA4 Safety Equipment, SCBA
53659 | TAB-SES-SQ-0010 | SCBA Breathing Apparatus, Dewatering Bldg., 1st Flr.Emergency Response Rm. - LAH 310 803 FS | TAB-SES-SCBA | PPE,SCBA | Safety Equipment |  | SQ | http://www.toronto.ca/TWONTO#self-contained_breathing_apparatus |  | WA4 Safety Equipment, SCBA
53658 | TAB-SES-SQ-0009 | SCBA Breathing Apparatus, Dewatering Bldg., 1st Flr.Emergency Response Rm. - LAH 310 809 FS | TAB-SES-SCBA | PPE,SCBA | Safety Equipment |  | SQ | http://www.toronto.ca/TWONTO#self-contained_breathing_apparatus |  | WA4 Safety Equipment, SCBA
81664 | TNT-SES-SQ-0013 | SCBA Breathing Apparatus, Dewatering Bldg., 1st Flr.Emergency Response Rm. - LAH 310 811 FS | TAB-SES-SCBA | PPE,SCBA | Safety Equipment |  | SQ | http://www.toronto.ca/TWONTO#self-contained_breathing_apparatus |  | WA4 Safety Equipment, SCBA
118034 | TAB-SES-SQ-0012 | SCBA Breathing Apparatus, Dewatering Bldg., 1st Flr.Emergency Response Rm. - LAH 317 174 TS | TAB-SES-SCBA | PPE,SCBA | Safety Equipment |  | SQ | http://www.toronto.ca/TWONTO#self-contained_breathing_apparatus |  | WA4 Safety Equipment, SCBA
118033 | TAB-SES-SQ-0008 | SCBA Breathing Apparatus, Dewatering Bldg., 1st Flr.Meeting Rm. - LAH 010 593 FS | TAB-SES-SCBA | PPE,SCBA | Safety Equipment |  | SQ | http://www.toronto.ca/TWONTO#self-contained_breathing_apparatus |  | WA4 Safety Equipment, SCBA
53662 | TAB-SES-SQ-0016 | SCBA Breathing Apparatus, Digester 13 -16 North Entrance - HAB 317007 | TAB-SES-SCBA | PPE,SCBA | Safety Equipment |  | SQ | http://www.toronto.ca/TWONTO#self-contained_breathing_apparatus |  | WA4 Safety Equipment, SCBA
53664 | TAB-SES-SQ-0018 | SCBA Breathing Apparatus, Grass Shack - LAH 343 965 TS | TAB-SES-SCBA | PPE,SCBA | Safety Equipment |  | SQ | http://www.toronto.ca/TWONTO#self-contained_breathing_apparatus |  | WA4 Safety Equipment, SCBA
53653 | TAB-SES-SQ-0003 | SCBA Breathing Apparatus, M Bldg., 1st Floor - LAG 199 328 FS | TAB-SES-SCBA | PPE,SCBA | Safety Equipment |  | SQ | http://www.toronto.ca/TWONTO#self-contained_breathing_apparatus |  | WA4 Safety Equipment, SCBA
46697 | TAB-DIS-SQ-0012 | SCBA Breathing Apparatus, NR210244, Chlorine Bldg., Spare | TAB-SUSPENDED ENTITY | PPE,SCBA | Safety Equipment | 34629 | SQ | http://www.toronto.ca/TWONTO#self-contained_breathing_apparatus |  | Suspended entities
112276 | TAB-DIS-SQ-0012 | SCBA Breathing Apparatus, NR210244, Chlorine Bldg., Spare | TAB-SES-SCBA | PPE,SCBA | Safety Equipment | 34629 | SQ | http://www.toronto.ca/TWONTO#self-contained_breathing_apparatus |  | WA4 Safety Equipment, SCBA
53661 | TAB-SES-SQ-0015 | SCBA Breathing Apparatus, Silo Bldg., 2nd Flr. - LAH 315 027 FS | TAB-SES-SCBA | PPE,SCBA | Safety Equipment |  | SQ | http://www.toronto.ca/TWONTO#self-contained_breathing_apparatus |  | WA4 Safety Equipment, SCBA
53654 | TAB-SES-SQ-0004 | SCBA Breathing Apparatus, T Bldg., 1st Flr. LAH 310 804 FS | TAB-SES-SCBA | PPE,SCBA | Safety Equipment |  | SQ | http://www.toronto.ca/TWONTO#self-contained_breathing_apparatus |  | WA4 Safety Equipment, SCBA
53655 | TAB-SES-SQ-0005 | SCBA Breathing Apparatus, T Bldg., 1st Flr. LAH 317 167 TS | TAB-SES-SCBA | PPE,SCBA | Safety Equipment |  | SQ | http://www.toronto.ca/TWONTO#self-contained_breathing_apparatus |  | WA4 Safety Equipment, SCBA
112269 | TAB-DIS-SQ-0007 | SCBA Breathing Apparatus, TE31084, Z Bldg., In Feed Pump Room | TAB-SES-SCBA | PPE,SCBA | Safety Equipment | 34625 | SQ | http://www.toronto.ca/TWONTO#self-contained_breathing_apparatus |  | WA4 Safety Equipment, SCBA
112270 | TAB-DIS-SQ-0007 | SCBA Breathing Apparatus, TE31084, Z Bldg., In Feed Pump Room | TAB-SUSPENDED ENTITY | PPE,SCBA | Safety Equipment | 34625 | SQ | http://www.toronto.ca/TWONTO#self-contained_breathing_apparatus |  | Suspended entities
112271 | TAB-DIS-SQ-0008 | SCBA Breathing Apparatus, TE318050, M Bldg., Grd.Flr. Near Lunch Room | TAB-SES-SCBA | PPE,SCBA | Safety Equipment | 34626 | SQ | http://www.toronto.ca/TWONTO#self-contained_breathing_apparatus |  | WA4 Safety Equipment, SCBA
112272 | TAB-DIS-SQ-0008 | SCBA Breathing Apparatus, TE318050, M Bldg., Grd.Flr. Near Lunch Room | TAB-SUSPENDED ENTITY | PPE,SCBA | Safety Equipment | 34626 | SQ | http://www.toronto.ca/TWONTO#self-contained_breathing_apparatus |  | Suspended entities
112267 | TAB-DIS-SQ-0006 | SCBA Breathing Apparatus, TE318095, Blower Bldg. Grd.Fl hall Way | TAB-SES-SCBA | PPE,SCBA | Safety Equipment | 34623 | SQ | http://www.toronto.ca/TWONTO#self-contained_breathing_apparatus |  | WA4 Safety Equipment, SCBA
112268 | TAB-DIS-SQ-0006 | SCBA Breathing Apparatus, TE318095, Blower Bldg. Grd.Fl hall Way | TAB-SUSPENDED ENTITY | PPE,SCBA | Safety Equipment | 34623 | SQ | http://www.toronto.ca/TWONTO#self-contained_breathing_apparatus |  | Suspended entities
81668 | TNT-SES-SQ-0102 | SCBA Breathing Apparatus, TF195138, Admin Bldg, Lab | TNT-GRK-SCBA | PPE,SCBA | Safety Equipment |  | SQ | http://www.toronto.ca/TWONTO#self-contained_breathing_apparatus |  | SCBA Breathing Apparatus
112273 | TAB-DIS-SQ-0009 | SCBA Breathing Apparatus, TF195198, T Bldg., Grd.Flr.Opp. Elevator | TAB-SES-SCBA | PPE,SCBA | Safety Equipment | 34627 | SQ | http://www.toronto.ca/TWONTO#self-contained_breathing_apparatus |  | WA4 Safety Equipment, SCBA
112274 | TAB-DIS-SQ-0009 | SCBA Breathing Apparatus, TF195198, T Bldg., Grd.Flr.Opp. Elevator | TAB-SUSPENDED ENTITY | PPE,SCBA | Safety Equipment | 34627 | SQ | http://www.toronto.ca/TWONTO#self-contained_breathing_apparatus |  | Suspended entities
53663 | TAB-SES-SQ-0017 | SCBA Breathing Apparatus, Z Building, 1st Floor North of Control Room - LAH 304 226 FS | TAB-SES-SCBA | PPE,SCBA | Safety Equipment |  | SQ | http://www.toronto.ca/TWONTO#self-contained_breathing_apparatus |  | WA4 Safety Equipment, SCBA
46696 | TAB-DIS-SQ-0010 | SCBA Breathing Apparatus,TF195005, T Bldg., Grd. Flr. Opp. Elevator | TAB-SUSPENDED ENTITY | PPE,SCBA | Safety Equipment | 34628 | SQ | http://www.toronto.ca/TWONTO#self-contained_breathing_apparatus |  | Suspended entities
112275 | TAB-DIS-SQ-0010 | SCBA Breathing Apparatus,TF195005, T Bldg., Grd. Flr. Opp. Elevator | TAB-SES-SCBA | PPE,SCBA | Safety Equipment | 34628 | SQ | http://www.toronto.ca/TWONTO#self-contained_breathing_apparatus |  | WA4 Safety Equipment, SCBA
26295 | FHO-SES-SCBA-JAN | SCBA Cylinder Group 1 | FHO-SES-SQ-0001 | PPE,SCBA | Safety Equipment |  |  | http://www.toronto.ca/TWONTO#compressed_gas_cylinder |  | Safety Equipment
94821 | FHO-SES-SCBA-JAN | SCBA Cylinder Group 1 | FHO-SES-SQ-0002 | PPE,SCBA | Safety Equipment |  |  | http://www.toronto.ca/TWONTO#compressed_gas_cylinder |  | Emergency Breathing Apparatus
26299 | FHO-SES-SCBA-OCT | SCBA Cylinder Group 10 | FHO-SES-SQ-0002 | PPE,SCBA | Safety Equipment |  |  | http://www.toronto.ca/TWONTO#compressed_gas_cylinder |  | Emergency Breathing Apparatus
26298 | FHO-SES-SCBA-NOV | SCBA Cylinder Group 11 | FHO-SES-SQ-0002 | PPE,SCBA | Safety Equipment |  |  | http://www.toronto.ca/TWONTO#compressed_gas_cylinder |  | Emergency Breathing Apparatus
26281 | FHO-SES-SCBA-DEC | SCBA Cylinder Group 12 | FHO-SES-SQ-0002 | PPE,SCBA | Safety Equipment |  |  | http://www.toronto.ca/TWONTO#compressed_gas_cylinder |  | Emergency Breathing Apparatus
26282 | FHO-SES-SCBA-FEB | SCBA Cylinder Group 2 | FHO-SES-SQ-0001 | PPE,SCBA | Safety Equipment |  |  | http://www.toronto.ca/TWONTO#compressed_gas_cylinder |  | Safety Equipment
26283 | FHO-SES-SCBA-FEB | SCBA Cylinder Group 2 | FHO-SES-SQ-0002 | PPE,SCBA | Safety Equipment |  |  | http://www.toronto.ca/TWONTO#compressed_gas_cylinder |  | Emergency Breathing Apparatus
94823 | FHO-SES-SCBA-MAR | SCBA Cylinder Group 3 | FHO-SES-SQ-0002 | PPE,SCBA | Safety Equipment |  |  | http://www.toronto.ca/TWONTO#compressed_gas_cylinder |  | Emergency Breathing Apparatus
26280 | FHO-SES-SCBA-APR | SCBA Cylinder Group 4 | FHO-SES-SQ-0002 | PPE,SCBA | Safety Equipment |  |  | http://www.toronto.ca/TWONTO#compressed_gas_cylinder |  | Emergency Breathing Apparatus
26297 | FHO-SES-SCBA-MAY | SCBA Cylinder Group 5 | FHO-SES-SQ-0002 | PPE,SCBA | Safety Equipment |  |  | http://www.toronto.ca/TWONTO#compressed_gas_cylinder |  | Emergency Breathing Apparatus
94822 | FHO-SES-SCBA-JUN | SCBA Cylinder Group 6 | FHO-SES-SQ-0002 | PPE,SCBA | Safety Equipment |  |  | http://www.toronto.ca/TWONTO#compressed_gas_cylinder |  | Emergency Breathing Apparatus
26296 | FHO-SES-SCBA-JUL | SCBA Cylinder Group 7 | FHO-SES-SQ-0002 | PPE,SCBA | Safety Equipment |  |  | http://www.toronto.ca/TWONTO#compressed_gas_cylinder |  | Emergency Breathing Apparatus
94811 | FHO-SES-SCBA-AUG | SCBA Cylinder Group 8 | FHO-SES-SQ-0002 | PPE,SCBA | Safety Equipment |  |  | http://www.toronto.ca/TWONTO#compressed_gas_cylinder |  | Emergency Breathing Apparatus
26300 | FHO-SES-SCBA-SEP | SCBA Cylinder Group 9 | FHO-SES-SQ-0002 | PPE,SCBA | Safety Equipment |  |  | http://www.toronto.ca/TWONTO#compressed_gas_cylinder |  | Emergency Breathing Apparatus
86864 | WTR-PLW-PPE-0101-SUS | SCBA Facemask | WTR-SUSPENDED | PPE,SCBA | Safety Equipment | 47441 | PPE | http://www.toronto.ca/TWONTO#self-contained_breathing_apparatus |  | Suspended Obsolete entity for storage purpose
86865 | WTR-PLW-PPE-0102-SUS | SCBA Facemask | WTR-WEST-SES | PPE,SCBA | Safety Equipment | 47442 | PPE | http://www.toronto.ca/TWONTO#self-contained_breathing_apparatus |  | Safety & Lifting Devices
145145 | WTR-PLW-PPE-0101-SUS | SCBA Facemask | WTR-WEST-SES | PPE,SCBA | Safety Equipment | 47441 | PPE | http://www.toronto.ca/TWONTO#self-contained_breathing_apparatus |  | Safety & Lifting Devices
145146 | WTR-PLW-PPE-0102-SUS | SCBA Facemask | WTR-SUSPENDED | PPE,SCBA | Safety Equipment | 47442 | PPE | http://www.toronto.ca/TWONTO#self-contained_breathing_apparatus |  | Suspended Obsolete entity for storage purpose
145147 | WTR-PLW-PPE-0103-SUS | SCBA Facemask | WTR-SUSPENDED | PPE,SCBA | Safety Equipment | 47443 | PPE | http://www.toronto.ca/TWONTO#self-contained_breathing_apparatus |  | Suspended Obsolete entity for storage purpose
145148 | WTR-PLW-PPE-0103-SUS | SCBA Facemask | WTR-WEST-SES | PPE,SCBA | Safety Equipment | 47443 | PPE | http://www.toronto.ca/TWONTO#self-contained_breathing_apparatus |  | Safety & Lifting Devices
85744 | WTR-PHL-PPE-0003-SUS | SCBA Facemask - Andrzej Rutkowski | WTR-CENTRAL-SES | PPE,SCBA | Safety Equipment | 47424 | PPE | http://www.toronto.ca/TWONTO#self-contained_breathing_apparatus |  | Safety & Lifting Devices
85745 | WTR-PHL-PPE-0003-SUS | SCBA Facemask - Andrzej Rutkowski | WTR-SUSPENDED | PPE,SCBA | Safety Equipment | 47424 | PPE | http://www.toronto.ca/TWONTO#self-contained_breathing_apparatus |  | Suspended Obsolete entity for storage purpose
85743 | WTR-PHL-PPE-0002-SUS | SCBA Facemask - Anne DeCarlo | WTR-SUSPENDED | PPE,SCBA | Safety Equipment | 47423 | PPE | http://www.toronto.ca/TWONTO#self-contained_breathing_apparatus |  | Suspended Obsolete entity for storage purpose
144178 | WTR-PHL-PPE-0002-SUS | SCBA Facemask - Anne DeCarlo | WTR-CENTRAL-SES | PPE,SCBA | Safety Equipment | 47423 | PPE | http://www.toronto.ca/TWONTO#self-contained_breathing_apparatus |  | Safety & Lifting Devices
85749 | WTR-PHL-PPE-0007-SUS | SCBA Facemask - Damian Cain | WTR-SUSPENDED | PPE,SCBA | Safety Equipment | 47428 | PPE | http://www.toronto.ca/TWONTO#self-contained_breathing_apparatus |  | Suspended Obsolete entity for storage purpose
144182 | WTR-PHL-PPE-0007-SUS | SCBA Facemask - Damian Cain | WTR-CENTRAL-SES | PPE,SCBA | Safety Equipment | 47428 | PPE | http://www.toronto.ca/TWONTO#self-contained_breathing_apparatus |  | Safety & Lifting Devices
85755 | WTR-PHL-PPE-0012-SUS | SCBA Facemask - Farshad Setoodeh | WTR-SUSPENDED | PPE,SCBA | Safety Equipment | 47433 | PPE | http://www.toronto.ca/TWONTO#self-contained_breathing_apparatus |  | Suspended Obsolete entity for storage purpose
144186 | WTR-PHL-PPE-0012-SUS | SCBA Facemask - Farshad Setoodeh | WTR-CENTRAL-SES | PPE,SCBA | Safety Equipment | 47433 | PPE | http://www.toronto.ca/TWONTO#self-contained_breathing_apparatus |  | Safety & Lifting Devices
85751 | WTR-PHL-PPE-0009-SUS | SCBA Facemask - Fernando Guglielmo | WTR-CENTRAL-SES | PPE,SCBA | Safety Equipment | 47430 | PPE | http://www.toronto.ca/TWONTO#self-contained_breathing_apparatus |  | Safety & Lifting Devices
144184 | WTR-PHL-PPE-0009-SUS | SCBA Facemask - Fernando Guglielmo | WTR-SUSPENDED | PPE,SCBA | Safety Equipment | 47430 | PPE | http://www.toronto.ca/TWONTO#self-contained_breathing_apparatus |  | Suspended Obsolete entity for storage purpose
85752 | WTR-PHL-PPE-0010-SUS | SCBA Facemask - Jim Burford | WTR-CENTRAL-SES | PPE,SCBA | Safety Equipment | 47431 | PPE | http://www.toronto.ca/TWONTO#self-contained_breathing_apparatus |  | Safety & Lifting Devices
85753 | WTR-PHL-PPE-0010-SUS | SCBA Facemask - Jim Burford | WTR-SUSPENDED | PPE,SCBA | Safety Equipment | 47431 | PPE | http://www.toronto.ca/TWONTO#self-contained_breathing_apparatus |  | Suspended Obsolete entity for storage purpose
85748 | WTR-PHL-PPE-0006-SUS | SCBA Facemask - Larry Mercer | WTR-CENTRAL-SES | PPE,SCBA | Safety Equipment | 47427 | PPE | http://www.toronto.ca/TWONTO#self-contained_breathing_apparatus |  | Safety & Lifting Devices
144181 | WTR-PHL-PPE-0006-SUS | SCBA Facemask - Larry Mercer | WTR-SUSPENDED | PPE,SCBA | Safety Equipment | 47427 | PPE | http://www.toronto.ca/TWONTO#self-contained_breathing_apparatus |  | Suspended Obsolete entity for storage purpose
85754 | WTR-PHL-PPE-0011-SUS | SCBA Facemask - Mike Dipaolo | WTR-CENTRAL-SES | PPE,SCBA | Safety Equipment | 47432 | PPE | http://www.toronto.ca/TWONTO#self-contained_breathing_apparatus |  | Safety & Lifting Devices
144185 | WTR-PHL-PPE-0011-SUS | SCBA Facemask - Mike Dipaolo | WTR-SUSPENDED | PPE,SCBA | Safety Equipment | 47432 | PPE | http://www.toronto.ca/TWONTO#self-contained_breathing_apparatus |  | Suspended Obsolete entity for storage purpose
85747 | WTR-PHL-PPE-0005-SUS | SCBA Facemask - Naser Ansari | WTR-SUSPENDED | PPE,SCBA | Safety Equipment | 47426 | PPE | http://www.toronto.ca/TWONTO#self-contained_breathing_apparatus |  | Suspended Obsolete entity for storage purpose
144180 | WTR-PHL-PPE-0005-SUS | SCBA Facemask - Naser Ansari | WTR-CENTRAL-SES | PPE,SCBA | Safety Equipment | 47426 | PPE | http://www.toronto.ca/TWONTO#self-contained_breathing_apparatus |  | Safety & Lifting Devices
85750 | WTR-PHL-PPE-0008-SUS | SCBA Facemask - Nelson Abdilla | WTR-SUSPENDED | PPE,SCBA | Safety Equipment | 47429 | PPE | http://www.toronto.ca/TWONTO#self-contained_breathing_apparatus |  | Suspended Obsolete entity for storage purpose
144183 | WTR-PHL-PPE-0008-SUS | SCBA Facemask - Nelson Abdilla | WTR-CENTRAL-SES | PPE,SCBA | Safety Equipment | 47429 | PPE | http://www.toronto.ca/TWONTO#self-contained_breathing_apparatus |  | Safety & Lifting Devices
85746 | WTR-PHL-PPE-0004-SUS | SCBA Facemask - Paul Sokolovas | WTR-SUSPENDED | PPE,SCBA | Safety Equipment | 47425 | PPE | http://www.toronto.ca/TWONTO#self-contained_breathing_apparatus |  | Suspended Obsolete entity for storage purpose
144179 | WTR-PHL-PPE-0004-SUS | SCBA Facemask - Paul Sokolovas | WTR-CENTRAL-SES | PPE,SCBA | Safety Equipment | 47425 | PPE | http://www.toronto.ca/TWONTO#self-contained_breathing_apparatus |  | Safety & Lifting Devices
85741 | WTR-PHL-PPE-0001-SUS | SCBA Facemask- Rick Callaghan | WTR-CENTRAL-SES | PPE,SCBA | Safety Equipment | 47422 | PPE | http://www.toronto.ca/TWONTO#self-contained_breathing_apparatus |  | Safety & Lifting Devices
85742 | WTR-PHL-PPE-0001-SUS | SCBA Facemask- Rick Callaghan | WTR-SUSPENDED | PPE,SCBA | Safety Equipment | 47422 | PPE | http://www.toronto.ca/TWONTO#self-contained_breathing_apparatus |  | Suspended Obsolete entity for storage purpose
26286 | FHO-SES-SCBA-HARNESS1 | SCBA Harness # 1 | FHO-SES-SQ-0002 | PPE,SCBA | Safety Equipment |  |  | http://www.toronto.ca/TWONTO#fall_arrest_harness |  | Emergency Breathing Apparatus
94812 | FHO-SES-SCBA-HARNESS1 | SCBA Harness # 1 | FHO-SES-SQ-0001 | PPE,SCBA | Safety Equipment |  |  | http://www.toronto.ca/TWONTO#fall_arrest_harness |  | Safety Equipment
26287 | FHO-SES-SCBA-HARNESS10 | SCBA Harness # 10 | FHO-SES-SQ-0002 | PPE,SCBA | Safety Equipment |  |  | http://www.toronto.ca/TWONTO#fall_arrest_harness |  | Emergency Breathing Apparatus
26288 | FHO-SES-SCBA-HARNESS11 | SCBA Harness # 11 | FHO-SES-SQ-0002 | PPE,SCBA | Safety Equipment |  |  | http://www.toronto.ca/TWONTO#fall_arrest_harness |  | Emergency Breathing Apparatus
94813 | FHO-SES-SCBA-HARNESS12 | SCBA Harness # 12 | FHO-SES-SQ-0002 | PPE,SCBA | Safety Equipment |  |  | http://www.toronto.ca/TWONTO#fall_arrest_harness |  | Emergency Breathing Apparatus
26289 | FHO-SES-SCBA-HARNESS2 | SCBA Harness # 2 | FHO-SES-SQ-0001 | PPE,SCBA | Safety Equipment |  |  | http://www.toronto.ca/TWONTO#fall_arrest_harness |  | Safety Equipment
94814 | FHO-SES-SCBA-HARNESS2 | SCBA Harness # 2 | FHO-SES-SQ-0002 | PPE,SCBA | Safety Equipment |  |  | http://www.toronto.ca/TWONTO#fall_arrest_harness |  | Emergency Breathing Apparatus
26290 | FHO-SES-SCBA-HARNESS3 | SCBA Harness # 3 | FHO-SES-SQ-0002 | PPE,SCBA | Safety Equipment |  |  | http://www.toronto.ca/TWONTO#fall_arrest_harness |  | Emergency Breathing Apparatus
94815 | FHO-SES-SCBA-HARNESS3 | SCBA Harness # 3 | FHO-SES-SQ-0001 | PPE,SCBA | Safety Equipment |  |  | http://www.toronto.ca/TWONTO#fall_arrest_harness |  | Safety Equipment
26291 | FHO-SES-SCBA-HARNESS4 | SCBA Harness # 4 | FHO-SES-SQ-0001 | PPE,SCBA | Safety Equipment |  |  | http://www.toronto.ca/TWONTO#fall_arrest_harness |  | Safety Equipment
94816 | FHO-SES-SCBA-HARNESS4 | SCBA Harness # 4 | FHO-SES-SQ-0002 | PPE,SCBA | Safety Equipment |  |  | http://www.toronto.ca/TWONTO#fall_arrest_harness |  | Emergency Breathing Apparatus
26292 | FHO-SES-SCBA-HARNESS5 | SCBA Harness # 5 | FHO-SES-SQ-0002 | PPE,SCBA | Safety Equipment |  |  | http://www.toronto.ca/TWONTO#fall_arrest_harness |  | Emergency Breathing Apparatus
94817 | FHO-SES-SCBA-HARNESS6 | SCBA Harness # 6 | FHO-SES-SQ-0002 | PPE,SCBA | Safety Equipment |  |  | http://www.toronto.ca/TWONTO#fall_arrest_harness |  | Emergency Breathing Apparatus
26293 | FHO-SES-SCBA-HARNESS7 | SCBA Harness # 7 | FHO-SES-SQ-0002 | PPE,SCBA | Safety Equipment |  |  | http://www.toronto.ca/TWONTO#fall_arrest_harness |  | Emergency Breathing Apparatus
94818 | FHO-SES-SCBA-HARNESS7 | SCBA Harness # 7 | FHO-SES-SQ-0001 | PPE,SCBA | Safety Equipment |  |  | http://www.toronto.ca/TWONTO#fall_arrest_harness |  | Safety Equipment
94819 | FHO-SES-SCBA-HARNESS8 | SCBA Harness # 8 | FHO-SES-SQ-0002 | PPE,SCBA | Safety Equipment |  |  | http://www.toronto.ca/TWONTO#fall_arrest_harness |  | Emergency Breathing Apparatus
26294 | FHO-SES-SCBA-HARNESS9 | SCBA Harness # 9 | FHO-SES-SQ-0002 | PPE,SCBA | Safety Equipment |  |  | http://www.toronto.ca/TWONTO#fall_arrest_harness |  | Emergency Breathing Apparatus
94820 | FHO-SES-SCBA-HARNESS9 | SCBA Harness # 9 | FHO-SES-SQ-0001 | PPE,SCBA | Safety Equipment |  |  | http://www.toronto.ca/TWONTO#fall_arrest_harness |  | Safety Equipment
26284 | FHO-SES-SCBA-HARNESS | SCBA Harnesses | FHO-SES-SQ-0001 | PPE,SCBA | Safety Equipment |  |  | http://www.toronto.ca/TWONTO#fall_arrest_harness |  | Safety Equipment
26285 | FHO-SES-SCBA-HARNESS | SCBA Harnesses | FHO-SES-SQ-0002 | PPE,SCBA | Safety Equipment |  |  | http://www.toronto.ca/TWONTO#fall_arrest_harness |  | Emergency Breathing Apparatus
78771 | THR-SES-SCBA-0521S | SCBA Spare Cylinder (Sr No. OJ140964) | THR-S-E | Safety | Safety Equipment | 40973 | SCBA | http://www.toronto.ca/TWONTO#compressed_gas_cylinder |  | SUSPENDED ENTITY
78772 | THR-SES-SCBA-0521S | SCBA Spare Cylinder (Sr No. OJ140964) | THR-SES-SCBA | Safety | Safety Equipment | 40973 | SCBA | http://www.toronto.ca/TWONTO#compressed_gas_cylinder |  | Self Contained Breathing Apparatus
138670 | THR-SES-SCBA-0520 | SCBA Spare Cylinder (Sr No. OJ374431) | THR-SES-SCBA | Safety | Safety Equipment |  | SCBA | http://www.toronto.ca/TWONTO#compressed_gas_cylinder |  | Self Contained Breathing Apparatus
138671 | THR-SES-SCBA-0522 | SCBA Spare Cylinder (Sr No. OJ376133) | THR-SES-SCBA | Safety | Safety Equipment |  | SCBA | http://www.toronto.ca/TWONTO#compressed_gas_cylinder |  | Self Contained Breathing Apparatus
138673 | THR-SES-SCBA-0524 | SCBA Spare Cylinder (Sr No.KS5974) | THR-SES-SCBA | Safety | Safety Equipment |  | SCBA | http://www.toronto.ca/TWONTO#compressed_gas_cylinder |  | Self Contained Breathing Apparatus
138672 | THR-SES-SCBA-0523 | SCBA Spare Cylinder (Sr No.KS7341)) | THR-SES-SCBA | Safety | Safety Equipment |  | SCBA | http://www.toronto.ca/TWONTO#compressed_gas_cylinder |  | Self Contained Breathing Apparatus
78774 | THR-SES-SCBA-0526S | SCBA Spare Cylinder (Sr No.OJ132067)(Trainer#2) | THR-S-E | Safety | Safety Equipment | 40974 | SCBA | http://www.toronto.ca/TWONTO#compressed_gas_cylinder |  | SUSPENDED ENTITY
138674 | THR-SES-SCBA-0526S | SCBA Spare Cylinder (Sr No.OJ132067)(Trainer#2) | THR-SES-SCBA | Safety | Safety Equipment | 40974 | SCBA | http://www.toronto.ca/TWONTO#compressed_gas_cylinder |  | Self Contained Breathing Apparatus
78773 | THR-SES-SCBA-0525 | SCBA Spare Cylinder (Sr No.OJ184353)(Trainer#1) | THR-SES-SCBA | Safety | Safety Equipment |  | SCBA | http://www.toronto.ca/TWONTO#compressed_gas_cylinder |  | Self Contained Breathing Apparatus
78775 | THR-SES-SCBA-0527 | SCBA Spare Cylinder (Sr No.OJ385421)(Trainer#3) | THR-SES-SCBA | Safety | Safety Equipment |  | SCBA | http://www.toronto.ca/TWONTO#compressed_gas_cylinder |  | Self Contained Breathing Apparatus
78296 | THR-SCBA-TRN-WA1 | SCBA Training WA1 | THR-SES-SCBA |  | Safety Equipment |  |  | activity |  | Self Contained Breathing Apparatus
138288 | THR-SCBA-TRN-WA2 | SCBA Training WA2 | THR-SES-SCBA |  | Safety Equipment |  |  | activity |  | Self Contained Breathing Apparatus
138289 | THR-SCBA-TRN-WA3 | SCBA Training WA3 | THR-SES-SCBA |  | Safety Equipment |  |  | activity |  | Self Contained Breathing Apparatus
78297 | THR-SCBA-TRN-WA4 | SCBA Training WA4 | THR-SES-SCBA |  | Safety Equipment |  |  | activity |  | Self Contained Breathing Apparatus
66379 | THC-SES-SQ-610958663 | SCBA Unit , Kit, T1 Control Room | THC-SES-SQ-SCBA | PPE,SCBA | Safety Equipment | 42414 | SQ | http://www.toronto.ca/TWONTO#self-contained_breathing_apparatus |  | SCBA Units, virtual entity
66366 | THC-SES-SQ-0508 | SCBA Unit 0506, Building X | THC-SES-SQ-SCBA | PPE,SCBA | Safety Equipment | 40870 | SQ | http://www.toronto.ca/TWONTO#self-contained_breathing_apparatus |  | SCBA Units, virtual entity
128776 | THC-SES-SQ-0507 | SCBA Unit 0506, Building X | THC-SES-SQ-SCBA | PPE,SCBA | Safety Equipment | 40869 | SQ | http://www.toronto.ca/TWONTO#self-contained_breathing_apparatus |  | SCBA Units, virtual entity
66371 | THC-SES-SQ-6109123200 | SCBA Unit, Cylinder spare, T1 Control Room | THC-SES-SQ-SCBA | PPE,SCBA | Safety Equipment |  | SQ | http://www.toronto.ca/TWONTO#compressed_gas_cylinder |  | SCBA Units, virtual entity
66375 | THC-SES-SQ-610955192 | SCBA Unit, Cylinder spare, T1 Control Room | THC-SES-SQ-SCBA | PPE,SCBA | Safety Equipment | 41016 | SQ | http://www.toronto.ca/TWONTO#compressed_gas_cylinder |  | SCBA Units, virtual entity
66374 | THC-SES-SQ-610955006 | SCBA Unit, Cylinder spare, T2 Control Room | THC-SES-SQ-SCBA | PPE,SCBA | Safety Equipment | 41060 | SQ | http://www.toronto.ca/TWONTO#compressed_gas_cylinder |  | SCBA Units, virtual entity
66376 | THC-SES-SQ-610955215 | SCBA Unit, Cylinder spare, T2 Control Room | THC-SES-SQ-SCBA | PPE,SCBA | Safety Equipment | 41017 | SQ | http://www.toronto.ca/TWONTO#compressed_gas_cylinder |  | SCBA Units, virtual entity
128781 | THC-SES-SQ-6109123129 | SCBA Unit, Cylinder spare, T2 Control Room | THC-SES-SQ-SCBA | PPE,SCBA | Safety Equipment |  | SQ | http://www.toronto.ca/TWONTO#compressed_gas_cylinder |  | SCBA Units, virtual entity
66370 | THC-SES-SQ-6109123123 | SCBA Unit, Cylinder, spare, T1 Control Room | THC-SES-SQ-SCBA | PPE,SCBA | Safety Equipment |  | SQ | http://www.toronto.ca/TWONTO#compressed_gas_cylinder |  | SCBA Units, virtual entity
66373 | THC-SES-SQ-610954986 | SCBA Unit, Cylinder, spare, T1 Control Room | THC-SES-SQ-SCBA | PPE,SCBA | Safety Equipment | 40949 | SQ | http://www.toronto.ca/TWONTO#compressed_gas_cylinder |  | SCBA Units, virtual entity
128782 | THC-SES-SQ-6109123130 | SCBA Unit, Cylinder, spare, T2 Control Room | THC-SES-SQ-SCBA | PPE,SCBA | Safety Equipment |  | SQ | http://www.toronto.ca/TWONTO#compressed_gas_cylinder |  | SCBA Units, virtual entity
66372 | THC-SES-SQ-6109127780 | SCBA Unit, Cylinder, spare, Work Area 2 shop | THC-SES-SQ-SCBA | PPE,SCBA | Safety Equipment |  | SQ | http://www.toronto.ca/TWONTO#compressed_gas_cylinder |  | SCBA Units, virtual entity
128786 | THC-SES-SQ-610958665 | SCBA Unit, kit, T1 Control Room | THC-SES-SQ-SCBA | PPE,SCBA | Safety Equipment | 42411 | SQ | http://www.toronto.ca/TWONTO#self-contained_breathing_apparatus |  | SCBA Units, virtual entity
66381 | THC-SES-SQ-610978456 | SCBA Unit, Kit, T1 Shop | THC-SES-SQ-SCBA | PPE,SCBA | Safety Equipment |  | SQ | http://www.toronto.ca/TWONTO#self-contained_breathing_apparatus |  | SCBA Units, virtual entity
128783 | THC-SES-SQ-6109123202 | SCBA Unit, Kit, T1 Shop | THC-SES-SQ-SCBA | PPE,SCBA | Safety Equipment |  | SQ | http://www.toronto.ca/TWONTO#self-contained_breathing_apparatus |  | SCBA Units, virtual entity
128784 | THC-SES-SQ-610955181 | SCBA Unit, Kit, T1 Shop | THC-SES-SQ-SCBA | PPE,SCBA | Safety Equipment | 41015 | SQ | http://www.toronto.ca/TWONTO#self-contained_breathing_apparatus |  | SCBA Units, virtual entity
66378 | THC-SES-SQ-610958653 | SCBA Unit, Kit, T2 Control Room | THC-SES-SQ-SCBA | PPE,SCBA | Safety Equipment | 42412 | SQ | http://www.toronto.ca/TWONTO#self-contained_breathing_apparatus |  | SCBA Units, virtual entity
66380 | THC-SES-SQ-610977144 | SCBA Unit, Kit, T2 Shop | THC-SES-SQ-SCBA | PPE,SCBA | Safety Equipment |  | SQ | http://www.toronto.ca/TWONTO#self-contained_breathing_apparatus |  | SCBA Units, virtual entity
128785 | THC-SES-SQ-610956576 | SCBA Unit, Kit, T2 Shop | THC-SES-SQ-SCBA | PPE,SCBA | Safety Equipment | 42415 | SQ | http://www.toronto.ca/TWONTO#self-contained_breathing_apparatus |  | SCBA Units, virtual entity
128788 | THC-SES-SQ-SCBA | SCBA Units, virtual entity | THC-SES-SQ | PPE,SCBA | Safety Equipment |  |  | http://www.toronto.ca/TWONTO#self-contained_breathing_apparatus |  | Safety Equipment
66377 | THC-SES-SQ-610957749 | SCBA, Kit, T2 Control Room | THC-SES-SQ-SCBA | PPE,SCBA | Safety Equipment | 42413 | SQ | http://www.toronto.ca/TWONTO#self-contained_breathing_apparatus |  | SCBA Units, virtual entity
10823 | FCL-AIR-PACK-4A(S) | Self Contained Breathing Apparatus | FCL-SES-2 | PPE,SCBA | Safety Equipment | 34292 | PACK | http://www.toronto.ca/TWONTO#self-contained_breathing_apparatus |  | SCBA's
47913 | FCL-AIR-PACK-2 | Self Contained Breathing Apparatus | FCL-SES-2 | PPE,SCBA | Safety Equipment | 33824 | PACK | http://www.toronto.ca/TWONTO#self-contained_breathing_apparatus |  | SCBA's
78758 | THR-SES-SCBA | Self Contained Breathing Apparatus | THR WORK AREA 3 |  | Safety Equipment |  |  | http://www.toronto.ca/TWONTO#self-contained_breathing_apparatus |  | Plant Services
78759 | THR-SES-SCBA | Self Contained Breathing Apparatus | THR-SES-WA3 |  | Safety Equipment |  |  | http://www.toronto.ca/TWONTO#self-contained_breathing_apparatus |  | Safety & Environmental Services
138290 | THR-SCBA-WA1 | Self Contained Breathing Apparatus | THR-GRK-WA1 |  | Safety Equipment |  |  | http://www.toronto.ca/TWONTO#self-contained_breathing_apparatus |  | Building & Grounds Work Area 1
18541 | FHA-SES-SCBA-0003 | Self Contained Breathing Apparatus ACY329340 | FHA-SES-SQ-2 | PPE,SCBA | Safety Equipment |  | SCBA | http://www.toronto.ca/TWONTO#self-contained_breathing_apparatus |  | Emergency Breathing Apparatus SCBA
18546 | FHA-SES-SCBA-0008 | Self Contained Breathing Apparatus BKAH091702 | FHA-SES-SQ-2 | PPE,SCBA | Safety Equipment |  | SCBA | http://www.toronto.ca/TWONTO#self-contained_breathing_apparatus |  | Emergency Breathing Apparatus SCBA
40079 | DOS-SES-SCBA | Self Contained Breathing Apparatus (SCBA) | FAC-YCM-SES | Safety | Safety Equipment |  |  | http://www.toronto.ca/TWONTO#self-contained_breathing_apparatus |  | SAFETY & ENVIRONMENTAL SERVICES
82133 | FHA-SES-SCBA-0010 | Self Contained Breathing Apparatus ACAB091370 | FHA-SES-SQ-2 | PPE,SCBA | Safety Equipment |  | SCBA | http://www.toronto.ca/TWONTO#self-contained_breathing_apparatus |  | Emergency Breathing Apparatus SCBA
18540 | FHA-SES-SCBA-0002 | Self Contained Breathing Apparatus ACAB091378 | FHA-SES-SQ-2 | PPE,SCBA | Safety Equipment |  | SCBA | http://www.toronto.ca/TWONTO#self-contained_breathing_apparatus |  | Emergency Breathing Apparatus SCBA
18543 | FHA-SES-SCBA-0005 | Self Contained Breathing Apparatus ACY329342 | FHA-SES-SQ-2 | PPE,SCBA | Safety Equipment |  | SCBA | http://www.toronto.ca/TWONTO#self-contained_breathing_apparatus |  | Emergency Breathing Apparatus SCBA
18545 | FHA-SES-SCBA-0007 | Self Contained Breathing Apparatus BKAD337283 | FHA-SES-SQ-2 | PPE,SCBA | Safety Equipment |  | SCBA | http://www.toronto.ca/TWONTO#self-contained_breathing_apparatus |  | Emergency Breathing Apparatus SCBA
18542 | FHA-SES-SCBA-0004 | Self Contained Breathing Apparatus BKAH091751 | FHA-SES-SQ-2 | PPE,SCBA | Safety Equipment |  | SCBA | http://www.toronto.ca/TWONTO#self-contained_breathing_apparatus |  | Emergency Breathing Apparatus SCBA
18544 | FHA-SES-SCBA-0006 | Self Contained Breathing Apparatus BKAH091753 | FHA-SES-SQ-2 | PPE,SCBA | Safety Equipment |  | SCBA | http://www.toronto.ca/TWONTO#self-contained_breathing_apparatus |  | Emergency Breathing Apparatus SCBA
18547 | FHA-SES-SCBA-0009 | Self Contained Breathing Apparatus NR247109 | FHA-SES-SQ-2 | PPE,SCBA | Safety Equipment |  | SCBA | http://www.toronto.ca/TWONTO#self-contained_breathing_apparatus |  | Emergency Breathing Apparatus SCBA
98214 | FIS-SES-SCBA-3503 | Self Contained Breathing Apparatus Spare Air Cylinder, Gaseous Chemical Building, Main Floor, Machine Room | FIS-SES-SQ-0001 | PPE,SCBA | Safety Equipment |  | SCBA | http://www.toronto.ca/TWONTO#compressed_gas_cylinder |  | Emergency Breathing Apparatus
82134 | FHA-SES-SCBA-0011 | Self Contained Breathing Apparatus YAF282628 | FHA-SES-SQ-2 | PPE,SCBA | Safety Equipment |  | SCBA | http://www.toronto.ca/TWONTO#self-contained_breathing_apparatus |  | Emergency Breathing Apparatus SCBA
30654 | FIS-SES-SCBA-0401 | Self Contained Breathing Apparatus, Filter Complex, Mezzanine | FIS-SES-SQ-0001 | PPE,SCBA | Safety Equipment |  | SCBA | http://www.toronto.ca/TWONTO#self-contained_breathing_apparatus |  | Emergency Breathing Apparatus
98215 | FIS-SES-SCBA-5001 | Self Contained Breathing Apparatus, Fluoride Building, Main Floor, North Door | FIS-SES-SQ-0001 | PPE,SCBA | Safety Equipment |  | SCBA | http://www.toronto.ca/TWONTO#self-contained_breathing_apparatus |  | Emergency Breathing Apparatus
14744 | FCL-SES-SCBA-0004 | Self Contained Breathing Apparatus, Gaseous Building, Second Floor, Cl2 Storage Room, S/E Vestibule | FCL-SES-2 | PPE,SCBA | Safety Equipment |  | SCBA | http://www.toronto.ca/TWONTO#self-contained_breathing_apparatus |  | SCBA's
14745 | FCL-SES-SCBA-0005 | Self Contained Breathing Apparatus, Gaseous Building, Second Floor, Cl2 Storage Room, S/E Vestibule | FCL-SES-2 | PPE,SCBA | Safety Equipment |  | SCBA | http://www.toronto.ca/TWONTO#self-contained_breathing_apparatus |  | SCBA's
65346 | FCL-SES-SCBA-0006 | Self Contained Breathing Apparatus, Gaseous Building, Second Floor, Cl2 Storage Room, S/W Vestibule | FCL-SES-2 | PPE,SCBA | Safety Equipment |  | SCBA | http://www.toronto.ca/TWONTO#self-contained_breathing_apparatus |  | SCBA's
14746 | FCL-SES-SCBA-0010 | Self Contained Breathing Apparatus, Gaseous Building, Third Floor, Corridor Outside Control Room | FCL-SES-2 | PPE,SCBA | Safety Equipment |  | SCBA | http://www.toronto.ca/TWONTO#self-contained_breathing_apparatus |  | SCBA's
14747 | FCL-SES-SCBA-0011 | Self Contained Breathing Apparatus, Gaseous Building, Third Floor, Corridor Outside Control Room | FCL-SES-2 | PPE,SCBA | Safety Equipment |  | SCBA | http://www.toronto.ca/TWONTO#self-contained_breathing_apparatus |  | SCBA's
65347 | FCL-SES-SCBA-0008 | Self Contained Breathing Apparatus, Gaseous Building, Third Floor, Corridor Outside Control Room | FCL-SES-2 | PPE,SCBA | Safety Equipment |  | SCBA | http://www.toronto.ca/TWONTO#self-contained_breathing_apparatus |  | SCBA's
65348 | FCL-SES-SCBA-0009 | Self Contained Breathing Apparatus, Gaseous Building, Third Floor, Corridor Outside Control Room | FCL-SES-2 | PPE,SCBA | Safety Equipment |  | SCBA | http://www.toronto.ca/TWONTO#self-contained_breathing_apparatus |  | SCBA's
30656 | FIS-SES-SCBA-3502 | Self Contained Breathing Apparatus, Gaseous Chemical Building, Main Floor, Corridor Between Feed & Machine Room | FIS-SES-SQ-0001 | PPE,SCBA | Safety Equipment |  | SCBA | http://www.toronto.ca/TWONTO#self-contained_breathing_apparatus |  | Emergency Breathing Apparatus
30655 | FIS-SES-SCBA-3501 | Self Contained Breathing Apparatus, Gaseous Chemical Building, Main Floor, Machine Shop, East Wall | FIS-SES-SQ-0001 | PPE,SCBA | Safety Equipment |  | SCBA | http://www.toronto.ca/TWONTO#self-contained_breathing_apparatus |  | Emergency Breathing Apparatus
14743 | FCL-SES-SCBA-0001 | Self Contained Breathing Apparatus, High Lift Building, Ground Floor, Hallway to Gaseous Building | FCL-SES-2 | PPE,SCBA | Safety Equipment |  | SCBA | http://www.toronto.ca/TWONTO#self-contained_breathing_apparatus |  | SCBA's
65344 | FCL-SES-SCBA-0001 | Self Contained Breathing Apparatus, High Lift Building, Ground Floor, Hallway to Gaseous Building | FCL-SES | PPE,SCBA | Safety Equipment |  | SCBA | http://www.toronto.ca/TWONTO#self-contained_breathing_apparatus |  | Safety and Environmental Services
65345 | FCL-SES-SCBA-0002 | Self Contained Breathing Apparatus, High Lift Building, Ground Floor, Hallway to Gaseous Building | FCL-SES-2 | PPE,SCBA | Safety Equipment |  | SCBA | http://www.toronto.ca/TWONTO#self-contained_breathing_apparatus |  | SCBA's
26279 | FHO-SES-SCBA-6013 | Self Contained Breathing Apparatus, Oxigene Cylinder, Portable | FHO-SES-SQ-0002 | PPE,SCBA | Safety Equipment |  | SCBA | http://www.toronto.ca/TWONTO#compressed_gas_cylinder |  | Emergency Breathing Apparatus
94810 | FHO-SES-SCBA-6014 | Self Contained Breathing Apparatus, Oxigene Cylinder, Portable | FHO-SES-SQ-0002 | PPE,SCBA | Safety Equipment |  | SCBA | http://www.toronto.ca/TWONTO#compressed_gas_cylinder |  | Emergency Breathing Apparatus
30657 | FIS-SES-SCBA-4501 | Self Contained Breathing Apparatus, Workshop Building, Main Floor, EICT Corridor Next to West Side Entrance | FIS-SES-SQ-0001 | PPE,SCBA | Safety Equipment |  | SCBA | http://www.toronto.ca/TWONTO#self-contained_breathing_apparatus |  | Emergency Breathing Apparatus
18567 | FHA-SES-SCBA-0301 | Self Contained Breathing Apparatus,Service Building, Basement | FHA-SES-SCBA-CYLINDER | PPE,SCBA | Safety Equipment |  | SCBA | http://www.toronto.ca/TWONTO#self-contained_breathing_apparatus |  | Breathing Air Tanks (SCBA cylinders)
55598 | TAB-WA2-SQ-3402 | Self Retracting Lifeline | TAB-WA2-SQ-0001 | PPE,Harness | Safety Equipment |  | SQ | self_retracting_line |  | Fall Arrest System , Tripod and SRL
55599 | TAB-WA2-SQ-3403 | Self Retracting Lifeline | TAB-WA2-SQ-0001 | PPE,Harness | Safety Equipment |  | SQ | self_retracting_line |  | Fall Arrest System , Tripod and SRL
55603 | TAB-WA2-SQ-7220 | Self Retracting Lifeline | TAB-WA2-SQ-0001 | PPE,Harness | Safety Equipment |  | SQ | self_retracting_line |  | Fall Arrest System , Tripod and SRL
55716 | TAB-WA4-SQ-3402 | Self Retracting Lifeline - 3400108C | TAB-WA4-SQ-0010 |  | Safety Equipment |  | SQ | self_retracting_line |  | WA4 Fall arrest systems
119954 | TAB-WA4-SQ-3403 | Self Retracting Lifeline - 3400108C | TAB-WA4-SQ-0010 |  | Safety Equipment |  | SQ | self_retracting_line |  | WA4 Fall arrest systems
55715 | TAB-WA4-SQ-3401 | Self Retracting Lifeline - 3403402 | TAB-WA4-SQ-0010 |  | Safety Equipment |  | SQ | self_retracting_line |  | WA4 Fall arrest systems
55713 | TAB-WA4-SQ-207 | Self Retracting Lifeline(SIMM1 Shared) | TAB-WA4-SQ-0010 |  | Safety Equipment |  | SQ | self_retracting_line |  | WA4 Fall arrest systems
55734 | TAB-WA4-SQ-489F | Self Retracting Lifeline(SIMM1 Shared) | TAB-WA4-SQ-0010 |  | Safety Equipment |  | SQ | self_retracting_line |  | WA4 Fall arrest systems
119944 | TAB-WA4-SQ-1227 | Self Retracting Lifeline(SIMM1 Shared) | TAB-WA4-SQ-0010 |  | Safety Equipment |  | SQ | self_retracting_line |  | WA4 Fall arrest systems
119947 | TAB-WA4-SQ-1232 | Self Retracting Lifeline(SIMM1 Shared) | TAB-WA4-SQ-0010 |  | Safety Equipment |  | SQ | self_retracting_line |  | WA4 Fall arrest systems
119951 | TAB-WA4-SQ-202 | Self Retracting Lifeline(SIMM1 Shared) | TAB-WA4-SQ-0010 |  | Safety Equipment |  | SQ | self_retracting_line |  | WA4 Fall arrest systems
119883 | TAB-WA3-SQ-1331 | Self Retracting Lifeline, 100Ft. | TAB-DEW-SQ-0010 | PPE,Lanyard | Safety Equipment |  | SQ | self_retracting_line |  | WA3 Fall arrest systems portable cranes/hoists, come alongs, slings, wire rope, chains, electrical equipment etc.,
119884 | TAB-WA3-SQ-1332 | Self Retracting Lifeline, 100Ft. | TAB-DEW-SQ-0010 | PPE,Lanyard | Safety Equipment |  | SQ | self_retracting_line |  | WA3 Fall arrest systems portable cranes/hoists, come alongs, slings, wire rope, chains, electrical equipment etc.,
119885 | TAB-WA3-SQ-1941 | Self Retracting Lifeline, 50Ft. | TAB-DEW-SQ-0010 | PPE,Lanyard | Safety Equipment |  | SQ | self_retracting_line |  | WA3 Fall arrest systems portable cranes/hoists, come alongs, slings, wire rope, chains, electrical equipment etc.,
119898 | TAB-WA3-SQ-8732 | Self Retracting Lifeline, 50Ft. | TAB-DEW-SQ-0010 | PPE,Lanyard | Safety Equipment |  | SQ | self_retracting_line |  | WA3 Fall arrest systems portable cranes/hoists, come alongs, slings, wire rope, chains, electrical equipment etc.,
9314 | COL-YKP-SRL-0024 | Self Retrieval Line - 086518 | YKP-BLD |  | Safety Equipment | 38996 | SRL | self_retracting_line |  | Collections - 435 Kipling Ave. Building envelope
39058 | COL-YKP-SRL-0024 | Self Retrieval Line - 086518 | COL-W-OBSOLETE |  | Safety Equipment | 38996 | SRL | self_retracting_line |  | Col West Obsolete Entities
9343 | COL-YKP-SRL-2000070 | Self Retrieval Line - 2000070 | YKP-BLD | Safety | Safety Equipment |  | SRL | self_retracting_line |  | Collections - 435 Kipling Ave. Building envelope
9344 | COL-YKP-SRL-2000075 | Self Retrieval Line - 2000075 | YKP-BLD | Safety | Safety Equipment |  | SRL | self_retracting_line |  | Collections - 435 Kipling Ave. Building envelope
9345 | COL-YKP-SRL-2000127 | Self Retrieval Line - 2000127 | YKP-BLD | Safety | Safety Equipment |  | SRL | self_retracting_line |  | Collections - 435 Kipling Ave. Building envelope
39046 | COL-YKP-SRL-0001411 | Self Retrieval Line -0001411 | YKP-BLD | Safety | Safety Equipment |  | SRL | self_retracting_line |  | Collections - 435 Kipling Ave. Building envelope
9308 | COL-YKP-SRL-0001759 | Self Retrieval Line -0001759 | YKP-BLD | Safety | Safety Equipment |  | SRL | self_retracting_line |  | Collections - 435 Kipling Ave. Building envelope
9318 | COL-YKP-SRL-0034 | Self Retrieval Line -000176 | COL-W-OBSOLETE |  | Safety Equipment | 39000 | SRL | self_retracting_line |  | Col West Obsolete Entities
9319 | COL-YKP-SRL-0034 | Self Retrieval Line -000176 | YKP-BLD |  | Safety Equipment | 39000 | SRL | self_retracting_line |  | Collections - 435 Kipling Ave. Building envelope
39055 | COL-YKP-SRL-0019 | Self Retrieval Line -0001765 | COL-W-OBSOLETE |  | Safety Equipment | 38994 | SRL | self_retracting_line |  | Col West Obsolete Entities
39056 | COL-YKP-SRL-0019 | Self Retrieval Line -0001765 | YKP-BLD |  | Safety Equipment | 38994 | SRL | self_retracting_line |  | Collections - 435 Kipling Ave. Building envelope
39050 | COL-YKP-SRL-0010 | Self Retrieval Line -0002834 | COL-W-OBSOLETE |  | Safety Equipment | 38991 | SRL | self_retracting_line |  | Col West Obsolete Entities
39051 | COL-YKP-SRL-0010 | Self Retrieval Line -0002834 | YKP-BLD |  | Safety Equipment | 38991 | SRL | self_retracting_line |  | Collections - 435 Kipling Ave. Building envelope
9316 | COL-YKP-SRL-002652 | Self Retrieval Line -002652 | YKP-BLD | Safety | Safety Equipment |  | SRL | self_retracting_line |  | Collections - 435 Kipling Ave. Building envelope
39053 | COL-YKP-SRL-0017 | Self Retrieval Line -002652 | COL-W-OBSOLETE |  | Safety Equipment | 38993 | SRL | self_retracting_line |  | Col West Obsolete Entities
39054 | COL-YKP-SRL-0017 | Self Retrieval Line -002652 | YKP-BLD |  | Safety Equipment | 38993 | SRL | self_retracting_line |  | Collections - 435 Kipling Ave. Building envelope
9324 | COL-YKP-SRL-007043 | Self Retrieval Line -007043 | YKP-BLD | Safety | Safety Equipment |  | SRL | self_retracting_line |  | Collections - 435 Kipling Ave. Building envelope
39068 | COL-YKP-SRL-026227 | Self Retrieval Line -026227 | YKP-BLD | Safety | Safety Equipment |  | SRL | self_retracting_line |  | Collections - 435 Kipling Ave. Building envelope
39064 | COL-YKP-SRL-0036 | Self Retrieval Line -0305006 | COL-W-OBSOLETE |  | Safety Equipment | 39002 | SRL | self_retracting_line |  | Col West Obsolete Entities
39065 | COL-YKP-SRL-0036 | Self Retrieval Line -0305006 | YKP-BLD |  | Safety Equipment | 39002 | SRL | self_retracting_line |  | Collections - 435 Kipling Ave. Building envelope
9325 | COL-YKP-SRL-0305007 | Self Retrieval Line -0305007 | YKP-BLD | Safety | Safety Equipment |  | SRL | self_retracting_line |  | Collections - 435 Kipling Ave. Building envelope
9315 | COL-YKP-SRL-0026 | Self Retrieval Line -0305008 | YKP-BLD |  | Safety Equipment | 38997 | SRL | self_retracting_line |  | Collections - 435 Kipling Ave. Building envelope
39059 | COL-YKP-SRL-0026 | Self Retrieval Line -0305008 | COL-W-OBSOLETE |  | Safety Equipment | 38997 | SRL | self_retracting_line |  | Col West Obsolete Entities
39069 | COL-YKP-SRL-0305010 | Self Retrieval Line -0305010 | YKP-BLD | Safety | Safety Equipment |  | SRL | self_retracting_line |  | Collections - 435 Kipling Ave. Building envelope
9326 | COL-YKP-SRL-0305011 | Self Retrieval Line -0305011 | YKP-BLD | Safety | Safety Equipment |  | SRL | self_retracting_line |  | Collections - 435 Kipling Ave. Building envelope
39070 | COL-YKP-SRL-036157 | Self Retrieval Line -036157 | YKP-BLD | Safety | Safety Equipment |  | SRL | self_retracting_line |  | Collections - 435 Kipling Ave. Building envelope
39071 | COL-YKP-SRL-064093 | Self Retrieval Line -064093 | YKP-BLD | Safety | Safety Equipment |  | SRL | self_retracting_line |  | Collections - 435 Kipling Ave. Building envelope
9327 | COL-YKP-SRL-064097 | Self Retrieval Line -064097 | YKP-BLD | Safety | Safety Equipment |  | SRL | self_retracting_line |  | Collections - 435 Kipling Ave. Building envelope
9317 | COL-YKP-SRL-0028 | Self Retrieval Line -086518 | COL-W-OBSOLETE |  | Safety Equipment | 38998 | SRL | self_retracting_line |  | Col West Obsolete Entities
39060 | COL-YKP-SRL-0028 | Self Retrieval Line -086518 | YKP-BLD |  | Safety Equipment | 38998 | SRL | self_retracting_line |  | Collections - 435 Kipling Ave. Building envelope
39076 | COL-YKP-SRL-092094 | Self Retrieval Line -092094 | YKP-BLD | Safety | Safety Equipment |  | SRL | self_retracting_line |  | Collections - 435 Kipling Ave. Building envelope
9328 | COL-YKP-SRL-092839 | Self Retrieval Line -092839 | YKP-BLD | Safety | Safety Equipment |  | SRL | self_retracting_line |  | Collections - 435 Kipling Ave. Building envelope
39080 | COL-YKP-SRL-092841 | Self Retrieval Line -092841 | YKP-BLD | Safety | Safety Equipment |  | SRL | self_retracting_line |  | Collections - 435 Kipling Ave. Building envelope
39061 | COL-YKP-SRL-0033 | Self Retrieval Line -097665 | COL-W-OBSOLETE |  | Safety Equipment | 38999 | SRL | self_retracting_line |  | Col West Obsolete Entities
39062 | COL-YKP-SRL-0033 | Self Retrieval Line -097665 | YKP-BLD |  | Safety Equipment | 38999 | SRL | self_retracting_line |  | Collections - 435 Kipling Ave. Building envelope
39082 | COL-YKP-SRL-097669 | Self Retrieval Line -097669 | YKP-BLD | Safety | Safety Equipment |  | SRL | self_retracting_line |  | Collections - 435 Kipling Ave. Building envelope
39084 | COL-YKP-SRL-097677 | Self Retrieval Line -097677 | YKP-BLD | Safety | Safety Equipment |  | SRL | self_retracting_line |  | Collections - 435 Kipling Ave. Building envelope
39085 | COL-YKP-SRL-098993 | Self Retrieval Line -098993 | YKP-BLD | Safety | Safety Equipment |  | SRL | self_retracting_line |  | Collections - 435 Kipling Ave. Building envelope
9313 | COL-YKP-SRL-0021 | Self Retrieval Line -09970 | COL-W-OBSOLETE |  | Safety Equipment | 38995 | SRL | self_retracting_line |  | Col West Obsolete Entities
39057 | COL-YKP-SRL-0021 | Self Retrieval Line -09970 | YKP-BLD |  | Safety Equipment | 38995 | SRL | self_retracting_line |  | Collections - 435 Kipling Ave. Building envelope
39086 | COL-YKP-SRL-109463 | Self Retrieval Line -109463 | YKP-BLD | Safety | Safety Equipment |  | SRL | self_retracting_line |  | Collections - 435 Kipling Ave. Building envelope
9331 | COL-YKP-SRL-109468 | Self Retrieval Line -109468 | YKP-BLD | Safety | Safety Equipment |  | SRL | self_retracting_line |  | Collections - 435 Kipling Ave. Building envelope
9332 | COL-YKP-SRL-109557 | Self Retrieval Line -109557 | YKP-BLD | Safety | Safety Equipment |  | SRL | self_retracting_line |  | Collections - 435 Kipling Ave. Building envelope
9333 | COL-YKP-SRL-11971 | Self Retrieval Line- 11971 | YKP-BLD | Safety | Safety Equipment |  | SRL | self_retracting_line |  | Collections - 435 Kipling Ave. Building envelope
39256 | COL-YKP-SRL-11972 | Self Retrieval Line- 11972 | YKP-BLD | Safety | Safety Equipment |  | SRL | self_retracting_line |  | Collections - 435 Kipling Ave. Building envelope
39066 | COL-YKP-SRL-0040 | Self Retrieval Line- 119725 | YKP-BLD |  | Safety Equipment | 34583 | SRL | self_retracting_line |  | Collections - 435 Kipling Ave. Building envelope
9334 | COL-YKP-SRL-11973 | Self Retrieval Line- 11973 | YKP-BLD | Safety | Safety Equipment |  | SRL | self_retracting_line |  | Collections - 435 Kipling Ave. Building envelope
39257 | COL-YKP-SRL-11974 | Self Retrieval Line- 11974 | YKP-BLD | Safety | Safety Equipment |  | SRL | self_retracting_line |  | Collections - 435 Kipling Ave. Building envelope
39259 | COL-YKP-SRL-11976 | Self Retrieval Line- 11976 | YKP-BLD | Safety | Safety Equipment |  | SRL | self_retracting_line |  | Collections - 435 Kipling Ave. Building envelope
9335 | COL-YKP-SRL-121209 | Self Retrieval Line -121209 | YKP-BLD | Safety | Safety Equipment |  | SRL | self_retracting_line |  | Collections - 435 Kipling Ave. Building envelope
39260 | COL-YKP-SRL-126711 | Self Retrieval Line -126711 | YKP-BLD | Safety | Safety Equipment |  | SRL | self_retracting_line |  | Collections - 435 Kipling Ave. Building envelope
9336 | COL-YKP-SRL-1304014 | Self Retrieval Line- 1304014 | YKP-BLD | Safety | Safety Equipment |  | SRL | self_retracting_line |  | Collections - 435 Kipling Ave. Building envelope
9321 | COL-YKP-SRL-0041 | Self Retrieval Line- 13565 | COL-W-OBSOLETE |  | Safety Equipment | 39004 | SRL | self_retracting_line |  | Col West Obsolete Entities
9322 | COL-YKP-SRL-0041 | Self Retrieval Line- 13565 | YKP-BLD |  | Safety Equipment | 39004 | SRL | self_retracting_line |  | Collections - 435 Kipling Ave. Building envelope
9337 | COL-YKP-SRL-1401001 | Self Retrieval Line -1401001 | COL-W-OBSOLETE | Safety | Safety Equipment |  | SRL | self_retracting_line |  | Col West Obsolete Entities
9338 | COL-YKP-SRL-1401001 | Self Retrieval Line -1401001 | COL-YKP | Safety | Safety Equipment |  | SRL | self_retracting_line |  | Kipling Yard
9339 | COL-YKP-SRL-1401001 | Self Retrieval Line -1401001 | YKP-BLD | Safety | Safety Equipment |  | SRL | self_retracting_line |  | Collections - 435 Kipling Ave. Building envelope
39261 | COL-YKP-SRL-1401006 | Self Retrieval Line- 1401006 | YKP-BLD | Safety | Safety Equipment |  | SRL | self_retracting_line |  | Collections - 435 Kipling Ave. Building envelope
9340 | COL-YKP-SRL-1403004 | Self Retrieval Line -1403004 | COL-YKP | Safety | Safety Equipment |  | SRL | self_retracting_line |  | Kipling Yard
9341 | COL-YKP-SRL-1403004 | Self Retrieval Line -1403004 | YKP-BLD | Safety | Safety Equipment |  | SRL | self_retracting_line |  | Collections - 435 Kipling Ave. Building envelope
39262 | COL-YKP-SRL-1403004 | Self Retrieval Line -1403004 | COL-W-OBSOLETE | Safety | Safety Equipment |  | SRL | self_retracting_line |  | Col West Obsolete Entities
39263 | COL-YKP-SRL-1406015 | Self Retrieval Line- 1406015 | YKP-BLD | Safety | Safety Equipment |  | SRL | self_retracting_line |  | Collections - 435 Kipling Ave. Building envelope
9312 | COL-YKP-SRL-0014 | Self Retrieval Line -199468 | YKP-BLD |  | Safety Equipment | 38992 | SRL | self_retracting_line |  | Collections - 435 Kipling Ave. Building envelope
39052 | COL-YKP-SRL-0014 | Self Retrieval Line -199468 | COL-W-OBSOLETE |  | Safety Equipment | 38992 | SRL | self_retracting_line |  | Col West Obsolete Entities
9323 | COL-YKP-SRL-0050 | Self Retrieval Line -F4/556 | YKP-BLD |  | Safety Equipment | 39005 | SRL | self_retracting_line |  | Collections - 435 Kipling Ave. Building envelope
39067 | COL-YKP-SRL-0050 | Self Retrieval Line -F4/556 | COL-W-OBSOLETE |  | Safety Equipment | 39005 | SRL | self_retracting_line |  | Col West Obsolete Entities
9320 | COL-YKP-SRL-0035 | Self Retrieval Line -PC7292 | YKP-BLD |  | Safety Equipment | 39001 | SRL | self_retracting_line |  | Collections - 435 Kipling Ave. Building envelope
39063 | COL-YKP-SRL-0035 | Self Retrieval Line -PC7292 | COL-W-OBSOLETE |  | Safety Equipment | 39001 | SRL | self_retracting_line |  | Col West Obsolete Entities
39047 | COL-YKP-SRL-0001763 | Self Retrieval Line-0001763 | YKP-BLD | Safety | Safety Equipment |  | SRL | self_retracting_line |  | Collections - 435 Kipling Ave. Building envelope
9309 | COL-YKP-SRL-0001765 | Self Retrieval Line-0001765 | YKP-BLD | Safety | Safety Equipment |  | SRL | self_retracting_line |  | Collections - 435 Kipling Ave. Building envelope
39072 | COL-YKP-SRL-085518 | Self Retrieval Line-085518 | YKP-BLD | Safety | Safety Equipment |  | SRL | self_retracting_line |  | Collections - 435 Kipling Ave. Building envelope
39073 | COL-YKP-SRL-086518 | Self Retrieval Line-086518 | YKP-BLD | Safety | Safety Equipment |  | SRL | self_retracting_line |  | Collections - 435 Kipling Ave. Building envelope
39074 | COL-YKP-SRL-091921 | Self Retrieval Line-091921 | YKP-BLD | Safety | Safety Equipment |  | SRL | self_retracting_line |  | Collections - 435 Kipling Ave. Building envelope
39075 | COL-YKP-SRL-092080 | Self Retrieval Line-092080 | YKP-BLD | Safety | Safety Equipment |  | SRL | self_retracting_line |  | Collections - 435 Kipling Ave. Building envelope
39077 | COL-YKP-SRL-092095 | Self Retrieval Line-092095 | COL-YKP | Safety | Safety Equipment |  | SRL | self_retracting_line |  | Kipling Yard
39078 | COL-YKP-SRL-092095 | Self Retrieval Line-092095 | YKP-BLD | Safety | Safety Equipment |  | SRL | self_retracting_line |  | Collections - 435 Kipling Ave. Building envelope
39079 | COL-YKP-SRL-092811 | Self Retrieval Line-092811 | YKP-BLD | Safety | Safety Equipment |  | SRL | self_retracting_line |  | Collections - 435 Kipling Ave. Building envelope
9310 | COL-YKP-SRL-0003 | Self Retrieval Line-092839 | COL-W-OBSOLETE |  | Safety Equipment | 38989 | SRL | self_retracting_line |  | Col West Obsolete Entities
9311 | COL-YKP-SRL-0003 | Self Retrieval Line-092839 | YKP-BLD |  | Safety Equipment | 38989 | SRL | self_retracting_line |  | Collections - 435 Kipling Ave. Building envelope
39081 | COL-YKP-SRL-097665 | Self Retrieval Line-097665 | YKP-BLD | Safety | Safety Equipment |  | SRL | self_retracting_line |  | Collections - 435 Kipling Ave. Building envelope
9329 | COL-YKP-SRL-097673 | Self Retrieval Line-097673 | YKP-BLD | Safety | Safety Equipment |  | SRL | self_retracting_line |  | Collections - 435 Kipling Ave. Building envelope
39048 | COL-YKP-SRL-0004 | Self Retrieval Line-097673 | COL-W-OBSOLETE |  | Safety Equipment | 38990 | SRL | self_retracting_line |  | Col West Obsolete Entities
39049 | COL-YKP-SRL-0004 | Self Retrieval Line-097673 | YKP-BLD |  | Safety Equipment | 38990 | SRL | self_retracting_line |  | Collections - 435 Kipling Ave. Building envelope
39083 | COL-YKP-SRL-097676 | Self Retrieval Line-097676 | YKP-BLD | Safety | Safety Equipment |  | SRL | self_retracting_line |  | Collections - 435 Kipling Ave. Building envelope
9330 | COL-YKP-SRL-098937 | Self Retrieval Line-098937 | YKP-BLD | Safety | Safety Equipment |  | SRL | self_retracting_line |  | Collections - 435 Kipling Ave. Building envelope
39258 | COL-YKP-SRL-11975 | Self Retrieval Line-11975 | YKP-BLD | Safety | Safety Equipment |  | SRL | self_retracting_line |  | Collections - 435 Kipling Ave. Building envelope
39266 | COL-YKP-SRL-F200380271 | Self Retrieval Line-F200380271 | YKP-BLD | Safety | Safety Equipment |  |  | self_retracting_line |  | Collections - 435 Kipling Ave. Building envelope
9346 | COL-YKP-SRL-F20183828459 | Self Retrieval Line-F20183828459 | YKP-BLD | Safety | Safety Equipment |  |  | self_retracting_line |  | Collections - 435 Kipling Ave. Building envelope
9347 | COL-YKP-SRL-F20183828503 | Self Retrieval Line-F20183828503 | YKP-BLD | Safety | Safety Equipment |  |  | self_retracting_line |  | Collections - 435 Kipling Ave. Building envelope
39267 | COL-YKP-SRL-TORONTO WATER | Self Retrieval Line-Toronto Water # 2 | COL-YKP | Safety | Safety Equipment |  |  | self_retracting_line |  | Kipling Yard
39264 | COL-YKP-SRL-142939 | Self Retrieval Line-Winch-142939 | YKP-BLD | Safety | Safety Equipment |  | SRL | self_retracting_line |  | Collections - 435 Kipling Ave. Building envelope
9342 | COL-YKP-SRL-142940 | Self Retrieval Line-Winch-142940 | YKP-BLD | Safety | Safety Equipment |  | SRL | self_retracting_line |  | Collections - 435 Kipling Ave. Building envelope
39265 | COL-YKP-SRL-142941 | Self Retrieval Line-Winch-142941 | YKP-BLD | Safety | Safety Equipment |  | SRL | self_retracting_line |  | Collections - 435 Kipling Ave. Building envelope
18539 | FHA-SES-SCBA-0001 | Self-Contained Breathing Apparatus (SCBA) SW182053 | FHA-SES-SQ-2 | PPE,SCBA | Safety Equipment |  | SCBA | http://www.toronto.ca/TWONTO#self-contained_breathing_apparatus |  | Emergency Breathing Apparatus SCBA
96912 | FIS-FEQ-ASH-4501 | Sensor, CO, CO monitoring, Marine Yard South Entrance | FIS-FEQ-CP-4001-SUS |  | Safety Equipment |  | ASH | http://www.toronto.ca/TWONTO#fixed_gas_detector |  | Panel, Control, Fire Alarm, Vestibule
96913 | FIS-FEQ-ASH-4502 | Sensor, CO, CO monitoring, Mechanical/Electrical Room | FIS-FEQ-CP-4001-SUS |  | Safety Equipment |  | ASH | http://www.toronto.ca/TWONTO#fixed_gas_detector |  | Panel, Control, Fire Alarm, Vestibule
120013 | TAB-WA5-SQ-0018 | Sling, 10 foot, Safety Equipment, Dig. 13 - 16 | TAB-SQ-LD |  | Safety Equipment |  | SQ | http://www.toronto.ca/TWONTO#fall_protection_sling |  | WA8 Safety Equipment Lifting Devices
55762 | TAB-WA5-SQ-0014 | Sling, 2 foot, Safety Equipment, Dig. 13 - 16 | TAB-SQ-LD |  | Safety Equipment |  | SQ | http://www.toronto.ca/TWONTO#fall_protection_sling |  | WA8 Safety Equipment Lifting Devices
55763 | TAB-WA5-SQ-0015 | Sling, 4 foot, Safety Equipment, Dig. 13 - 16 | TAB-SQ-LD |  | Safety Equipment |  | SQ | http://www.toronto.ca/TWONTO#fall_protection_sling |  | WA8 Safety Equipment Lifting Devices
120011 | TAB-WA5-SQ-0016 | Sling, 6 foot, Safety Equipment, Dig. 13 - 16 | TAB-SQ-LD |  | Safety Equipment |  | SQ | http://www.toronto.ca/TWONTO#fall_protection_sling |  | WA8 Safety Equipment Lifting Devices
120012 | TAB-WA5-SQ-0017 | Sling, 8 foot, Safety Equipment, Dig. 13 - 16 | TAB-SQ-LD |  | Safety Equipment |  | SQ | http://www.toronto.ca/TWONTO#fall_protection_sling |  | WA8 Safety Equipment Lifting Devices
55870 | TAB-WA7-1204 | Sling, Nylon | TAB-SES-SQ | Lifting Device,Sling | Safety Equipment |  |  | synthetic_web_sling |  | WA7 Safety Equipment
55897 | TAB-WA7-LD-1203 | Sling, Nylon | TAB-SES-SQ | Lifting Device,Sling | Safety Equipment |  | LD | synthetic_web_sling |  | WA7 Safety Equipment
55898 | TAB-WA7-LD-1204 | Sling, Nylon | TAB-SES-SQ | Lifting Device,Sling | Safety Equipment |  | LD | synthetic_web_sling |  | WA7 Safety Equipment
55899 | TAB-WA7-LD-1205 | Sling, Nylon | TAB-SES-SQ | Lifting Device,Sling | Safety Equipment |  | LD | synthetic_web_sling |  | WA7 Safety Equipment
120116 | TAB-WA7-LD-1201 | Sling, Nylon | TAB-SES-SQ | Lifting Device,Sling | Safety Equipment |  | LD | synthetic_web_sling |  | WA7 Safety Equipment
120117 | TAB-WA7-LD-1202 | Sling, Nylon | TAB-SES-SQ | Lifting Device,Sling | Safety Equipment |  | LD | synthetic_web_sling |  | WA7 Safety Equipment
120118 | TAB-WA7-LD-1206 | Sling, Nylon | TAB-SES-SQ | Lifting Device,Sling | Safety Equipment |  | LD | synthetic_web_sling |  | WA7 Safety Equipment
76041 | THR-JHSC-STBMCC | Sludge Thickening Building SwitchGear and MCC Rooms | THR-JHSC-WA3 |  | Safety Equipment |  |  | http://www.toronto.ca/TWONTO#space |  | Joint Health & Safety Committee WA3
136613 | THR-JHSC-STB | Sludge Thickening Building & Surrounding Areas | THR-JHSC-WA1 |  | Safety Equipment |  |  | http://www.toronto.ca/TWONTO#space |  | Joint Health & Safety Committee WA1
98221 | FIS-SES-SQ-0006 | Smoke detectors , Non-RPU | FIS-GRK |  | Safety Equipment |  | SQ | http://www.toronto.ca/TWONTO#flame_or_combustion_sensing_instrument |  | FIS Buildings & Grounds
30668 | FIS-SES-SQ-0005 | Smoke detectors , RPU | FIS-GRK |  | Safety Equipment |  | SQ | http://www.toronto.ca/TWONTO#flame_or_combustion_sensing_instrument |  | FIS Buildings & Grounds
136611 | THR-JHSC-SFST | South Final Sedimentation (Square) Tanks 1-12, Upper & Lower Levels | THR-JHSC-WA4 |  | Safety Equipment |  |  | http://www.toronto.ca/TWONTO#space |  | Joint Health & Safety Committee WA4
136612 | THR-JHSC-SPRM | South Primary Tanks & Surrounding Areas, Machine Shop | THR-JHSC-WA2 |  | Safety Equipment |  |  | http://www.toronto.ca/TWONTO#space |  | Joint Health & Safety Committee WA2
125172 | THC-ELS-SQ-1035488 | Spares, Electrical Safety gloves, High Voltage, Class 0, # 1035488 | THC-SES-SQ |  | Safety Equipment | 40736 | SQ | http://www.toronto.ca/TWONTO#rubber_insulating_gloves |  | Safety Equipment
61133 | THC-ELS-SQ-1035673 | Spares, Electrical Safety gloves, High Voltage, Class 0, # 1035673 | THC-SES-SQ |  | Safety Equipment | 40735 | SQ | http://www.toronto.ca/TWONTO#rubber_insulating_gloves |  | Safety Equipment
61134 | THC-ELS-SQ-1039483 | Spares, Electrical Safety gloves, High Voltage, Class 0, # 1039483 | THC-SES-SQ |  | Safety Equipment | 40032 | SQ | http://www.toronto.ca/TWONTO#rubber_insulating_gloves |  | Safety Equipment
125173 | THC-ELS-SQ-1040093 | Spares, Electrical Safety gloves, High Voltage, Class 0, # 1040093 | THC-SES-SQ |  | Safety Equipment | 40033 | SQ | http://www.toronto.ca/TWONTO#rubber_insulating_gloves |  | Safety Equipment
125174 | THC-ELS-SQ-1065356 | Spares, Electrical Safety gloves, High Voltage, Class 0, # 1065356 | THC-SES-SQ |  | Safety Equipment | 40741 | SQ | http://www.toronto.ca/TWONTO#rubber_insulating_gloves |  | Safety Equipment
61135 | THC-ELS-SQ-1065718 | Spares, Electrical Safety gloves, High Voltage, Class 0, # 1065718 | THC-SES-SQ |  | Safety Equipment | 40036 | SQ | http://www.toronto.ca/TWONTO#rubber_insulating_gloves |  | Safety Equipment
125180 | THC-ELS-SQ-1341313 | Spares, Electrical Safety gloves, High Voltage, Class 0, # 1341313 | THC-SES-SQ |  | Safety Equipment | 35223 | SQ | http://www.toronto.ca/TWONTO#rubber_insulating_gloves |  | Safety Equipment
125181 | THC-ELS-SQ-1341313 | Spares, Electrical Safety gloves, High Voltage, Class 0, # 1341313 | THC-SUSPENDED |  | Safety Equipment | 35223 | SQ | http://www.toronto.ca/TWONTO#rubber_insulating_gloves |  | Suspended entity
125184 | THC-ELS-SQ-1341932 | Spares, Electrical Safety gloves, High Voltage, Class 0, # 1341932 | THC-SES-SQ |  | Safety Equipment | 35222 | SQ | http://www.toronto.ca/TWONTO#rubber_insulating_gloves |  | Safety Equipment
125185 | THC-ELS-SQ-1341932 | Spares, Electrical Safety gloves, High Voltage, Class 0, # 1341932 | THC-SUSPENDED |  | Safety Equipment | 35222 | SQ | http://www.toronto.ca/TWONTO#rubber_insulating_gloves |  | Suspended entity
125186 | THC-ELS-SQ-134223 | Spares, Electrical Safety gloves, High Voltage, Class 0, # 1342223 | THC-SES-SQ |  | Safety Equipment | 40742 | SQ | http://www.toronto.ca/TWONTO#rubber_insulating_gloves |  | Safety Equipment
125188 | THC-ELS-SQ-1537335 | Spares, Electrical Safety gloves, High Voltage, Class 0, # 1537335 | THC-SES-SQ |  | Safety Equipment | 35220 | SQ | http://www.toronto.ca/TWONTO#rubber_insulating_gloves |  | Safety Equipment
125189 | THC-ELS-SQ-1537335 | Spares, Electrical Safety gloves, High Voltage, Class 0, # 1537335 | THC-SUSPENDED |  | Safety Equipment | 35220 | SQ | http://www.toronto.ca/TWONTO#rubber_insulating_gloves |  | Suspended entity
125190 | THC-ELS-SQ-1537799 | Spares, Electrical Safety gloves, High Voltage, Class 0, # 1537799 | THC-SES-SQ |  | Safety Equipment | 35221 | SQ | http://www.toronto.ca/TWONTO#rubber_insulating_gloves |  | Safety Equipment
125191 | THC-ELS-SQ-1537799 | Spares, Electrical Safety gloves, High Voltage, Class 0, # 1537799 | THC-SUSPENDED |  | Safety Equipment | 35221 | SQ | http://www.toronto.ca/TWONTO#rubber_insulating_gloves |  | Suspended entity
61152 | THC-ELS-SQ-211162L | Spares, Electrical Safety gloves, High Voltage, Class 0, # 211162L | THC-SUSPENDED |  | Safety Equipment | 35496 | SQ | http://www.toronto.ca/TWONTO#rubber_insulating_gloves |  | Suspended entity
125198 | THC-ELS-SQ-211162L | Spares, Electrical Safety gloves, High Voltage, Class 0, # 211162L | THC-SES-SQ |  | Safety Equipment | 35496 | SQ | http://www.toronto.ca/TWONTO#rubber_insulating_gloves |  | Safety Equipment
125199 | THC-ELS-SQ-211162R | Spares, Electrical Safety gloves, High Voltage, Class 0, # 211162R | THC-SES-SQ |  | Safety Equipment | 35497 | SQ | http://www.toronto.ca/TWONTO#rubber_insulating_gloves |  | Safety Equipment
125200 | THC-ELS-SQ-211162R | Spares, Electrical Safety gloves, High Voltage, Class 0, # 211162R | THC-SUSPENDED |  | Safety Equipment | 35497 | SQ | http://www.toronto.ca/TWONTO#rubber_insulating_gloves |  | Suspended entity
61153 | THC-ELS-SQ-211163L | Spares, Electrical Safety gloves, High Voltage, Class 0, # 211163L | THC-SUSPENDED |  | Safety Equipment | 35494 | SQ | http://www.toronto.ca/TWONTO#rubber_insulating_gloves |  | Suspended entity
125201 | THC-ELS-SQ-211163L | Spares, Electrical Safety gloves, High Voltage, Class 0, # 211163L | THC-SES-SQ |  | Safety Equipment | 35494 | SQ | http://www.toronto.ca/TWONTO#rubber_insulating_gloves |  | Safety Equipment
125202 | THC-ELS-SQ-211163R | Spares, Electrical Safety gloves, High Voltage, Class 0, # 211163L | THC-SES-SQ |  | Safety Equipment | 35495 | SQ | http://www.toronto.ca/TWONTO#rubber_insulating_gloves |  | Safety Equipment
125203 | THC-ELS-SQ-211163R | Spares, Electrical Safety gloves, High Voltage, Class 0, # 211163L | THC-SUSPENDED |  | Safety Equipment | 35495 | SQ | http://www.toronto.ca/TWONTO#rubber_insulating_gloves |  | Suspended entity
61155 | THC-ELS-SQ-2488682 | Spares, Electrical Safety gloves, High Voltage, Class 0, # 2488682 | THC-SES-SQ | PPE,Insulated Glove | Safety Equipment |  | SQ | http://www.toronto.ca/TWONTO#rubber_insulating_gloves |  | Safety Equipment
125204 | THC-ELS-SQ-2488774 | Spares, Electrical Safety gloves, High Voltage, Class 0, # 2488774 | THC-SES-SQ | PPE,Insulated Glove | Safety Equipment |  | SQ | http://www.toronto.ca/TWONTO#rubber_insulating_gloves |  | Safety Equipment
61156 | THC-ELS-SQ-2488775 | Spares, Electrical Safety gloves, High Voltage, Class 0, # 2488775 | THC-SES-SQ | PPE,Insulated Glove | Safety Equipment | 41088 | SQ | http://www.toronto.ca/TWONTO#rubber_insulating_gloves |  | Safety Equipment
61159 | THC-ELS-SQ-2856836 | Spares, Electrical Safety gloves, High Voltage, Class 0, # 2856836 | THC-SES-SQ |  | Safety Equipment | 40737 | SQ | http://www.toronto.ca/TWONTO#rubber_insulating_gloves |  | Safety Equipment
61160 | THC-ELS-SQ-2856898 | Spares, Electrical Safety gloves, High Voltage, Class 0, # 2856898 | THC-SES-SQ |  | Safety Equipment | 40738 | SQ | http://www.toronto.ca/TWONTO#rubber_insulating_gloves |  | Safety Equipment
125211 | THC-ELS-SQ-2875079 | Spares, Electrical Safety gloves, High Voltage, Class 0, # 2875079 | THC-SES-SQ | PPE,Insulated Glove | Safety Equipment |  | SQ | http://www.toronto.ca/TWONTO#rubber_insulating_gloves |  | Safety Equipment
125212 | THC-ELS-SQ-2875384 | Spares, Electrical Safety gloves, High Voltage, Class 0, # 2875384 | THC-SES-SQ | PPE,Insulated Glove | Safety Equipment |  | SQ | http://www.toronto.ca/TWONTO#rubber_insulating_gloves |  | Safety Equipment
61162 | THC-ELS-SQ-3017480 | Spares, Electrical Safety gloves, High Voltage, Class 0, # 3017480 | THC-SES-SQ |  | Safety Equipment | 40038 | SQ | http://www.toronto.ca/TWONTO#rubber_insulating_gloves |  | Safety Equipment
61163 | THC-ELS-SQ-3017719 | Spares, Electrical Safety gloves, High Voltage, Class 0, # 3017719 | THC-SES-SQ |  | Safety Equipment | 40039 | SQ | http://www.toronto.ca/TWONTO#rubber_insulating_gloves |  | Safety Equipment
125216 | THC-ELS-SQ-6005127 | Spares, Electrical Safety gloves, High Voltage, Class 0, # 6005127 | THC-SES-SQ | PPE,Insulated Glove | Safety Equipment | 42729 | SQ | http://www.toronto.ca/TWONTO#rubber_insulating_gloves |  | Safety Equipment
61167 | THC-ELS-SQ-6005208 | Spares, Electrical Safety gloves, High Voltage, Class 0, # 6005208 | THC-SES-SQ | PPE,Insulated Glove | Safety Equipment | 42730 | SQ | http://www.toronto.ca/TWONTO#rubber_insulating_gloves |  | Safety Equipment
125218 | THC-ELS-SQ-6172848 | Spares, Electrical Safety gloves, High Voltage, Class 0, # 6172848 | THC-SES-SQ | PPE,Insulated Glove | Safety Equipment |  | SQ | http://www.toronto.ca/TWONTO#rubber_insulating_gloves |  | Safety Equipment
61169 | THC-ELS-SQ-6172922 | Spares, Electrical Safety gloves, High Voltage, Class 0, # 6172922 | THC-SES-SQ | PPE,Insulated Glove | Safety Equipment |  | SQ | http://www.toronto.ca/TWONTO#rubber_insulating_gloves |  | Safety Equipment
125220 | THC-ELS-SQ-6180338 | Spares, Electrical Safety gloves, High Voltage, Class 0, # 6180338 | THC-SES-SQ | PPE,Insulated Glove | Safety Equipment |  | SQ | http://www.toronto.ca/TWONTO#rubber_insulating_gloves |  | Safety Equipment
61170 | THC-ELS-SQ-6180346 | Spares, Electrical Safety gloves, High Voltage, Class 0, # 6180346 | THC-SES-SQ | PPE,Insulated Glove | Safety Equipment |  | SQ | http://www.toronto.ca/TWONTO#rubber_insulating_gloves |  | Safety Equipment
61172 | THC-ELS-SQ-6180464 | Spares, Electrical Safety gloves, High Voltage, Class 0, # 6180464 | THC-SES-SQ | PPE,Insulated Glove | Safety Equipment |  | SQ | http://www.toronto.ca/TWONTO#rubber_insulating_gloves |  | Safety Equipment
125223 | THC-ELS-SQ-6185131 | Spares, Electrical Safety gloves, High Voltage, Class 0, # 6185131 | THC-SES-SQ | PPE,Insulated Glove | Safety Equipment |  | SQ | http://www.toronto.ca/TWONTO#rubber_insulating_gloves |  | Safety Equipment
125224 | THC-ELS-SQ-6185204 | Spares, Electrical Safety gloves, High Voltage, Class 0, # 6185204 | THC-SES-SQ | PPE,Insulated Glove | Safety Equipment |  | SQ | http://www.toronto.ca/TWONTO#rubber_insulating_gloves |  | Safety Equipment
125225 | THC-ELS-SQ-6186110 | Spares, Electrical Safety gloves, High Voltage, Class 0, # 6186110 | THC-SES-SQ | PPE,Insulated Glove | Safety Equipment |  | SQ | http://www.toronto.ca/TWONTO#rubber_insulating_gloves |  | Safety Equipment
125226 | THC-ELS-SQ-6186246 | Spares, Electrical Safety gloves, High Voltage, Class 0, # 6186246 | THC-SES-SQ | PPE,Insulated Glove | Safety Equipment |  | SQ | http://www.toronto.ca/TWONTO#rubber_insulating_gloves |  | Safety Equipment
125242 | THC-ELS-SQ-7490607SP | Spares, Electrical Safety gloves, High Voltage, Class 0, # 7490607 | THC-SES-SQ |  | Safety Equipment | 35159 | SQ | http://www.toronto.ca/TWONTO#rubber_insulating_gloves |  | Safety Equipment
125243 | THC-ELS-SQ-7490607SP | Spares, Electrical Safety gloves, High Voltage, Class 0, # 7490607 | THC-SUSPENDED |  | Safety Equipment | 35159 | SQ | http://www.toronto.ca/TWONTO#rubber_insulating_gloves |  | Suspended entity
125244 | THC-ELS-SQ-7495402 | Spares, Electrical Safety gloves, High Voltage, Class 0, # 7495402 | THC-SES-SQ |  | Safety Equipment | 35219 | SQ | http://www.toronto.ca/TWONTO#rubber_insulating_gloves |  | Safety Equipment
125245 | THC-ELS-SQ-7495402 | Spares, Electrical Safety gloves, High Voltage, Class 0, # 7495402 | THC-SUSPENDED |  | Safety Equipment | 35219 | SQ | http://www.toronto.ca/TWONTO#rubber_insulating_gloves |  | Suspended entity
125246 | THC-ELS-SQ-818278 | Spares, Electrical Safety gloves, High Voltage, Class 0, # 818278 | THC-SES-SQ |  | Safety Equipment | 35492 | SQ | http://www.toronto.ca/TWONTO#rubber_insulating_gloves |  | Safety Equipment
125247 | THC-ELS-SQ-818278 | Spares, Electrical Safety gloves, High Voltage, Class 0, # 818278 | THC-SUSPENDED |  | Safety Equipment | 35492 | SQ | http://www.toronto.ca/TWONTO#rubber_insulating_gloves |  | Suspended entity
61184 | THC-ELS-SQ-830292 | Spares, Electrical Safety gloves, High Voltage, Class 0, # 830292 | THC-SES-SQ | PPE,Insulated Glove | Safety Equipment |  | SQ | http://www.toronto.ca/TWONTO#rubber_insulating_gloves |  | Safety Equipment
61186 | THC-ELS-SQ-830445 | Spares, Electrical Safety gloves, High Voltage, Class 0, # 830445 | THC-SUSPENDED |  | Safety Equipment | 35493 | SQ | http://www.toronto.ca/TWONTO#rubber_insulating_gloves |  | Suspended entity
125248 | THC-ELS-SQ-830445 | Spares, Electrical Safety gloves, High Voltage, Class 0, # 830445 | THC-SES-SQ |  | Safety Equipment | 35493 | SQ | http://www.toronto.ca/TWONTO#rubber_insulating_gloves |  | Safety Equipment
61187 | THC-ELS-SQ-848958 | Spares, Electrical Safety gloves, High Voltage, Class 0, # 848958 | THC-SES-SQ | PPE,Insulated Glove | Safety Equipment |  | SQ | http://www.toronto.ca/TWONTO#rubber_insulating_gloves |  | Safety Equipment
61188 | THC-ELS-SQ-849968 | Spares, Electrical Safety gloves, High Voltage, Class 0, # 849968 | THC-SES-SQ |  | Safety Equipment | 40054 | SQ | http://www.toronto.ca/TWONTO#rubber_insulating_gloves |  | Safety Equipment
125253 | THC-ELS-SQ-8870990 | Spares, Electrical Safety gloves, High Voltage, Class 0, # 8870990 | THC-SES-SQ | PPE,Insulated Glove | Safety Equipment | 40939 | SQ | http://www.toronto.ca/TWONTO#rubber_insulating_gloves |  | Safety Equipment
61140 | THC-ELS-SQ-1097120 | Spares, Electrical Safety rubber gloves, High Voltage, Class 0, # 1097120 | THC-SES-SQ | PPE,Insulated Glove | Safety Equipment | 41085 | SQ | http://www.toronto.ca/TWONTO#rubber_insulating_gloves |  | Safety Equipment
125178 | THC-ELS-SQ-1097305 | Spares, Electrical Safety rubber gloves, High Voltage, Class 0, # 1097305 | THC-SES-SQ | PPE,Insulated Glove | Safety Equipment | 41086 | SQ | http://www.toronto.ca/TWONTO#rubber_insulating_gloves |  | Safety Equipment
61144 | THC-ELS-SQ-1342223 | Spares, Electrical Safety rubber gloves, High Voltage, Class 0, # 1342223 | THC-SES-SQ | PPE,Insulated Glove | Safety Equipment | 40940 | SQ | http://www.toronto.ca/TWONTO#rubber_insulating_gloves |  | Safety Equipment
61151 | THC-ELS-SQ-211161L | Spares, Electrical Safety rubber gloves, High Voltage, Class 0, # 211161L | THC-SES-SQ | PPE,Insulated Glove | Safety Equipment |  | SQ | http://www.toronto.ca/TWONTO#rubber_insulating_gloves |  | Safety Equipment
125197 | THC-ELS-SQ-211161R | Spares, Electrical Safety rubber gloves, High Voltage, Class 0, # 211161R | THC-SES-SQ | PPE,Insulated Glove | Safety Equipment |  | SQ | http://www.toronto.ca/TWONTO#rubber_insulating_gloves |  | Safety Equipment
61154 | THC-ELS-SQ-2488679 | Spares, Electrical Safety rubber gloves, High Voltage, Class 0, # 2488679 | THC-SES-SQ | PPE,Insulated Glove | Safety Equipment | 41087 | SQ | http://www.toronto.ca/TWONTO#rubber_insulating_gloves |  | Safety Equipment
125227 | THC-ELS-SQ-6200807 | Spares, Electrical Safety rubber gloves, High Voltage, Class 0, # 6200807 | THC-SES-SQ | PPE,Insulated Glove | Safety Equipment |  | SQ | http://www.toronto.ca/TWONTO#rubber_insulating_gloves |  | Safety Equipment
61174 | THC-ELS-SQ-6201059 | Spares, Electrical Safety rubber gloves, High Voltage, Class 0, # 6201059 | THC-SES-SQ | PPE,Insulated Glove | Safety Equipment |  | SQ | http://www.toronto.ca/TWONTO#rubber_insulating_gloves |  | Safety Equipment
125230 | THC-ELS-SQ-6279142 | Spares, Electrical Safety rubber gloves, High Voltage, Class 0, # 6279142 | THC-SES-SQ | PPE,Insulated Glove | Safety Equipment |  | SQ | http://www.toronto.ca/TWONTO#rubber_insulating_gloves |  | Safety Equipment
61177 | THC-ELS-SQ-6279201 | Spares, Electrical Safety rubber gloves, High Voltage, Class 0, # 6279201 | THC-SES-SQ | PPE,Insulated Glove | Safety Equipment |  | SQ | http://www.toronto.ca/TWONTO#rubber_insulating_gloves |  | Safety Equipment
125235 | THC-ELS-SQ-6322185 | Spares, Electrical Safety rubber gloves, High Voltage, Class 0, # 6322185 | THC-SES-SQ | PPE,Insulated Glove | Safety Equipment |  | SQ | http://www.toronto.ca/TWONTO#rubber_insulating_gloves |  | Safety Equipment
61178 | THC-ELS-SQ-6322331 | Spares, Electrical Safety rubber gloves, High Voltage, Class 0, # 6322331 | THC-SES-SQ | PPE,Insulated Glove | Safety Equipment |  | SQ | http://www.toronto.ca/TWONTO#rubber_insulating_gloves |  | Safety Equipment
125236 | THC-ELS-SQ-6325015 | Spares, Electrical Safety rubber gloves, High Voltage, Class 0, # 6325015 | THC-SES-SQ | PPE,Insulated Glove | Safety Equipment |  | SQ | http://www.toronto.ca/TWONTO#rubber_insulating_gloves |  | Safety Equipment
61179 | THC-ELS-SQ-6325057 | Spares, Electrical Safety rubber gloves, High Voltage, Class 0, # 6325057 | THC-SES-SQ | PPE,Insulated Glove | Safety Equipment |  | SQ | http://www.toronto.ca/TWONTO#rubber_insulating_gloves |  | Safety Equipment
125237 | THC-ELS-SQ-6325127 | Spares, Electrical Safety rubber gloves, High Voltage, Class 0, # 6325127 | THC-SES-SQ | PPE,Insulated Glove | Safety Equipment |  | SQ | http://www.toronto.ca/TWONTO#rubber_insulating_gloves |  | Safety Equipment
55591 | TAB-WA2-SQ-2020 | Spill Response Kit, Non-Aggressive Fluid | TAB-STR-SQ | Spill Kit | Safety Equipment |  | SQ | http://www.toronto.ca/TWONTO#spill_kit |  | WA2 Safety Equipment,lifting devices, ladders, Eye Wash station, First Aid Kits, Lock out stations
46699 | TAB-DIS-SQ-0101 | Spill Response Kit, Aggressive Fluid | TAB-DIS-SQ | Spill Kit | Safety Equipment | 40900 | SQ | http://www.toronto.ca/TWONTO#spill_kit |  | Chlorine Building Safety Equipment
55592 | TAB-WA2-SQ-2021 | Spill Response Kit, Aggressive Fluid | TAB-SUSPENDED ENTITY | Spill Kit | Safety Equipment | 34523 | SQ | http://www.toronto.ca/TWONTO#spill_kit |  | Suspended entities
55593 | TAB-WA2-SQ-2022 | Spill Response Kit, Aggressive Fluid | TAB-STR-SQ | Spill Kit | Safety Equipment | 34524 | SQ | http://www.toronto.ca/TWONTO#spill_kit |  | WA2 Safety Equipment,lifting devices, ladders, Eye Wash station, First Aid Kits, Lock out stations
55657 | TAB-WA3-SQ-2033 | Spill Response Kit, Aggressive Fluid | TAB-DEW-SAFETY | Spill Kit | Safety Equipment |  | SQ | http://www.toronto.ca/TWONTO#spill_kit |  | Safety Equipment
119823 | TAB-WA2-SQ-2021 | Spill Response Kit, Aggressive Fluid | TAB-STR-SQ | Spill Kit | Safety Equipment | 34523 | SQ | http://www.toronto.ca/TWONTO#spill_kit |  | WA2 Safety Equipment,lifting devices, ladders, Eye Wash station, First Aid Kits, Lock out stations
119824 | TAB-WA2-SQ-2022 | Spill Response Kit, Aggressive Fluid | TAB-SUSPENDED ENTITY | Spill Kit | Safety Equipment | 34524 | SQ | http://www.toronto.ca/TWONTO#spill_kit |  | Suspended entities
119825 | TAB-WA2-SQ-2023 | Spill Response Kit, Aggressive Fluid | TAB-STR-SQ | Spill Kit | Safety Equipment |  | SQ | http://www.toronto.ca/TWONTO#spill_kit |  | WA2 Safety Equipment,lifting devices, ladders, Eye Wash station, First Aid Kits, Lock out stations
119826 | TAB-WA2-SQ-2024 | Spill Response Kit, Aggressive Fluid | TAB-STR-SQ | Spill Kit | Safety Equipment |  | SQ | http://www.toronto.ca/TWONTO#spill_kit |  | WA2 Safety Equipment,lifting devices, ladders, Eye Wash station, First Aid Kits, Lock out stations
119827 | TAB-WA2-SQ-2025 | Spill Response Kit, Aggressive Fluid | TAB-STR-SQ | Spill Kit | Safety Equipment |  | SQ | http://www.toronto.ca/TWONTO#spill_kit |  | WA2 Safety Equipment,lifting devices, ladders, Eye Wash station, First Aid Kits, Lock out stations
119828 | TAB-WA2-SQ-2026 | Spill Response Kit, Aggressive Fluid | TAB-STR-SQ | Spill Kit | Safety Equipment |  | SQ | http://www.toronto.ca/TWONTO#spill_kit |  | WA2 Safety Equipment,lifting devices, ladders, Eye Wash station, First Aid Kits, Lock out stations
55493 | TAB-WA1-SQ-2034 | Spill Response Kit, Non-Aggressive Fluid | TAB-PLT-SQ-D | Spill Kit | Safety Equipment |  | SQ | http://www.toronto.ca/TWONTO#spill_kit |  | D Building - Safety Equipment, Atmosphere monitors
55494 | TAB-WA1-SQ-2034 | Spill Response Kit, Non-Aggressive Fluid | TAB-STR-SQ | Spill Kit | Safety Equipment |  | SQ | http://www.toronto.ca/TWONTO#spill_kit |  | WA2 Safety Equipment,lifting devices, ladders, Eye Wash station, First Aid Kits, Lock out stations
55495 | TAB-WA1-SQ-2034 | Spill Response Kit, Non-Aggressive Fluid | TAB-WA1-SQ | Spill Kit | Safety Equipment |  | SQ | http://www.toronto.ca/TWONTO#spill_kit |  | Safety Equipment & Supplies Common to WA1
55496 | TAB-WA1-SQ-2035 | Spill Response Kit, Non-Aggressive Fluid | TAB-WA1-SQ | Spill Kit | Safety Equipment |  | SQ | http://www.toronto.ca/TWONTO#spill_kit |  | Safety Equipment & Supplies Common to WA1
55497 | TAB-WA1-SQ-2036 | Spill Response Kit, Non-Aggressive Fluid | TAB-WA1-SQ | Spill Kit | Safety Equipment |  | SQ | http://www.toronto.ca/TWONTO#spill_kit |  | Safety Equipment & Supplies Common to WA1
55498 | TAB-WA1-SQ-2037 | Spill Response Kit, Non-Aggressive Fluid | TAB-WA1-SQ | Spill Kit | Safety Equipment |  | SQ | http://www.toronto.ca/TWONTO#spill_kit |  | Safety Equipment & Supplies Common to WA1
55767 | TAB-WA5-SQ-2040 | Spill Response Kit, Non-Aggressive Fluid | TAB-THK-SQ | Spill Kit | Safety Equipment | 34587 | SQ | http://www.toronto.ca/TWONTO#spill_kit |  | WA5 Safety Equipment
55768 | TAB-WA5-SQ-2042 | Spill Response Kit, Non-Aggressive Fluid | TAB-THK-SQ | Spill Kit | Safety Equipment | 34589 | SQ | http://www.toronto.ca/TWONTO#spill_kit |  | WA5 Safety Equipment
55769 | TAB-WA5-SQ-2044 | Spill Response Kit, Non-Aggressive Fluid | TAB-THK-SQ | Spill Kit | Safety Equipment |  | SQ | http://www.toronto.ca/TWONTO#spill_kit |  | WA5 Safety Equipment
55770 | TAB-WA5-SQ-2045 | Spill Response Kit, Non-Aggressive Fluid | TAB-THK-SQ | Spill Kit | Safety Equipment |  | SQ | http://www.toronto.ca/TWONTO#spill_kit |  | WA5 Safety Equipment
119739 | TAB-WA1-SQ-2035 | Spill Response Kit, Non-Aggressive Fluid | TAB-PLT-SQ-D | Spill Kit | Safety Equipment |  | SQ | http://www.toronto.ca/TWONTO#spill_kit |  | D Building - Safety Equipment, Atmosphere monitors
119740 | TAB-WA1-SQ-2038 | Spill Response Kit, Non-Aggressive Fluid | TAB-WA1-SQ | Spill Kit | Safety Equipment |  | SQ | http://www.toronto.ca/TWONTO#spill_kit |  | Safety Equipment & Supplies Common to WA1
119952 | TAB-WA4-SQ-2039 | Spill Response Kit, Non-Aggressive Fluid | TAB-SLO-SES | Spill Kit | Safety Equipment |  | SQ | http://www.toronto.ca/TWONTO#spill_kit |  | TABWA4 Health and Safety Equipment
120017 | TAB-WA5-SQ-2039 | Spill Response Kit, Non-Aggressive Fluid | TAB-THK-SQ | Spill Kit | Safety Equipment | 34586 | SQ | http://www.toronto.ca/TWONTO#spill_kit |  | WA5 Safety Equipment
120018 | TAB-WA5-SQ-2041 | Spill Response Kit, Non-Aggressive Fluid | TAB-THK-SQ | Spill Kit | Safety Equipment | 34588 | SQ | http://www.toronto.ca/TWONTO#spill_kit |  | WA5 Safety Equipment
120019 | TAB-WA5-SQ-2043 | Spill Response Kit, Non-Aggressive Fluid | TAB-THK-SQ | Spill Kit | Safety Equipment |  | SQ | http://www.toronto.ca/TWONTO#spill_kit |  | WA5 Safety Equipment
55654 | TAB-WA3-SQ-0230 | Spill Response Kit, Oil | TAB-DEW-SAFETY | Spill Kit | Safety Equipment | 34680 | SQ | http://www.toronto.ca/TWONTO#spill_kit |  | Safety Equipment
55655 | TAB-WA3-SQ-0232 | Spill Response Kit, Oil | TAB-DEW-SAFETY | Spill Kit | Safety Equipment |  | SQ | http://www.toronto.ca/TWONTO#spill_kit |  | Safety Equipment
119878 | TAB-WA3-SQ-0230 | Spill Response Kit, Oil | TAB-SES-WA8 | Spill Kit | Safety Equipment | 34680 | SQ | http://www.toronto.ca/TWONTO#spill_kit |  | WA 8 Safety Equipment,
119879 | TAB-WA3-SQ-0231 | Spill Response Kit, Oil | TAB-DEW-SAFETY | Spill Kit | Safety Equipment |  | SQ | http://www.toronto.ca/TWONTO#spill_kit |  | Safety Equipment
55594 | TAB-WA2-SQ-2027 | Spill Response Kit, Oil Off Water | TAB-SUSPENDED ENTITY | Spill Kit | Safety Equipment | 34525 | SQ | http://www.toronto.ca/TWONTO#spill_kit |  | Suspended entities
55595 | TAB-WA2-SQ-2028 | Spill Response Kit, Oil Off Water | TAB-STR-SQ | Spill Kit | Safety Equipment | 34526 | SQ | http://www.toronto.ca/TWONTO#spill_kit |  | WA2 Safety Equipment,lifting devices, ladders, Eye Wash station, First Aid Kits, Lock out stations
55596 | TAB-WA2-SQ-2029 | Spill Response Kit, Oil Off Water | TAB-SUSPENDED ENTITY | Spill Kit | Safety Equipment | 34527 | SQ | http://www.toronto.ca/TWONTO#spill_kit |  | Suspended entities
119829 | TAB-WA2-SQ-2027 | Spill Response Kit, Oil Off Water | TAB-STR-SQ | Spill Kit | Safety Equipment | 34525 | SQ | http://www.toronto.ca/TWONTO#spill_kit |  | WA2 Safety Equipment,lifting devices, ladders, Eye Wash station, First Aid Kits, Lock out stations
119830 | TAB-WA2-SQ-2028 | Spill Response Kit, Oil Off Water | TAB-SUSPENDED ENTITY | Spill Kit | Safety Equipment | 34526 | SQ | http://www.toronto.ca/TWONTO#spill_kit |  | Suspended entities
119831 | TAB-WA2-SQ-2029 | Spill Response Kit, Oil Off Water | TAB-STR-SQ | Spill Kit | Safety Equipment | 34527 | SQ | http://www.toronto.ca/TWONTO#spill_kit |  | WA2 Safety Equipment,lifting devices, ladders, Eye Wash station, First Aid Kits, Lock out stations
120134 | TAB-WA8-SQ-0280 | Spill Response Kit, Universal | TAB-SES-WA8 | Spill Kit | Safety Equipment | 34529 | SQ | http://www.toronto.ca/TWONTO#spill_kit |  | WA 8 Safety Equipment,
120135 | TAB-WA8-SQ-0280 | Spill Response Kit, Universal | TAB-SUSPENDED ENTITY | Spill Kit | Safety Equipment | 34529 | SQ | http://www.toronto.ca/TWONTO#spill_kit |  | Suspended entities
120136 | TAB-WA8-SQ-0281 | Spill Response Kit, Universal | TAB-SES-WA8 | Spill Kit | Safety Equipment |  | SQ | http://www.toronto.ca/TWONTO#spill_kit |  | WA 8 Safety Equipment,
120137 | TAB-WA8-SQ-0282 | Spill Response Kit, Universal | TAB-SES-WA8 | Spill Kit | Safety Equipment | 34530 | SQ | http://www.toronto.ca/TWONTO#spill_kit |  | WA 8 Safety Equipment,
120138 | TAB-WA8-SQ-0282 | Spill Response Kit, Universal | TAB-SUSPENDED ENTITY | Spill Kit | Safety Equipment | 34530 | SQ | http://www.toronto.ca/TWONTO#spill_kit |  | Suspended entities
26426 | FHO-SM-SPL-1000 | Spill Containment Cart, Chemical Building, S4, End of Ramp | FHO-SM | PPE | Safety Equipment |  | SPL | http://www.toronto.ca/TWONTO#spill_kit |  | Spill Containment & Chemical Sump Systems
26424 | FHO-SM-SPL-0004 | Spill Containment Kit Station, Chemical Building, S2, Gaseous Chemical Storage, Northwest Corner | FHO-SM | PPE | Safety Equipment |  | SPL | http://www.toronto.ca/TWONTO#spill_kit |  | Spill Containment & Chemical Sump Systems
94939 | FHO-SM-SPL-0006 | Spill Containment Kit Station, Clarifier Building, S4, Clarifier Basement, South Wall | FHO-SM | PPE | Safety Equipment |  | SPL | http://www.toronto.ca/TWONTO#spill_kit |  | Spill Containment & Chemical Sump Systems
94938 | FHO-SM-SPL-0001 | Spill Containment Kit Station, Raw Water Building, S10, Pump Room Basement, Wall Besides Elevator | FHO-SM | PPE | Safety Equipment |  | SPL | http://www.toronto.ca/TWONTO#spill_kit |  | Spill Containment & Chemical Sump Systems
26422 | FHO-SM-SPL-0002 | Spill Containment Kit Station, Raw Water Building, S9, RW Pump Room,Wall Besides Elevator | FHO-SM | PPE | Safety Equipment |  | SPL | http://www.toronto.ca/TWONTO#spill_kit |  | Spill Containment & Chemical Sump Systems
26425 | FHO-SM-SPL-0005 | Spill Containment Kit Station, TW Building, S2, Pipe Gallery, South of Service Elevator Shaft | FHO-SM | PPE | Safety Equipment |  | SPL | http://www.toronto.ca/TWONTO#spill_kit |  | Spill Containment & Chemical Sump Systems
26423 | FHO-SM-SPL-0003 | Spill Containment Kit Station, TW Building, S5, Waste Water Transfer Pump Room,Wall Besides Elevator | FHO-SM | PPE | Safety Equipment |  | SPL | http://www.toronto.ca/TWONTO#spill_kit |  | Spill Containment & Chemical Sump Systems
65352 | FCL-SES-SPL-0005 | Spill Containment Kit, ALM pump Area | FCL-SM |  | Safety Equipment |  | SPL | http://www.toronto.ca/TWONTO#spill_kit |  | Spill Management
14757 | FCL-SES-SPL-0003 | Spill Containment Kit, Alum receiving area | FCL-SM |  | Safety Equipment |  | SPL | http://www.toronto.ca/TWONTO#spill_kit |  | Spill Management
65351 | FCL-SES-SPL-0004 | Spill Containment Kit, Ammonia Room | FCL-SM |  | Safety Equipment |  | SPL | http://www.toronto.ca/TWONTO#spill_kit |  | Spill Management
14755 | FCL-SES-SPL-0001 | Spill Containment Kit, High Lift Building, Store Room | FCL-SM |  | Safety Equipment |  | SPL | http://www.toronto.ca/TWONTO#spill_kit |  | Spill Management
14756 | FCL-SES-SPL-0002 | Spill Containment Kit, High Lift Building, Store Room | FCL-SM |  | Safety Equipment |  | SPL | http://www.toronto.ca/TWONTO#spill_kit |  | Spill Management
138675 | THR-SES-SPL | Spill Containment Kits, Humber Treatment Plant | THR-SES-WA2 | Safety | Safety Equipment |  |  | http://www.toronto.ca/TWONTO#spill_kit |  | Safety & Environmental Services, WA2
138676 | THR-SES-SPL | Spill Containment Kits, Humber Treatment Plant | THR-SES-WA3 | Safety | Safety Equipment |  |  | http://www.toronto.ca/TWONTO#spill_kit |  | Safety & Environmental Services
140802 | TNT-SES-SQ-2001 | Spill Kit | TNT-SES-SPILL | Spill Kit | Safety Equipment |  | SQ | http://www.toronto.ca/TWONTO#spill_kit |  | Spill Kits
140803 | TNT-SES-SQ-2002 | Spill Kit | TNT-SES-SPILL | Spill Kit | Safety Equipment |  | SQ | http://www.toronto.ca/TWONTO#spill_kit |  | Spill Kits
140804 | TNT-SES-SQ-2003 | Spill Kit | TNT-SES-SPILL | Spill Kit | Safety Equipment |  | SQ | http://www.toronto.ca/TWONTO#spill_kit |  | Spill Kits
140805 | TNT-SES-SQ-2004 | Spill Kit | TNT-SES-SPILL | Spill Kit | Safety Equipment |  | SQ | http://www.toronto.ca/TWONTO#spill_kit |  | Spill Kits
111101 | TAB-DIG-SQ-0101 | Spill Kit - Gas Control Bldg. | TAB-DIG-SQ |  | Safety Equipment |  | SQ | http://www.toronto.ca/TWONTO#spill_kit |  | Digester Gas Control Building.- Safety Equipment
52244 | TAB-PWA-SQ-0101 | Spill Kit - Plant Water | TAB-PWA-SQ |  | Safety Equipment |  | SQ | http://www.toronto.ca/TWONTO#spill_kit |  | Plant Water - Safetry Equipment
116716 | TAB-PWA-SQ-0102 | Spill Kit - Plant Water | TAB-PWA-SQ |  | Safety Equipment |  | SQ | http://www.toronto.ca/TWONTO#spill_kit |  | Plant Water - Safetry Equipment
140806 | TNT-SES-SQ-2005 | Spill Kit Drum Type | TNT-SES-SPILL | Spill Kit | Safety Equipment |  | SQ | http://www.toronto.ca/TWONTO#spill_kit |  | Spill Kits
78780 | THR-SES-SPL-0106 | Spill Kit, Chemicals, Tote Bag, Stores WA4 | THR-SES-SPL | Safety | Safety Equipment |  | SPL | http://www.toronto.ca/TWONTO#spill_kit |  | Spill Containment Kits, Humber Treatment Plant
78779 | THR-SES-SPL-0104 | Spill Kit, FeCl2, Ferrous Chloride Building,WA4 | THR-SES-SPL | Safety | Safety Equipment |  | SPL | http://www.toronto.ca/TWONTO#spill_kit |  | Spill Containment Kits, Humber Treatment Plant
30662 | FIS-SES-SPL-5001 | Spill Kit, Fluoride & Ammonia Building | FIS-SM |  | Safety Equipment |  | SPL | http://www.toronto.ca/TWONTO#spill_kit |  | Spill Management Kits
78787 | THR-SES-SPL-2685 | Spill Kit, Glycol, East Maintenance Building, Basement,WA4 | THR-SES-SPL | Safety | Safety Equipment |  | SPL | http://www.toronto.ca/TWONTO#spill_kit |  | Spill Containment Kits, Humber Treatment Plant
78789 | THR-SES-SPL-2691 | Spill Kit, Glycol, Engine Room, Basement WA3 | THR-SES-SPL | Safety | Safety Equipment |  | SPL | http://www.toronto.ca/TWONTO#spill_kit |  | Spill Containment Kits, Humber Treatment Plant
78776 | THR-SES-SPL-0001 | Spill Kit, Glycol, For Glycol Skid T-0001 | THR-SES-SPL | Safety | Safety Equipment |  | SPL | http://www.toronto.ca/TWONTO#spill_kit |  | Spill Containment Kits, Humber Treatment Plant
78777 | THR-SES-SPL-0100 | Spill Kit, Glycol, For Glycol Skid T-0101 | THR-SES-SPL | Safety | Safety Equipment |  | SPL | http://www.toronto.ca/TWONTO#spill_kit |  | Spill Containment Kits, Humber Treatment Plant
78781 | THR-SES-SPL-0200 | Spill Kit, Glycol, For Glycol Skid T-0201 | THR-SES-SPL | Safety | Safety Equipment |  | SPL | http://www.toronto.ca/TWONTO#spill_kit |  | Spill Containment Kits, Humber Treatment Plant
78782 | THR-SES-SPL-0206 | Spill Kit, Glycol, For Glycol Skid T-0206 | THR-SES-SPL | Safety | Safety Equipment |  | SPL | http://www.toronto.ca/TWONTO#spill_kit |  | Spill Containment Kits, Humber Treatment Plant
78783 | THR-SES-SPL-0300 | Spill Kit, Glycol, For Glycol Skid T-0301 | THR-SES-SPL | Safety | Safety Equipment |  | SPL | http://www.toronto.ca/TWONTO#spill_kit |  | Spill Containment Kits, Humber Treatment Plant
138680 | THR-SES-SPL-0400 | Spill Kit, Glycol, For Glycol Skid T-0401 | THR-SES-SPL | Safety | Safety Equipment |  | SPL | http://www.toronto.ca/TWONTO#spill_kit |  | Spill Containment Kits, Humber Treatment Plant
138681 | THR-SES-SPL-0500 | Spill Kit, Glycol, For Glycol Skid T-0501 | THR-SES-SPL | Safety | Safety Equipment |  | SPL | http://www.toronto.ca/TWONTO#spill_kit |  | Spill Containment Kits, Humber Treatment Plant
138682 | THR-SES-SPL-0600 | Spill Kit, Glycol, For Glycol Skid T-0601 | THR-SES-SPL | Safety | Safety Equipment |  | SPL | http://www.toronto.ca/TWONTO#spill_kit |  | Spill Containment Kits, Humber Treatment Plant
138683 | THR-SES-SPL-0711 | Spill Kit, Glycol, For Glycol Skid T-0711 | THR-SES-SPL | Safety | Safety Equipment |  | SPL | http://www.toronto.ca/TWONTO#spill_kit |  | Spill Containment Kits, Humber Treatment Plant
138684 | THR-SES-SPL-0800 | Spill Kit, Glycol, For Glycol Skid T-0801 | THR-SES-SPL | Safety | Safety Equipment |  | SPL | http://www.toronto.ca/TWONTO#spill_kit |  | Spill Containment Kits, Humber Treatment Plant
138685 | THR-SES-SPL-0900 | Spill Kit, Glycol, For Glycol Skid T-0901 | THR-SES-SPL | Safety | Safety Equipment |  | SPL | http://www.toronto.ca/TWONTO#spill_kit |  | Spill Containment Kits, Humber Treatment Plant
78788 | THR-SES-SPL-2686 | Spill Kit, Glycol, Sludge Thickening Building, Polymer Room,WA1 | THR-SES-SPL | Safety | Safety Equipment |  | SPL | http://www.toronto.ca/TWONTO#spill_kit |  | Spill Containment Kits, Humber Treatment Plant
138687 | THR-SES-SPL-2687 | Spill Kit, NaClO, Disinfection Bldg., Hypo Room,WA4 | THR-SES-SPL | Safety | Safety Equipment |  | SPL | http://www.toronto.ca/TWONTO#spill_kit |  | Spill Containment Kits, Humber Treatment Plant
78784 | THR-SES-SPL-2548 | Spill Kit, Oil, East Maintenance Building,WA4 | THR-SES-SPL | Safety | Safety Equipment |  | SPL | http://www.toronto.ca/TWONTO#spill_kit |  | Spill Containment Kits, Humber Treatment Plant
78786 | THR-SES-SPL-2683 | Spill Kit, Oil, Engine Room, East Wall,WA3 | THR-SES-SPL | Safety | Safety Equipment |  | SPL | http://www.toronto.ca/TWONTO#spill_kit |  | Spill Containment Kits, Humber Treatment Plant
78785 | THR-SES-SPL-2668 | Spill Kit, Oil, Gas Compressor Bldg., Beside Oil Storage,WA1 | THR-SES-SPL | Safety | Safety Equipment |  | SPL | http://www.toronto.ca/TWONTO#spill_kit |  | Spill Containment Kits, Humber Treatment Plant
78778 | THR-SES-SPL-0103 | Spill Kit, Oil, Hazardous Waste Containment Area,WA4 | THR-SES-SPL | Safety | Safety Equipment |  | SPL | http://www.toronto.ca/TWONTO#spill_kit |  | Spill Containment Kits, Humber Treatment Plant
138677 | THR-SES-SPL-0101 | Spill Kit, Oil, High Pressure Blower Building,WA3 | THR-SES-SPL | Safety | Safety Equipment |  | SPL | http://www.toronto.ca/TWONTO#spill_kit |  | Spill Containment Kits, Humber Treatment Plant
138678 | THR-SES-SPL-0101 | Spill Kit, Oil, High Pressure Blower Building,WA3 | THR-SES-SQ | Safety | Safety Equipment |  | SPL | http://www.toronto.ca/TWONTO#spill_kit |  | Safety Equipment
138686 | THR-SES-SPL-2561 | Spill Kit, Oil, Machine Shop, East Wall,WA3 | THR-SES-SPL | Safety | Safety Equipment |  | SPL | http://www.toronto.ca/TWONTO#spill_kit |  | Spill Containment Kits, Humber Treatment Plant
138688 | THR-SES-SPL-2688 | Spill Kit, Oil, Sludge Thickening Building, Centrifuge Room,WA1 | THR-SES-SPL | Safety | Safety Equipment |  | SPL | http://www.toronto.ca/TWONTO#spill_kit |  | Spill Containment Kits, Humber Treatment Plant
138679 | THR-SES-SPL-0105 | Spill Kit, Oil, Tote Bag, Stores WA4 | THR-SES-SPL | Safety | Safety Equipment |  | SPL | http://www.toronto.ca/TWONTO#spill_kit |  | Spill Containment Kits, Humber Treatment Plant
78793 | THR-SES-SQ-0102 | Spill Kit, REMOVED FROM SERVICE | THR-SES-SPL | Safety | Safety Equipment |  | SQ | http://www.toronto.ca/TWONTO#spill_kit |  | Spill Containment Kits, Humber Treatment Plant
128793 | THC-SM-SPL-0001 | Spill KIT, WA1, Control Room | THC-SES-SQ | Spill Kit | Safety Equipment |  | SPL | http://www.toronto.ca/TWONTO#spill_kit |  | Safety Equipment
66393 | THC-SM-SPL-0005 | Spill KIT, WA1, Heat Treatment Area | THC-SES-SQ | Spill Kit | Safety Equipment |  | SPL | http://www.toronto.ca/TWONTO#spill_kit |  | Safety Equipment
128796 | THC-SM-SPL-0006 | Spill KIT, WA1, Maintenance workshop area | THC-SES-SQ | Spill Kit | Safety Equipment |  | SPL | http://www.toronto.ca/TWONTO#spill_kit |  | Safety Equipment
128794 | THC-SM-SPL-0002 | Spill KIT, WA2, Control Room | THC-SES-SQ | Spill Kit | Safety Equipment |  | SPL | http://www.toronto.ca/TWONTO#spill_kit |  | Safety Equipment
66392 | THC-SM-SPL-0003 | Spill KIT, WA2, Ferrous Chl. loading area | THC-SES-SQ | Spill Kit | Safety Equipment |  | SPL | http://www.toronto.ca/TWONTO#spill_kit |  | Safety Equipment
128795 | THC-SM-SPL-0004 | Spill KIT, WA2, Headhouse | THC-SES-SQ | Spill Kit | Safety Equipment |  | SPL | http://www.toronto.ca/TWONTO#spill_kit |  | Safety Equipment
98218 | FIS-SES-SPL-1001 | Spill Kit, Workshop Building, Diesel Power Generator Room | FIS-SM |  | Safety Equipment |  | SPL | http://www.toronto.ca/TWONTO#spill_kit |  | Spill Management Kits
47436 | TAB-EL1-SQ-6260 | Spill kit,DAWG® 20 Gallon Overpack | TAB-ELS-ESQ | Spill Kit | Safety Equipment |  | SQ | http://www.toronto.ca/TWONTO#spill_kit |  | Electrical Safety Equipment
47437 | TAB-EL1-SQ-6320 | Spill kit,DAWG® 20 Gallon Overpack | TAB-ELS-ESQ | Spill Kit | Safety Equipment |  | SQ | http://www.toronto.ca/TWONTO#spill_kit |  | Electrical Safety Equipment
47438 | TAB-EL1-SQ-6540 | Spill kit,DAWG® 20 Gallon Overpack | TAB-ELS-ESQ | Spill Kit | Safety Equipment |  | SQ | http://www.toronto.ca/TWONTO#spill_kit |  | Electrical Safety Equipment
47439 | TAB-EL1-SQ-6650 | Spill kit,DAWG® 20 Gallon Overpack | TAB-ELS-ESQ | Spill Kit | Safety Equipment |  | SQ | http://www.toronto.ca/TWONTO#spill_kit |  | Electrical Safety Equipment
48010 | TAB-EL3-SQ-6130 | Spill kit,DAWG® 20 Gallon Overpack | TAB-ELS-ESQ | Spill Kit | Safety Equipment |  | SQ | http://www.toronto.ca/TWONTO#spill_kit |  | Electrical Safety Equipment
48011 | TAB-EL3-SQ-6220 | Spill kit,DAWG® 20 Gallon Overpack | TAB-ELS-ESQ | Spill Kit | Safety Equipment |  | SQ | http://www.toronto.ca/TWONTO#spill_kit |  | Electrical Safety Equipment
112814 | TAB-EL1-SQ-0001 | Spill kit,DAWG® 20 Gallon Overpack | TAB-ELS-ESQ | Spill Kit | Safety Equipment |  | SQ | http://www.toronto.ca/TWONTO#spill_kit |  | Electrical Safety Equipment
112815 | TAB-EL1-SQ-0002 | Spill kit,DAWG® 20 Gallon Overpack | TAB-ELS-ESQ | Spill Kit | Safety Equipment |  | SQ | http://www.toronto.ca/TWONTO#spill_kit |  | Electrical Safety Equipment
112816 | TAB-EL1-SQ-6110 | Spill kit,DAWG® 20 Gallon Overpack | TAB-ELS-ESQ | Spill Kit | Safety Equipment |  | SQ | http://www.toronto.ca/TWONTO#spill_kit |  | Electrical Safety Equipment
112817 | TAB-EL1-SQ-6530 | Spill kit,DAWG® 20 Gallon Overpack | TAB-ELS-ESQ | Spill Kit | Safety Equipment |  | SQ | http://www.toronto.ca/TWONTO#spill_kit |  | Electrical Safety Equipment
113073 | TAB-EL2-SQ-6110 | Spill kit,DAWG® 20 Gallon Overpack | TAB-ELS-ESQ | Spill Kit | Safety Equipment |  | SQ | http://www.toronto.ca/TWONTO#spill_kit |  | Electrical Safety Equipment
113074 | TAB-EL2-SQ-6120 | Spill kit,DAWG® 20 Gallon Overpack | TAB-ELS-ESQ | Spill Kit | Safety Equipment |  | SQ | http://www.toronto.ca/TWONTO#spill_kit |  | Electrical Safety Equipment
113075 | TAB-EL2-SQ-6130 | Spill kit,DAWG® 20 Gallon Overpack | TAB-ELS-ESQ | Spill Kit | Safety Equipment | 34585 | SQ | http://www.toronto.ca/TWONTO#spill_kit |  | Electrical Safety Equipment
113293 | TAB-EL3-SQ-6240 | Spill kit,DAWG® 20 Gallon Overpack | TAB-ELS-ESQ | Spill Kit | Safety Equipment |  | SQ | http://www.toronto.ca/TWONTO#spill_kit |  | Electrical Safety Equipment
119880 | TAB-WA3-SQ-0233 | Spill kit,DAWG® 20 Gallon Overpack | TAB-DEW-SAFETY | Spill Kit | Safety Equipment |  | SQ | http://www.toronto.ca/TWONTO#spill_kit |  | Safety Equipment
140795 | TNT-SES-SPILL | Spill Kits | TNT-MCS | Spill Kit | Safety Equipment |  |  | http://www.toronto.ca/TWONTO#collection_of_assets |  | Miscellaneous, including Storm Water Tanks
120127 | TAB-WA7-SQ-2071 | Spill Response Kit, Aggressive Fluid | TAB-SES-SQ | Spill Kit | Safety Equipment | 34528 | SQ | http://www.toronto.ca/TWONTO#spill_kit |  | WA7 Safety Equipment
55907 | TAB-WA7-SQ-2070 | Spill Response Kit, Universal | TAB-SES-SQ | Spill Kit | Safety Equipment |  | SQ | http://www.toronto.ca/TWONTO#spill_kit |  | WA7 Safety Equipment
120128 | TAB-WA7-SQ-2072 | Spill Response Unit/Trailer | TAB-SES-SQ | Spill Kit | Safety Equipment |  | SQ | http://www.toronto.ca/TWONTO#spill_kit |  | WA7 Safety Equipment
125513 | THC-FEQ-FSP | Sprinkler System | THC-SES-FEQ | Fire Prevention,Sprinkler | Safety Equipment | 43384 |  | sprinkler |  | Fire Fighting System
14496 | FCL-SES-FA-0014 | SRL | FCL-SES-SQ-0007 |  | Safety Equipment |  | FA | self_retracting_line |  | Eyewash Station, Admin Building, Operators Lab,Eye wash station - main change room
64787 | FCL-SES-FA-0013 | SRL | FCL-SES-SQ-0007 |  | Safety Equipment |  | FA | self_retracting_line |  | Eyewash Station, Admin Building, Operators Lab,Eye wash station - main change room
64788 | FCL-SES-FA-0015 | SRL | FCL-SES-SQ-0007 |  | Safety Equipment |  | FA | self_retracting_line |  | Eyewash Station, Admin Building, Operators Lab,Eye wash station - main change room
81757 | TNT-WA9-SQ-0125 | SRL | TNT-WA9-SQ-0010 | PPE | Safety Equipment |  | SQ | self_retracting_line |  | Fall arrest systems
140866 | TNT-WA9-SQ-0123 | SRL | TNT-WA9-SQ-0010 | PPE | Safety Equipment |  | SQ | self_retracting_line |  | Fall arrest systems
140870 | TNT-WA9-SQ-0129 | SRL | TNT-WA9-SQ-0010 | PPE | Safety Equipment |  | SQ | self_retracting_line |  | Fall arrest systems
97923 | FIS-SES-FAK-0009 | Stretcher - No Longer on site | FIS-SES-FAK | Safety | Safety Equipment | 35239 | FAK | http://www.toronto.ca/TWONTO#first_aid_kit |  | First Aid Kits
109093 | TAB-CW-FSH-0406 | Switch, Flow High, Admin Bldg, Electricial Shop S/E corner | TAB-CW-SQ-0406 |  | Safety Equipment |  | FSH | http://www.toronto.ca/TWONTO#flow_switch |  | Emerg. Eyewash and Shower Stations, Admin Bldg, Electricial Shop S/E corner
116072 | TAB-PRS-FSH-0002 | Switch, Flow High, Biosolids Truck Loading, Odour Control Area | TAB-PRS-SQ-0002SUS |  | Safety Equipment |  | FSH | http://www.toronto.ca/TWONTO#flow_switch |  | Emerg. Eyewash and Shower Stations, Biosolids Truck Loading/Scrubber Room/West wall
116075 | TAB-PRS-FSH-0007 | Switch, Flow High, Chemical Gallery, Center | TAB-PRS-SQ-0007 |  | Safety Equipment |  | FSH | http://www.toronto.ca/TWONTO#flow_switch |  | Emerg. Eyewash and Shower Stations, Ferric Gallery-3rd Set of Ferrous Pumps from South End
109082 | TAB-CW-FSH-0027 | Switch, Flow High, Chemical Gallery, Ferrous Truck Unloading | TAB-CW-SQ-0027 |  | Safety Equipment |  | FSH | http://www.toronto.ca/TWONTO#flow_switch |  | Emerg. Eyewash and Shower Stations, Chemical Gallery, Ferrous Truck Unloading
116073 | TAB-PRS-FSH-0005 | Switch, Flow High, Chemical Gallery, North | TAB-PRS-SQ-0005 |  | Safety Equipment |  | FSH | http://www.toronto.ca/TWONTO#flow_switch |  | Emerg. Eyewash and Shower Stations, Ferric Gallery
116074 | TAB-PRS-FSH-0006 | Switch, Flow High, Chemical Gallery, North-Center | TAB-PRS-SQ-0006 |  | Safety Equipment |  | FSH | http://www.toronto.ca/TWONTO#flow_switch |  | Emerg. Eyewash and Shower Stations, Ferric Gallery-4th Set of Ferrous Pumps from South End
116077 | TAB-PRS-FSH-0009 | Switch, Flow High, Chemical Gallery, South | TAB-PRS-SQ-0009 |  | Safety Equipment |  | FSH | http://www.toronto.ca/TWONTO#flow_switch |  | Emerg. Eyewash and Shower Stations, Ferric Gallery-1st Set of Ferrous Pumps from South End
116076 | TAB-PRS-FSH-0008 | Switch, Flow High, Chemical Gallery, South-Center | TAB-PRS-SQ-0008 |  | Safety Equipment |  | FSH | http://www.toronto.ca/TWONTO#flow_switch |  | Emerg. Eyewash and Shower Stations, Ferric Gallery-2nd Set of Ferrous Pumps from South End
51505 | TAB-PRS-FSH-0001 | Switch, Flow High, Chlorine Bldg, Basement | TAB-PRS-SQ-0001SUS |  | Safety Equipment |  | FSH | http://www.toronto.ca/TWONTO#flow_switch |  | Emerg. Eyewash and Shower Stations, Chlorine Building/Basement
43201 | TAB-CW-FSH-0660 | Switch, Flow High, Emerg. Eyewash & Shower Stns, Seawall Substation | TAB-SES-SQ-0660 | Safety,Eye wash | Safety Equipment |  | FSH | http://www.toronto.ca/TWONTO#flow_switch |  | Emergency Eyewash Station,Seawall Substation,Electrical Room
109097 | TAB-CW-FSH-0660 | Switch, Flow High, Emerg. Eyewash & Shower Stns, Seawall Substation | TAB-CW-SQ-0660 | Safety,Eye wash | Safety Equipment |  | FSH | http://www.toronto.ca/TWONTO#flow_switch |  | Emerg. Eyewash & Shower Stns, Seawall Substation
109098 | TAB-CW-FSH-0661 | Switch, Flow High, Emerg. Eyewash & Shower Stns, Seawall Substation | TAB-SES-SQ-0661 | Safety,Eye wash | Safety Equipment |  | FSH | http://www.toronto.ca/TWONTO#flow_switch |  | Emergency Eyewash Station,Seawall Substation,Electrical Room
43192 | TAB-CW-FSH-0401 | Switch, Flow High, Flotation Bldg, Polymer Room | TAB-CW-SQ-0401 |  | Safety Equipment |  | FSH | http://www.toronto.ca/TWONTO#flow_switch |  | Eye Wash & Shower Station #3. Floatation main floor north of Tank #2
43195 | TAB-CW-FSH-0405 | Switch, Flow High, Flotation Room, East Wall | TAB-CW-SQ-0405 |  | Safety Equipment |  | FSH | http://www.toronto.ca/TWONTO#flow_switch |  | Emerg. Eyewash and Shower Stations, Flotation Room, East Wall
109100 | TAB-CW-FSH-9704 | Switch, Flow High, Gas Compressor Bldg, Compressor Room West wall | TAB-CW-SQ-9704 |  | Safety Equipment |  | FSH | http://www.toronto.ca/TWONTO#flow_switch |  | Eye Wash & Shower Station, Gas Compressor Bldg, Compressor Room West wall
43196 | TAB-CW-FSH-0612S | Switch, Flow High, Laboratory, 2nd floor | TAB-CW-SQ-0612S |  | Safety Equipment | 46689 | FSH | http://www.toronto.ca/TWONTO#flow_switch |  | Eye Wash & Shower Station, Old Admin Bldg. 2nd Flr. Out side Lab
43197 | TAB-CW-FSH-0612S | Switch, Flow High, Laboratory, 2nd floor | TAB-SUSPENDED ENTITY |  | Safety Equipment | 46689 | FSH | http://www.toronto.ca/TWONTO#flow_switch |  | Suspended entities
43198 | TAB-CW-FSH-0613 | Switch, Flow High, Laboratory, Basement Chlorine Sample Room | TAB-CW-SQ-0613 |  | Safety Equipment |  | FSH | http://www.toronto.ca/TWONTO#flow_switch |  | Emerg. Shower & Eye Wash Station, PMO Basement, Sampling Room, North Wall
43193 | TAB-CW-FSH-0402 | Switch, Flow High, Machine Shop, South Wall | TAB-CW-SQ-0402 |  | Safety Equipment |  | FSH | http://www.toronto.ca/TWONTO#flow_switch |  | Eye Wash Station, Zbldg Machine Shop South Wall
109092 | TAB-CW-FSH-0404 | Switch, Flow High, 'Z bldg Basment West, Near Water Softeners | TAB-CW-SQ-0404 |  | Safety Equipment |  | FSH | http://www.toronto.ca/TWONTO#flow_switch |  | WA6 Emerg. Eyewash and Shower Stations
43191 | TAB-CW-FSH-0205 | Switch, Flow High, 'Z' bldg Hot Water Boiler Room, East Loading Dock | TAB-SUSPENDED ENTITY |  | Safety Equipment |  | FSH | http://www.toronto.ca/TWONTO#flow_switch |  | Suspended entities
109091 | TAB-CW-FSH-0205 | Switch, Flow High, 'Z' bldg Hot Water Boiler Room, East Loading Dock | TAB-CW-SQ-0205 |  | Safety Equipment |  | FSH | http://www.toronto.ca/TWONTO#flow_switch |  | Eye Wash Station, Z bldg Hot Water Boiler Room, East Loading Dock
43194 | TAB-CW-FSH-0403 | Switch, Flow High, 'Z' Bldg, Basement | TAB-CW-SQ-0403 |  | Safety Equipment |  | FSH | http://www.toronto.ca/TWONTO#flow_switch |  | Eye Wash & Shower Station #2. Z Bldg Bsmt south side #8 Float. Tank
53565 | TAB-SES-FSH-6301 | Switch, Flow switch, dry contact, Digesters 9-12, Control Building, Mechanical Room | TAB-SES-SQ-6301 |  | Safety Equipment |  | FSH | http://www.toronto.ca/TWONTO#flow_switch |  | Switch, Flow switch, dry contact, Sludge Heater Room, Digester 9-12 Control Building.
117962 | TAB-SES-FSH-6300 | Switch, Flow switch, dry contact, Digesters 9-12, Control Building, Mechanical Room | TAB-SES-SQ-6300 |  | Safety Equipment |  | FSH | http://www.toronto.ca/TWONTO#flow_switch |  | Switch, Flow switch, dry contact, Basement, Digester 9-12 Control Building.
117960 | TAB-SES-FSH-2203 | Switch, Flow, Emergency Eyewash/Shower Flow Switch High, PRS Bldg, Loading Room | TAB-SES-SQ-2203 | Switch,Flow-High | Safety Equipment |  | FSH | http://www.toronto.ca/TWONTO#flow_switch |  | Emergency Eyewash/Shower, PRS Bldg, Loading Room
43189 | TAB-CW-FSH-0078 | Switch, Flow, High Eye Wash & Shower Station,D Bldg 2nd Flr, Compactor & conveyor Room | TAB-CW-SQ-0078 | Switch,Flow-High | Safety Equipment |  | FSH | http://www.toronto.ca/TWONTO#flow_switch |  | Eye Wash & Shower Station,D Bldg 2nd Flr, Compactor & conveyor Room
109087 | TAB-CW-FSH-0079 | Switch, Flow, High Eye Wash & Shower Station,D Bldg Grit Room, Inside Ferrous Chloride Room | TAB-CW-SQ-0077 | Switch,Flow-High | Safety Equipment |  | FSH | http://www.toronto.ca/TWONTO#flow_switch |  | Eye Wash & Shower Station,D Bldg Grit Room, Inside Ferrous Chloride Room
53562 | TAB-SES-FSH-2202 | Switch, Flow, High, Emergency Eyewas/Shower, Rail Car Unloading | TAB-SES-SQ-2201 | Switch,Flow-High | Safety Equipment |  | FSH | http://www.toronto.ca/TWONTO#flow_switch |  | Emergency Eyewash/Shower, Rail Car Unloading
117959 | TAB-SES-FSH-2202 | Switch, Flow, High, Emergency Eyewas/Shower, Rail Car Unloading | TAB-SES-SQ-2202 | Switch,Flow-High | Safety Equipment |  | FSH | http://www.toronto.ca/TWONTO#flow_switch |  | Emergency Eyewash/Shower, Rail Car Unloading
53561 | TAB-SES-FSH-2201 | Switch, Flow, High, Emergency Eyewash/Shower, Rail Car Unloading | TAB-SES-SQ-2201 | Switch,Flow-High | Safety Equipment |  | FSH | http://www.toronto.ca/TWONTO#flow_switch |  | Emergency Eyewash/Shower, Rail Car Unloading
43174 | TAB-CW-FSH-0001S | Switch, Flow, High, Eye Wash Station | TAB-SUSPENDED ENTITY | Switch,Flow-High | Safety Equipment | 46684 | FSH | http://www.toronto.ca/TWONTO#flow_switch |  | Suspended entities
109077 | TAB-CW-FSH-0001S | Switch, Flow, High, Eye Wash Station | TAB-CW-SQ-0001S | Switch,Flow-High | Safety Equipment | 46684 | FSH | http://www.toronto.ca/TWONTO#flow_switch |  | Eye Wash and Shower Station,Chlorine Bldg.
40348 | TAB-ACC-FSH-0205 | Switch, Flow, High, Eye wash station, | TAB-CW-SQ-0205 | Switch,Flow-High | Safety Equipment |  | FSH | http://www.toronto.ca/TWONTO#flow_switch |  | Eye Wash Station, Z bldg Hot Water Boiler Room, East Loading Dock
106605 | TAB-ACC-FSH-0205 | Switch, Flow, High, Eye wash station, | TAB-ACC-SQ-0205 | Switch,Flow-High | Safety Equipment |  | FSH | http://www.toronto.ca/TWONTO#flow_switch |  | Emerg. Eyewash & Shower Stns, Boiler Rm/Z Bldg
109085 | TAB-CW-FSH-0076 | Switch, Flow, High, Eye Wash Station,D Bldg old Screening Room, mazzanine loading Bay next to Glycol Station East wall | TAB-CW-SQ-0079 | Switch,Flow-High | Safety Equipment |  | FSH | http://www.toronto.ca/TWONTO#flow_switch |  | Eye Wash Station,D Bldg old Screening Room, mazzanine loading Bay next to Glycol Station East wall
109086 | TAB-CW-FSH-0076 | Switch, Flow, High, Eye Wash Station,D Bldg old Screening Room, mazzanine loading Bay next to Glycol Station East wall | TAB-PLT-SQ-D | Switch,Flow-High | Safety Equipment |  | FSH | http://www.toronto.ca/TWONTO#flow_switch |  | D Building - Safety Equipment, Atmosphere monitors
97997 | FIS-SES-FSH-0001 | Switch, Flow, High, Eyewash Shower, RMF Polymer Storage Room | FIS-SES |  | Safety Equipment |  | FSH | http://www.toronto.ca/TWONTO#flow_switch |  | Safety, Instrumentation & Environmental Services
109084 | TAB-CW-FSH-0074 | Switch, Flow, High, Eyewash Station, D Bldg Bsmt Pump Gallery | TAB-CW-SQ-0074 | Switch,Flow-High | Safety Equipment |  | FSH | http://www.toronto.ca/TWONTO#flow_switch |  | Eyewash Station, D Bldg Bsmt Pump Gallery
14515 | FCL-SES-FSH-0101 | Switch, Flow, High, Eyewash Station/Shower Alarm, Dry Chemical Building, Alum Containment Area | FCL-SES-5 | Switch,Flow-High | Safety Equipment |  | FSH | http://www.toronto.ca/TWONTO#flow_switch |  | Eye Wash Stations Chemical Building
43175 | TAB-CW-FSH-0002S | Switch, Flow, High,Eye Wash & Shower Station , Bio Soild Bldg., | TAB-CW-SQ-0002S | Switch,Flow-High | Safety Equipment | 46686 | FSH | http://www.toronto.ca/TWONTO#flow_switch |  | Eye Wash & Shower Station , Bio Soild Bldg., Next To Chemical Storage Tanks Scrubber Room
109078 | TAB-CW-FSH-0002S | Switch, Flow, High,Eye Wash & Shower Station , Bio Soild Bldg., | TAB-SUSPENDED ENTITY | Switch,Flow-High | Safety Equipment | 46686 | FSH | http://www.toronto.ca/TWONTO#flow_switch |  | Suspended entities
43181 | TAB-CW-FSH-0012 | Switch, Flow, High,Eye Wash & Shower Station , Bio Soild Bldg.,Sodium Hypochlorite Loading station | TAB-CW-SQ-0012 | Switch,Flow-High | Safety Equipment |  | FSH | http://www.toronto.ca/TWONTO#flow_switch |  | Eye Wash & Shower Station , Silo Building, Basement
43180 | TAB-CW-FSH-0011 | Switch, Flow, High,Eye Wash & Shower Station ,Truck Loading bldg. Mezzanine Level | TAB-CW-SQ-0011 | Switch,Flow-High | Safety Equipment |  | FSH | http://www.toronto.ca/TWONTO#flow_switch |  | Eye Wash Station , Truck Loading bldg. Mezzanine Level
43176 | TAB-CW-FSH-0003S | Switch, Flow, High,Eye Wash and Shower Station,Chlorine Scrubber Room | TAB-CW-SQ-0003S | Switch,Flow-High | Safety Equipment | 46687 | FSH | http://www.toronto.ca/TWONTO#flow_switch |  | Eye Wash and Shower Station,Chlorine Scrubber Room
43177 | TAB-CW-FSH-0003S | Switch, Flow, High,Eye Wash and Shower Station,Chlorine Scrubber Room | TAB-SUSPENDED ENTITY | Switch,Flow-High | Safety Equipment | 46687 | FSH | http://www.toronto.ca/TWONTO#flow_switch |  | Suspended entities
81460 | FHA-SES-FSH-0401 | Switch, Flow-High, Safety Shower & Eye Wash Station, (WWW-FS-6901), RMF, SBS Storage Room | FHA-SES-SQ-0008 | Switch,Flow-High | Safety Equipment |  | FSH | http://www.toronto.ca/TWONTO#flow_switch |  | Eyewash Stations & Showers
81461 | FHA-SES-FSH-0402 | Switch, Flow-High, Safety Shower & Eye Wash Station, (WWW-FS-6902), RMF, Fluoride Storage Room, RMF | FHA-SES-SQ-0008 | Switch,Flow-High | Safety Equipment |  | FSH | http://www.toronto.ca/TWONTO#flow_switch |  | Eyewash Stations & Showers
81462 | FHA-SES-FSH-0403 | Switch, Flow-High, Safety Shower & Eye Wash Station, (WWW-FS-6903), RMF, Ammonia Storage Room | FHA-SES-SQ-0008 | Switch,Flow-High | Safety Equipment |  | FSH | http://www.toronto.ca/TWONTO#flow_switch |  | Eyewash Stations & Showers
18399 | FHA-SES-FSH-0404 | Switch, Flow-High, Safety Shower & Eye Wash Station, (WWW-FS-6904), RMF,Phosphoric Acid Storage Room | FHA-SES-SQ-0008 | Switch,Flow-High | Safety Equipment |  | FSH | http://www.toronto.ca/TWONTO#flow_switch |  | Eyewash Stations & Showers
81463 | FHA-SES-FSH-0405 | Switch, Flow-High,Safety Shower & Eye Wash Station, (WWW-FS-6905), Chemical Room 5 (Room E), RMF | FHA-SES-SQ-0008 | Switch,Flow-High | Safety Equipment |  | FSH | http://www.toronto.ca/TWONTO#flow_switch |  | Eyewash Stations & Showers
29194 | FIS-FEQ-HS-4003-SUS | Switch, Manual Pull Station, Fire Alarm, South Entrance | FIS-SUSPENDED |  | Safety Equipment | 46953 | HS | ? |  | Obsolete Entities/Processes
97018 | FIS-FEQ-HS-4003-SUS | Switch, Manual Pull Station, Fire Alarm, South Entrance | FIS-FEQ-CP-4001-SUS |  | Safety Equipment | 46953 | HS | ? |  | Panel, Control, Fire Alarm, Vestibule
29191 | FIS-FEQ-HS-4001-SUS | Switch, Manual Pull Station, Fire Alarm, Training Room | FIS-FEQ-CP-4001-SUS |  | Safety Equipment | 46951 | HS | ? |  | Panel, Control, Fire Alarm, Vestibule
97017 | FIS-FEQ-HS-4001-SUS | Switch, Manual Pull Station, Fire Alarm, Training Room | FIS-SUSPENDED |  | Safety Equipment | 46951 | HS | ? |  | Obsolete Entities/Processes
29192 | FIS-FEQ-HS-4002-SUS | Switch, Manual Pull Station, Fire Alarm, Vestibule | FIS-FEQ-CP-4001-SUS |  | Safety Equipment | 46952 | HS | ? |  | Panel, Control, Fire Alarm, Vestibule
29193 | FIS-FEQ-HS-4002-SUS | Switch, Manual Pull Station, Fire Alarm, Vestibule | FIS-SUSPENDED |  | Safety Equipment | 46952 | HS | ? |  | Obsolete Entities/Processes
29012 | FIS-FEQ-ASH-4001 | Switch, Smoke Detector, Janitor's Room | FIS-FEQ-CP-4001-SUS |  | Safety Equipment |  | ASH | http://www.toronto.ca/TWONTO#flame_or_combustion_sensing_instrument |  | Panel, Control, Fire Alarm, Vestibule
29013 | FIS-FEQ-ASH-4002 | Switch, Smoke Detector, Kitchen | FIS-FEQ-CP-4001-SUS |  | Safety Equipment |  | ASH | http://www.toronto.ca/TWONTO#flame_or_combustion_sensing_instrument |  | Panel, Control, Fire Alarm, Vestibule
29014 | FIS-FEQ-ASH-4003 | Switch, Smoke Detector, Mechanical/Electrical Room | FIS-FEQ-CP-4001-SUS |  | Safety Equipment |  | ASH | http://www.toronto.ca/TWONTO#flame_or_combustion_sensing_instrument |  | Panel, Control, Fire Alarm, Vestibule
29016 | FIS-FEQ-ASH-4005 | Switch, Smoke Detector, Return Air Duct, Mechanical/Electrical Room | FIS-FEQ-CP-4001-SUS |  | Safety Equipment |  | ASH | http://www.toronto.ca/TWONTO#flame_or_combustion_sensing_instrument |  | Panel, Control, Fire Alarm, Vestibule
29015 | FIS-FEQ-ASH-4004 | Switch, Smoke Detector, Supply Air Duct, Mechanical/Electrical Room | FIS-FEQ-CP-4001-SUS |  | Safety Equipment |  | ASH | http://www.toronto.ca/TWONTO#flame_or_combustion_sensing_instrument |  | Panel, Control, Fire Alarm, Vestibule
109080 | TAB-CW-FSH-0025 | Switch,Flow, High,Emerg. Eyewash and Shower Stations, Ferrous Chloride Rail Car unload Ramp | TAB-CW-SQ-0025 | Switch,Flow-High | Safety Equipment |  | FSH | http://www.toronto.ca/TWONTO#flow_switch |  | Emerg. Eyewash and Shower Stations, Ferrous Chloride Rail Car unload Ramp
43199 | TAB-CW-FSH-0631 | Switch,Flow, High,Eye wash & Shower Station, Plant water Bldg Upper Chemical Room | TAB-CW-SQ-0631 | Switch,Flow-High | Safety Equipment |  | FSH | http://www.toronto.ca/TWONTO#flow_switch |  | Eye wash & Shower Station, Plant water Bldg Upper Chemical Room
109094 | TAB-CW-FSH-0630 | Switch,Flow, High,Eye wash & Shower Station, Plant water Bldg Chemical Room | TAB-CW-SQ-0630 | Switch,Flow-High | Safety Equipment |  | FSH | http://www.toronto.ca/TWONTO#flow_switch |  | Eye wash & Shower Station, Plant water Bldg Chemical Room Basement
43200 | TAB-CW-FSH-0632 | Switch,Flow, High,Eye wash & Shower Station, Plant water Bldg Pump Room | TAB-CW-SQ-0632 | Switch,Flow-High | Safety Equipment |  | FSH | http://www.toronto.ca/TWONTO#flow_switch |  | Eye wash & Shower Station, Plant water Bldg Pump Room
43179 | TAB-CW-FSH-0010S | Switch,Flow, High,Eye Wash Station- No.401 Blower Bldg South east wall next to Stores | TAB-SUSPENDED ENTITY | Switch,Flow-High | Safety Equipment | 46695 | FSH | http://www.toronto.ca/TWONTO#flow_switch |  | Suspended entities
109079 | TAB-CW-FSH-0010S | Switch,Flow, High,Eye Wash Station- No.401 Blower Bldg South east wall next to Stores | TAB-CW-SQ-0010S | Switch,Flow-High | Safety Equipment | 46695 | FSH | http://www.toronto.ca/TWONTO#flow_switch |  | Eye Wash Station- No.401 Blower Bldg South east wall next to Stores
109088 | TAB-CW-FSH-0080 | Switch,Flow,High,Emerg. Eyewash & Shower, Grit Area Norrth | TAB-CW-SQ-0080 | Switch,Flow-High | Safety Equipment |  | FSH | http://www.toronto.ca/TWONTO#flow_switch |  | Emerg. Eyewash & Shower, Grit Area North
109090 | TAB-CW-FSH-0083 | Switch,Flow,High,Emerg. Eyewash & Shower, P Building Scrubber, Outside | TAB-CW-SQ-0083 | Switch,Flow-High | Safety Equipment |  | FSH | http://www.toronto.ca/TWONTO#flow_switch |  | Emerg. Eyewash & Shower, P Building Scrubber, Outside
43190 | TAB-CW-FSH-0081 | Switch,Flow,High,Emerg. Eyewash & Shower, Plant Services | TAB-CW-SQ-0081 | PPE,Eyewash Station | Safety Equipment |  | FSH | http://www.toronto.ca/TWONTO#flow_switch |  | Emerg. Eyewash & Shower, Plant Services
109089 | TAB-CW-FSH-0082 | Switch,Flow,High,Emerg. Eyewash & Shower, Plant Services | TAB-CW-SQ-0082 | Switch,Flow-High | Safety Equipment |  | FSH | http://www.toronto.ca/TWONTO#flow_switch |  | Emerg. Eyewash & Shower, Plant Services
43186 | TAB-CW-FSH-0038 | Switch,Flow,High,Eye Wash Station- Aux. Bldg. 1st Floor Front of Elevator | TAB-CW-SQ-0038 | Switch,Flow-High | Safety Equipment |  | FSH | http://www.toronto.ca/TWONTO#flow_switch |  | Eye Wash Station- Aux. Bldg. 1st Flr, Front of Elevator
43187 | TAB-CW-FSH-0038 | Switch,Flow,High,Eye Wash Station- Aux. Bldg. 1st Floor Front of Elevator | TAB-CW-SQ-0039 | Switch,Flow-High | Safety Equipment |  | FSH | http://www.toronto.ca/TWONTO#flow_switch |  | Eye Wash Station- Aux. Bldg. 2nd Flr, Front of Elevator
43188 | TAB-CW-FSH-0039 | Switch,Flow,High,Eye Wash Station- Aux. Bldg. 2nd Floor Front of Elevator | TAB-CW-SQ-0038 | Switch,Flow-High | Safety Equipment |  | FSH | http://www.toronto.ca/TWONTO#flow_switch |  | Eye Wash Station- Aux. Bldg. 1st Flr, Front of Elevator
109083 | TAB-CW-FSH-0039 | Switch,Flow,High,Eye Wash Station- Aux. Bldg. 2nd Floor Front of Elevator | TAB-CW-SQ-0039 | Switch,Flow-High | Safety Equipment |  | FSH | http://www.toronto.ca/TWONTO#flow_switch |  | Eye Wash Station- Aux. Bldg. 2nd Flr, Front of Elevator
43185 | TAB-CW-FSH-0036 | Switch,Flow,High,Eye Wash Station- Aux. Bldg. Sub Bsmt Next to Elevator | TAB-CW-SQ-0036 | Switch,Flow-High | Safety Equipment |  | FSH | http://www.toronto.ca/TWONTO#flow_switch |  | Eye Wash Station- Aux. Bldg. Sub Bsmt Next to Elevator
43184 | TAB-CW-FSH-0035 | Switch,Flow,High,Eye Wash Station- Basement, Front of Elevator | TAB-CW-SQ-0035 | Switch,Flow-High | Safety Equipment |  | FSH | http://www.toronto.ca/TWONTO#flow_switch |  | Eye Wash Station- Aux. Bldg. Basement Front of Elevator
43183 | TAB-CW-FSH-0030 | Switch,Flow,High,Eye Wash station, Dewatering Basement West wall next to wash Room | TAB-CW-SQ-0030 | Switch,Flow-High | Safety Equipment |  | FSH | http://www.toronto.ca/TWONTO#flow_switch |  | Eye Wash station, Dewatering Basement West wall next to wash Room
109095 | TAB-CW-FSH-0640 | Switch,Flow,High,Eye Wash Station,North Substation,Battery Room, North Wall | NORTH SUBSTN_BTTRY RM | Safety,Eye wash | Safety Equipment |  | FSH | http://www.toronto.ca/TWONTO#flow_switch |  | MSA Substation,Battery Room
109096 | TAB-CW-FSH-0640 | Switch,Flow,High,Eye Wash Station,North Substation,Battery Room, North Wall | TAB-CW-SQ-0640 | Safety,Eye wash | Safety Equipment |  | FSH | http://www.toronto.ca/TWONTO#flow_switch |  | Eye Wash Station,North Substation,Battery Room, North Wall
54378 | TAB-STR-LSH-7002 | Switch,Level,High, Seal Water Wet Well | TAB-STR-T-7000 | Switch,Level | Safety Equipment |  | LSH | http://www.toronto.ca/TWONTO#level_switch |  | Wet Well, Gland Water Pumping Supply
118722 | TAB-STR-LSL-4001R | Switch,Level,Low, Oil tank, Blower 4001 lubrication | TAB-STR-T-4001R | Switch,Level | Safety Equipment |  | LSL | http://www.toronto.ca/TWONTO#level_switch |  | Tank , Reservoir Aux Oil, Blower 4001
118723 | TAB-STR-LSL-4002R | Switch,Level,Low, Oil tank, Blower 4002 lubrication | TAB-STR-T-4002R | Switch,Level | Safety Equipment |  | LSL | http://www.toronto.ca/TWONTO#level_switch |  | Tank , Reservoir Aux Oil, Blower 4002
54384 | TAB-STR-LSL-4003R | Switch,Level,Low, Oil tank, Blower 4003 lubrication | TAB-STR-T-4003R | Switch,Level | Safety Equipment |  | LSL | http://www.toronto.ca/TWONTO#level_switch |  | Tank , Reservoir Aux Oil, Blower 4003
54385 | TAB-STR-LSL-4004R | Switch,Level,Low, Oil tank, Blower 4004 lubrication | TAB-STR-T-4004R | Switch,Level | Safety Equipment |  | LSL | http://www.toronto.ca/TWONTO#level_switch |  | Tank , Reservoir Aux Oil, Blower 4004
118724 | TAB-STR-LSL-4005R | Switch,Level,Low, Oil tank, Blower 4005 lubrication | TAB-STR-T-4005R | Switch,Level | Safety Equipment |  | LSL | http://www.toronto.ca/TWONTO#level_switch |  | Tank , Reservoir Aux Oil, Blower 4005
54386 | TAB-STR-LSL-4007R | Switch,Level,Low, Oil tank, Blower 4007 lubrication | TAB-STR-T-4007R | Switch,Level | Safety Equipment |  | LSL | http://www.toronto.ca/TWONTO#level_switch |  | Tank , Reservoir Aux Oil, Blower 4007
54387 | TAB-STR-LSL-4008R | Switch,Level,Low, Oil tank, Blower 4008 lubrication | TAB-STR-T-4008R | Switch,Level | Safety Equipment |  | LSL | http://www.toronto.ca/TWONTO#level_switch |  | Tank , Reservoir Aux Oil, Blower 4008
118725 | TAB-STR-LSL-4009R | Switch,Level,Low, Oil tank, Blower 4009 lubrication | TAB-STR-T-4009R | Switch,Level | Safety Equipment |  | LSL | http://www.toronto.ca/TWONTO#level_switch |  | Tank , Reservoir Aux Oil, Blower 4009
118726 | TAB-STR-LSL-4010R | Switch,Level,Low, Oil tank, Blower 4010 lubrication | TAB-STR-T-4010R | Switch,Level | Safety Equipment |  | LSL | http://www.toronto.ca/TWONTO#level_switch |  | Tank , Reservoir Aux Oil, Blower 4010
118727 | TAB-STR-LSL-4011R | Switch,Level,Low, Oil tank, Blower 4011 lubrication | TAB-STR-T-4011R | Switch,Level | Safety Equipment |  | LSL | http://www.toronto.ca/TWONTO#level_switch |  | Tank , Reservoir Aux Oil, Blower 4011
118729 | TAB-STR-LSL-7001 | Switch,Level,Low, Seal Water Wet Well | TAB-STR-T-7000 | Switch,Level | Safety Equipment |  | LSL | http://www.toronto.ca/TWONTO#level_switch |  | Wet Well, Gland Water Pumping Supply
118821 | TAB-STR-PSH-4001 | Switch,Pressure,High, Oil, Blower BL4001 lubrication | TAB-STR-P-4001 | Switch,Pressure | Safety Equipment |  | PSH | http://www.toronto.ca/TWONTO#pressure_switch |  | Pump, Main Oil ,Blower BL4001
54485 | TAB-STR-PSH-4002 | Switch,Pressure,High, Oil, Blower BL4002 lubrication | TAB-STR-P-4002 | Switch,Pressure | Safety Equipment |  | PSH | http://www.toronto.ca/TWONTO#pressure_switch |  | Pump, Main Oil ,Blower BL4002
118822 | TAB-STR-PSH-4003 | Switch,Pressure,High, Oil, Blower BL4003 lubrication | TAB-STR-P-4003 | Switch,Pressure | Safety Equipment |  | PSH | http://www.toronto.ca/TWONTO#pressure_switch |  | Pump, Main Oil ,Blower BL4003
118823 | TAB-STR-PSH-4004 | Switch,Pressure,High, Oil, Blower BL4004 lubrication | TAB-STR-P-4004 | Switch,Pressure | Safety Equipment |  | PSH | http://www.toronto.ca/TWONTO#pressure_switch |  | Pump, Main Oil ,Blower BL4004
118824 | TAB-STR-PSH-4005 | Switch,Pressure,High, Oil, Blower BL4005 lubrication | TAB-STR-P-4005 | Switch,Pressure | Safety Equipment |  | PSH | http://www.toronto.ca/TWONTO#pressure_switch |  | Pump, Main Oil ,Blower BL4005
54486 | TAB-STR-PSH-4007 | Switch,Pressure,High, Oil, Blower BL4007 lubrication | TAB-STR-P-4007 | Switch,Pressure | Safety Equipment |  | PSH | http://www.toronto.ca/TWONTO#pressure_switch |  | Pump, Main Oil ,Blower BL4007
54487 | TAB-STR-PSH-4008 | Switch,Pressure,High, Oil, Blower BL4008 lubrication | TAB-STR-P-4008 | Switch,Pressure | Safety Equipment |  | PSH | http://www.toronto.ca/TWONTO#pressure_switch |  | Pump, Main Oil ,Blower BL4008
54488 | TAB-STR-PSH-4009 | Switch,Pressure,High, Oil, Blower BL4009 lubrication | TAB-STR-P-4009 | Switch,Pressure | Safety Equipment |  | PSH | http://www.toronto.ca/TWONTO#pressure_switch |  | Pump, Main Oil ,Blower BL4009
118825 | TAB-STR-PSH-4010 | Switch,Pressure,High, Oil, Blower BL4010 lubrication | TAB-STR-BL-4010 | Switch,Pressure | Safety Equipment |  | PSH | http://www.toronto.ca/TWONTO#pressure_switch |  | Blower #4010
54489 | TAB-STR-PSH-4011 | Switch,Pressure,High, Oil, Blower BL4011 lubrication | TAB-STR-BL-4011 | Switch,Pressure | Safety Equipment |  | PSH | http://www.toronto.ca/TWONTO#pressure_switch |  | Blower #4011
54496 | TAB-STR-PSLL-4001 | Switch,Pressure,Low, Low,Oil, Blower BL4001 lubrication | TAB-STR-P-4001 | Switch,Pressure | Safety Equipment |  | PSLL | http://www.toronto.ca/TWONTO#pressure_switch |  | Pump, Main Oil ,Blower BL4001
118830 | TAB-STR-PSLL-4002 | Switch,Pressure,Low, Low,Oil, Blower BL4002 lubrication | TAB-STR-P-4002 | Switch,Pressure | Safety Equipment |  | PSLL | http://www.toronto.ca/TWONTO#pressure_switch |  | Pump, Main Oil ,Blower BL4002
54497 | TAB-STR-PSLL-4003 | Switch,Pressure,Low, Low,Oil, Blower BL4003 lubrication | TAB-STR-P-4003 | Switch,Pressure | Safety Equipment |  | PSLL | http://www.toronto.ca/TWONTO#pressure_switch |  | Pump, Main Oil ,Blower BL4003
118831 | TAB-STR-PSLL-4004 | Switch,Pressure,Low, Low,Oil, Blower BL4004 lubrication | TAB-STR-P-4004 | Switch,Pressure | Safety Equipment |  | PSLL | http://www.toronto.ca/TWONTO#pressure_switch |  | Pump, Main Oil ,Blower BL4004
54498 | TAB-STR-PSLL-4005 | Switch,Pressure,Low, Low,Oil, Blower BL4005 lubrication | TAB-STR-P-4005 | Switch,Pressure | Safety Equipment |  | PSLL | http://www.toronto.ca/TWONTO#pressure_switch |  | Pump, Main Oil ,Blower BL4005
54499 | TAB-STR-PSLL-4007 | Switch,Pressure,Low, Low,Oil, Blower BL4007 lubrication | TAB-STR-P-4007 | Switch,Pressure | Safety Equipment |  | PSLL | http://www.toronto.ca/TWONTO#pressure_switch |  | Pump, Main Oil ,Blower BL4007
118832 | TAB-STR-PSLL-4008 | Switch,Pressure,Low, Low,Oil, Blower BL4008 lubrication | TAB-STR-P-4008 | Switch,Pressure | Safety Equipment |  | PSLL | http://www.toronto.ca/TWONTO#pressure_switch |  | Pump, Main Oil ,Blower BL4008
118833 | TAB-STR-PSLL-4009 | Switch,Pressure,Low, Low,Oil, Blower BL4009 lubrication | TAB-STR-P-4009 | Switch,Pressure | Safety Equipment |  | PSLL | http://www.toronto.ca/TWONTO#pressure_switch |  | Pump, Main Oil ,Blower BL4009
54500 | TAB-STR-PSLL-4010 | Switch,Pressure,Low, Low,Oil, Blower BL4010 lubrication | TAB-STR-P-4010 | Switch,Pressure | Safety Equipment |  | PSLL | http://www.toronto.ca/TWONTO#pressure_switch |  | Pump, Main Oil ,Blower BL4010
54501 | TAB-STR-PSLL-4011 | Switch,Pressure,Low, Low,Oil, Blower BL4011 lubrication | TAB-STR-P-4011 | Switch,Pressure | Safety Equipment |  | PSLL | http://www.toronto.ca/TWONTO#pressure_switch |  | Pump, Main Oil ,Blower BL4011
118826 | TAB-STR-PSL-4001 | Switch,Pressure,Low, Oil, Blower BL4001 lubrication | TAB-STR-P-4001 | Switch,Pressure | Safety Equipment |  | PSL | http://www.toronto.ca/TWONTO#pressure_switch |  | Pump, Main Oil ,Blower BL4001
54490 | TAB-STR-PSL-4002 | Switch,Pressure,Low, Oil, Blower BL4002 lubrication | TAB-STR-P-4002 | Switch,Pressure | Safety Equipment |  | PSL | http://www.toronto.ca/TWONTO#pressure_switch |  | Pump, Main Oil ,Blower BL4002
118827 | TAB-STR-PSL-4003 | Switch,Pressure,Low, Oil, Blower BL4003 lubrication | TAB-STR-P-4003 | Switch,Pressure | Safety Equipment |  | PSL | http://www.toronto.ca/TWONTO#pressure_switch |  | Pump, Main Oil ,Blower BL4003
118828 | TAB-STR-PSL-4004 | Switch,Pressure,Low, Oil, Blower BL4004 lubrication | TAB-STR-P-4004 | Switch,Pressure | Safety Equipment |  | PSL | http://www.toronto.ca/TWONTO#pressure_switch |  | Pump, Main Oil ,Blower BL4004
54491 | TAB-STR-PSL-4005 | Switch,Pressure,Low, Oil, Blower BL4005lubrication | TAB-STR-P-4005 | Switch,Pressure | Safety Equipment |  | PSL | http://www.toronto.ca/TWONTO#pressure_switch |  | Pump, Main Oil ,Blower BL4005
54492 | TAB-STR-PSL-4007 | Switch,Pressure,Low, Oil, Blower BL4007 lubrication | TAB-STR-P-4007 | Switch,Pressure | Safety Equipment |  | PSL | http://www.toronto.ca/TWONTO#pressure_switch |  | Pump, Main Oil ,Blower BL4007
54493 | TAB-STR-PSL-4008 | Switch,Pressure,Low, Oil, Blower BL4008 lubrication | TAB-STR-P-4008 | Switch,Pressure | Safety Equipment |  | PSL | http://www.toronto.ca/TWONTO#pressure_switch |  | Pump, Main Oil ,Blower BL4008
54494 | TAB-STR-PSL-4009 | Switch,Pressure,Low, Oil, Blower BL4009 lubrication | TAB-STR-P-4009 | Switch,Pressure | Safety Equipment |  | PSL | http://www.toronto.ca/TWONTO#pressure_switch |  | Pump, Main Oil ,Blower BL4009
118829 | TAB-STR-PSL-4010 | Switch,Pressure,Low, Oil, Blower BL4010 lubrication | TAB-STR-P-4010 | Switch,Pressure | Safety Equipment |  | PSL | http://www.toronto.ca/TWONTO#pressure_switch |  | Pump, Main Oil ,Blower BL4010
54495 | TAB-STR-PSL-4011 | Switch,Pressure,Low, Oil, Blower BL4011 lubrication | TAB-STR-P-4011 | Switch,Pressure | Safety Equipment |  | PSL | http://www.toronto.ca/TWONTO#pressure_switch |  | Pump, Main Oil ,Blower BL4011
86873 | WTR-PLW-T-0004-SUS | Tank, 3000psi SCBA 10min. EEBA | WTR-WEST-SES | Tank | Safety Equipment | 47446 | T | http://www.toronto.ca/TWONTO#compressed_gas_cylinder |  | Safety & Lifting Devices
145161 | WTR-PLW-T-0004-SUS | Tank, 3000psi SCBA 10min. EEBA | WTR-SUSPENDED | Tank | Safety Equipment | 47446 | T | http://www.toronto.ca/TWONTO#compressed_gas_cylinder |  | Suspended Obsolete entity for storage purpose
78950 | THR-SES-T-0507 | Tank, Air Cylinder, 4500 PSI | THR-SES-JHSC | Safety | Safety Equipment |  | T | http://www.toronto.ca/TWONTO#compressed_gas_cylinder |  | Joint Health and Safety Coordination
78951 | THR-SES-T-0508 | Tank, Air Cylinder, 4500 PSI | THR-SES-SCBA | Safety | Safety Equipment |  | T | http://www.toronto.ca/TWONTO#compressed_gas_cylinder |  | Self Contained Breathing Apparatus
78952 | THR-SES-T-0509 | Tank, Air Cylinder, 4500 PSI | THR-SES-SCBA | Safety | Safety Equipment |  | T | http://www.toronto.ca/TWONTO#compressed_gas_cylinder |  | Self Contained Breathing Apparatus
138823 | THR-SES-T-0507 | Tank, Air Cylinder, 4500 PSI | THR-SES-SCBA | Safety | Safety Equipment |  | T | http://www.toronto.ca/TWONTO#compressed_gas_cylinder |  | Self Contained Breathing Apparatus
138824 | THR-SES-T-0508 | Tank, Air Cylinder, 4500 PSI | THR-SES-JHSC | Safety | Safety Equipment |  | T | http://www.toronto.ca/TWONTO#compressed_gas_cylinder |  | Joint Health and Safety Coordination
138825 | THR-SES-T-0509 | Tank, Air Cylinder, 4500 PSI | THR-SES-JHSC | Safety | Safety Equipment |  | T | http://www.toronto.ca/TWONTO#compressed_gas_cylinder |  | Joint Health and Safety Coordination
78945 | THR-SES-T-0500 | Tank, Air Cylinder, 4500 PSI, Chlorine Bldg. | THR-SES-SCBA | Safety | Safety Equipment |  | T | http://www.toronto.ca/TWONTO#compressed_gas_cylinder |  | Self Contained Breathing Apparatus
78946 | THR-SES-T-0503 | Tank, Air Cylinder, 4500 PSI, Chlorine Bldg. | THR-SES-JHSC | Safety | Safety Equipment |  | T | http://www.toronto.ca/TWONTO#compressed_gas_cylinder |  | Joint Health and Safety Coordination
78947 | THR-SES-T-0504 | Tank, Air Cylinder, 4500 PSI, Chlorine Bldg. | THR-SES-JHSC | Safety | Safety Equipment |  | T | http://www.toronto.ca/TWONTO#compressed_gas_cylinder |  | Joint Health and Safety Coordination
138815 | THR-SES-T-0500 | Tank, Air Cylinder, 4500 PSI, Chlorine Bldg. | THR-SES-JHSC | Safety | Safety Equipment |  | T | http://www.toronto.ca/TWONTO#compressed_gas_cylinder |  | Joint Health and Safety Coordination
138816 | THR-SES-T-0501 | Tank, Air Cylinder, 4500 PSI, Chlorine Bldg. | THR-SES-SCBA | Safety | Safety Equipment |  | T | http://www.toronto.ca/TWONTO#compressed_gas_cylinder |  | Self Contained Breathing Apparatus
138819 | THR-SES-T-0503 | Tank, Air Cylinder, 4500 PSI, Chlorine Bldg. | THR-SES-SCBA | Safety | Safety Equipment |  | T | http://www.toronto.ca/TWONTO#compressed_gas_cylinder |  | Self Contained Breathing Apparatus
138820 | THR-SES-T-0504 | Tank, Air Cylinder, 4500 PSI, Chlorine Bldg. | THR-SES-SCBA | Safety | Safety Equipment |  | T | http://www.toronto.ca/TWONTO#compressed_gas_cylinder |  | Self Contained Breathing Apparatus
78949 | THR-SES-T-0506 | Tank, Air Cylinder, 4500 PSI, Digester Area | THR-SES-JHSC | Safety | Safety Equipment |  | T | http://www.toronto.ca/TWONTO#compressed_gas_cylinder |  | Joint Health and Safety Coordination
138822 | THR-SES-T-0506 | Tank, Air Cylinder, 4500 PSI, Digester Area | THR-SES-SCBA | Safety | Safety Equipment |  | T | http://www.toronto.ca/TWONTO#compressed_gas_cylinder |  | Self Contained Breathing Apparatus
78948 | THR-SES-T-0505 | Tank, Air Cylinder, 4500 PSI, Instrument Shop | THR-SES-JHSC | Safety | Safety Equipment |  | T | http://www.toronto.ca/TWONTO#compressed_gas_cylinder |  | Joint Health and Safety Coordination
138821 | THR-SES-T-0505 | Tank, Air Cylinder, 4500 PSI, Instrument Shop | THR-SES-SCBA | Safety | Safety Equipment |  | T | http://www.toronto.ca/TWONTO#compressed_gas_cylinder |  | Self Contained Breathing Apparatus
78953 | THR-SES-T-0510 | Tank, SCBA Air Cylinder, 30 Minutes | THR-SES-JHSC | Safety | Safety Equipment |  | T | http://www.toronto.ca/TWONTO#compressed_gas_cylinder |  | Joint Health and Safety Coordination
78954 | THR-SES-T-0510 | Tank, SCBA Air Cylinder, 30 Minutes | THR-SES-SCBA | Safety | Safety Equipment |  | T | http://www.toronto.ca/TWONTO#compressed_gas_cylinder |  | Self Contained Breathing Apparatus
78955 | THR-SES-T-0511 | Tank, SCBA Air Cylinder, 30 Minutes | THR-SES-SCBA | Safety | Safety Equipment |  | T | http://www.toronto.ca/TWONTO#compressed_gas_cylinder |  | Self Contained Breathing Apparatus
138817 | THR-SES-T-0502 | Tank, SCBA Air Cylinder, 30 Minutes | THR-SES-JHSC | Safety | Safety Equipment |  | T | http://www.toronto.ca/TWONTO#compressed_gas_cylinder |  | Joint Health and Safety Coordination
138818 | THR-SES-T-0502 | Tank, SCBA Air Cylinder, 30 Minutes | THR-SES-SCBA | Safety | Safety Equipment |  | T | http://www.toronto.ca/TWONTO#compressed_gas_cylinder |  | Self Contained Breathing Apparatus
138826 | THR-SES-T-0512 | Tank, SCBA Air Cylinder, 30 Minutes | THR-SES-SCBA | Safety | Safety Equipment |  | T | http://www.toronto.ca/TWONTO#compressed_gas_cylinder |  | Self Contained Breathing Apparatus
34414 | COL-YKP-DA-5010-57018 | THERN DAVIT ARM-5010-57018 | COL-YKP-DA | Safety | Safety Equipment |  | DA | http://www.toronto.ca/TWONTO#fall_arrest_Davit_arm |  | Davit Arm Assembly
9146 | COL-YKP-DA-5010-57018A | THERN DAVIT ARM-5010-57018A | COL-YKP-DA | Safety | Safety Equipment |  | DA | http://www.toronto.ca/TWONTO#fall_arrest_Davit_arm |  | Davit Arm Assembly
7903 | COL-PTS | Third Street Sewage Pumping Station (Wards Island PS#12) | COL-CENTRAL-PS |  | Safety Equipment |  |  | http://www.toronto.ca/TWONTO#space |  | Central Pumping Stations
7904 | COL-PTS | Third Street Sewage Pumping Station (Wards Island PS#12) | COL-W-OBSOLETE |  | Safety Equipment |  |  | http://www.toronto.ca/TWONTO#space |  | Col West Obsolete Entities
27679 | COL-PTS | Third Street Sewage Pumping Station (Wards Island PS#12) | COL-EAST-PS |  | Safety Equipment |  |  | http://www.toronto.ca/TWONTO#space |  | East Pumping Stations
55906 | TAB-WA7-SQ-1103 | Tri-Pad | WA7-LAN | PPE | Safety Equipment |  | SQ | http://www.toronto.ca/TWONTO#fall_arrest_Davit_arm |  | Lanyard
18689 | FHA-SES-SQ-0086 | Tri-pod DBI SALA confined space retrieval tripod | FHA-SES-SQ-6 |  | Safety Equipment |  | SQ | http://www.toronto.ca/TWONTO#fall_arrest_Davit_arm |  | Safety Fall Protection Equipment
83027 | FHA-SES-SQ-0084 | Tri-pod DBI SALA confined space retrieval tripod | FHA-SES |  | Safety Equipment |  | SQ | http://www.toronto.ca/TWONTO#fall_arrest_Davit_arm |  | Safety & Environmental Services
83028 | FHA-SES-SQ-0084 | Tri-pod DBI SALA confined space retrieval tripod | FHA-SES-SQ-6 |  | Safety Equipment |  | SQ | http://www.toronto.ca/TWONTO#fall_arrest_Davit_arm |  | Safety Fall Protection Equipment
83029 | FHA-SES-SQ-0085 | Tri-pod DBI SALA confined space retrieval tripod | FHA-SES |  | Safety Equipment |  | SQ | http://www.toronto.ca/TWONTO#fall_arrest_Davit_arm |  | Safety & Environmental Services
83030 | FHA-SES-SQ-0085 | Tri-pod DBI SALA confined space retrieval tripod | FHA-SES-SQ-6 |  | Safety Equipment |  | SQ | http://www.toronto.ca/TWONTO#fall_arrest_Davit_arm |  | Safety Fall Protection Equipment
83031 | FHA-SES-SQ-0086 | Tri-pod DBI SALA confined space retrieval tripod | FHA-SES |  | Safety Equipment |  | SQ | http://www.toronto.ca/TWONTO#fall_arrest_Davit_arm |  | Safety & Environmental Services
144215 | WTR-PHL-TPD-0004 | Tripod, Davitt Arm, S/N 21947 | WTR-CENTRAL-SES | PPE | Safety Equipment |  | TPD | http://www.toronto.ca/TWONTO#fall_arrest_Davit_arm |  | Safety & Lifting Devices
88326 | WTR-PSC-TPD-0003 | Tripod, Fall Arrest, S/N 10210838489 | WTR-EAST-SES | PPE | Safety Equipment |  | TPD | http://www.toronto.ca/TWONTO#fall_arrest_Davit_arm |  | Safety & Lifting Devices
85774 | WTR-PHL-TPD-0002 | Tripod, Fall Arrest, S/N 6-99, Truck 49 | WTR-CENTRAL-SES | PPE | Safety Equipment |  | TPD | http://www.toronto.ca/TWONTO#fall_arrest_Davit_arm |  | Safety & Lifting Devices
145164 | WTR-PLW-TPD-0002 | Tripod, Fall Arrest, S/N 6-99/99-9 | WTR-WEST-SES | PPE | Safety Equipment |  | TPD | http://www.toronto.ca/TWONTO#fall_arrest_Davit_arm |  | Safety & Lifting Devices
144214 | WTR-PHL-TPD-0003 | Tripod, Fall Arrest, S/N 7-99, Spare | WTR-CENTRAL-SES | PPE | Safety Equipment |  | TPD | http://www.toronto.ca/TWONTO#fall_arrest_Davit_arm |  | Safety & Lifting Devices
144213 | WTR-PHL-TPD-0001 | Tripod, Fall Arrest, S/N 7-99, Truck 74 | WTR-CENTRAL-SES | PPE | Safety Equipment |  | TPD | http://www.toronto.ca/TWONTO#fall_arrest_Davit_arm |  | Safety & Lifting Devices
86876 | WTR-PLW-TPD-0001 | Tripod, Fall Arrest, S/N 7-99/99-4 | WTR-WEST-SES | PPE | Safety Equipment |  | TPD | http://www.toronto.ca/TWONTO#fall_arrest_Davit_arm |  | Safety & Lifting Devices
146416 | WTR-PSC-TPD-0002 | Tripod, Fall Arrest, S/N 99-16 | WTR-EAST-SES | PPE | Safety Equipment |  | TPD | http://www.toronto.ca/TWONTO#fall_arrest_Davit_arm |  | Safety & Lifting Devices
146415 | WTR-PSC-TPD-0001 | Tripod, Fall Arrest, S/N E004010070E29FA3 | WTR-EAST-SES | PPE | Safety Equipment |  | TPD | http://www.toronto.ca/TWONTO#fall_arrest_Davit_arm |  | Safety & Lifting Devices
119903 | TAB-WA3-SQ-TPT3 | Tripod, Rescue | TAB-DEW-SQ-0010 | PPE | Safety Equipment |  |  | http://www.toronto.ca/TWONTO#fall_arrest_Davit_arm |  | WA3 Fall arrest systems portable cranes/hoists, come alongs, slings, wire rope, chains, electrical equipment etc.,
55714 | TAB-WA4-SQ-3151 | Tripod, Rescue (SIMM1 Shared) | TAB-WA4-SQ-0010 | PPE | Safety Equipment |  | SQ | http://www.toronto.ca/TWONTO#fall_arrest_Davit_arm |  | WA4 Fall arrest systems
55740 | TAB-WA4-SQ-73E4 | Tripod, Rescue (SIMM1 Shared) | TAB-WA4-SQ-0010 | PPE | Safety Equipment |  | SQ | http://www.toronto.ca/TWONTO#fall_arrest_Davit_arm |  | WA4 Fall arrest systems
94868 | FHO-SES-SQ-6100 | Tripoid, Admin Building, S2, Stores Area | FHO-SES-SQ-0005 | PPE | Safety Equipment |  | SQ | http://www.toronto.ca/TWONTO#fall_arrest_Davit_arm |  | Fall Arrest Systems
136614 | THR-JHSC-T2123 | Tunnel 21 & Tunnel 23 MCC | THR-JHSC-WA3 |  | Safety Equipment |  |  | http://www.toronto.ca/TWONTO#space |  | Joint Health & Safety Committee WA3
119783 | TAB-WA2-SQ-1151 | TYPE 1 Retractible Fall Arest, Claudio Limcumpao | TAB-WA2-SQ-0001 | PPE,Harness | Safety Equipment |  | SQ | self_retracting_line |  | Fall Arrest System , Tripod and SRL
55549 | TAB-WA2-SQ-1153 | TYPE 1 Retractible Fall Arest, Georgi Grigorenko | TAB-WA2-SQ-0001 | PPE,Harness | Safety Equipment |  | SQ | self_retracting_line |  | Fall Arrest System , Tripod and SRL
119784 | TAB-WA2-SQ-1152 | TYPE 1 Retractible Fall Arest, Randish Sehijpal, | TAB-WA2-SQ-0001 | PPE,Harness | Safety Equipment |  | SQ | self_retracting_line |  | Fall Arrest System , Tripod and SRL
119782 | TAB-WA2-SQ-1150 | TYPE 1 Retractible Fall Arest, PeterDrozdowski, Peter | TAB-WA2-SQ-0001 | PPE,Harness | Safety Equipment |  | SQ | self_retracting_line |  | Fall Arrest System , Tripod and SRL
55605 | TAB-WA2-SQ-7976 | Type 1 Fall Limiter- Jagjit | TAB-WA2-SQ-0001 | PPE,Harness | Safety Equipment |  | SQ | self_retracting_line |  | Fall Arrest System , Tripod and SRL
119780 | TAB-WA2-SQ-1098 | TYPE 1 Jackie Whyte | TAB-WA2-SQ-0001 | PPE,Harness | Safety Equipment |  | SQ | self_retracting_line |  | Fall Arrest System , Tripod and SRL
119778 | TAB-WA2-SQ-0929A | Type 1Fall Limiter, Richard Gallant | TAB-WA2-SQ-0001 | PPE,Harness | Safety Equipment |  | SQ | self_retracting_line |  | Fall Arrest System , Tripod and SRL
55810 | TAB-WA6-SQ-0192 | Type1 | TAB-WA6-SQ-0001 | PPE | Safety Equipment |  | SQ | self_retracting_line |  | Fall Arrest System
55827 | TAB-WA6-SQ-7829 | Type1 | TAB-WA6-SQ-0001 | PPE | Safety Equipment |  | SQ | self_retracting_line |  | Fall Arrest System
120062 | TAB-WA6-SQ-0192 | Type1 | TAB-WA6-SQ | PPE | Safety Equipment |  | SQ | self_retracting_line |  | WA6 Safety Equipment
120079 | TAB-WA6-SQ-7829 | Type1 | TAB-WA6-SQ | PPE | Safety Equipment |  | SQ | self_retracting_line |  | WA6 Safety Equipment
120080 | TAB-WA6-SQ-7835 | Type1 | TAB-WA6-SQ | PPE | Safety Equipment |  | SQ | self_retracting_line |  | WA6 Safety Equipment
120081 | TAB-WA6-SQ-7835 | Type1 | TAB-WA6-SQ-0001 | PPE | Safety Equipment |  | SQ | self_retracting_line |  | Fall Arrest System
55477 | TAB-WA1-SQ-1940 | Type1 - Hitesh Mistry | TAB-WA1-SQ-0001 | PPE,Harness | Safety Equipment |  | SQ | http://www.toronto.ca/TWONTO#collection_of_assets |  | WA1 Fall Arrest System
119726 | TAB-WA1-SQ-1945 | Type1 SRD/SRL ( Self Retracting Device/ Self Retracting Lanyard) 6 Ft- Joe Xie, | TAB-WA1-SQ-0001 | PPE,Harness | Safety Equipment |  | SQ | self_retracting_line |  | WA1 Fall Arrest System
55478 | TAB-WA1-SQ-1944 | Type1 SRD/SRL ( Self Retracting Device/ Self Retracting Lanyard) 6 Ft- Armando Abujen, | TAB-WA1-SQ-0001 | PPE,Harness | Safety Equipment |  | SQ | self_retracting_line |  | WA1 Fall Arrest System
55485 | TAB-WA1-SQ-1954 | Type1 SRD/SRL ( Self Retracting Device/ Self Retracting Lanyard) 6 Ft- , Gabriel Velasco | TAB-WA1-SQ-0001 | PPE,Harness | Safety Equipment |  | SQ | self_retracting_line |  | WA1 Fall Arrest System
119729 | TAB-WA1-SQ-1955 | Type1 SRD/SRL ( Self Retracting Device/ Self Retracting Lanyard) 6 Ft- , Gomez Forde | TAB-WA1-SQ-0001 | Safety,Emergency Kit | Safety Equipment |  | SQ | self_retracting_line |  | WA1 Fall Arrest System
55484 | TAB-WA1-SQ-1953 | Type1 SRD/SRL ( Self Retracting Device/ Self Retracting Lanyard) 6 Ft- , Kandasamy Tharmendran | TAB-WA1-SQ-0001 | PPE,Harness | Safety Equipment |  | SQ | self_retracting_line |  | WA1 Fall Arrest System
55482 | TAB-WA1-SQ-1951 | Type1 SRD/SRL ( Self Retracting Device/ Self Retracting Lanyard) 6 Ft- , Milan Suhagiya | TAB-WA1-SQ-0001 | PPE,Harness | Safety Equipment |  | SQ | self_retracting_line |  | WA1 Fall Arrest System
55483 | TAB-WA1-SQ-1952 | Type1 SRD/SRL ( Self Retracting Device/ Self Retracting Lanyard) 6 Ft- , San Kim | TAB-WA1-SQ-0001 | PPE,Harness | Safety Equipment |  | SQ | self_retracting_line |  | WA1 Fall Arrest System
55481 | TAB-WA1-SQ-1949 | Type1 SRD/SRL ( Self Retracting Device/ Self Retracting Lanyard) 6 Ft- Abraham Castillo, | TAB-WA1-SQ-0001 | PPE,Harness | Safety Equipment |  | SQ | self_retracting_line |  | WA1 Fall Arrest System
55480 | TAB-WA1-SQ-1948 | Type1 SRD/SRL ( Self Retracting Device/ Self Retracting Lanyard) 6 Ft- Alex Bogdan, | TAB-WA1-SQ-0001 | PPE,Harness | Safety Equipment |  | SQ | self_retracting_line |  | WA1 Fall Arrest System
55479 | TAB-WA1-SQ-1947 | Type1 SRD/SRL ( Self Retracting Device/ Self Retracting Lanyard) 6 Ft- Brijeshkumar Patel | TAB-WA1-SQ-0001 | PPE,Harness | Safety Equipment |  | SQ | self_retracting_line |  | WA1 Fall Arrest System
119723 | TAB-WA1-SQ-1941 | Type1 SRD/SRL ( Self Retracting Device/ Self Retracting Lanyard) 6 Ft- Mukesh Kumar Patel | TAB-WA1-SQ-0001 | PPE,Harness | Safety Equipment |  | SQ | self_retracting_line |  | WA1 Fall Arrest System
119728 | TAB-WA1-SQ-1950 | Type1 SRD/SRL ( Self Retracting Device/ Self Retracting Lanyard) 6 Ft- Paul Conceicao | TAB-WA1-SQ-0001 | PPE,Harness | Safety Equipment |  | SQ | self_retracting_line |  | WA1 Fall Arrest System
119724 | TAB-WA1-SQ-1942 | Type1 SRD/SRL ( Self Retracting Device/ Self Retracting Lanyard) 6 Ft- Randy Cudrante | TAB-WA1-SQ-0001 | PPE,Harness | Safety Equipment |  | SQ | self_retracting_line |  | WA1 Fall Arrest System
119725 | TAB-WA1-SQ-1943 | Type1 SRD/SRL ( Self Retracting Device/ Self Retracting Lanyard) 6 Ft- Shamun Mohamedali | TAB-WA1-SQ-0001 | PPE,Harness | Safety Equipment |  | SQ | self_retracting_line |  | WA1 Fall Arrest System
119727 | TAB-WA1-SQ-1946 | Type1 SRD/SRL ( Self Retracting Device/ Self Retracting Lanyard) 6 Ft- Ye Zhang | TAB-WA1-SQ-0001 | PPE,Harness | Safety Equipment |  | SQ | self_retracting_line |  | WA1 Fall Arrest System
9144 | COL-YKP-DA-35408 | Upper Davit-35408 | COL-YKP-DA | Safety | Safety Equipment |  | DA | http://www.toronto.ca/TWONTO#fall_arrest_Davit_arm |  | Davit Arm Assembly
9145 | COL-YKP-DA-35408 | Upper Davit-35408 | COL-YKP-DA-0008S | Safety | Safety Equipment |  | DA | http://www.toronto.ca/TWONTO#fall_arrest_Davit_arm |  | Davit Arm Assembly with Upper Davit-35408
55378 | TAB-WA1-SQ-0001 | WA1 Fall Arrest System | TAB-WA1-SQ | PPE | Safety Equipment |  | SQ | http://www.toronto.ca/TWONTO#collection_of_assets |  | Safety Equipment & Supplies Common to WA1
79 | 50598 | WA1 portable cranes/hoists, come alongs, slings, wire rope, chains, electrical equipment etc., | TAB-WA1-SQ | Lifting Device | Safety Equipment |  |  | http://www.toronto.ca/TWONTO#collection_of_assets |  | Safety Equipment & Supplies Common to WA1
85 | 50607 | WA1 Emerg. Eyewash and Shower Stations | TAB-WA1-SQ | PPE,Eyewash Station | Safety Equipment |  |  | http://www.toronto.ca/TWONTO#collection_of_assets |  | Safety Equipment & Supplies Common to WA1
49605 | TAB-PLT-DEF-555308 | WA1 LifePak CR Plus Defibrillator, SN 32598819 | TAB-PLT-SQ | PPE | Safety Equipment |  | DEF | http://www.toronto.ca/TWONTO#automatic_external_defibrillator |  | P Building - Safety Equipment
54182 | TAB-STR-DEF-WA2 | WA2 LifePak CR Plus Defibrillator, SN 32598787 | TAB-STR-SQ | PPE | Safety Equipment |  |  | http://www.toronto.ca/TWONTO#automatic_external_defibrillator |  | WA2 Safety Equipment,lifting devices, ladders, Eye Wash station, First Aid Kits, Lock out stations
118536 | TAB-STR-DEF-WA2 | WA2 LifePak CR Plus Defibrillator, SN 32598787 | TAB-STR-STRC | PPE | Safety Equipment |  |  | http://www.toronto.ca/TWONTO#automatic_external_defibrillator |  | Blower Bldg Services - Drains, Electrical Service(110/220V), Lighting, Plumbing
54525 | TAB-STR-SQ | WA2 Safety Equipment,lifting devices, ladders, Eye Wash station, First Aid Kits, Lock out stations | TAB-STR-STRC-AT | Safety | Safety Equipment |  |  | http://www.toronto.ca/TWONTO#collection_of_assets |  | Aeration Tanks - Safety, Drains, Plumbing & PA System
118858 | TAB-STR-SQ | WA2 Safety Equipment,lifting devices, ladders, Eye Wash station, First Aid Kits, Lock out stations | TAB-WORK-AREA-2 | Safety | Safety Equipment |  |  | http://www.toronto.ca/TWONTO#collection_of_assets |  | Work Area 2
118859 | TAB-STR-SQ | WA2 Safety Equipment,lifting devices, ladders, Eye Wash station, First Aid Kits, Lock out stations | TAB-WORK-AREA-LIQ | Safety | Safety Equipment |  |  | http://www.toronto.ca/TWONTO#collection_of_assets |  | TAB Work Area Liq
44051 | TAB-DEW-SQ-0010 | WA3 Fall arrest systems portable cranes/hoists, come alongs, slings, wire rope, chains, electrical equipment etc., | TAB-DEW-SAFETY | Lifting Device | Safety Equipment |  | SQ | http://www.toronto.ca/TWONTO#collection_of_assets |  | Safety Equipment
55695 | TAB-WA4-SQ-0010 | WA4 Fall arrest systems | 50588 | PPE | Safety Equipment |  | SQ | http://www.toronto.ca/TWONTO#collection_of_assets |  | WA4 common to Work Area
88 | 50640 | WA4 Portable Gas Tester | 50588 | PPE | Safety Equipment |  |  | http://www.toronto.ca/TWONTO#portable_gas_detector |  | WA4 common to Work Area
53648 | TAB-SES-SCBA | WA4 Safety Equipment, SCBA | TAB-SLO-SES | PPE,SCBA | Safety Equipment |  |  | http://www.toronto.ca/TWONTO#collection_of_assets |  | TABWA4 Health and Safety Equipment
118031 | TAB-SES-SCBA | WA4 Safety Equipment, SCBA | TAB-SES-WA8 | PPE,SCBA | Safety Equipment |  |  | http://www.toronto.ca/TWONTO#collection_of_assets |  | WA 8 Safety Equipment,
55761 | TAB-WA5-SQ-0010 | WA5 Fall arrest systems portable cranes/hoists, come alongs, slings, wire rope, chains, electrical equipment etc., | TAB-THK-SQ | Lifting Device | Safety Equipment |  | SQ | http://www.toronto.ca/TWONTO#collection_of_assets |  | WA5 Safety Equipment
120010 | TAB-WA5-SQ-0010 | WA5 Fall arrest systems portable cranes/hoists, come alongs, slings, wire rope, chains, electrical equipment etc., | TAB-WA5-SQ | Lifting Device | Safety Equipment |  | SQ | http://www.toronto.ca/TWONTO#collection_of_assets |  | WA5 Safety Equipment
120036 | TAB-WA6-LD-1000 | WA6 portable cranes/hoists, come alongs, slings, wire rope, chains, etc., | TAB-WA6-SQ | Lifting Device | Safety Equipment |  | LD | http://www.toronto.ca/TWONTO#collection_of_assets |  | WA6 Safety Equipment
109133 | TAB-CW-SQ-0404 | WA6 Emerg. Eyewash and Shower Stations | TAB-WA6-SQ | PPE,Eyewash Station | Safety Equipment |  | SQ | http://www.toronto.ca/TWONTO#collection_of_assets |  | WA6 Safety Equipment
94 | 50782 | WA6 Exit Signs/Emerg Light | TAB-WA6-SQ | PPE | Safety Equipment | 46292 |  | http://www.toronto.ca/TWONTO#collection_of_assets |  | WA6 Safety Equipment
125 | 50782 | WA6 Exit Signs/Emerg Light | TAB-SUSPENDED ENTITY | PPE | Safety Equipment | 46292 |  | http://www.toronto.ca/TWONTO#collection_of_assets |  | Suspended entities
81 | 50635 | WA6 Gas Detector | TAB-WA6-SQ | Sensor,Gas | Safety Equipment |  |  | http://www.toronto.ca/TWONTO#collection_of_assets |  | WA6 Safety Equipment
87 | 50629 | WA7 Emerg. Eyewash and Shower Stations | TAB-SES-SQ | PPE,Eyewash Station | Safety Equipment |  |  | http://www.toronto.ca/TWONTO#collection_of_assets |  | WA7 Safety Equipment
120126 | TAB-WA7-SQ-1440 | WA7 Fall Arrest Equipment - Body Harness ( Sr. No: 1011440 ) | WA7-BH | PPE | Safety Equipment |  | SQ | http://www.toronto.ca/TWONTO#fall_arrest_harness |  | Body Harness
120129 | TAB-WA7-SQ-2574 | WA7 Fall Arrest Equipment - Body Harness ( Sr. No: 42574 ) | TAB-SES-SQ | PPE | Safety Equipment |  | SQ | http://www.toronto.ca/TWONTO#fall_arrest_harness |  | WA7 Safety Equipment
120130 | TAB-WA7-SQ-2574 | WA7 Fall Arrest Equipment - Body Harness ( Sr. No: 42574 ) | WA7-BH | PPE | Safety Equipment |  | SQ | http://www.toronto.ca/TWONTO#fall_arrest_harness |  | Body Harness
55908 | TAB-WA7-SQ-2859 | WA7 Fall Arrest Equipment - Body Harness ( Sr. No: H672859 ) | TAB-SES-SQ | PPE | Safety Equipment |  | SQ | http://www.toronto.ca/TWONTO#fall_arrest_harness |  | WA7 Safety Equipment
120131 | TAB-WA7-SQ-2859 | WA7 Fall Arrest Equipment - Body Harness ( Sr. No: H672859 ) | WA7-BH | PPE | Safety Equipment |  | SQ | http://www.toronto.ca/TWONTO#fall_arrest_harness |  | Body Harness
55905 | TAB-WA7-SQ-1102 | WA7 Fall Arrest Equipment - Lanyard - S/N FP28822/4 | WA7-LAN | PPE | Safety Equipment |  | SQ | lifeline |  | Lanyard
55904 | TAB-WA7-SQ-1101 | WA7 Fall Arrest Equipment - Lanyard ( Sr. No: 12396 ) | WA7-LAN | PPE | Safety Equipment |  | SQ | lifeline |  | Lanyard
120125 | TAB-WA7-SQ-1101 | WA7 Fall Arrest Equipment - Lanyard ( Sr. No: 12396 ) | TAB-SES-SQ | PPE | Safety Equipment |  | SQ | lifeline |  | WA7 Safety Equipment
80 | 50622 | WA7 Fall arrest systems portable cranes/hoists, come alongs, slings, wire rope, chains, etc., | TAB-SES-SQ | PPE | Safety Equipment |  |  | http://www.toronto.ca/TWONTO#collection_of_assets |  | WA7 Safety Equipment
89 | 50643 | WA7 Portable Gas Detectors | TAB-SES-SQ | PPE | Safety Equipment |  |  | http://www.toronto.ca/TWONTO#collection_of_assets |  | WA7 Safety Equipment
118381 | TAB-SQ-LD | WA8 Safety Equipment Lifting Devices | TAB-SES-WA8 |  | Safety Equipment |  |  | http://www.toronto.ca/TWONTO#collection_of_assets |  | WA 8 Safety Equipment,
117784 | TAB-SES-EESS | WA8 Safety Equipment, Emergency Eyewash & Shower Station | TAB-SES-WA8 |  | Safety Equipment |  |  | http://www.toronto.ca/TWONTO#collection_of_asset_roles |  | WA 8 Safety Equipment,
76043 | THR-JHSC-WSS | West Sub Station | THR-JHSC-WA3 |  | Safety Equipment |  |  | http://www.toronto.ca/TWONTO#collection_of_assets |  | Joint Health & Safety Committee WA3
55502 | TAB-WA1-SQ-7852 | Winch | TAB-WA1-SQ-0001 | Safety,Emergency Kit | Safety Equipment |  | SQ | winch |  | WA1 Fall Arrest System
78673 | THR-SES-LD-0501 | Winch for Davit Arm (ZP669) WA4 | THR-SES-LD | Safety | Safety Equipment |  | LD | winch |  | Lifting Device, Safety Equipment
78674 | THR-SES-LD-0501 | Winch for Davit Arm (ZP669) WA4 | THR-SES-SQ | Safety | Safety Equipment |  | LD | winch |  | Safety Equipment
101464 | LD50892 | Winch, DBI-Sala, WA2 | TAB-SES-LD | Lifting Device | Safety Equipment |  |  | winch |  | WA2 Lifting devices
101465 | LD50892 | Winch, DBI-Sala, WA2 | TAB-STR-SQ | Lifting Device | Safety Equipment |  |  | winch |  | WA2 Safety Equipment,lifting devices, ladders, Eye Wash station, First Aid Kits, Lock out stations
86751 | WTR-PLW-FAR-0004 | Winch, Fall Arrest, | WTR-CENTRAL-SES | PPE | Safety Equipment | 34304 | FAR | winch |  | Safety & Lifting Devices
86752 | WTR-PLW-FAR-0004 | Winch, Fall Arrest, | WTR-WEST-SES | PPE | Safety Equipment | 34304 | FAR | winch |  | Safety & Lifting Devices
85499 | WTR-PHL-FAR-0008 | Winch, Fall Arrest, S/N 0000543 | WTR-CENTRAL-SES | Lifting Device,Sling | Safety Equipment |  | FAR | winch |  | Safety & Lifting Devices
85497 | WTR-PHL-FAR-0005 | Winch, Fall Arrest, S/N 00771 60ft | WTR-CENTRAL-SES | Lifting Device,Sling | Safety Equipment |  | FAR | winch |  | Safety & Lifting Devices
86755 | WTR-PLW-FAR-0008 | Winch, Fall Arrest, S/N 01325 | WTR-WEST-SES | Lifting Device,Sling | Safety Equipment |  | FAR | winch |  | Safety & Lifting Devices
85498 | WTR-PHL-FAR-0006 | Winch, Fall Arrest, S/N 03007 (85ft) | WTR-CENTRAL-SES | Lifting Device,Sling | Safety Equipment |  | FAR | winch |  | Safety & Lifting Devices
88206 | WTR-PSC-FAR-0006S | Winch, Fall Arrest, S/N 034582 | WTR-EAST-SES | PPE | Safety Equipment | 38588 | FAR | winch |  | Safety & Lifting Devices
88203 | WTR-PSC-FAR-0003S | Winch, Fall Arrest, S/N 035212 | WTR-EAST-SES | PPE | Safety Equipment | 38585 | FAR | winch |  | Safety & Lifting Devices
145060 | WTR-PLW-FAR-0002 | Winch, Fall Arrest, S/N 035513 | WTR-WEST-SES |  | Safety Equipment | 38534 | FAR | winch |  | Safety & Lifting Devices
145063 | WTR-PLW-FAR-0006 | Winch, Fall Arrest, S/N 036160 | WTR-WEST-SES | PPE | Safety Equipment | 38535 | FAR | winch |  | Safety & Lifting Devices
145059 | WTR-PLW-FAR-0001 | Winch, Fall Arrest, S/N 036161 | WTR-WEST-SES | PPE | Safety Equipment | 34009 | FAR | winch |  | Safety & Lifting Devices
88200 | WTR-PSC-FAR-0001 | Winch, Fall Arrest, S/N 03968 | WTR-EAST-SES | PPE | Safety Equipment |  | FAR | winch |  | Safety & Lifting Devices
86753 | WTR-PLW-FAR-0005 | Winch, Fall Arrest, S/N 089293 | WTR-CENTRAL-SES | PPE | Safety Equipment | 38536 | FAR | winch |  | Safety & Lifting Devices
86754 | WTR-PLW-FAR-0005 | Winch, Fall Arrest, S/N 089293 | WTR-WEST-SES | PPE | Safety Equipment | 38536 | FAR | winch |  | Safety & Lifting Devices
88205 | WTR-PSC-FAR-0005S | Winch, Fall Arrest, S/N 093309, Truck # 080081 | WTR-EAST-SES | PPE | Safety Equipment | 38587 | FAR | winch |  | Safety & Lifting Devices
145061 | WTR-PLW-FAR-0003 | Winch, Fall Arrest, S/N 09563 | WTR-CENTRAL-SES | Lifting Device,Sling | Safety Equipment |  | FAR | winch |  | Safety & Lifting Devices
145062 | WTR-PLW-FAR-0003 | Winch, Fall Arrest, S/N 09563 | WTR-WEST-SES | Lifting Device,Sling | Safety Equipment |  | FAR | winch |  | Safety & Lifting Devices
88204 | WTR-PSC-FAR-0004S | Winch, Fall Arrest, S/N 107675, Truck # 145019 | WTR-EAST-SES | PPE | Safety Equipment | 38586 | FAR | winch |  | Safety & Lifting Devices
146301 | WTR-PSC-FAR-0004S | Winch, Fall Arrest, S/N 107675, Truck # 145019 | WTR-CENTRAL-SES | PPE | Safety Equipment | 38586 | FAR | winch |  | Safety & Lifting Devices
88209 | WTR-PSC-FAR-0007S | Winch, Fall Arrest, S/N 110688 Truck # 080080 | WTR-CENTRAL-SES | PPE | Safety Equipment | 38589 | FAR | winch |  | Safety & Lifting Devices
146304 | WTR-PSC-FAR-0007S | Winch, Fall Arrest, S/N 110688 Truck # 080080 | WTR-EAST-SES | PPE | Safety Equipment | 38589 | FAR | winch |  | Safety & Lifting Devices
88201 | WTR-PSC-FAR-0001S | Winch, Fall Arrest, S/N 138341 | WTR-EAST-SES | PPE | Safety Equipment | 38583 | FAR | winch |  | Safety & Lifting Devices
146300 | WTR-PSC-FAR-0003 | Winch, Fall Arrest, S/N 153387 | WTR-EAST-SES | PPE | Safety Equipment |  | FAR | winch |  | Safety & Lifting Devices
88210 | WTR-PSC-FAR-0009 | Winch, Fall Arrest, S/N 153933 | WTR-EAST-SES | Lifting Device,Sling | Safety Equipment |  | FAR | winch |  | Safety & Lifting Devices
146306 | WTR-PSC-FAR-0009 | Winch, Fall Arrest, S/N 153933 | WTR-CENTRAL-SES | Lifting Device,Sling | Safety Equipment |  | FAR | winch |  | Safety & Lifting Devices
146302 | WTR-PSC-FAR-0005 | Winch, Fall Arrest, S/N 153933 50ft | WTR-CENTRAL-SES | Lifting Device,Sling | Safety Equipment |  | FAR | winch |  | Safety & Lifting Devices
146303 | WTR-PSC-FAR-0005 | Winch, Fall Arrest, S/N 153933 50ft | WTR-EAST-SES | Lifting Device,Sling | Safety Equipment |  | FAR | winch |  | Safety & Lifting Devices
88207 | WTR-PSC-FAR-0007 | Winch, Fall Arrest, S/N 154085 | WTR-EAST-SES | Lifting Device,Sling | Safety Equipment |  | FAR | winch |  | Safety & Lifting Devices
88208 | WTR-PSC-FAR-0007 | Winch, Fall Arrest, S/N 154085 | WTR-WEST-SES | Lifting Device,Sling | Safety Equipment |  | FAR | winch |  | Safety & Lifting Devices
143924 | WTR-PHL-FAR-0001 | Winch, Fall Arrest, S/N 154554 50 ft | WTR-CENTRAL-SES | Lifting Device,Sling | Safety Equipment |  | FAR | winch |  | Safety & Lifting Devices
143926 | WTR-PHL-FAR-0004 | Winch, Fall Arrest, S/N 154824 | WTR-CENTRAL-SES | PPE | Safety Equipment |  | FAR | winch |  | Safety & Lifting Devices
143927 | WTR-PHL-FAR-0004 | Winch, Fall Arrest, S/N 154824 | WTR-EAST-SES | PPE | Safety Equipment |  | FAR | winch |  | Safety & Lifting Devices
88202 | WTR-PSC-FAR-0002 | Winch, Fall Arrest, S/N 35507 | WTR-EAST-SES | Lifting Device,Sling | Safety Equipment |  | FAR | winch |  | Safety & Lifting Devices
85496 | WTR-PHL-FAR-0003 | Winch, Fall Arrest, S/N NO0172 50ft | WTR-EAST-SES | Lifting Device,Sling | Safety Equipment |  | FAR | winch |  | Safety & Lifting Devices
143925 | WTR-PHL-FAR-0003 | Winch, Fall Arrest, S/N NO0172 50ft | WTR-CENTRAL-SES | Lifting Device,Sling | Safety Equipment |  | FAR | winch |  | Safety & Lifting Devices
146305 | WTR-PSC-FAR-0008 | Winch, Fall Arrest,Retrieval Unit S/N 35510 | WTR-EAST-SES | PPE | Safety Equipment |  | FAR | winch |  | Safety & Lifting Devices
87683 | WTR-PRH-SCAM-0001 | Camera SCAM-0001,CCTV, Security, Outside North-East Corner | WTR-PRH-ELS | Security System,Camera | Security System |  | SCAM | http://www.toronto.ca/TWONTO#security_camera |  | Electrical System
21294 | FHO-CSS | Central Security System | FHO-SES | Security System,Central SCADA | Security System |  |  | http://www.toronto.ca/TWONTO#security_system |  | Safety & Environmental Services
17565 | FHA-GRK-VSS-0101 | Central Video Security System, Filter Building, Third Floor, Server Room | FHA-GRK-PRTY-0001 | Computer Equipment | Security System |  | VSS | http://www.toronto.ca/TWONTO#security_system |  | Buildings Maintenance
50097 | TAB-PLT-RC-0140 | Digital Video Recorder, Security Camera, Control Room, P Bldg. | TAB-PLT-MON-0140 | Security System,Camera | Security System |  | RC | http://www.toronto.ca/TWONTO#security_camera |  | Monitor, CCTV, Control Room, P Bldg.
6075 | COL-PMM-DR-0001 | Door entry system | COL-PMM-MISC | Security System | Security System |  | DR | http://www.toronto.ca/TWONTO#security_system |  | Miscellaneous Equipment
7765 | COL-PSW-DR-0152 | Door entry system | COL-PSW | Security System | Security System |  | DR | http://www.toronto.ca/TWONTO#security_system |  | Swansea Pumping Station
20236 | COL-PMM-DR-0001 | Door entry system | COL-PMM | Security System | Security System |  | DR | http://www.toronto.ca/TWONTO#security_system |  | Mimico Pumping Station
22308 | COL-PNT-DR-0152 | Door entry system | COL-PNT | Security System | Security System |  | DR | http://www.toronto.ca/TWONTO#security_system |  | New Toronto Pumping Station
22309 | COL-PNT-DR-0152 | Door entry system | COL-PNT-MISC | Security System | Security System |  | DR | http://www.toronto.ca/TWONTO#security_system |  | Miscellaneous Equipment
27390 | COL-PSW-DR-0152 | Door entry system | COL-PSW-MISC | Security System | Security System |  | DR | http://www.toronto.ca/TWONTO#security_system |  | Miscellaneous Equipment
27576 | COL-PSW-SS-0152 | Door entry system | COL-PSW | Security System | Security System | 36091 | SS | http://www.toronto.ca/TWONTO#security_system |  | Swansea Pumping Station
27577 | COL-PSW-SS-0152 | Door entry system | COL-PSW-MISC | Security System | Security System | 36091 | SS | http://www.toronto.ca/TWONTO#security_system |  | Miscellaneous Equipment
78481 | FHA-GRK-SEC-0101 | Door Security System | FHA-GRK-PRTY-0001 | Security System | Security System |  | SEC | http://www.toronto.ca/TWONTO#security_system |  | Buildings Maintenance
61859 | THC-GRK-DR-0003 | Gate, Digestion Entrance | THC-GRK-PRTY-0001 | Door,Access | Security System |  | DR | http://www.toronto.ca/TWONTO#door |  | Grounds and Property - THC
118382 | TAB-SS-CP-1500 | Istar Panel, Security control panel for east path swipe cards/cameras, D-Building first floor electrical room | TAB-ELS-WA7 | Control Panel,Security | Security System |  | CP | http://www.toronto.ca/TWONTO#security_system |  | Equipment location, TAB-ELS-WA7, Electrical Equipment, Work Area7 ( Panelboards, MCC )
63690 | THC-PLT-MON-1140 | Monitor, CCTV ,Control Room, Headworks | THC-PLT-BLDG-0001 | Security System | Security System |  | MON | http://www.toronto.ca/TWONTO#display_panel |  | New Head House, preliminary process
50013 | TAB-PLT-MON-0140 | Monitor, CCTV, Control Room, P Bldg. | TAB-PLT-ELQ-P | Computer Equipment,Monitor | Security System |  | MON | http://www.toronto.ca/TWONTO#display_panel |  | P Building - Electrical Equipment
50014 | TAB-PLT-MON-0140 | Monitor, CCTV, Control Room, P Bldg. | TAB-PLT-INQ | Computer Equipment,Monitor | Security System |  | MON | http://www.toronto.ca/TWONTO#display_panel |  | P Building - Instrumentation Equipment
86269 | WTR-PJS-MS-0001 | Motion Sensor | WTR-PJS-AUX | Transmitter,Flow | Security System |  | MS | http://www.toronto.ca/TWONTO#security_motion_sensor |  | Auxiliary Equipment (Building Facilities)
86270 | WTR-PJS-MS-0002 | Motion Sensor | WTR-PJS-AUX | Transmitter,Flow | Security System |  | MS | http://www.toronto.ca/TWONTO#security_motion_sensor |  | Auxiliary Equipment (Building Facilities)
144584 | WTR-PJS-MS-0003 | Motion Sensor | WTR-PJS-AUX | Transmitter,Flow | Security System |  | MS | http://www.toronto.ca/TWONTO#security_motion_sensor |  | Auxiliary Equipment (Building Facilities)
144585 | WTR-PJS-MS-0004 | Motion Sensor | WTR-PJS-AUX | Transmitter,Flow | Security System |  | MS | http://www.toronto.ca/TWONTO#security_motion_sensor |  | Auxiliary Equipment (Building Facilities)
87688 | WTR-PRH-SS-0001 | Panel, ISTAR Security, Control, Pumping Station | WTR-PRH-LB-0102 | Control Panel,Security | Security System |  | SS | http://www.toronto.ca/TWONTO#security_system |  | Load Breaker, 4160V, Secondary, Switchgear Electrical Room
98212 | FIS-SES-PSU-4001 | Panel, iStar, Security power supply, IT/SCADA Room | FIS-SES-CP-4001 |  | Security System |  | PSU | http://www.toronto.ca/TWONTO#security_system |  | Panel, iStar, Security, IT/SCADA Room
30370 | FIS-SES-CP-4001 | Panel, iStar, Security, IT/SCADA Room | FIS-MARINE-M/ERM |  | Security System |  | CP | http://www.toronto.ca/TWONTO#security_system |  | Mechanical/ Electrical Room, Marine Yard Building
97918 | FIS-SES-CP-4001 | Panel, iStar, Security, IT/SCADA Room | FIS-MARINE-BUILDING |  | Security System |  | CP | http://www.toronto.ca/TWONTO#security_system |  | FIS Marine Yard Building
145928 | WTR-PRH-SS-0002 | Panel, Security CCTV, Control,Pumping Station | WTR-PRH-LB-0102 | Control Panel,Security | Security System |  | SS | http://www.toronto.ca/TWONTO#security_system |  | Load Breaker, 4160V, Secondary, Switchgear Electrical Room
118383 | TAB-SS-SCAM-1500 | Secuirty Camera, East path | TAB-SS-CP-1500 | Camera | Security System |  | SCAM | http://www.toronto.ca/TWONTO#security_camera |  | Istar Panel, Security control panel for east path swipe cards/cameras, D-Building first floor electrical room
29532 | FIS-GRK-SCAM | Security Camera System | FIS-GRK | Security System,Camera | Security System |  |  | http://www.toronto.ca/TWONTO#security_system |  | FIS Buildings & Grounds
29533 | FIS-GRK-SCAM | Security Camera System | FIS-SES-LTG | Security System,Camera | Security System |  |  | http://www.toronto.ca/TWONTO#security_system |  | Emergency Lights
97319 | FIS-GRK-SCAM | Security Camera System | FIS-GRK-0001 | Security System,Camera | Security System |  |  | http://www.toronto.ca/TWONTO#security_system |  | FIS, Building Maintenance
114830 | TAB-PLT-SCAM-0141 | Security Camera, Truck Loading Bay 1, P Bldg. | TAB-PLT-MON-0140 | Security System,Camera | Security System |  | SCAM | http://www.toronto.ca/TWONTO#security_camera |  | Monitor, CCTV, Control Room, P Bldg.
114831 | TAB-PLT-SCAM-0142 | Security Camera, Truck Loading Bay 1, P Bldg. | TAB-PLT-MON-0140 | Security System,Camera | Security System |  | SCAM | http://www.toronto.ca/TWONTO#security_camera |  | Monitor, CCTV, Control Room, P Bldg.
50128 | TAB-PLT-SCAM-0143 | Security Camera, Truck Loading Bay 2, P Bldg. | TAB-PLT-MON-0140 | Security System,Camera | Security System |  | SCAM | http://www.toronto.ca/TWONTO#security_camera |  | Monitor, CCTV, Control Room, P Bldg.
50129 | TAB-PLT-SCAM-0144 | Security Camera, Truck Loading Bay 2, P Bldg. | TAB-PLT-MON-0140 | Security System,Camera | Security System |  | SCAM | http://www.toronto.ca/TWONTO#security_camera |  | Monitor, CCTV, Control Room, P Bldg.
90152 | YTF-SS-SCAM-1000 | Security Cameras | YTF-SS |  | Security System |  | SCAM | http://www.toronto.ca/TWONTO#collection_of_assets |  | Security Systems
147814 | YTF-SS-CR-1000 | Security Card Readers | YTF-SS |  | Security System |  | CR | http://www.toronto.ca/TWONTO#card_reader |  | Security Systems
147813 | YTF-SS-COM-1000 | Security Communication Devices | YTF-SS |  | Security System |  | COM | http://www.toronto.ca/TWONTO#security_system |  | Security Systems
147815 | YTF-SS-G-1000 | Security Gate Arms | YTF-SS |  | Security System |  | G | http://www.toronto.ca/TWONTO#door |  | Security Systems
61968 | THC-GRK-SS | Security System | THC-GRK |  | Security System |  |  | http://www.toronto.ca/TWONTO#security_system |  | Buildings & Grounds
147817 | YTF-SS-YAN-1000 | Security System Alarms/Sirens | YTF-SS |  | Security System |  | YAN | http://www.toronto.ca/TWONTO#security_system |  | Security Systems
147816 | YTF-SS-SERV-1000 | Security System Computer Server | YTF-SS |  | Security System |  | SERV | http://www.toronto.ca/TWONTO#security_system |  | Security Systems
147818 | YTF-SS-YS-1000 | Security System Door Contacts | YTF-SS |  | Security System |  | YS | http://www.toronto.ca/TWONTO#security_system |  | Security Systems
90150 | YTF-SS-BAT-1000 | Security System Power Supply Batteries | YTF-SS |  | Security System |  | BAT | http://www.toronto.ca/TWONTO#security_system |  | Security Systems
90153 | YTF-SS-UPS-1000 | Security System UPS Circuit | YTF-SS |  | Security System |  | UPS | http://www.toronto.ca/TWONTO#security_system |  | Security Systems
89474 | WTR-RRH-SCAM-0004 | Security System, Camera, Rosehill Reservoir, Valve House, Exterior | WTR-RRH-CP-0001 | Camera | Security System |  | SCAM | http://www.toronto.ca/TWONTO#security_camera |  | Control Panel, Security Alarms, Rosehill Reservoir, Valve House
147199 | WTR-RRH-SCAM-0001 | Security System, Camera, Rosehill Reservoir, Valve House, Exterior | WTR-RRH-CP-0001 | Camera | Security System |  | SCAM | http://www.toronto.ca/TWONTO#security_camera |  | Control Panel, Security Alarms, Rosehill Reservoir, Valve House
147200 | WTR-RRH-SCAM-0002 | Security System, Camera, Rosehill Reservoir, Valve House, Exterior | WTR-RRH-CP-0001 | Camera | Security System |  | SCAM | http://www.toronto.ca/TWONTO#security_camera |  | Control Panel, Security Alarms, Rosehill Reservoir, Valve House
147201 | WTR-RRH-SCAM-0003 | Security System, Camera, Rosehill Reservoir, Valve House, Exterior | WTR-RRH-CP-0001 | Camera | Security System |  | SCAM | http://www.toronto.ca/TWONTO#security_camera |  | Control Panel, Security Alarms, Rosehill Reservoir, Valve House
79072 | THR-SS-WA1 | Security System, Doors, Security Cameras | THR-MCS-WA1 | Door,Overhead | Security System |  |  | http://www.toronto.ca/TWONTO#security_system |  | Cranes, Lifting Devices, Machine Tools, Overhead Doors
79074 | THR-SS-WA4 | Security System, Doors, Security Cameras | THR-MCS-WA4 | Door,Overhead | Security System |  |  | http://www.toronto.ca/TWONTO#security_system |  | Cranes, Lifting Devices, Machine Tools, Mechanical/Welding Shops
138897 | THR-SS-WA2 | Security System, Doors, Security Cameras | THR-GRK-WA2 | Door,Overhead | Security System |  |  | http://www.toronto.ca/TWONTO#security_system |  | Building & Grounds Work Area 2
138898 | THR-SS-WA2 | Security System, Doors, Security Cameras | THR-MCS-WA2 | Door,Overhead | Security System |  |  | http://www.toronto.ca/TWONTO#security_system |  | Cranes, Lifting Devices, Machine Tools, Overhead Doors
79073 | THR-SS-WA3 | Security System, Gates, Cameras, Doors Plant Wide | THR-GRK-GQ-WA3 | Security System | Security System |  |  | http://www.toronto.ca/TWONTO#security_system |  | Building & Grounds Equipment, Work Area 3
138899 | THR-SS-WA3 | Security System, Gates, Cameras, Doors Plant Wide | THR-GRK-WA3 | Security System | Security System |  |  | http://www.toronto.ca/TWONTO#security_system |  | Buildings & Grounds, Work Area 3
5324 | COL-PLB-DR-0152 | Security System, Intrusion Alarm | COL-PLB | Security System | Security System |  | DR | http://www.toronto.ca/TWONTO#security_system |  | Long Branch Pumping Station
5325 | COL-PLB-DR-0152 | Security System, Intrusion Alarm | COL-PLB-AUX-ELEC | Security System | Security System |  | DR | http://www.toronto.ca/TWONTO#security_system |  | Electrical Equipment
5326 | COL-PLB-DR-0152 | Security System, Intrusion Alarm | COL-PLB-AUX-MECH | Security System | Security System |  | DR | http://www.toronto.ca/TWONTO#security_system |  | Mechanical Equipment
143720 | WTR-PEL-SS-1001 | Security System, Panel, Generator Building, Electrical Room | WTR-PEL-AUX | Control Panel,Security | Security System |  | SS | http://www.toronto.ca/TWONTO#security_system |  | Auxilliary Equipment (Building Facilities)
90151 | YTF-SS-RC-1000 | Security Video Recorders | YTF-SS |  | Security System |  | RC | http://www.toronto.ca/TWONTO#security_system |  | Security Systems
86471 | WTR-PJS-ZS-0001 | Sensor | WTR-PJS-AUX | Transmitter,Flow | Security System |  | ZS | http://www.toronto.ca/TWONTO#security_motion_sensor |  | Auxiliary Equipment (Building Facilities)
86472 | WTR-PJS-ZS-0002 | Sensor | WTR-PJS-AUX | Transmitter,Flow | Security System |  | ZS | http://www.toronto.ca/TWONTO#security_motion_sensor |  | Auxiliary Equipment (Building Facilities)
86473 | WTR-PJS-ZS-0003 | Sensor | WTR-PJS-AUX | Transmitter,Flow | Security System |  | ZS | http://www.toronto.ca/TWONTO#security_motion_sensor |  | Auxiliary Equipment (Building Facilities)
86474 | WTR-PJS-ZS-0004 | Sensor | WTR-PJS-AUX | Transmitter,Flow | Security System |  | ZS | http://www.toronto.ca/TWONTO#security_motion_sensor |  | Auxiliary Equipment (Building Facilities)
86475 | WTR-PJS-ZS-0008 | Sensor | WTR-PJS-AUX | Transmitter,Flow | Security System |  | ZS | http://www.toronto.ca/TWONTO#security_motion_sensor |  | Auxiliary Equipment (Building Facilities)
144784 | WTR-PJS-YAN-0001 | Sensor | WTR-PJS-AUX | Transmitter,Flow | Security System |  | YAN | http://www.toronto.ca/TWONTO#security_motion_sensor |  | Auxiliary Equipment (Building Facilities)
144785 | WTR-PJS-YAN-0002 | Sensor | WTR-PJS-AUX | Transmitter,Flow | Security System |  | YAN | http://www.toronto.ca/TWONTO#security_motion_sensor |  | Auxiliary Equipment (Building Facilities)
144786 | WTR-PJS-ZS-0005 | Sensor | WTR-PJS-AUX | Transmitter,Flow | Security System |  | ZS | http://www.toronto.ca/TWONTO#security_motion_sensor |  | Auxiliary Equipment (Building Facilities)
144787 | WTR-PJS-ZS-0006 | Sensor | WTR-PJS-AUX | Transmitter,Flow | Security System |  | ZS | http://www.toronto.ca/TWONTO#security_motion_sensor |  | Auxiliary Equipment (Building Facilities)
144788 | WTR-PJS-ZS-0007 | Sensor | WTR-PJS-AUX | Transmitter,Flow | Security System |  | ZS | http://www.toronto.ca/TWONTO#security_motion_sensor |  | Auxiliary Equipment (Building Facilities)
3555 | COL-PBR-SS-0001 | Station Security System | COL-PBR |  | Security System |  | SS | http://www.toronto.ca/TWONTO#security_system |  | Berry Road Sewage Pumping Station
4836 | COL-PHP-SS-0001 | Station Security System | COL-PHP |  | Security System |  | SS | http://www.toronto.ca/TWONTO#security_system |  | High Park Sewage Pumping Station
4921 | COL-PKG-SS-0001 | Station Security System | COL-PKG |  | Security System |  | SS | http://www.toronto.ca/TWONTO#security_system |  | Kingston Rd Pumping Station
7061 | COL-PRR-SS-0001 | Station Security System | COL-PRR |  | Security System |  | SS | http://www.toronto.ca/TWONTO#security_system |  | Riverside Sewage Pumping Station
7175 | COL-PSD-SS-0001 | Station Security System | COL-PSD |  | Security System |  | SS | http://www.toronto.ca/TWONTO#security_system |  | Spadina Sewage Pumping Station
7176 | COL-PSD-SS-0001 | Station Security System | COL-PSD-MISC |  | Security System |  | SS | http://www.toronto.ca/TWONTO#security_system |  | Miscellaneous Equipment
7406 | COL-PSM-SS-0001 | Station Security System | COL-PSM |  | Security System |  | SS | http://www.toronto.ca/TWONTO#security_system |  | Simcoe St Sewage Pumping Station
7468 | COL-PSP-SS-0001 | Station Security System | COL-PSP |  | Security System |  | SS | http://www.toronto.ca/TWONTO#security_system |  | Southport Sewage Pumping Station
7532 | COL-PSS-SS-0001 | Station Security System | COL-PSS |  | Security System |  | SS | http://www.toronto.ca/TWONTO#security_system |  | Scott Sewage Pumping Station
7533 | COL-PSS-SS-0001 | Station Security System | COL-PSS-MISC |  | Security System |  | SS | http://www.toronto.ca/TWONTO#security_system |  | Miscellaneous Equipment
7627 | COL-PST-SS-0001 | Station Security System | COL-PST |  | Security System |  | SS | http://www.toronto.ca/TWONTO#security_system |  | Strachan Pumping Station
7628 | COL-PST-SS-0001 | Station Security System | COL-PST-MISC |  | Security System |  | SS | http://www.toronto.ca/TWONTO#security_system |  | Miscellaneous Equipment
7709 | COL-PSU-SS-0001 | Station Security System | COL-PSU |  | Security System |  | SS | http://www.toronto.ca/TWONTO#security_system |  | Sunnyside Pumping Station
7710 | COL-PSU-SS-0001 | Station Security System | COL-PSU-MISC |  | Security System |  | SS | http://www.toronto.ca/TWONTO#security_system |  | Miscellaneous Equipment
7994 | COL-PVM-SS-0001 | Station Security System | COL-PVM-MISC |  | Security System |  | SS | http://www.toronto.ca/TWONTO#security_system |  | Miscellaneous Equipment
8054 | COL-PWC-SS-0001 | Station Security System | COL-PWC |  | Security System |  | SS | http://www.toronto.ca/TWONTO#security_system |  | Wirral Court Sewage Pumping Station
8055 | COL-PWC-SS-0001 | Station Security System | COL-PWC-MISC |  | Security System |  | SS | http://www.toronto.ca/TWONTO#security_system |  | Miscellaneous Equipment
8139 | COL-PWN-SS-0001 | Station Security System | COL-PWN-MISC |  | Security System |  | SS | http://www.toronto.ca/TWONTO#security_system |  | Miscellaneous Equipment
11031 | COL-PBG-SS-0001 | Station Security System | COL-PBG |  | Security System |  | SS | http://www.toronto.ca/TWONTO#security_system |  | Brule Gardens Sewage Pumping Station
11032 | COL-PBG-SS-0001 | Station Security System | COL-PBG-MISC |  | Security System |  | SS | http://www.toronto.ca/TWONTO#security_system |  | Miscellaneous Equipment
11128 | COL-PBR-SS-0001 | Station Security System | COL-PBR-MISC |  | Security System |  | SS | http://www.toronto.ca/TWONTO#security_system |  | Miscellaneous Equipment
13124 | COL-PEV-SS-0001 | Station Security System | COL-PEV |  | Security System |  | SS | http://www.toronto.ca/TWONTO#security_system |  | Ellis Sewage Pumping Station
13125 | COL-PEV-SS-0001 | Station Security System | COL-PEV-MISC |  | Security System |  | SS | http://www.toronto.ca/TWONTO#security_system |  | Miscellaneous Equipment
13545 | COL-PFB-SS-0001 | Station Security System | COL-PFB |  | Security System |  | SS | http://www.toronto.ca/TWONTO#security_system |  | Fallingbrook Pumping Station
13546 | COL-PFB-SS-0001 | Station Security System | COL-PFB-MISC |  | Security System |  | SS | http://www.toronto.ca/TWONTO#security_system |  | Miscellaneous Equipment
15113 | COL-PHP-SS-0001 | Station Security System | COL-PHP-MISC |  | Security System |  | SS | http://www.toronto.ca/TWONTO#security_system |  | Miscellaneous Equipment
16462 | COL-PKG-SS-0001 | Station Security System | COL-PKG-MISC |  | Security System |  | SS | http://www.toronto.ca/TWONTO#security_system |  | Miscellaneous Equipment
17270 | COL-PKP-SS-0001 | Station Security System | COL-PKP |  | Security System |  | SS | http://www.toronto.ca/TWONTO#security_system |  | Kennedy Park Sewage Pumping Station
17271 | COL-PKP-SS-0001 | Station Security System | COL-PKP-MISC |  | Security System |  | SS | http://www.toronto.ca/TWONTO#security_system |  | Miscellaneous Equipment
20015 | COL-PMD-SS-0001 | Station Security System | COL-PMD |  | Security System |  | SS | http://www.toronto.ca/TWONTO#security_system |  | Midland Pumping Station
20016 | COL-PMD-SS-0001 | Station Security System | COL-PMD-MISC |  | Security System |  | SS | http://www.toronto.ca/TWONTO#security_system |  | Miscellaneous Equipment
24632 | COL-PRR-SS-0001 | Station Security System | COL-PRR-MISC |  | Security System |  | SS | http://www.toronto.ca/TWONTO#security_system |  | Miscellaneous Equipment
25638 | COL-PSM-SS-0001 | Station Security System | COL-PSM-MISC |  | Security System |  | SS | http://www.toronto.ca/TWONTO#security_system |  | Miscellaneous Equipment
25918 | COL-PSP-SS-0001 | Station Security System | COL-PSP-MISC |  | Security System |  | SS | http://www.toronto.ca/TWONTO#security_system |  | Miscellaneous Equipment
27831 | COL-PVM-SS-0001 | Station Security System | COL-PVM |  | Security System |  | SS | http://www.toronto.ca/TWONTO#security_system |  | Valleymede Sewage Pumping Station
38773 | SWM-PET-SS-0001 | Station Security System | SWM-PET |  | Security System |  | SS | http://www.toronto.ca/TWONTO#security_system |  | Eglinton - Bellamy Storm Pumping Station
38774 | SWM-PET-SS-0001 | Station Security System | SWM-PET-MISC |  | Security System |  | SS | http://www.toronto.ca/TWONTO#security_system |  | Miscellaneous Equipment
39034 | SWM-PWD-SS-0001 | Station Security System | SWM-PWD |  | Security System |  | SS | http://www.toronto.ca/TWONTO#security_system |  | Warden Storm
39145 | SWM-PWI-SS-0001 | Station Security System | SWM-PWI-MISC |  | Security System |  | SS | http://www.toronto.ca/TWONTO#security_system |  | Miscellaneous Equipment
105810 | SWM-PWD-SS-0001 | Station Security System | SWM-PWD-MISC |  | Security System |  | SS | http://www.toronto.ca/TWONTO#security_system |  | Miscellaneous Equipment
105858 | SWM-PWI-SS-0001 | Station Security System | SWM-PWI |  | Security System |  | SS | http://www.toronto.ca/TWONTO#security_system |  | Wilson Storm Pumping Station
18090 | FHA-SED-ZSH-0105 | Switch, Limit, Access Hatch Zone 1, | FHA-SED |  | Security System |  | ZSH | http://www.toronto.ca/TWONTO#position_switch |  | Sedimentation
80236 | FHA-SED-ZSH-0101 | Switch, Limit, Access Hatch Zone 1, | FHA-SED |  | Security System |  | ZSH | http://www.toronto.ca/TWONTO#position_switch |  | Sedimentation
80238 | FHA-SED-ZSH-0102 | Switch, Limit, Access Hatch Zone 1, | FHA-SED |  | Security System |  | ZSH | http://www.toronto.ca/TWONTO#position_switch |  | Sedimentation
80240 | FHA-SED-ZSH-0103 | Switch, Limit, Access Hatch Zone 1, | FHA-SED |  | Security System |  | ZSH | http://www.toronto.ca/TWONTO#position_switch |  | Sedimentation
80245 | FHA-SED-ZSH-0104 | Switch, Limit, Access Hatch Zone 1, | FHA-SED |  | Security System |  | ZSH | http://www.toronto.ca/TWONTO#position_switch |  | Sedimentation
18077 | FHA-SED-ZSH-0101B | Switch, Limit, Access Hatch Zone 1, Settling Basin T-0101 | FHA-SED-ZSH-0101 |  | Security System |  | ZSH | http://www.toronto.ca/TWONTO#position_switch |  | Switch, Limit, Access Hatch Zone 1,
18078 | FHA-SED-ZSH-0101C | Switch, Limit, Access Hatch Zone 1, Settling Basin T-0101 | FHA-SED-ZSH-0101 |  | Security System |  | ZSH | http://www.toronto.ca/TWONTO#position_switch |  | Switch, Limit, Access Hatch Zone 1,
18079 | FHA-SED-ZSH-0101D | Switch, Limit, Access Hatch Zone 1, Settling Basin T-0101 | FHA-SED-ZSH-0101 |  | Security System |  | ZSH | http://www.toronto.ca/TWONTO#position_switch |  | Switch, Limit, Access Hatch Zone 1,
80237 | FHA-SED-ZSH-0101A | Switch, Limit, Access Hatch Zone 1, Settling Basin T-0101 | FHA-SED-ZSH-0101 |  | Security System |  | ZSH | http://www.toronto.ca/TWONTO#position_switch |  | Switch, Limit, Access Hatch Zone 1,
18095 | FHA-SED-ZSH-0201B | Switch, Limit, Access Hatch Zone 1, Settling Basin T-0201 | FHA-SED-ZSH-0201 |  | Security System |  | ZSH | http://www.toronto.ca/TWONTO#position_switch |  | Switch, Limit, Access Hatch Zone 2
18096 | FHA-SED-ZSH-0201C | Switch, Limit, Access Hatch Zone 1, Settling Basin T-0201 | FHA-SED-ZSH-0201 |  | Security System |  | ZSH | http://www.toronto.ca/TWONTO#position_switch |  | Switch, Limit, Access Hatch Zone 2
80253 | FHA-SED-ZSH-0201A | Switch, Limit, Access Hatch Zone 1, Settling Basin T-0201 | FHA-SED-ZSH-0201 |  | Security System |  | ZSH | http://www.toronto.ca/TWONTO#position_switch |  | Switch, Limit, Access Hatch Zone 2
80254 | FHA-SED-ZSH-0201D | Switch, Limit, Access Hatch Zone 1, Settling Basin T-0201 | FHA-SED-ZSH-0201 |  | Security System |  | ZSH | http://www.toronto.ca/TWONTO#position_switch |  | Switch, Limit, Access Hatch Zone 2
18112 | FHA-SED-ZSH-0301B | Switch, Limit, Access Hatch Zone 1, Settling Basin T-0301 | FHA-SED-ZSH-0301 |  | Security System |  | ZSH | http://www.toronto.ca/TWONTO#position_switch |  | Switch, Limit, Access Hatch Zone 3
18113 | FHA-SED-ZSH-0301D | Switch, Limit, Access Hatch Zone 1, Settling Basin T-0301 | FHA-SED-ZSH-0301 |  | Security System |  | ZSH | http://www.toronto.ca/TWONTO#position_switch |  | Switch, Limit, Access Hatch Zone 3
80276 | FHA-SED-ZSH-0301A | Switch, Limit, Access Hatch Zone 1, Settling Basin T-0301 | FHA-SED-ZSH-0301 |  | Security System |  | ZSH | http://www.toronto.ca/TWONTO#position_switch |  | Switch, Limit, Access Hatch Zone 3
80277 | FHA-SED-ZSH-0301C | Switch, Limit, Access Hatch Zone 1, Settling Basin T-0301 | FHA-SED-ZSH-0301 |  | Security System |  | ZSH | http://www.toronto.ca/TWONTO#position_switch |  | Switch, Limit, Access Hatch Zone 3
18131 | FHA-SED-ZSH-0401A | Switch, Limit, Access Hatch Zone 1, Settling Basin T-0401 | FHA-SED-ZSH-0401 |  | Security System |  | ZSH | http://www.toronto.ca/TWONTO#position_switch |  | Switch, Limit, Access Hatch Zone 4
18132 | FHA-SED-ZSH-0401B | Switch, Limit, Access Hatch Zone 1, Settling Basin T-0401 | FHA-SED-ZSH-0401 |  | Security System |  | ZSH | http://www.toronto.ca/TWONTO#position_switch |  | Switch, Limit, Access Hatch Zone 4
18133 | FHA-SED-ZSH-0401D | Switch, Limit, Access Hatch Zone 1, Settling Basin T-0401 | FHA-SED-ZSH-0401 |  | Security System |  | ZSH | http://www.toronto.ca/TWONTO#position_switch |  | Switch, Limit, Access Hatch Zone 4
80291 | FHA-SED-ZSH-0401C | Switch, Limit, Access Hatch Zone 1, Settling Basin T-0401 | FHA-SED-ZSH-0401 |  | Security System |  | ZSH | http://www.toronto.ca/TWONTO#position_switch |  | Switch, Limit, Access Hatch Zone 4
18155 | FHA-SED-ZSH-0501B | Switch, Limit, Access Hatch Zone 1, Settling Basin T-0501 | FHA-SED-ZSH-0501 |  | Security System |  | ZSH | http://www.toronto.ca/TWONTO#position_switch |  | Switch, Limit, Access Hatch Zone 5
18156 | FHA-SED-ZSH-0501C | Switch, Limit, Access Hatch Zone 1, Settling Basin T-0501 | FHA-SED-ZSH-0501 |  | Security System |  | ZSH | http://www.toronto.ca/TWONTO#position_switch |  | Switch, Limit, Access Hatch Zone 5
18157 | FHA-SED-ZSH-0501D | Switch, Limit, Access Hatch Zone 1, Settling Basin T-0501 | FHA-SED-ZSH-0501 |  | Security System |  | ZSH | http://www.toronto.ca/TWONTO#position_switch |  | Switch, Limit, Access Hatch Zone 5
80353 | FHA-SED-ZSH-0501A | Switch, Limit, Access Hatch Zone 1, Settling Basin T-0501 | FHA-SED-ZSH-0501 |  | Security System |  | ZSH | http://www.toronto.ca/TWONTO#position_switch |  | Switch, Limit, Access Hatch Zone 5
18176 | FHA-SED-ZSH-0601B | Switch, Limit, Access Hatch Zone 1, Settling Basin T-0601 | FHA-SED-ZSH-0601 |  | Security System |  | ZSH | http://www.toronto.ca/TWONTO#position_switch |  | Switch, Limit, Access Hatch Zone 6
18177 | FHA-SED-ZSH-0601C | Switch, Limit, Access Hatch Zone 1, Settling Basin T-0601 | FHA-SED-ZSH-0601 |  | Security System |  | ZSH | http://www.toronto.ca/TWONTO#position_switch |  | Switch, Limit, Access Hatch Zone 6
18178 | FHA-SED-ZSH-0601D | Switch, Limit, Access Hatch Zone 1, Settling Basin T-0601 | FHA-SED-ZSH-0601 |  | Security System |  | ZSH | http://www.toronto.ca/TWONTO#position_switch |  | Switch, Limit, Access Hatch Zone 6
80369 | FHA-SED-ZSH-0601A | Switch, Limit, Access Hatch Zone 1, Settling Basin T-0601 | FHA-SED-ZSH-0601 |  | Security System |  | ZSH | http://www.toronto.ca/TWONTO#position_switch |  | Switch, Limit, Access Hatch Zone 6
18107 | FHA-SED-ZSH-0205 | Switch, Limit, Access Hatch Zone 2 | FHA-SED |  | Security System |  | ZSH | http://www.toronto.ca/TWONTO#position_switch |  | Sedimentation
80252 | FHA-SED-ZSH-0201 | Switch, Limit, Access Hatch Zone 2 | FHA-SED |  | Security System |  | ZSH | http://www.toronto.ca/TWONTO#position_switch |  | Sedimentation
80255 | FHA-SED-ZSH-0202 | Switch, Limit, Access Hatch Zone 2 | FHA-SED |  | Security System |  | ZSH | http://www.toronto.ca/TWONTO#position_switch |  | Sedimentation
80259 | FHA-SED-ZSH-0203 | Switch, Limit, Access Hatch Zone 2 | FHA-SED |  | Security System |  | ZSH | http://www.toronto.ca/TWONTO#position_switch |  | Sedimentation
80268 | FHA-SED-ZSH-0204 | Switch, Limit, Access Hatch Zone 2 | FHA-SED |  | Security System |  | ZSH | http://www.toronto.ca/TWONTO#position_switch |  | Sedimentation
18080 | FHA-SED-ZSH-0102B | Switch, Limit, Access Hatch Zone 2, Settling Basin T-0101 | FHA-SED-ZSH-0102 |  | Security System |  | ZSH | http://www.toronto.ca/TWONTO#position_switch |  | Switch, Limit, Access Hatch Zone 1,
18081 | FHA-SED-ZSH-0102C | Switch, Limit, Access Hatch Zone 2, Settling Basin T-0101 | FHA-SED-ZSH-0102 |  | Security System |  | ZSH | http://www.toronto.ca/TWONTO#position_switch |  | Switch, Limit, Access Hatch Zone 1,
18082 | FHA-SED-ZSH-0102D | Switch, Limit, Access Hatch Zone 2, Settling Basin T-0101 | FHA-SED-ZSH-0102 |  | Security System |  | ZSH | http://www.toronto.ca/TWONTO#position_switch |  | Switch, Limit, Access Hatch Zone 1,
80239 | FHA-SED-ZSH-0102A | Switch, Limit, Access Hatch Zone 2, Settling Basin T-0101 | FHA-SED-ZSH-0102 |  | Security System |  | ZSH | http://www.toronto.ca/TWONTO#position_switch |  | Switch, Limit, Access Hatch Zone 1,
18097 | FHA-SED-ZSH-0202D | Switch, Limit, Access Hatch Zone 2, Settling Basin T-0201 | FHA-SED-ZSH-0202 |  | Security System |  | ZSH | http://www.toronto.ca/TWONTO#position_switch |  | Switch, Limit, Access Hatch Zone 2
80256 | FHA-SED-ZSH-0202A | Switch, Limit, Access Hatch Zone 2, Settling Basin T-0201 | FHA-SED-ZSH-0202 |  | Security System |  | ZSH | http://www.toronto.ca/TWONTO#position_switch |  | Switch, Limit, Access Hatch Zone 2
80257 | FHA-SED-ZSH-0202B | Switch, Limit, Access Hatch Zone 2, Settling Basin T-0201 | FHA-SED-ZSH-0202 |  | Security System |  | ZSH | http://www.toronto.ca/TWONTO#position_switch |  | Switch, Limit, Access Hatch Zone 2
80258 | FHA-SED-ZSH-0202C | Switch, Limit, Access Hatch Zone 2, Settling Basin T-0201 | FHA-SED-ZSH-0202 |  | Security System |  | ZSH | http://www.toronto.ca/TWONTO#position_switch |  | Switch, Limit, Access Hatch Zone 2
18114 | FHA-SED-ZSH-0302A | Switch, Limit, Access Hatch Zone 2, Settling Basin T-0301 | FHA-SED-ZSH-0302 |  | Security System |  | ZSH | http://www.toronto.ca/TWONTO#position_switch |  | Switch, Limit, Access Hatch Zone 3
18115 | FHA-SED-ZSH-0302B | Switch, Limit, Access Hatch Zone 2, Settling Basin T-0301 | FHA-SED-ZSH-0302 |  | Security System |  | ZSH | http://www.toronto.ca/TWONTO#position_switch |  | Switch, Limit, Access Hatch Zone 3
18116 | FHA-SED-ZSH-0302C | Switch, Limit, Access Hatch Zone 2, Settling Basin T-0301 | FHA-SED-ZSH-0302 |  | Security System |  | ZSH | http://www.toronto.ca/TWONTO#position_switch |  | Switch, Limit, Access Hatch Zone 3
80279 | FHA-SED-ZSH-0302D | Switch, Limit, Access Hatch Zone 2, Settling Basin T-0301 | FHA-SED-ZSH-0302 |  | Security System |  | ZSH | http://www.toronto.ca/TWONTO#position_switch |  | Switch, Limit, Access Hatch Zone 3
18135 | FHA-SED-ZSH-0402D | Switch, Limit, Access Hatch Zone 2, Settling Basin T-0401 | FHA-SED-ZSH-0402 |  | Security System |  | ZSH | http://www.toronto.ca/TWONTO#position_switch |  | Switch, Limit, Access Hatch Zone 4
80292 | FHA-SED-ZSH-0402A | Switch, Limit, Access Hatch Zone 2, Settling Basin T-0401 | FHA-SED-ZSH-0402 |  | Security System |  | ZSH | http://www.toronto.ca/TWONTO#position_switch |  | Switch, Limit, Access Hatch Zone 4
80293 | FHA-SED-ZSH-0402B | Switch, Limit, Access Hatch Zone 2, Settling Basin T-0401 | FHA-SED-ZSH-0402 |  | Security System |  | ZSH | http://www.toronto.ca/TWONTO#position_switch |  | Switch, Limit, Access Hatch Zone 4
80294 | FHA-SED-ZSH-0402C | Switch, Limit, Access Hatch Zone 2, Settling Basin T-0401 | FHA-SED-ZSH-0402 |  | Security System |  | ZSH | http://www.toronto.ca/TWONTO#position_switch |  | Switch, Limit, Access Hatch Zone 4
18159 | FHA-SED-ZSH-0502B | Switch, Limit, Access Hatch Zone 2, Settling Basin T-0501 | FHA-SED-ZSH-0502 |  | Security System |  | ZSH | http://www.toronto.ca/TWONTO#position_switch |  | Switch, Limit, Access Hatch Zone 5
18160 | FHA-SED-ZSH-0502C | Switch, Limit, Access Hatch Zone 2, Settling Basin T-0501 | FHA-SED-ZSH-0502 |  | Security System |  | ZSH | http://www.toronto.ca/TWONTO#position_switch |  | Switch, Limit, Access Hatch Zone 5
80354 | FHA-SED-ZSH-0502A | Switch, Limit, Access Hatch Zone 2, Settling Basin T-0501 | FHA-SED-ZSH-0502 |  | Security System |  | ZSH | http://www.toronto.ca/TWONTO#position_switch |  | Switch, Limit, Access Hatch Zone 5
80355 | FHA-SED-ZSH-0502D | Switch, Limit, Access Hatch Zone 2, Settling Basin T-0501 | FHA-SED-ZSH-0502 |  | Security System |  | ZSH | http://www.toronto.ca/TWONTO#position_switch |  | Switch, Limit, Access Hatch Zone 5
18180 | FHA-SED-ZSH-0602D | Switch, Limit, Access Hatch Zone 2, Settling Basin T-0601 | FHA-SED-ZSH-0602 |  | Security System |  | ZSH | http://www.toronto.ca/TWONTO#position_switch |  | Switch, Limit, Access Hatch Zone 6
80370 | FHA-SED-ZSH-0602A | Switch, Limit, Access Hatch Zone 2, Settling Basin T-0601 | FHA-SED-ZSH-0602 |  | Security System |  | ZSH | http://www.toronto.ca/TWONTO#position_switch |  | Switch, Limit, Access Hatch Zone 6
80371 | FHA-SED-ZSH-0602B | Switch, Limit, Access Hatch Zone 2, Settling Basin T-0601 | FHA-SED-ZSH-0602 |  | Security System |  | ZSH | http://www.toronto.ca/TWONTO#position_switch |  | Switch, Limit, Access Hatch Zone 6
80372 | FHA-SED-ZSH-0602C | Switch, Limit, Access Hatch Zone 2, Settling Basin T-0601 | FHA-SED-ZSH-0602 |  | Security System |  | ZSH | http://www.toronto.ca/TWONTO#position_switch |  | Switch, Limit, Access Hatch Zone 6
18111 | FHA-SED-ZSH-0301 | Switch, Limit, Access Hatch Zone 3 | FHA-SED |  | Security System |  | ZSH | http://www.toronto.ca/TWONTO#position_switch |  | Sedimentation
18117 | FHA-SED-ZSH-0303 | Switch, Limit, Access Hatch Zone 3 | FHA-SED |  | Security System |  | ZSH | http://www.toronto.ca/TWONTO#position_switch |  | Sedimentation
18122 | FHA-SED-ZSH-0304 | Switch, Limit, Access Hatch Zone 3 | FHA-SED |  | Security System |  | ZSH | http://www.toronto.ca/TWONTO#position_switch |  | Sedimentation
80278 | FHA-SED-ZSH-0302 | Switch, Limit, Access Hatch Zone 3 | FHA-SED |  | Security System |  | ZSH | http://www.toronto.ca/TWONTO#position_switch |  | Sedimentation
80286 | FHA-SED-ZSH-0305 | Switch, Limit, Access Hatch Zone 3 | FHA-SED |  | Security System |  | ZSH | http://www.toronto.ca/TWONTO#position_switch |  | Sedimentation
18083 | FHA-SED-ZSH-0103B | Switch, Limit, Access Hatch Zone 3, Settling Basin T-0101 | FHA-SED-ZSH-0103 |  | Security System |  | ZSH | http://www.toronto.ca/TWONTO#position_switch |  | Switch, Limit, Access Hatch Zone 1,
18084 | FHA-SED-ZSH-0103C | Switch, Limit, Access Hatch Zone 3, Settling Basin T-0101 | FHA-SED-ZSH-0103 |  | Security System |  | ZSH | http://www.toronto.ca/TWONTO#position_switch |  | Switch, Limit, Access Hatch Zone 1,
18085 | FHA-SED-ZSH-0103D | Switch, Limit, Access Hatch Zone 3, Settling Basin T-0101 | FHA-SED-ZSH-0103 |  | Security System |  | ZSH | http://www.toronto.ca/TWONTO#position_switch |  | Switch, Limit, Access Hatch Zone 1,
18086 | FHA-SED-ZSH-0103E | Switch, Limit, Access Hatch Zone 3, Settling Basin T-0101 | FHA-SED-ZSH-0103 |  | Security System |  | ZSH | http://www.toronto.ca/TWONTO#position_switch |  | Switch, Limit, Access Hatch Zone 1,
80241 | FHA-SED-ZSH-0103A | Switch, Limit, Access Hatch Zone 3, Settling Basin T-0101 | FHA-SED-ZSH-0103 |  | Security System |  | ZSH | http://www.toronto.ca/TWONTO#position_switch |  | Switch, Limit, Access Hatch Zone 1,
80242 | FHA-SED-ZSH-0103F | Switch, Limit, Access Hatch Zone 3, Settling Basin T-0101 | FHA-SED-ZSH-0103 |  | Security System |  | ZSH | http://www.toronto.ca/TWONTO#position_switch |  | Switch, Limit, Access Hatch Zone 1,
80243 | FHA-SED-ZSH-0103G | Switch, Limit, Access Hatch Zone 3, Settling Basin T-0101 | FHA-SED-ZSH-0103 |  | Security System |  | ZSH | http://www.toronto.ca/TWONTO#position_switch |  | Switch, Limit, Access Hatch Zone 1,
80244 | FHA-SED-ZSH-0103H | Switch, Limit, Access Hatch Zone 3, Settling Basin T-0101 | FHA-SED-ZSH-0103 |  | Security System |  | ZSH | http://www.toronto.ca/TWONTO#position_switch |  | Switch, Limit, Access Hatch Zone 1,
18098 | FHA-SED-ZSH-0203E | Switch, Limit, Access Hatch Zone 3, Settling Basin T-0201 | FHA-SED-ZSH-0203 |  | Security System |  | ZSH | http://www.toronto.ca/TWONTO#position_switch |  | Switch, Limit, Access Hatch Zone 2
18099 | FHA-SED-ZSH-0203F | Switch, Limit, Access Hatch Zone 3, Settling Basin T-0201 | FHA-SED-ZSH-0203 |  | Security System |  | ZSH | http://www.toronto.ca/TWONTO#position_switch |  | Switch, Limit, Access Hatch Zone 2
18100 | FHA-SED-ZSH-0203G | Switch, Limit, Access Hatch Zone 3, Settling Basin T-0201 | FHA-SED-ZSH-0203 |  | Security System |  | ZSH | http://www.toronto.ca/TWONTO#position_switch |  | Switch, Limit, Access Hatch Zone 2
18101 | FHA-SED-ZSH-0203H | Switch, Limit, Access Hatch Zone 3, Settling Basin T-0201 | FHA-SED-ZSH-0203 |  | Security System |  | ZSH | http://www.toronto.ca/TWONTO#position_switch |  | Switch, Limit, Access Hatch Zone 2
18102 | FHA-SED-ZSH-0203I | Switch, Limit, Access Hatch Zone 3, Settling Basin T-0201 | FHA-SED-ZSH-0203 |  | Security System |  | ZSH | http://www.toronto.ca/TWONTO#position_switch |  | Switch, Limit, Access Hatch Zone 2
80260 | FHA-SED-ZSH-0203A | Switch, Limit, Access Hatch Zone 3, Settling Basin T-0201 | FHA-SED-ZSH-0203 |  | Security System |  | ZSH | http://www.toronto.ca/TWONTO#position_switch |  | Switch, Limit, Access Hatch Zone 2
80261 | FHA-SED-ZSH-0203B | Switch, Limit, Access Hatch Zone 3, Settling Basin T-0201 | FHA-SED-ZSH-0203 |  | Security System |  | ZSH | http://www.toronto.ca/TWONTO#position_switch |  | Switch, Limit, Access Hatch Zone 2
80262 | FHA-SED-ZSH-0203C | Switch, Limit, Access Hatch Zone 3, Settling Basin T-0201 | FHA-SED-ZSH-0203 |  | Security System |  | ZSH | http://www.toronto.ca/TWONTO#position_switch |  | Switch, Limit, Access Hatch Zone 2
80263 | FHA-SED-ZSH-0203D | Switch, Limit, Access Hatch Zone 3, Settling Basin T-0201 | FHA-SED-ZSH-0203 |  | Security System |  | ZSH | http://www.toronto.ca/TWONTO#position_switch |  | Switch, Limit, Access Hatch Zone 2
80264 | FHA-SED-ZSH-0203J | Switch, Limit, Access Hatch Zone 3, Settling Basin T-0201 | FHA-SED-ZSH-0203 |  | Security System |  | ZSH | http://www.toronto.ca/TWONTO#position_switch |  | Switch, Limit, Access Hatch Zone 2
80265 | FHA-SED-ZSH-0203K | Switch, Limit, Access Hatch Zone 3, Settling Basin T-0201 | FHA-SED-ZSH-0203 |  | Security System |  | ZSH | http://www.toronto.ca/TWONTO#position_switch |  | Switch, Limit, Access Hatch Zone 2
80266 | FHA-SED-ZSH-0203L | Switch, Limit, Access Hatch Zone 3, Settling Basin T-0201 | FHA-SED-ZSH-0203 |  | Security System |  | ZSH | http://www.toronto.ca/TWONTO#position_switch |  | Switch, Limit, Access Hatch Zone 2
80267 | FHA-SED-ZSH-0203M | Switch, Limit, Access Hatch Zone 3, Settling Basin T-0201 | FHA-SED-ZSH-0203 |  | Security System |  | ZSH | http://www.toronto.ca/TWONTO#position_switch |  | Switch, Limit, Access Hatch Zone 2
18118 | FHA-SED-ZSH-0303A | Switch, Limit, Access Hatch Zone 3, Settling Basin T-0301 | FHA-SED-ZSH-0303 |  | Security System |  | ZSH | http://www.toronto.ca/TWONTO#position_switch |  | Switch, Limit, Access Hatch Zone 3
18119 | FHA-SED-ZSH-0303B | Switch, Limit, Access Hatch Zone 3, Settling Basin T-0301 | FHA-SED-ZSH-0303 |  | Security System |  | ZSH | http://www.toronto.ca/TWONTO#position_switch |  | Switch, Limit, Access Hatch Zone 3
18120 | FHA-SED-ZSH-0303C | Switch, Limit, Access Hatch Zone 3, Settling Basin T-0301 | FHA-SED-ZSH-0303 |  | Security System |  | ZSH | http://www.toronto.ca/TWONTO#position_switch |  | Switch, Limit, Access Hatch Zone 3
18121 | FHA-SED-ZSH-0303D | Switch, Limit, Access Hatch Zone 3, Settling Basin T-0301 | FHA-SED-ZSH-0303 |  | Security System |  | ZSH | http://www.toronto.ca/TWONTO#position_switch |  | Switch, Limit, Access Hatch Zone 3
80280 | FHA-SED-ZSH-0303E | Switch, Limit, Access Hatch Zone 3, Settling Basin T-0301 | FHA-SED-ZSH-0303 |  | Security System |  | ZSH | http://www.toronto.ca/TWONTO#position_switch |  | Switch, Limit, Access Hatch Zone 3
80281 | FHA-SED-ZSH-0303F | Switch, Limit, Access Hatch Zone 3, Settling Basin T-0301 | FHA-SED-ZSH-0303 |  | Security System |  | ZSH | http://www.toronto.ca/TWONTO#position_switch |  | Switch, Limit, Access Hatch Zone 3
80282 | FHA-SED-ZSH-0303G | Switch, Limit, Access Hatch Zone 3, Settling Basin T-0301 | FHA-SED-ZSH-0303 |  | Security System |  | ZSH | http://www.toronto.ca/TWONTO#position_switch |  | Switch, Limit, Access Hatch Zone 3
80283 | FHA-SED-ZSH-0303H | Switch, Limit, Access Hatch Zone 3, Settling Basin T-0301 | FHA-SED-ZSH-0303 |  | Security System |  | ZSH | http://www.toronto.ca/TWONTO#position_switch |  | Switch, Limit, Access Hatch Zone 3
18137 | FHA-SED-ZSH-0403A | Switch, Limit, Access Hatch Zone 3, Settling Basin T-0401 | FHA-SED-ZSH-0403 |  | Security System |  | ZSH | http://www.toronto.ca/TWONTO#position_switch |  | Switch, Limit, Access Hatch Zone 4
18138 | FHA-SED-ZSH-0403B | Switch, Limit, Access Hatch Zone 3, Settling Basin T-0401 | FHA-SED-ZSH-0403 |  | Security System |  | ZSH | http://www.toronto.ca/TWONTO#position_switch |  | Switch, Limit, Access Hatch Zone 4
18139 | FHA-SED-ZSH-0403C | Switch, Limit, Access Hatch Zone 3, Settling Basin T-0401 | FHA-SED-ZSH-0403 |  | Security System |  | ZSH | http://www.toronto.ca/TWONTO#position_switch |  | Switch, Limit, Access Hatch Zone 4
18140 | FHA-SED-ZSH-0403D | Switch, Limit, Access Hatch Zone 3, Settling Basin T-0401 | FHA-SED-ZSH-0403 |  | Security System |  | ZSH | http://www.toronto.ca/TWONTO#position_switch |  | Switch, Limit, Access Hatch Zone 4
18141 | FHA-SED-ZSH-0403E | Switch, Limit, Access Hatch Zone 3, Settling Basin T-0401 | FHA-SED-ZSH-0403 |  | Security System |  | ZSH | http://www.toronto.ca/TWONTO#position_switch |  | Switch, Limit, Access Hatch Zone 4
18142 | FHA-SED-ZSH-0403F | Switch, Limit, Access Hatch Zone 3, Settling Basin T-0401 | FHA-SED-ZSH-0403 |  | Security System |  | ZSH | http://www.toronto.ca/TWONTO#position_switch |  | Switch, Limit, Access Hatch Zone 4
18143 | FHA-SED-ZSH-0403G | Switch, Limit, Access Hatch Zone 3, Settling Basin T-0401 | FHA-SED-ZSH-0403 |  | Security System |  | ZSH | http://www.toronto.ca/TWONTO#position_switch |  | Switch, Limit, Access Hatch Zone 4
80348 | FHA-SED-ZSH-0403H | Switch, Limit, Access Hatch Zone 3, Settling Basin T-0401 | FHA-SED-ZSH-0403 |  | Security System |  | ZSH | http://www.toronto.ca/TWONTO#position_switch |  | Switch, Limit, Access Hatch Zone 4
18162 | FHA-SED-ZSH-0503B | Switch, Limit, Access Hatch Zone 3, Settling Basin T-0501 | FHA-SED-ZSH-0503 |  | Security System |  | ZSH | http://www.toronto.ca/TWONTO#position_switch |  | Switch, Limit, Access Hatch Zone 5
18163 | FHA-SED-ZSH-0503C | Switch, Limit, Access Hatch Zone 3, Settling Basin T-0501 | FHA-SED-ZSH-0503 |  | Security System |  | ZSH | http://www.toronto.ca/TWONTO#position_switch |  | Switch, Limit, Access Hatch Zone 5
18164 | FHA-SED-ZSH-0503D | Switch, Limit, Access Hatch Zone 3, Settling Basin T-0501 | FHA-SED-ZSH-0503 |  | Security System |  | ZSH | http://www.toronto.ca/TWONTO#position_switch |  | Switch, Limit, Access Hatch Zone 5
18165 | FHA-SED-ZSH-0503E | Switch, Limit, Access Hatch Zone 3, Settling Basin T-0501 | FHA-SED-ZSH-0503 |  | Security System |  | ZSH | http://www.toronto.ca/TWONTO#position_switch |  | Switch, Limit, Access Hatch Zone 5
18166 | FHA-SED-ZSH-0503L | Switch, Limit, Access Hatch Zone 3, Settling Basin T-0501 | FHA-SED-ZSH-0503 |  | Security System |  | ZSH | http://www.toronto.ca/TWONTO#position_switch |  | Switch, Limit, Access Hatch Zone 5
80356 | FHA-SED-ZSH-0503A | Switch, Limit, Access Hatch Zone 3, Settling Basin T-0501 | FHA-SED-ZSH-0503 |  | Security System |  | ZSH | http://www.toronto.ca/TWONTO#position_switch |  | Switch, Limit, Access Hatch Zone 5
80357 | FHA-SED-ZSH-0503F | Switch, Limit, Access Hatch Zone 3, Settling Basin T-0501 | FHA-SED-ZSH-0503 |  | Security System |  | ZSH | http://www.toronto.ca/TWONTO#position_switch |  | Switch, Limit, Access Hatch Zone 5
80358 | FHA-SED-ZSH-0503G | Switch, Limit, Access Hatch Zone 3, Settling Basin T-0501 | FHA-SED-ZSH-0503 |  | Security System |  | ZSH | http://www.toronto.ca/TWONTO#position_switch |  | Switch, Limit, Access Hatch Zone 5
80359 | FHA-SED-ZSH-0503H | Switch, Limit, Access Hatch Zone 3, Settling Basin T-0501 | FHA-SED-ZSH-0503 |  | Security System |  | ZSH | http://www.toronto.ca/TWONTO#position_switch |  | Switch, Limit, Access Hatch Zone 5
80360 | FHA-SED-ZSH-0503I | Switch, Limit, Access Hatch Zone 3, Settling Basin T-0501 | FHA-SED-ZSH-0503 |  | Security System |  | ZSH | http://www.toronto.ca/TWONTO#position_switch |  | Switch, Limit, Access Hatch Zone 5
80361 | FHA-SED-ZSH-0503J | Switch, Limit, Access Hatch Zone 3, Settling Basin T-0501 | FHA-SED-ZSH-0503 |  | Security System |  | ZSH | http://www.toronto.ca/TWONTO#position_switch |  | Switch, Limit, Access Hatch Zone 5
80362 | FHA-SED-ZSH-0503K | Switch, Limit, Access Hatch Zone 3, Settling Basin T-0501 | FHA-SED-ZSH-0503 |  | Security System |  | ZSH | http://www.toronto.ca/TWONTO#position_switch |  | Switch, Limit, Access Hatch Zone 5
18181 | FHA-SED-ZSH-0603A | Switch, Limit, Access Hatch Zone 3, Settling Basin T-0601 | FHA-SED-ZSH-0603 |  | Security System |  | ZSH | http://www.toronto.ca/TWONTO#position_switch |  | Switch, Limit, Access Hatch Zone 6
18182 | FHA-SED-ZSH-0603B | Switch, Limit, Access Hatch Zone 3, Settling Basin T-0601 | FHA-SED-ZSH-0603 |  | Security System |  | ZSH | http://www.toronto.ca/TWONTO#position_switch |  | Switch, Limit, Access Hatch Zone 6
18183 | FHA-SED-ZSH-0603C | Switch, Limit, Access Hatch Zone 3, Settling Basin T-0601 | FHA-SED-ZSH-0603 |  | Security System |  | ZSH | http://www.toronto.ca/TWONTO#position_switch |  | Switch, Limit, Access Hatch Zone 6
18184 | FHA-SED-ZSH-0603H | Switch, Limit, Access Hatch Zone 3, Settling Basin T-0601 | FHA-SED-ZSH-0603 |  | Security System |  | ZSH | http://www.toronto.ca/TWONTO#position_switch |  | Switch, Limit, Access Hatch Zone 6
18185 | FHA-SED-ZSH-0603I | Switch, Limit, Access Hatch Zone 3, Settling Basin T-0601 | FHA-SED-ZSH-0603 |  | Security System |  | ZSH | http://www.toronto.ca/TWONTO#position_switch |  | Switch, Limit, Access Hatch Zone 6
18186 | FHA-SED-ZSH-0603J | Switch, Limit, Access Hatch Zone 3, Settling Basin T-0601 | FHA-SED-ZSH-0603 |  | Security System |  | ZSH | http://www.toronto.ca/TWONTO#position_switch |  | Switch, Limit, Access Hatch Zone 6
18187 | FHA-SED-ZSH-0603K | Switch, Limit, Access Hatch Zone 3, Settling Basin T-0601 | FHA-SED-ZSH-0603 |  | Security System |  | ZSH | http://www.toronto.ca/TWONTO#position_switch |  | Switch, Limit, Access Hatch Zone 6
18188 | FHA-SED-ZSH-0603L | Switch, Limit, Access Hatch Zone 3, Settling Basin T-0601 | FHA-SED-ZSH-0603 |  | Security System |  | ZSH | http://www.toronto.ca/TWONTO#position_switch |  | Switch, Limit, Access Hatch Zone 6
80374 | FHA-SED-ZSH-0603D | Switch, Limit, Access Hatch Zone 3, Settling Basin T-0601 | FHA-SED-ZSH-0603 |  | Security System |  | ZSH | http://www.toronto.ca/TWONTO#position_switch |  | Switch, Limit, Access Hatch Zone 6
80375 | FHA-SED-ZSH-0603E | Switch, Limit, Access Hatch Zone 3, Settling Basin T-0601 | FHA-SED-ZSH-0603 |  | Security System |  | ZSH | http://www.toronto.ca/TWONTO#position_switch |  | Switch, Limit, Access Hatch Zone 6
80376 | FHA-SED-ZSH-0603F | Switch, Limit, Access Hatch Zone 3, Settling Basin T-0601 | FHA-SED-ZSH-0603 |  | Security System |  | ZSH | http://www.toronto.ca/TWONTO#position_switch |  | Switch, Limit, Access Hatch Zone 6
80377 | FHA-SED-ZSH-0603G | Switch, Limit, Access Hatch Zone 3, Settling Basin T-0601 | FHA-SED-ZSH-0603 |  | Security System |  | ZSH | http://www.toronto.ca/TWONTO#position_switch |  | Switch, Limit, Access Hatch Zone 6
18134 | FHA-SED-ZSH-0402 | Switch, Limit, Access Hatch Zone 4 | FHA-SED |  | Security System |  | ZSH | http://www.toronto.ca/TWONTO#position_switch |  | Sedimentation
18136 | FHA-SED-ZSH-0403 | Switch, Limit, Access Hatch Zone 4 | FHA-SED |  | Security System |  | ZSH | http://www.toronto.ca/TWONTO#position_switch |  | Sedimentation
18144 | FHA-SED-ZSH-0404 | Switch, Limit, Access Hatch Zone 4 | FHA-SED |  | Security System |  | ZSH | http://www.toronto.ca/TWONTO#position_switch |  | Sedimentation
80290 | FHA-SED-ZSH-0401 | Switch, Limit, Access Hatch Zone 4 | FHA-SED |  | Security System |  | ZSH | http://www.toronto.ca/TWONTO#position_switch |  | Sedimentation
80351 | FHA-SED-ZSH-0405 | Switch, Limit, Access Hatch Zone 4 | FHA-SED |  | Security System |  | ZSH | http://www.toronto.ca/TWONTO#position_switch |  | Sedimentation
18087 | FHA-SED-ZSH-0104A | Switch, Limit, Access Hatch Zone 4, Settling Basin T-0101 | FHA-SED-ZSH-0104 |  | Security System |  | ZSH | http://www.toronto.ca/TWONTO#position_switch |  | Switch, Limit, Access Hatch Zone 1,
18088 | FHA-SED-ZSH-0104B | Switch, Limit, Access Hatch Zone 4, Settling Basin T-0101 | FHA-SED-ZSH-0104 |  | Security System |  | ZSH | http://www.toronto.ca/TWONTO#position_switch |  | Switch, Limit, Access Hatch Zone 1,
18089 | FHA-SED-ZSH-0104C | Switch, Limit, Access Hatch Zone 4, Settling Basin T-0101 | FHA-SED-ZSH-0104 |  | Security System |  | ZSH | http://www.toronto.ca/TWONTO#position_switch |  | Switch, Limit, Access Hatch Zone 1,
80246 | FHA-SED-ZSH-0104D | Switch, Limit, Access Hatch Zone 4, Settling Basin T-0101 | FHA-SED-ZSH-0104 |  | Security System |  | ZSH | http://www.toronto.ca/TWONTO#position_switch |  | Switch, Limit, Access Hatch Zone 1,
80247 | FHA-SED-ZSH-0104E | Switch, Limit, Access Hatch Zone 4, Settling Basin T-0101 | FHA-SED-ZSH-0104 |  | Security System |  | ZSH | http://www.toronto.ca/TWONTO#position_switch |  | Switch, Limit, Access Hatch Zone 1,
80248 | FHA-SED-ZSH-0104F | Switch, Limit, Access Hatch Zone 4, Settling Basin T-0101 | FHA-SED-ZSH-0104 |  | Security System |  | ZSH | http://www.toronto.ca/TWONTO#position_switch |  | Switch, Limit, Access Hatch Zone 1,
80249 | FHA-SED-ZSH-0104G | Switch, Limit, Access Hatch Zone 4, Settling Basin T-0101 | FHA-SED-ZSH-0104 |  | Security System |  | ZSH | http://www.toronto.ca/TWONTO#position_switch |  | Switch, Limit, Access Hatch Zone 1,
18103 | FHA-SED-ZSH-0204A | Switch, Limit, Access Hatch Zone 4, Settling Basin T-0201 | FHA-SED-ZSH-0204 |  | Security System |  | ZSH | http://www.toronto.ca/TWONTO#position_switch |  | Switch, Limit, Access Hatch Zone 2
18104 | FHA-SED-ZSH-0204C | Switch, Limit, Access Hatch Zone 4, Settling Basin T-0201 | FHA-SED-ZSH-0204 |  | Security System |  | ZSH | http://www.toronto.ca/TWONTO#position_switch |  | Switch, Limit, Access Hatch Zone 2
18105 | FHA-SED-ZSH-0204F | Switch, Limit, Access Hatch Zone 4, Settling Basin T-0201 | FHA-SED-ZSH-0204 |  | Security System |  | ZSH | http://www.toronto.ca/TWONTO#position_switch |  | Switch, Limit, Access Hatch Zone 2
18106 | FHA-SED-ZSH-0204H | Switch, Limit, Access Hatch Zone 4, Settling Basin T-0201 | FHA-SED-ZSH-0204 |  | Security System |  | ZSH | http://www.toronto.ca/TWONTO#position_switch |  | Switch, Limit, Access Hatch Zone 2
80269 | FHA-SED-ZSH-0204B | Switch, Limit, Access Hatch Zone 4, Settling Basin T-0201 | FHA-SED-ZSH-0204 |  | Security System |  | ZSH | http://www.toronto.ca/TWONTO#position_switch |  | Switch, Limit, Access Hatch Zone 2
80270 | FHA-SED-ZSH-0204D | Switch, Limit, Access Hatch Zone 4, Settling Basin T-0201 | FHA-SED-ZSH-0204 |  | Security System |  | ZSH | http://www.toronto.ca/TWONTO#position_switch |  | Switch, Limit, Access Hatch Zone 2
80271 | FHA-SED-ZSH-0204E | Switch, Limit, Access Hatch Zone 4, Settling Basin T-0201 | FHA-SED-ZSH-0204 |  | Security System |  | ZSH | http://www.toronto.ca/TWONTO#position_switch |  | Switch, Limit, Access Hatch Zone 2
80272 | FHA-SED-ZSH-0204G | Switch, Limit, Access Hatch Zone 4, Settling Basin T-0201 | FHA-SED-ZSH-0204 |  | Security System |  | ZSH | http://www.toronto.ca/TWONTO#position_switch |  | Switch, Limit, Access Hatch Zone 2
18123 | FHA-SED-ZSH-0304B | Switch, Limit, Access Hatch Zone 4, Settling Basin T-0301 | FHA-SED-ZSH-0304 |  | Security System |  | ZSH | http://www.toronto.ca/TWONTO#position_switch |  | Switch, Limit, Access Hatch Zone 3
18124 | FHA-SED-ZSH-0304C | Switch, Limit, Access Hatch Zone 4, Settling Basin T-0301 | FHA-SED-ZSH-0304 |  | Security System |  | ZSH | http://www.toronto.ca/TWONTO#position_switch |  | Switch, Limit, Access Hatch Zone 3
18125 | FHA-SED-ZSH-0304D | Switch, Limit, Access Hatch Zone 4, Settling Basin T-0301 | FHA-SED-ZSH-0304 |  | Security System |  | ZSH | http://www.toronto.ca/TWONTO#position_switch |  | Switch, Limit, Access Hatch Zone 3
18126 | FHA-SED-ZSH-0304E | Switch, Limit, Access Hatch Zone 4, Settling Basin T-0301 | FHA-SED-ZSH-0304 |  | Security System |  | ZSH | http://www.toronto.ca/TWONTO#position_switch |  | Switch, Limit, Access Hatch Zone 3
18127 | FHA-SED-ZSH-0304G | Switch, Limit, Access Hatch Zone 4, Settling Basin T-0301 | FHA-SED-ZSH-0304 |  | Security System |  | ZSH | http://www.toronto.ca/TWONTO#position_switch |  | Switch, Limit, Access Hatch Zone 3
80284 | FHA-SED-ZSH-0304A | Switch, Limit, Access Hatch Zone 4, Settling Basin T-0301 | FHA-SED-ZSH-0304 |  | Security System |  | ZSH | http://www.toronto.ca/TWONTO#position_switch |  | Switch, Limit, Access Hatch Zone 3
80285 | FHA-SED-ZSH-0304F | Switch, Limit, Access Hatch Zone 4, Settling Basin T-0301 | FHA-SED-ZSH-0304 |  | Security System |  | ZSH | http://www.toronto.ca/TWONTO#position_switch |  | Switch, Limit, Access Hatch Zone 3
18145 | FHA-SED-ZSH-0404B | Switch, Limit, Access Hatch Zone 4, Settling Basin T-0401 | FHA-SED-ZSH-0404 |  | Security System |  | ZSH | http://www.toronto.ca/TWONTO#position_switch |  | Switch, Limit, Access Hatch Zone 4
18146 | FHA-SED-ZSH-0404C | Switch, Limit, Access Hatch Zone 4, Settling Basin T-0401 | FHA-SED-ZSH-0404 |  | Security System |  | ZSH | http://www.toronto.ca/TWONTO#position_switch |  | Switch, Limit, Access Hatch Zone 4
18147 | FHA-SED-ZSH-0404D | Switch, Limit, Access Hatch Zone 4, Settling Basin T-0401 | FHA-SED-ZSH-0404 |  | Security System |  | ZSH | http://www.toronto.ca/TWONTO#position_switch |  | Switch, Limit, Access Hatch Zone 4
18148 | FHA-SED-ZSH-0404E | Switch, Limit, Access Hatch Zone 4, Settling Basin T-0401 | FHA-SED-ZSH-0404 |  | Security System |  | ZSH | http://www.toronto.ca/TWONTO#position_switch |  | Switch, Limit, Access Hatch Zone 4
80349 | FHA-SED-ZSH-0404A | Switch, Limit, Access Hatch Zone 4, Settling Basin T-0401 | FHA-SED-ZSH-0404 |  | Security System |  | ZSH | http://www.toronto.ca/TWONTO#position_switch |  | Switch, Limit, Access Hatch Zone 4
80350 | FHA-SED-ZSH-0404F | Switch, Limit, Access Hatch Zone 4, Settling Basin T-0401 | FHA-SED-ZSH-0404 |  | Security System |  | ZSH | http://www.toronto.ca/TWONTO#position_switch |  | Switch, Limit, Access Hatch Zone 4
18168 | FHA-SED-ZSH-0504B | Switch, Limit, Access Hatch Zone 4, Settling Basin T-0501 | FHA-SED-ZSH-0504 |  | Security System |  | ZSH | http://www.toronto.ca/TWONTO#position_switch |  | Switch, Limit, Access Hatch Zone 5
18169 | FHA-SED-ZSH-0504C | Switch, Limit, Access Hatch Zone 4, Settling Basin T-0501 | FHA-SED-ZSH-0504 |  | Security System |  | ZSH | http://www.toronto.ca/TWONTO#position_switch |  | Switch, Limit, Access Hatch Zone 5
18170 | FHA-SED-ZSH-0504D | Switch, Limit, Access Hatch Zone 4, Settling Basin T-0501 | FHA-SED-ZSH-0504 |  | Security System |  | ZSH | http://www.toronto.ca/TWONTO#position_switch |  | Switch, Limit, Access Hatch Zone 5
18171 | FHA-SED-ZSH-0504E | Switch, Limit, Access Hatch Zone 4, Settling Basin T-0501 | FHA-SED-ZSH-0504 |  | Security System |  | ZSH | http://www.toronto.ca/TWONTO#position_switch |  | Switch, Limit, Access Hatch Zone 5
80363 | FHA-SED-ZSH-0504A | Switch, Limit, Access Hatch Zone 4, Settling Basin T-0501 | FHA-SED-ZSH-0504 |  | Security System |  | ZSH | http://www.toronto.ca/TWONTO#position_switch |  | Switch, Limit, Access Hatch Zone 5
80364 | FHA-SED-ZSH-0504F | Switch, Limit, Access Hatch Zone 4, Settling Basin T-0501 | FHA-SED-ZSH-0504 |  | Security System |  | ZSH | http://www.toronto.ca/TWONTO#position_switch |  | Switch, Limit, Access Hatch Zone 5
18190 | FHA-SED-ZSH-0604A | Switch, Limit, Access Hatch Zone 4, Settling Basin T-0601 | FHA-SED-ZSH-0604 |  | Security System |  | ZSH | http://www.toronto.ca/TWONTO#position_switch |  | Switch, Limit, Access Hatch Zone 6
18191 | FHA-SED-ZSH-0604B | Switch, Limit, Access Hatch Zone 4, Settling Basin T-0601 | FHA-SED-ZSH-0604 |  | Security System |  | ZSH | http://www.toronto.ca/TWONTO#position_switch |  | Switch, Limit, Access Hatch Zone 6
80378 | FHA-SED-ZSH-0604C | Switch, Limit, Access Hatch Zone 4, Settling Basin T-0601 | FHA-SED-ZSH-0604 |  | Security System |  | ZSH | http://www.toronto.ca/TWONTO#position_switch |  | Switch, Limit, Access Hatch Zone 6
80379 | FHA-SED-ZSH-0604D | Switch, Limit, Access Hatch Zone 4, Settling Basin T-0601 | FHA-SED-ZSH-0604 |  | Security System |  | ZSH | http://www.toronto.ca/TWONTO#position_switch |  | Switch, Limit, Access Hatch Zone 6
80380 | FHA-SED-ZSH-0604E | Switch, Limit, Access Hatch Zone 4, Settling Basin T-0601 | FHA-SED-ZSH-0604 |  | Security System |  | ZSH | http://www.toronto.ca/TWONTO#position_switch |  | Switch, Limit, Access Hatch Zone 6
80381 | FHA-SED-ZSH-0604F | Switch, Limit, Access Hatch Zone 4, Settling Basin T-0601 | FHA-SED-ZSH-0604 |  | Security System |  | ZSH | http://www.toronto.ca/TWONTO#position_switch |  | Switch, Limit, Access Hatch Zone 6
18158 | FHA-SED-ZSH-0502 | Switch, Limit, Access Hatch Zone 5 | FHA-SED |  | Security System |  | ZSH | http://www.toronto.ca/TWONTO#position_switch |  | Sedimentation
18161 | FHA-SED-ZSH-0503 | Switch, Limit, Access Hatch Zone 5 | FHA-SED |  | Security System |  | ZSH | http://www.toronto.ca/TWONTO#position_switch |  | Sedimentation
18167 | FHA-SED-ZSH-0504 | Switch, Limit, Access Hatch Zone 5 | FHA-SED |  | Security System |  | ZSH | http://www.toronto.ca/TWONTO#position_switch |  | Sedimentation
18172 | FHA-SED-ZSH-0505 | Switch, Limit, Access Hatch Zone 5 | FHA-SED |  | Security System |  | ZSH | http://www.toronto.ca/TWONTO#position_switch |  | Sedimentation
80352 | FHA-SED-ZSH-0501 | Switch, Limit, Access Hatch Zone 5 | FHA-SED |  | Security System |  | ZSH | http://www.toronto.ca/TWONTO#position_switch |  | Sedimentation
18091 | FHA-SED-ZSH-0105C | Switch, Limit, Access Hatch Zone 5, Settling Basin T-0101 | FHA-SED-ZSH-0105 |  | Security System |  | ZSH | http://www.toronto.ca/TWONTO#position_switch |  | Switch, Limit, Access Hatch Zone 1,
18092 | FHA-SED-ZSH-0105D | Switch, Limit, Access Hatch Zone 5, Settling Basin T-0101 | FHA-SED-ZSH-0105 |  | Security System |  | ZSH | http://www.toronto.ca/TWONTO#position_switch |  | Switch, Limit, Access Hatch Zone 1,
18093 | FHA-SED-ZSH-0105E | Switch, Limit, Access Hatch Zone 5, Settling Basin T-0101 | FHA-SED-ZSH-0105 |  | Security System |  | ZSH | http://www.toronto.ca/TWONTO#position_switch |  | Switch, Limit, Access Hatch Zone 1,
18094 | FHA-SED-ZSH-0105F | Switch, Limit, Access Hatch Zone 5, Settling Basin T-0101 | FHA-SED-ZSH-0105 |  | Security System |  | ZSH | http://www.toronto.ca/TWONTO#position_switch |  | Switch, Limit, Access Hatch Zone 1,
80250 | FHA-SED-ZSH-0105A | Switch, Limit, Access Hatch Zone 5, Settling Basin T-0101 | FHA-SED-ZSH-0105 |  | Security System |  | ZSH | http://www.toronto.ca/TWONTO#position_switch |  | Switch, Limit, Access Hatch Zone 1,
80251 | FHA-SED-ZSH-0105B | Switch, Limit, Access Hatch Zone 5, Settling Basin T-0101 | FHA-SED-ZSH-0105 |  | Security System |  | ZSH | http://www.toronto.ca/TWONTO#position_switch |  | Switch, Limit, Access Hatch Zone 1,
18108 | FHA-SED-ZSH-0205B | Switch, Limit, Access Hatch Zone 5, Settling Basin T-0201 | FHA-SED-ZSH-0205 |  | Security System |  | ZSH | http://www.toronto.ca/TWONTO#position_switch |  | Switch, Limit, Access Hatch Zone 2
18109 | FHA-SED-ZSH-0205E | Switch, Limit, Access Hatch Zone 5, Settling Basin T-0201 | FHA-SED-ZSH-0205 |  | Security System |  | ZSH | http://www.toronto.ca/TWONTO#position_switch |  | Switch, Limit, Access Hatch Zone 2
18110 | FHA-SED-ZSH-0205F | Switch, Limit, Access Hatch Zone 5, Settling Basin T-0201 | FHA-SED-ZSH-0205 |  | Security System |  | ZSH | http://www.toronto.ca/TWONTO#position_switch |  | Switch, Limit, Access Hatch Zone 2
80273 | FHA-SED-ZSH-0205A | Switch, Limit, Access Hatch Zone 5, Settling Basin T-0201 | FHA-SED-ZSH-0205 |  | Security System |  | ZSH | http://www.toronto.ca/TWONTO#position_switch |  | Switch, Limit, Access Hatch Zone 2
80274 | FHA-SED-ZSH-0205C | Switch, Limit, Access Hatch Zone 5, Settling Basin T-0201 | FHA-SED-ZSH-0205 |  | Security System |  | ZSH | http://www.toronto.ca/TWONTO#position_switch |  | Switch, Limit, Access Hatch Zone 2
80275 | FHA-SED-ZSH-0205D | Switch, Limit, Access Hatch Zone 5, Settling Basin T-0201 | FHA-SED-ZSH-0205 |  | Security System |  | ZSH | http://www.toronto.ca/TWONTO#position_switch |  | Switch, Limit, Access Hatch Zone 2
18128 | FHA-SED-ZSH-0305A | Switch, Limit, Access Hatch Zone 5, Settling Basin T-0301 | FHA-SED-ZSH-0305 |  | Security System |  | ZSH | http://www.toronto.ca/TWONTO#position_switch |  | Switch, Limit, Access Hatch Zone 3
18129 | FHA-SED-ZSH-0305B | Switch, Limit, Access Hatch Zone 5, Settling Basin T-0301 | FHA-SED-ZSH-0305 |  | Security System |  | ZSH | http://www.toronto.ca/TWONTO#position_switch |  | Switch, Limit, Access Hatch Zone 3
18130 | FHA-SED-ZSH-0305D | Switch, Limit, Access Hatch Zone 5, Settling Basin T-0301 | FHA-SED-ZSH-0305 |  | Security System |  | ZSH | http://www.toronto.ca/TWONTO#position_switch |  | Switch, Limit, Access Hatch Zone 3
80287 | FHA-SED-ZSH-0305C | Switch, Limit, Access Hatch Zone 5, Settling Basin T-0301 | FHA-SED-ZSH-0305 |  | Security System |  | ZSH | http://www.toronto.ca/TWONTO#position_switch |  | Switch, Limit, Access Hatch Zone 3
80288 | FHA-SED-ZSH-0305E | Switch, Limit, Access Hatch Zone 5, Settling Basin T-0301 | FHA-SED-ZSH-0305 |  | Security System |  | ZSH | http://www.toronto.ca/TWONTO#position_switch |  | Switch, Limit, Access Hatch Zone 3
80289 | FHA-SED-ZSH-0305F | Switch, Limit, Access Hatch Zone 5, Settling Basin T-0301 | FHA-SED-ZSH-0305 |  | Security System |  | ZSH | http://www.toronto.ca/TWONTO#position_switch |  | Switch, Limit, Access Hatch Zone 3
18149 | FHA-SED-ZSH-0405A | Switch, Limit, Access Hatch Zone 5, Settling Basin T-0401 | FHA-SED-ZSH-0405 |  | Security System |  | ZSH | http://www.toronto.ca/TWONTO#position_switch |  | Switch, Limit, Access Hatch Zone 4
18150 | FHA-SED-ZSH-0405B | Switch, Limit, Access Hatch Zone 5, Settling Basin T-0401 | FHA-SED-ZSH-0405 |  | Security System |  | ZSH | http://www.toronto.ca/TWONTO#position_switch |  | Switch, Limit, Access Hatch Zone 4
18151 | FHA-SED-ZSH-0405C | Switch, Limit, Access Hatch Zone 5, Settling Basin T-0401 | FHA-SED-ZSH-0405 |  | Security System |  | ZSH | http://www.toronto.ca/TWONTO#position_switch |  | Switch, Limit, Access Hatch Zone 4
18152 | FHA-SED-ZSH-0405D | Switch, Limit, Access Hatch Zone 5, Settling Basin T-0401 | FHA-SED-ZSH-0405 |  | Security System |  | ZSH | http://www.toronto.ca/TWONTO#position_switch |  | Switch, Limit, Access Hatch Zone 4
18153 | FHA-SED-ZSH-0405E | Switch, Limit, Access Hatch Zone 5, Settling Basin T-0401 | FHA-SED-ZSH-0405 |  | Security System |  | ZSH | http://www.toronto.ca/TWONTO#position_switch |  | Switch, Limit, Access Hatch Zone 4
18154 | FHA-SED-ZSH-0405F | Switch, Limit, Access Hatch Zone 5, Settling Basin T-0401 | FHA-SED-ZSH-0405 |  | Security System |  | ZSH | http://www.toronto.ca/TWONTO#position_switch |  | Switch, Limit, Access Hatch Zone 4
18173 | FHA-SED-ZSH-0505A | Switch, Limit, Access Hatch Zone 5, Settling Basin T-0501 | FHA-SED-ZSH-0505 |  | Security System |  | ZSH | http://www.toronto.ca/TWONTO#position_switch |  | Switch, Limit, Access Hatch Zone 5
18174 | FHA-SED-ZSH-0505B | Switch, Limit, Access Hatch Zone 5, Settling Basin T-0501 | FHA-SED-ZSH-0505 |  | Security System |  | ZSH | http://www.toronto.ca/TWONTO#position_switch |  | Switch, Limit, Access Hatch Zone 5
18175 | FHA-SED-ZSH-0505D | Switch, Limit, Access Hatch Zone 5, Settling Basin T-0501 | FHA-SED-ZSH-0505 |  | Security System |  | ZSH | http://www.toronto.ca/TWONTO#position_switch |  | Switch, Limit, Access Hatch Zone 5
80365 | FHA-SED-ZSH-0505C | Switch, Limit, Access Hatch Zone 5, Settling Basin T-0501 | FHA-SED-ZSH-0505 |  | Security System |  | ZSH | http://www.toronto.ca/TWONTO#position_switch |  | Switch, Limit, Access Hatch Zone 5
80366 | FHA-SED-ZSH-0505E | Switch, Limit, Access Hatch Zone 5, Settling Basin T-0501 | FHA-SED-ZSH-0505 |  | Security System |  | ZSH | http://www.toronto.ca/TWONTO#position_switch |  | Switch, Limit, Access Hatch Zone 5
80367 | FHA-SED-ZSH-0505F | Switch, Limit, Access Hatch Zone 5, Settling Basin T-0501 | FHA-SED-ZSH-0505 |  | Security System |  | ZSH | http://www.toronto.ca/TWONTO#position_switch |  | Switch, Limit, Access Hatch Zone 5
18193 | FHA-SED-ZSH-0605A | Switch, Limit, Access Hatch Zone 5, Settling Basin T-0601 | FHA-SED-ZSH-0605 |  | Security System |  | ZSH | http://www.toronto.ca/TWONTO#position_switch |  | Switch, Limit, Access Hatch Zone 6
18194 | FHA-SED-ZSH-0605B | Switch, Limit, Access Hatch Zone 5, Settling Basin T-0601 | FHA-SED-ZSH-0605 |  | Security System |  | ZSH | http://www.toronto.ca/TWONTO#position_switch |  | Switch, Limit, Access Hatch Zone 6
18195 | FHA-SED-ZSH-0605C | Switch, Limit, Access Hatch Zone 5, Settling Basin T-0601 | FHA-SED-ZSH-0605 |  | Security System |  | ZSH | http://www.toronto.ca/TWONTO#position_switch |  | Switch, Limit, Access Hatch Zone 6
18196 | FHA-SED-ZSH-0605D | Switch, Limit, Access Hatch Zone 5, Settling Basin T-0601 | FHA-SED-ZSH-0605 |  | Security System |  | ZSH | http://www.toronto.ca/TWONTO#position_switch |  | Switch, Limit, Access Hatch Zone 6
80382 | FHA-SED-ZSH-0605E | Switch, Limit, Access Hatch Zone 5, Settling Basin T-0601 | FHA-SED-ZSH-0605 |  | Security System |  | ZSH | http://www.toronto.ca/TWONTO#position_switch |  | Switch, Limit, Access Hatch Zone 6
80383 | FHA-SED-ZSH-0605F | Switch, Limit, Access Hatch Zone 5, Settling Basin T-0601 | FHA-SED-ZSH-0605 |  | Security System |  | ZSH | http://www.toronto.ca/TWONTO#position_switch |  | Switch, Limit, Access Hatch Zone 6
18179 | FHA-SED-ZSH-0602 | Switch, Limit, Access Hatch Zone 6 | FHA-SED |  | Security System |  | ZSH | http://www.toronto.ca/TWONTO#position_switch |  | Sedimentation
18189 | FHA-SED-ZSH-0604 | Switch, Limit, Access Hatch Zone 6 | FHA-SED |  | Security System |  | ZSH | http://www.toronto.ca/TWONTO#position_switch |  | Sedimentation
18192 | FHA-SED-ZSH-0605 | Switch, Limit, Access Hatch Zone 6 | FHA-SED |  | Security System |  | ZSH | http://www.toronto.ca/TWONTO#position_switch |  | Sedimentation
80368 | FHA-SED-ZSH-0601 | Switch, Limit, Access Hatch Zone 6 | FHA-SED |  | Security System |  | ZSH | http://www.toronto.ca/TWONTO#position_switch |  | Sedimentation
80373 | FHA-SED-ZSH-0603 | Switch, Limit, Access Hatch Zone 6 | FHA-SED |  | Security System |  | ZSH | http://www.toronto.ca/TWONTO#position_switch |  | Sedimentation
2658 | COL-120-LSL-0700 | low level switch, hydraulic oil reservoir in Coxwell Control Chambers #7 | COL-120-CH-0700 | Sensor,Level | Switch |  | LSL | http://www.toronto.ca/TWONTO#level_switch |  | Coxwell Control Chamber #7
2665 | COL-120-TS-0701 | Transfer Switch, Coxwell Control Chambers No. 7&8, MTI | COL-MTI | Switch | Switch |  | TS | http://www.toronto.ca/TWONTO#transfer_switch |  | Mid-Toronto Interceptor
2670 | COL-120-ZSH-0701 | Door Switch, Coxwell Control Chambers No. 7&8, MTI | COL-MTI | Switch | Switch |  | ZSH | http://www.toronto.ca/TWONTO#position_switch |  | Mid-Toronto Interceptor
2671 | COL-120-ZSH-0701 | Door Switch, Coxwell Control Chambers No. 7&8, MTI | COL-MTI-CH-0700 | Switch | Switch |  | ZSH | http://www.toronto.ca/TWONTO#position_switch |  | Chamber,Boston Dome Chamber No.7,MTI
2694 | COL-BCV-SW-0001 | Switch, Power | COL-BCV | Switch | Switch |  | SW | http://www.toronto.ca/TWONTO#disconnect_switch |  | Carlingview Blower Station
2695 | COL-BCV-SW-0001 | Switch, Power | COL-BCV-MISC | Switch | Switch |  | SW | http://www.toronto.ca/TWONTO#disconnect_switch |  | Miscellaneous Equipment
2696 | COL-BCV-TSH-0001 | Switch, Temperature-High | COL-BCV | Switch | Switch |  | TSH | http://www.toronto.ca/TWONTO#temperature_switch |  | Carlingview Blower Station
2697 | COL-BCV-TSH-0001 | Switch, Temperature-High | COL-BCV-MISC | Switch | Switch |  | TSH | http://www.toronto.ca/TWONTO#temperature_switch |  | Miscellaneous Equipment
2717 | COL-BDC-LSH-0001 | Switch, Level-High | COL-BDC-MISC | Switch,Level | Switch |  | LSH | http://www.toronto.ca/TWONTO#level_switch |  | Miscellaneous Equipment
2721 | COL-BDC-SW-0001 | Switch, Power | COL-BDC-MISC | Switch | Switch |  | SW | http://www.toronto.ca/TWONTO#disconnect_switch |  | Miscellaneous Equipment
2722 | COL-BDC-TSL-0001 | Switch, Temperature-Low | COL-BDC-MISC | Switch | Switch |  | TSL | http://www.toronto.ca/TWONTO#temperature_switch |  | Miscellaneous Equipment
2736 | COL-BEB-LSH-0001 | Switch, Level-High | COL-BEB | Switch,Level | Switch |  | LSH | http://www.toronto.ca/TWONTO#level_switch |  | Edenbridge Blower Station
2737 | COL-BEB-LSH-0001 | Switch, Level-High | COL-BEB-MISC | Switch,Level | Switch |  | LSH | http://www.toronto.ca/TWONTO#level_switch |  | Miscellaneous Equipment
2741 | COL-BEB-TSH-0001 | Switch, Temperature-High | COL-BEB | Switch | Switch |  | TSH | http://www.toronto.ca/TWONTO#temperature_switch |  | Edenbridge Blower Station
2742 | COL-BEB-TSH-0001 | Switch, Temperature-High | COL-BEB-MISC | Switch | Switch |  | TSH | http://www.toronto.ca/TWONTO#temperature_switch |  | Miscellaneous Equipment
2743 | COL-BEB-TSL-0001 | Switch, Temperature-Low | COL-BEB | Switch | Switch |  | TSL | http://www.toronto.ca/TWONTO#temperature_switch |  | Edenbridge Blower Station
2744 | COL-BEB-TSL-0001 | Switch, Temperature-Low | COL-BEB-MISC | Switch | Switch |  | TSL | http://www.toronto.ca/TWONTO#temperature_switch |  | Miscellaneous Equipment
2748 | COL-CCC-LSH-0103 | Switch, Level High | COL-CCC-MISC | Switch,Level | Switch |  | LSH | http://www.toronto.ca/TWONTO#level_switch |  | Miscellaneous Equipment
2749 | COL-CCC-LSHH-0104 | Switch, Level High-High | COL-CCC-MISC | Switch,Level | Switch |  | LSHH | http://www.toronto.ca/TWONTO#level_switch |  | Miscellaneous Equipment
2750 | COL-CCC-LSL-0001 | Switch, Level Low | COL-CCC-MISC | Switch,Level | Switch |  | LSL | http://www.toronto.ca/TWONTO#level_switch |  | Miscellaneous Equipment
2751 | COL-CCC-LSLL-0101 | Switch, Level Low-Low | COL-CCC | Switch,Level | Switch |  | LSLL | http://www.toronto.ca/TWONTO#level_switch |  | Charles Caccia Park Storm Sanitary Combined Water Tank
2753 | COL-CCC-TS-0001 | Switch, Transfer | COL-CCC-MISC | Switch | Switch |  | TS | http://www.toronto.ca/TWONTO#transfer_switch |  | Miscellaneous Equipment
2998 | COL-MTI-LSH-2302B | Switch-Level-High,Upstream, Simcoe Control Chamber No.23B, MTI | COL-MTI | Switch,Level-High | Switch |  | LSH | http://www.toronto.ca/TWONTO#level_switch |  | Mid-Toronto Interceptor
2999 | COL-MTI-LSH-2302B | Switch-Level-High,Upstream, Simcoe Control Chamber No.23B, MTI | COL-MTI-CH-2300B | Switch,Level-High | Switch |  | LSH | http://www.toronto.ca/TWONTO#level_switch |  | Chamber,Simcoe Control Chamber No.23B, MTI
3008 | COL-MTI-LSL-2300B | Switch, Level-Low, Simcoe Control Chamber #23B | COL-MTI-CH-2300B | Switch | Switch |  | LSL | http://www.toronto.ca/TWONTO#level_switch |  | Chamber,Simcoe Control Chamber No.23B, MTI
3009 | COL-MTI-LSL-2300D | ,Switch, Level-Low Hydraulic Reservoir, Simcoe Control Chamber No.2300D, MTI | COL-MTI-CH-2000D | Switch,Level | Switch |  | LSL | http://www.toronto.ca/TWONTO#level_switch |  | Chamber,Scott Control Chamber No.20D,MTI
3011 | COL-MTI-LSL-2700B | Switch, Level-Low, Hydraulic Reservoir, Strachan St. Control Chamber No.27B, MTI | COL-MTI-CH-2700B |  | Switch |  | LSL | http://www.toronto.ca/TWONTO#level_switch |  | Chamber,Strachan St. Control Chamber No.27B, MTI
3013 | COL-MTI-LSL-3400 | Switch, Level-Low, Parkside Control Chamber #34 | COL-MTI-CH-3400 | Switch,Level | Switch |  | LSL | http://www.toronto.ca/TWONTO#level_switch |  | Chamber,Parkside St. Control Chamber No.34, MTI
3035 | COL-MTI-PSH-0100 | Pressure Switch, Hydraulic Filter Plugged, Hiawatha Control Chamber No.1, MTI | COL-MTI-CH-0100 |  | Switch |  | PSH | http://www.toronto.ca/TWONTO#pressure_switch |  | Chamber,Hiawatha Control Chamber No.1, MTI
3036 | COL-MTI-PSH-2000C | Oil Reservoir pressure switches. Hydraulic Filter | COL-MTI-CH-2000C | Switch | Switch |  | PSH | http://www.toronto.ca/TWONTO#pressure_switch |  | Chamber,Scott Control Chamber No.20C, MTI
3037 | COL-MTI-PSH-2001C | Oil Reservoir pressure switches. Hydraulic Filter | COL-MTI-CH-2000C |  | Switch |  | PSH | http://www.toronto.ca/TWONTO#pressure_switch |  | Chamber,Scott Control Chamber No.20C, MTI
3038 | COL-MTI-PSH-2300B | Switch, Pressure Differential, High, Filter F-2301B Plugged, Simcoe Control Chamber No.23B, MTI | COL-MTI-CH-2300B | Switch,Pressure-High | Switch |  | PSH | http://www.toronto.ca/TWONTO#pressure_switch |  | Chamber,Simcoe Control Chamber No.23B, MTI
3151 | COL-MTI-TS-2300D | Transfer Switch 1, 600VAV 3 PH, TORONTO HYDRO SUPPLY, Simcoe Control Chamber No.2300D, MTI | COL-MTI-CH-2300D | Switch | Switch |  | TS | http://www.toronto.ca/TWONTO#transfer_switch |  | Chamber,Simcoe Control Chamber No.2300D, MTI
3154 | COL-MTI-TS-2401 | Transfer Switch, Spadina Control Chamber No.24, MTI | COL-MTI | Switch | Switch |  | TS | http://www.toronto.ca/TWONTO#transfer_switch |  | Mid-Toronto Interceptor
3155 | COL-MTI-TS-2401 | Transfer Switch, Spadina Control Chamber No.24, MTI | COL-MTI-CH-2400 | Switch | Switch |  | TS | http://www.toronto.ca/TWONTO#transfer_switch |  | Chamber,Spadina Control Chamber No.24, MTI
3156 | COL-MTI-TS-2701B | Transfer Switch, Strachan Control Chamber No.27B, MTI | COL-MTI | Switch | Switch |  | TS | http://www.toronto.ca/TWONTO#transfer_switch |  | Mid-Toronto Interceptor
3157 | COL-MTI-TS-3401 | Transfer Switch, Parkside Control Chamber No.34, MTI | COL-MTI-CH-3400 | Switch | Switch |  | TS | http://www.toronto.ca/TWONTO#transfer_switch |  | Chamber,Parkside St. Control Chamber No.34, MTI
3158 | COL-MTI-TSH-2000C | Temp Switch High, Hydraulic Reservoir | COL-MTI-CH-2000C | Switch | Switch |  | TSH | http://www.toronto.ca/TWONTO#temperature_switch |  | Chamber,Scott Control Chamber No.20C, MTI
3160 | COL-MTI-TSH-2300B | Switch, Temperature, High, Oil, Hydraulic System, Simcoe Control Chamber No.23B, MTI | COL-MTI-CH-2300B | Switch,Temperature-High | Switch |  | TSH | http://www.toronto.ca/TWONTO#temperature_switch |  | Chamber,Simcoe Control Chamber No.23B, MTI
3161 | COL-MTI-TSH-2400 | SWITCH, Hydraulic Reservoir High Temp Switch, Spadina Control Chamber No.24, MTI | COL-MTI-CH-2400 | Switch | Switch |  | TSH | http://www.toronto.ca/TWONTO#temperature_switch |  | Chamber,Spadina Control Chamber No.24, MTI
3162 | COL-MTI-TSH-2901 | Switch, Temperature, High, Oil, Hydraulic System, MTI Chamber CH-2900 | COL-MTI-CH-2900 | Switch | Switch |  | TSH | http://www.toronto.ca/TWONTO#temperature_switch |  | Chamber,Roxton St. Control Chamber No.29, MTI
3270 | COL-MTI-ZSH-1401 | Chamber Door Switch, Rosedale Valley Control Chamber No.14C, MTI | COL-MTI | Switch | Switch |  | ZSH | http://www.toronto.ca/TWONTO#position_switch |  | Mid-Toronto Interceptor
3271 | COL-MTI-ZSH-1401 | Chamber Door Switch, Rosedale Valley Control Chamber No.14C, MTI | COL-MTI-CH-1400C | Switch | Switch |  | ZSH | http://www.toronto.ca/TWONTO#position_switch |  | Chamber,Rosedale Valley Control Chamber No.14C, MTI
3274 | COL-MTI-ZSH-2301B | Door Switch, Simcoe Control Chamber No.23B, MTI | COL-MTI | Switch | Switch |  | ZSH | http://www.toronto.ca/TWONTO#position_switch |  | Mid-Toronto Interceptor
3275 | COL-MTI-ZSH-2301B | Door Switch, Simcoe Control Chamber No.23B, MTI | COL-MTI-CH-2300B | Switch | Switch |  | ZSH | http://www.toronto.ca/TWONTO#position_switch |  | Chamber,Simcoe Control Chamber No.23B, MTI
3277 | COL-MTI-ZSH-2401 | Door Switch, Spadina Control Chamber No.24, MTI | COL-MTI-CH-2400 | Switch | Switch |  | ZSH | http://www.toronto.ca/TWONTO#position_switch |  | Chamber,Spadina Control Chamber No.24, MTI
3285 | COL-PAB-LSH-0103 | Switch, Level High | COL-PAB-MISC | Switch,Level | Switch |  | LSH | http://www.toronto.ca/TWONTO#level_switch |  | Miscellaneous Equipment
3286 | COL-PAB-LSH-0105 | Switch, Level High | COL-PAB-MISC | Switch,Level | Switch |  | LSH | http://www.toronto.ca/TWONTO#level_switch |  | Miscellaneous Equipment
3287 | COL-PAB-LSHH-0104 | Switch, Level High High | COL-PAB-MISC | Switch,Level | Switch |  | LSHH | http://www.toronto.ca/TWONTO#level_switch |  | Miscellaneous Equipment
3288 | COL-PAB-LSL-0102 | Switch, Level Low | COL-PAB-MISC | Switch,Level | Switch |  | LSL | http://www.toronto.ca/TWONTO#level_switch |  | Miscellaneous Equipment
3454 | COL-PBG-LSH-0103 | Switch, Level-High | COL-PBG-MISC | Switch,Level | Switch |  | LSH | http://www.toronto.ca/TWONTO#level_switch |  | Miscellaneous Equipment
3455 | COL-PBG-LSL-0102 | Switch, Level-Low | COL-PBG | Switch | Switch |  | LSL | http://www.toronto.ca/TWONTO#level_switch |  | Brule Gardens Sewage Pumping Station
3456 | COL-PBG-LSLL-0101 | Switch, Level Low-Low | COL-PBG-MISC | Switch,Level | Switch |  | LSLL | http://www.toronto.ca/TWONTO#level_switch |  | Miscellaneous Equipment
3467 | COL-PBG-SW-0001 | Switch, Normal Main Power | COL-PBG-MISC | Switch | Switch |  | SW | http://www.toronto.ca/TWONTO#disconnect_switch |  | Miscellaneous Equipment
3468 | COL-PBG-SW-0002 | Switch, Emergency Power | COL-PBG-MISC | Switch | Switch |  | SW | http://www.toronto.ca/TWONTO#disconnect_switch |  | Miscellaneous Equipment
3470 | COL-PBG-TS-0001 | Switch, Transfer | COL-PBG-MISC | Switch | Switch |  | TS | http://www.toronto.ca/TWONTO#transfer_switch |  | Miscellaneous Equipment
3471 | COL-PBG-TS-0002 | Switch, Transfer | COL-PBG-MISC | Switch | Switch |  | TS | http://www.toronto.ca/TWONTO#transfer_switch |  | Miscellaneous Equipment
3501 | COL-PBP-LS-0102 | Switch, Level-High | COL-PBP-MISC | Switch,Level | Switch |  | LS | http://www.toronto.ca/TWONTO#level_switch |  | Miscellaneous Equipment
3502 | COL-PBP-LS-0103 | Switch, Level-High | COL-PBP-MISC | Switch,Level | Switch |  | LS | http://www.toronto.ca/TWONTO#level_switch |  | Miscellaneous Equipment
3503 | COL-PBP-LS-0104 | Switch, Level-High | COL-PBP-MISC | Switch,Level | Switch |  | LS | http://www.toronto.ca/TWONTO#level_switch |  | Miscellaneous Equipment
3504 | COL-PBP-LSHH-0105 | Switch, Level High-High | COL-PBP | Switch,Level | Switch |  | LSHH | http://www.toronto.ca/TWONTO#level_switch |  | Baby Point Sewage Pumping Station
3505 | COL-PBP-LSLL-0101 | Switch, Level Low-Low | COL-PBP | Switch,Level | Switch |  | LSLL | http://www.toronto.ca/TWONTO#level_switch |  | Baby Point Sewage Pumping Station
3511 | COL-PBP-TS-0001 | Switch, Transfer | COL-PBP-MISC | Switch | Switch |  | TS | http://www.toronto.ca/TWONTO#transfer_switch |  | Miscellaneous Equipment
3642 | COL-PCF-LSH-0001 | Switch Level, High, Dry Well | COL-PCF | Switch,Level-High | Switch |  | LSH | http://www.toronto.ca/TWONTO#level_switch |  | Clark Pumping Station
3643 | COL-PCF-LSH-0002 | Switch Level, High, Wet Well | COL-PCF | Switch,Level-High | Switch |  | LSH | http://www.toronto.ca/TWONTO#level_switch |  | Clark Pumping Station
3644 | COL-PCF-LSH-0002 | Switch Level, High, Wet Well | COL-PCF-WEL-0100 | Switch,Level-High | Switch |  | LSH | http://www.toronto.ca/TWONTO#level_switch |  | Wet Well
3645 | COL-PCF-LSH-0103 | Switch Level, High, Wet Well | COL-PCF | Switch,Level-High | Switch |  | LSH | http://www.toronto.ca/TWONTO#level_switch |  | Clark Pumping Station
3823 | COL-PCF-LSH-0103 | Switch Level, High, Wet Well | COL-PCF-WEL-0100 | Switch,Level-High | Switch |  | LSH | http://www.toronto.ca/TWONTO#level_switch |  | Wet Well
3824 | COL-PCF-LSL-0102 | Switch Level, Low, Wet Well | COL-PCF-WEL-0100 | Switch,Level-Low | Switch |  | LSL | http://www.toronto.ca/TWONTO#level_switch |  | Wet Well
4056 | COL-PCU-HIC-0100 | HVAC, Switch, Humidistat, Pump Floor, Cumber PS | COL-PCU-AUX-MECH | Switch | Switch |  | HIC | http://www.toronto.ca/TWONTO#thermostat_or_zone_controller_unit |  | Mechanical Equipment
4073 | COL-PCU-LSH-0003 | Switch, Level-High, Flood, Pump Level, Cumber PS | COL-PCU-AUX-INST | Switch,Level | Switch |  | LSH | http://www.toronto.ca/TWONTO#level_switch |  | Instrumentation Equipment
4079 | COL-PCU-LSH-0103 | Sensor, Switch, High, Wet Well #1 | COL-PCU-WEL-0100 | Switch,Level-High | Switch |  | LSH | http://www.toronto.ca/TWONTO#level_switch |  | Well, Wet Well #1, Cumber PS
4080 | COL-PCU-LSH-0105 | Switch,Level, High Flood Alarm , Wet Well #1 | COL-PCU-WEL-0100 | Switch,Level-High-High | Switch |  | LSH | http://www.toronto.ca/TWONTO#level_switch |  | Well, Wet Well #1, Cumber PS
4082 | COL-PCU-LSH-0205 | Switch,Level, High Flood Alarm , Wet Well #2 | COL-PCU-AUX-INST | Switch,Level-High-High | Switch |  | LSH | http://www.toronto.ca/TWONTO#level_switch |  | Instrumentation Equipment
4090 | COL-PCU-LSHH-0104 | Sensor, Switch, High-High, Wet Well #1 | COL-PCU-WEL-0100 | Switch,Level-High-High | Switch |  | LSHH | http://www.toronto.ca/TWONTO#level_switch |  | Well, Wet Well #1, Cumber PS
4091 | COL-PCU-LSL-0102 | Sensor, Switch, Low, Wet Well #1 | COL-PCU-AUX-INST | Switch,Level-Low | Switch |  | LSL | http://www.toronto.ca/TWONTO#level_switch |  | Instrumentation Equipment
4094 | COL-PCU-LSL-0202 | Sensor, Switch, Low, Wet Well #2 | COL-PCU-WEL-0200 | Switch,Level-Low | Switch |  | LSL | http://www.toronto.ca/TWONTO#level_switch |  | Well, Wet Well #2, Cumber PS
4100 | COL-PCU-LSLL-0101 | Sensor, Switch, Low-Low, Wet Well #1 | COL-PCU-AUX-INST | Switch,Level-Low-Low | Switch |  | LSLL | http://www.toronto.ca/TWONTO#level_switch |  | Instrumentation Equipment
4101 | COL-PCU-LSLL-0101 | Sensor, Switch, Low-Low, Wet Well #1 | COL-PCU-WEL-0100 | Switch,Level-Low-Low | Switch |  | LSLL | http://www.toronto.ca/TWONTO#level_switch |  | Well, Wet Well #1, Cumber PS
4102 | COL-PCU-LSLL-0201 | Sensor, Switch, Low-Low, Wet Well #2 | COL-PCU-AUX-INST | Switch,Level-Low-Low | Switch |  | LSLL | http://www.toronto.ca/TWONTO#level_switch |  | Instrumentation Equipment
4103 | COL-PCU-LSLL-0201 | Sensor, Switch, Low-Low, Wet Well #2 | COL-PCU-WEL-0200 | Switch,Level-Low-Low | Switch |  | LSLL | http://www.toronto.ca/TWONTO#level_switch |  | Well, Wet Well #2, Cumber PS
4532 | COL-PGA-LSH-0103 | Level,Switch,High,WEL-0100 | COL-PGA | Switch,Level-High | Switch |  | LSH | http://www.toronto.ca/TWONTO#level_switch |  | Greyabbey Sewage Pumping Station
4533 | COL-PGA-LSH-0103 | Level,Switch,High,WEL-0100 | COL-PGA-MISC | Switch,Level-High | Switch |  | LSH | http://www.toronto.ca/TWONTO#level_switch |  | Miscellaneous Equipment
4534 | COL-PGA-LSHH-0104 | Level,Switch,High-High,WEL-0100 | COL-PGA | Switch,Level-High-High | Switch |  | LSHH | http://www.toronto.ca/TWONTO#level_switch |  | Greyabbey Sewage Pumping Station
4542 | COL-PGA-TS-0001 | Switch,Transfer,Automatic,MCC-0100 | COL-PGA | Switch,Position | Switch |  | TS | http://www.toronto.ca/TWONTO#transfer_switch |  | Greyabbey Sewage Pumping Station
4543 | COL-PGA-TS-0001 | Switch,Transfer,Automatic,MCC-0100 | COL-PGA-MISC | Switch,Position | Switch |  | TS | http://www.toronto.ca/TWONTO#transfer_switch |  | Miscellaneous Equipment
4544 | COL-PGA-TSH-0101 | Switch,Temperature,High,Electrical Room | COL-PGA-MISC | Switch,Temperature-High | Switch |  | TSH | http://www.toronto.ca/TWONTO#temperature_switch |  | Miscellaneous Equipment
4649 | COL-PHB-LS-0102 | Switch, Level-High | COL-PHB | Switch,Level | Switch |  | LS | http://www.toronto.ca/TWONTO#level_switch |  | Humber Sewage Pumping Station
4650 | COL-PHB-LS-0103 | Switch, Level-High | COL-PHB | Switch,Level | Switch |  | LS | http://www.toronto.ca/TWONTO#level_switch |  | Humber Sewage Pumping Station
4651 | COL-PHB-LSHH-0104 | Switch, Level High-High | COL-PHB | Switch,Level | Switch |  | LSHH | http://www.toronto.ca/TWONTO#level_switch |  | Humber Sewage Pumping Station
4741 | COL-PHB-LSLL-0101 | Switch, Level Low-Low | COL-PHB | Switch,Level | Switch |  | LSLL | http://www.toronto.ca/TWONTO#level_switch |  | Humber Sewage Pumping Station
4752 | COL-PHB-SW-0001 | Switch, Main Power | COL-PHB-MISC | Switch | Switch |  | SW | http://www.toronto.ca/TWONTO#disconnect_switch |  | Miscellaneous Equipment
4753 | COL-PHB-SW-0002 | Switch, Generator | COL-PHB-MISC | Switch | Switch |  | SW | http://www.toronto.ca/TWONTO#disconnect_switch |  | Miscellaneous Equipment
4755 | COL-PHB-TS-0001 | Switch, Transfer | COL-PHB | Switch | Switch |  | TS | http://www.toronto.ca/TWONTO#transfer_switch |  | Humber Sewage Pumping Station
4783 | COL-PHF-TS-0001 | Switch, Transfer | COL-PHF | Switch | Switch |  | TS | http://www.toronto.ca/TWONTO#transfer_switch |  | Highfield Sewage Pumping Station
5060 | COL-PKP-LSH-0103 | Switch, Level-High | COL-PKP | Switch,Level | Switch |  | LSH | http://www.toronto.ca/TWONTO#level_switch |  | Kennedy Park Sewage Pumping Station
5061 | COL-PKP-LSH-0103 | Switch, Level-High | COL-PKP-MISC | Switch,Level | Switch |  | LSH | http://www.toronto.ca/TWONTO#level_switch |  | Miscellaneous Equipment
5062 | COL-PKP-LSHH-0104 | Switch, Level High-High | COL-PKP | Switch,Level | Switch |  | LSHH | http://www.toronto.ca/TWONTO#level_switch |  | Kennedy Park Sewage Pumping Station
5063 | COL-PKP-LSHH-0104 | Switch, Level High-High | COL-PKP-MISC | Switch,Level | Switch |  | LSHH | http://www.toronto.ca/TWONTO#level_switch |  | Miscellaneous Equipment
5074 | COL-PKP-SW-0001 | Switch, Main Power | COL-PKP-MISC | Switch | Switch |  | SW | http://www.toronto.ca/TWONTO#disconnect_switch |  | Miscellaneous Equipment
5075 | COL-PKP-SW-0002 | Switch, Emergency Power | COL-PKP | Switch | Switch |  | SW | http://www.toronto.ca/TWONTO#disconnect_switch |  | Kennedy Park Sewage Pumping Station
5076 | COL-PKP-SW-0002 | Switch, Emergency Power | COL-PKP-MISC | Switch | Switch |  | SW | http://www.toronto.ca/TWONTO#disconnect_switch |  | Miscellaneous Equipment
5077 | COL-PKP-SW-0003 | Switch, Transformer | COL-PKP | Switch | Switch |  | SW | http://www.toronto.ca/TWONTO#disconnect_switch |  | Kennedy Park Sewage Pumping Station
5078 | COL-PKP-SW-0003 | Switch, Transformer | COL-PKP-MISC | Switch | Switch |  | SW | http://www.toronto.ca/TWONTO#disconnect_switch |  | Miscellaneous Equipment
5079 | COL-PKP-SW-0004 | Switch, Unit Heater | COL-PKP | Switch | Switch |  | SW | http://www.toronto.ca/TWONTO#disconnect_switch |  | Kennedy Park Sewage Pumping Station
5168 | COL-PKP-SW-0004 | Switch, Unit Heater | COL-PKP-MISC | Switch | Switch |  | SW | http://www.toronto.ca/TWONTO#disconnect_switch |  | Miscellaneous Equipment
5169 | COL-PKP-SW-0005 | Switch, Panel Board A | COL-PKP | Switch | Switch |  | SW | http://www.toronto.ca/TWONTO#disconnect_switch |  | Kennedy Park Sewage Pumping Station
5170 | COL-PKP-SW-0005 | Switch, Panel Board A | COL-PKP-MISC | Switch | Switch |  | SW | http://www.toronto.ca/TWONTO#disconnect_switch |  | Miscellaneous Equipment
5358 | COL-PLB-HIC-0100 | Humidistat | COL-PLB-AUX-INST |  | Switch |  | HIC | http://www.toronto.ca/TWONTO#thermostat_or_zone_controller_unit |  | Instrumentation Equipment
5815 | COL-PLB-LSH-0003 (S) | Level Switch, High | COL-PLB-AUX-MECH | Switch,Level | Switch | 35798 | LSH | http://www.toronto.ca/TWONTO#level_switch |  | Mechanical Equipment
5816 | COL-PLB-LSH-0105 | Switch, Level-High | COL-PLB-AUX-INST | Switch,Level-High | Switch |  | LSH | http://www.toronto.ca/TWONTO#level_switch |  | Instrumentation Equipment
5817 | COL-PLB-LSH-0105(S) | Switch, Level-High | COL-PLB | Switch,Level | Switch | 35797 | LSH | http://www.toronto.ca/TWONTO#level_switch |  | Long Branch Pumping Station
5818 | COL-PLB-LSH-0105(S) | Switch, Level-High | COL-PLB-AUX-INST | Switch,Level | Switch | 35797 | LSH | http://www.toronto.ca/TWONTO#level_switch |  | Instrumentation Equipment
5819 | COL-PLB-LSH-0105(S) | Switch, Level-High | COL-PLB-AUX-MECH | Switch,Level | Switch | 35797 | LSH | http://www.toronto.ca/TWONTO#level_switch |  | Mechanical Equipment
5820 | COL-PLB-LSH-0110 | Switch, Level-High | COL-PLB-AUX-INST | Switch,Level-High | Switch |  | LSH | http://www.toronto.ca/TWONTO#level_switch |  | Instrumentation Equipment
5821 | COL-PLB-LSH-0111 (S) | Switch, Level-High | COL-PLB-AUX-INST | Switch,Level | Switch | 35802 | LSH | http://www.toronto.ca/TWONTO#level_switch |  | Instrumentation Equipment
5822 | COL-PLB-LSH-0111 (S) | Switch, Level-High | COL-PLB-AUX-MECH | Switch,Level | Switch | 35802 | LSH | http://www.toronto.ca/TWONTO#level_switch |  | Mechanical Equipment
5823 | COL-PLB-LSH-0153 | Switch, Level-High | COL-PLB-AUX-INST | Switch,Level-High | Switch |  | LSH | http://www.toronto.ca/TWONTO#level_switch |  | Instrumentation Equipment
5824 | COL-PLB-LSH-0153 | Switch, Level-High | COL-PLB-AUX-MECH | Switch,Level-High | Switch |  | LSH | http://www.toronto.ca/TWONTO#level_switch |  | Mechanical Equipment
5825 | COL-PLB-LSH-0202 (S) | Level Switch, High | COL-PLB | Switch,Level | Switch | 35803 | LSH | http://www.toronto.ca/TWONTO#level_switch |  | Long Branch Pumping Station
5826 | COL-PLB-LSH-0303 | Switch,Level, High, Wet Well #3 | COL-PLB-WEL-0300 | Switch,Level-High-High | Switch |  | LSH | http://www.toronto.ca/TWONTO#level_switch |  | Wet Well
5827 | COL-PLB-LSH-0305 | Switch,Level, High Flood Alarm, Wet Well #3 | COL-PLB-WEL-0300 | Switch,Level-High | Switch |  | LSH | http://www.toronto.ca/TWONTO#level_switch |  | Wet Well
5828 | COL-PLB-LSHH-0104 | Switch,Level, High-High, Float Mode, Wet Well #1 | COL-PLB-WEL-0100 | Switch,Level-High-High | Switch |  | LSHH | http://www.toronto.ca/TWONTO#level_switch |  | Wet Well
5829 | COL-PLB-LSHH-0304 | Switch,Level, High-High, Float Mode, Wet Well #3 | COL-PLB-WEL-0300 | Switch,Level-High | Switch |  | LSHH | http://www.toronto.ca/TWONTO#level_switch |  | Wet Well
5830 | COL-PLB-LSL-0106 (S) | Switch, Level-Low | COL-PLB | Switch | Switch | 35804 | LSL | http://www.toronto.ca/TWONTO#level_switch |  | Long Branch Pumping Station
5831 | COL-PLB-LSL-0106 (S) | Switch, Level-Low | COL-PLB-AUX-INST | Switch | Switch | 35804 | LSL | http://www.toronto.ca/TWONTO#level_switch |  | Instrumentation Equipment
5832 | COL-PLB-LSL-0106 (S) | Switch, Level-Low | COL-PLB-AUX-MECH | Switch | Switch | 35804 | LSL | http://www.toronto.ca/TWONTO#level_switch |  | Mechanical Equipment
5833 | COL-PLB-LSL-0157 (S) | Switch, Level-Low | COL-PLB | Switch | Switch | 35805 | LSL | http://www.toronto.ca/TWONTO#level_switch |  | Long Branch Pumping Station
5834 | COL-PLB-LSL-0302 | Switch,Level, Low, Wet Well #3 | COL-PLB-WEL-0300 | Switch,Level-Low | Switch |  | LSL | http://www.toronto.ca/TWONTO#level_switch |  | Wet Well
5835 | COL-PLB-LSLL-0101 | Switch,Level, Low-Low, Wet Well #1 | COL-PLB-WEL-0100 | Switch,Level-Low-Low | Switch |  | LSLL | http://www.toronto.ca/TWONTO#level_switch |  | Wet Well
5836 | COL-PLB-LSLL-0301 | Switch,Level, Low-Low, Wet Well #3 | COL-PLB-WEL-0300 | Switch,Level-Low-Low | Switch |  | LSLL | http://www.toronto.ca/TWONTO#level_switch |  | Wet Well
5860 | COL-PLB-PSL-0120 | Switch, Pressure-Low | COL-PLB | Switch | Switch | 34547 | PSL | http://www.toronto.ca/TWONTO#pressure_switch |  | Long Branch Pumping Station
5861 | COL-PLB-PSL-0120 | Switch, Pressure-Low | COL-PLB-SUSPENDED | Switch | Switch | 34547 | PSL | http://www.toronto.ca/TWONTO#pressure_switch |  | Longbranch P.S.suspended entities
5862 | COL-PLB-PSL-0122 | Switch, Pressure-Low | COL-PLB-AUX-MECH | Switch | Switch | 34549 | PSL | http://www.toronto.ca/TWONTO#pressure_switch |  | Mechanical Equipment
5876 | COL-PLB-SW-0001 | Switch, Main Electrical Disconnect | COL-PLB-AUX-MECH | Switch | Switch |  | SW | http://www.toronto.ca/TWONTO#disconnect_switch |  | Mechanical Equipment
5877 | COL-PLB-SW-0001 | Switch, Main Electrical Disconnect | COL-PLB-MCC-0195A | Switch | Switch |  | SW | http://www.toronto.ca/TWONTO#disconnect_switch |  | Motor Control Centre
5888 | COL-PLB-TS-0001 | Switch, Transfer | COL-PLB-AUX-ELEC | Switch | Switch |  | TS | http://www.toronto.ca/TWONTO#transfer_switch |  | Electrical Equipment
5889 | COL-PLB-TS-0001 | Switch, Transfer | COL-PLB-AUX-MECH | Switch | Switch |  | TS | http://www.toronto.ca/TWONTO#transfer_switch |  | Mechanical Equipment
5890 | COL-PLB-TS-0001 | Switch, Transfer | COL-PLB-MCC-0195A | Switch | Switch |  | TS | http://www.toronto.ca/TWONTO#transfer_switch |  | Motor Control Centre
5891 | COL-PLB-TSH-0151A | Switch, Temperature-High | COL-PLB-AUX-MECH | Switch | Switch | 34550 | TSH | http://www.toronto.ca/TWONTO#temperature_switch |  | Mechanical Equipment
5892 | COL-PLB-TSH-0151A | Switch, Temperature-High | COL-PLB-SUSPENDED | Switch | Switch | 34550 | TSH | http://www.toronto.ca/TWONTO#temperature_switch |  | Longbranch P.S.suspended entities
5893 | COL-PLB-TSH-0151B | Switch, Temperature-High | COL-PLB | Switch | Switch | 34551 | TSH | http://www.toronto.ca/TWONTO#temperature_switch |  | Long Branch Pumping Station
5894 | COL-PLB-TSH-0151C | Switch, Temperature-High | COL-PLB-AUX-MECH | Switch | Switch | 34552 | TSH | http://www.toronto.ca/TWONTO#temperature_switch |  | Mechanical Equipment
5895 | COL-PLB-TSH-0151C | Switch, Temperature-High | COL-PLB-SUSPENDED | Switch | Switch | 34552 | TSH | http://www.toronto.ca/TWONTO#temperature_switch |  | Longbranch P.S.suspended entities
5896 | COL-PLB-TSH-0151E | Switch, Temperature-High | COL-PLB | Switch | Switch | 34553 | TSH | http://www.toronto.ca/TWONTO#temperature_switch |  | Long Branch Pumping Station
5897 | COL-PLB-TSH-0151F | Switch, Temperature-High | COL-PLB-AUX-MECH | Switch | Switch | 34554 | TSH | http://www.toronto.ca/TWONTO#temperature_switch |  | Mechanical Equipment
5898 | COL-PLB-TSH-0151F | Switch, Temperature-High | COL-PLB-SUSPENDED | Switch | Switch | 34554 | TSH | http://www.toronto.ca/TWONTO#temperature_switch |  | Longbranch P.S.suspended entities
6219 | COL-PMM-LSH-0001 | Switch, Level-High | COL-PMM | Switch,Level | Switch |  | LSH | http://www.toronto.ca/TWONTO#level_switch |  | Mimico Pumping Station
6220 | COL-PMM-LSH-0105 | Switch, Level-High | COL-PMM-MISC | Switch,Level-High | Switch |  | LSH | http://www.toronto.ca/TWONTO#level_switch |  | Miscellaneous Equipment
6221 | COL-PMM-LSH-0108 | Switch, Level-High | COL-PMM | Switch,Level | Switch | 36006 | LSH | http://www.toronto.ca/TWONTO#level_switch |  | Mimico Pumping Station
6222 | COL-PMM-LSH-0108 | Switch, Level-High | COL-PMM-MISC | Switch,Level | Switch | 36006 | LSH | http://www.toronto.ca/TWONTO#level_switch |  | Miscellaneous Equipment
6223 | COL-PMM-LSH-0110 | Switch, Level-High | COL-PMM | Switch,Level-High | Switch |  | LSH | http://www.toronto.ca/TWONTO#level_switch |  | Mimico Pumping Station
6224 | COL-PMM-LSH-0111 | Switch, Level-High | COL-PMM | Switch,Level-High | Switch |  | LSH | http://www.toronto.ca/TWONTO#level_switch |  | Mimico Pumping Station
6225 | COL-PMM-LSH-0153 | Switch, Level-High | COL-PMM | Switch,Level-High | Switch |  | LSH | http://www.toronto.ca/TWONTO#level_switch |  | Mimico Pumping Station
6226 | COL-PMM-LSH-0153 | Switch, Level-High | COL-PMM-MISC | Switch,Level-High | Switch |  | LSH | http://www.toronto.ca/TWONTO#level_switch |  | Miscellaneous Equipment
6227 | COL-PMM-LSHH-0204 | Switch,Level, High-High, Float Mode, Wet Well #2 | COL-PMM-WEL-0200 | Switch,Level-High-High | Switch |  | LSHH | http://www.toronto.ca/TWONTO#level_switch |  | Wet Well
6228 | COL-PMM-LSL-0106 | Switch, Level-Low | COL-PMM | Switch | Switch | 36007 | LSL | http://www.toronto.ca/TWONTO#level_switch |  | Mimico Pumping Station
6229 | COL-PMM-LSL-0109 | Switch, Level-Low | COL-PMM | Switch | Switch | 36008 | LSL | http://www.toronto.ca/TWONTO#level_switch |  | Mimico Pumping Station
6230 | COL-PMM-LSLL-0201 | Switch,Level, Low-Low, Wet Well #2 | COL-PMM-WEL-0200 | Switch,Level-Low-Low | Switch |  | LSLL | http://www.toronto.ca/TWONTO#level_switch |  | Wet Well
6261 | COL-PMM-PSL-0120 | Switch, Pressure-Low | COL-PMM | Switch,Pressure-Low | Switch |  | PSL | http://www.toronto.ca/TWONTO#pressure_switch |  | Mimico Pumping Station
6262 | COL-PMM-PSL-0120 | Switch, Pressure-Low | COL-PMM-MISC | Switch,Pressure-Low | Switch |  | PSL | http://www.toronto.ca/TWONTO#pressure_switch |  | Miscellaneous Equipment
6263 | COL-PMM-PSL-0120 | Switch, Pressure-Low | COL-PMM-P-0120 | Switch,Pressure-Low | Switch |  | PSL | http://www.toronto.ca/TWONTO#pressure_switch |  | Pump, Centrifugal, Mimico Pump #1
6264 | COL-PMM-PSL-0122 | Switch, Pressure-Low | COL-PMM | Switch,Pressure-Low | Switch |  | PSL | http://www.toronto.ca/TWONTO#pressure_switch |  | Mimico Pumping Station
6275 | COL-PMM-TS-0154 | Switch, Transfer | COL-PMM-MCC-0001 | Switch | Switch |  | TS | http://www.toronto.ca/TWONTO#transfer_switch |  | Motor Control Centre
6597 | COL-PNT-FS-0100 | Switch, Flow-Low | COL-PNT-MISC | Switch,Flow | Switch |  | FS | http://www.toronto.ca/TWONTO#flow_switch |  | Miscellaneous Equipment
6616 | COL-PNT-LSH-0001 | Switch, Level-High | COL-PNT-MISC | Switch,Level | Switch | 36017 | LSH | http://www.toronto.ca/TWONTO#level_switch |  | Miscellaneous Equipment
6617 | COL-PNT-LSH-0103 | Switch,Level, High, Wet Well #1 | COL-PNT-WEL-0100 | Switch,Level-High | Switch |  | LSH | http://www.toronto.ca/TWONTO#level_switch |  | Wet Well
6618 | COL-PNT-LSH-0105 | Switch, Level-High | COL-PNT | Switch,Level-High | Switch |  | LSH | http://www.toronto.ca/TWONTO#level_switch |  | New Toronto Pumping Station
6619 | COL-PNT-LSH-0105 | Switch, Level-High | COL-PNT-MISC | Switch,Level-High | Switch |  | LSH | http://www.toronto.ca/TWONTO#level_switch |  | Miscellaneous Equipment
6620 | COL-PNT-LSH-0105 | Switch, Level-High | COL-PNT-WEL-0100 | Switch,Level-High | Switch |  | LSH | http://www.toronto.ca/TWONTO#level_switch |  | Wet Well
6621 | COL-PNT-LSH-0108 | Switch, Level-High | COL-PNT-MISC | Switch,Level | Switch | 36019 | LSH | http://www.toronto.ca/TWONTO#level_switch |  | Miscellaneous Equipment
6622 | COL-PNT-LSH-0110 | Switch, Level-High | COL-PNT-MISC | Switch,Level-High | Switch |  | LSH | http://www.toronto.ca/TWONTO#level_switch |  | Miscellaneous Equipment
6623 | COL-PNT-LSH-0111 | Switch, Level-High | COL-PNT-MISC | Switch,Level | Switch | 36020 | LSH | http://www.toronto.ca/TWONTO#level_switch |  | Miscellaneous Equipment
6624 | COL-PNT-LSHH-0204 | Switch,Level, High-High, Float Mode, Wet Well #2 | COL-PNT-WEL-0200 | Switch,Level-High-High | Switch |  | LSHH | http://www.toronto.ca/TWONTO#level_switch |  | Wet Well
6625 | COL-PNT-LSLL-0101 | Switch,Level, Low-Low, Wet Well #1 | COL-PNT-WEL-0100 | Switch,Level-Low-Low | Switch |  | LSLL | http://www.toronto.ca/TWONTO#level_switch |  | Wet Well
6626 | COL-PNT-LSLL-0201 | Switch,Level, Low-Low, Wet Well #2 | COL-PNT-WEL-0200 | Switch,Level-Low-Low | Switch |  | LSLL | http://www.toronto.ca/TWONTO#level_switch |  | Wet Well
6640 | COL-PNT-PSL-0120 | Switch, Pressure-Low | COL-PNT | Switch,Pressure-Low | Switch |  | PSL | http://www.toronto.ca/TWONTO#pressure_switch |  | New Toronto Pumping Station
6641 | COL-PNT-PSL-0120 | Switch, Pressure-Low | COL-PNT-MISC | Switch,Pressure-Low | Switch |  | PSL | http://www.toronto.ca/TWONTO#pressure_switch |  | Miscellaneous Equipment
6642 | COL-PNT-PSL-0121 | Switch, Pressure-Low | COL-PNT | Switch,Pressure-Low | Switch |  | PSL | http://www.toronto.ca/TWONTO#pressure_switch |  | New Toronto Pumping Station
6643 | COL-PNT-PSL-0121 | Switch, Pressure-Low | COL-PNT-MISC | Switch,Pressure-Low | Switch |  | PSL | http://www.toronto.ca/TWONTO#pressure_switch |  | Miscellaneous Equipment
6644 | COL-PNT-PSL-0121 | Switch, Pressure-Low | COL-PNT-P-0121 | Switch,Pressure-Low | Switch |  | PSL | http://www.toronto.ca/TWONTO#pressure_switch |  | Pump, Centrifugal, Pump 2
6645 | COL-PNT-PSL-0122 | Switch, Pressure-Low | COL-PNT | Switch,Pressure-Low | Switch |  | PSL | http://www.toronto.ca/TWONTO#pressure_switch |  | New Toronto Pumping Station
6646 | COL-PNT-PSL-0122 | Switch, Pressure-Low | COL-PNT-MISC | Switch,Pressure-Low | Switch |  | PSL | http://www.toronto.ca/TWONTO#pressure_switch |  | Miscellaneous Equipment
6647 | COL-PNT-PSL-0122 | Switch, Pressure-Low | COL-PNT-P-0122 | Switch,Pressure-Low | Switch |  | PSL | http://www.toronto.ca/TWONTO#pressure_switch |  | Pump, Centrifugal, Pump 3
6654 | COL-PNT-SW-0154 | Switch, Transfer | COL-PNT | Switch | Switch |  | SW | http://www.toronto.ca/TWONTO#transfer_switch |  | New Toronto Pumping Station
6655 | COL-PNT-SW-0154 | Switch, Transfer | COL-PNT-MISC | Switch | Switch |  | SW | http://www.toronto.ca/TWONTO#transfer_switch |  | Miscellaneous Equipment
6661 | COL-PNT-TS-0154 | Switch, Transfer | COL-PNT-MCC-0195 | Switch | Switch |  | TS | http://www.toronto.ca/TWONTO#transfer_switch |  | Motor Control Centre
6703 | COL-POM-LS-0103 | Switch, Level-High | COL-POM | Switch,Level | Switch |  | LS | http://www.toronto.ca/TWONTO#level_switch |  | Old Mill Sewage Pumping Station
6704 | COL-POM-LSH-0103 | Switch, Level-High | COL-POM-MISC | Switch,Level | Switch |  | LSH | http://www.toronto.ca/TWONTO#level_switch |  | Miscellaneous Equipment
6705 | COL-POM-LSH-0104 | Switch, Level-High | COL-POM-MISC | Switch,Level | Switch |  | LSH | http://www.toronto.ca/TWONTO#level_switch |  | Miscellaneous Equipment
6706 | COL-POM-LSHH-0105 | Switch, Level High-High | COL-POM | Switch,Level | Switch |  | LSHH | http://www.toronto.ca/TWONTO#level_switch |  | Old Mill Sewage Pumping Station
6707 | COL-POM-LSL-0102 | Switch, Level-Low | COL-POM-MISC | Switch | Switch |  | LSL | http://www.toronto.ca/TWONTO#level_switch |  | Miscellaneous Equipment
6708 | COL-POM-LSLL-0101 | Switch, Level Low-Low | COL-POM | Switch,Level | Switch |  | LSLL | http://www.toronto.ca/TWONTO#level_switch |  | Old Mill Sewage Pumping Station
6709 | COL-POM-LSLL-0101 | Switch, Level Low-Low | COL-POM-MISC | Switch,Level | Switch |  | LSLL | http://www.toronto.ca/TWONTO#level_switch |  | Miscellaneous Equipment
6717 | COL-POM-SW-0001 | Switch, Main Power | COL-POM | Switch | Switch |  | SW | http://www.toronto.ca/TWONTO#disconnect_switch |  | Old Mill Sewage Pumping Station
6718 | COL-POM-SW-0002 | Switch, Transformer | COL-POM | Switch | Switch |  | SW | http://www.toronto.ca/TWONTO#disconnect_switch |  | Old Mill Sewage Pumping Station
6721 | COL-POM-TS-0001 | Switch, Auto Transfer | COL-POM-MISC | Switch | Switch |  | TS | http://www.toronto.ca/TWONTO#transfer_switch |  | Miscellaneous Equipment
6800 | COL-PQW-LSH-0001 | Switch, Level-High | COL-PQW | Switch,Level | Switch |  | LSH | http://www.toronto.ca/TWONTO#level_switch |  | Queensway Sewage Pumping Station
6801 | COL-PQW-LSH-0001 | Switch, Level-High | COL-PQW-MISC | Switch,Level | Switch |  | LSH | http://www.toronto.ca/TWONTO#level_switch |  | Miscellaneous Equipment
6802 | COL-PQW-LSH-0103 | Switch, Level-High | COL-PQW | Switch,Level | Switch |  | LSH | http://www.toronto.ca/TWONTO#level_switch |  | Queensway Sewage Pumping Station
6803 | COL-PQW-LSH-0103 | Switch, Level-High | COL-PQW-MISC | Switch,Level | Switch |  | LSH | http://www.toronto.ca/TWONTO#level_switch |  | Miscellaneous Equipment
6804 | COL-PQW-LSH-0105 | Switch, Level-High | COL-PQW-MISC | Switch,Level | Switch |  | LSH | http://www.toronto.ca/TWONTO#level_switch |  | Miscellaneous Equipment
6805 | COL-PQW-LSH-0203 | Switch, Level-High | COL-PQW | Switch,Level | Switch |  | LSH | http://www.toronto.ca/TWONTO#level_switch |  | Queensway Sewage Pumping Station
6806 | COL-PQW-LSH-0203 | Switch, Level-High | COL-PQW-MISC | Switch,Level | Switch |  | LSH | http://www.toronto.ca/TWONTO#level_switch |  | Miscellaneous Equipment
6807 | COL-PQW-LSH-0205 | Switch, Level-High | COL-PQW-MISC | Switch,Level | Switch |  | LSH | http://www.toronto.ca/TWONTO#level_switch |  | Miscellaneous Equipment
6808 | COL-PQW-LSHH-0104 | Switch, Level High-High | COL-PQW | Switch,Level | Switch |  | LSHH | http://www.toronto.ca/TWONTO#level_switch |  | Queensway Sewage Pumping Station
6809 | COL-PQW-LSHH-0104 | Switch, Level High-High | COL-PQW-MISC | Switch,Level | Switch |  | LSHH | http://www.toronto.ca/TWONTO#level_switch |  | Miscellaneous Equipment
6810 | COL-PQW-LSHH-0204 | Switch, Level High-High | COL-PQW | Switch,Level | Switch |  | LSHH | http://www.toronto.ca/TWONTO#level_switch |  | Queensway Sewage Pumping Station
6811 | COL-PQW-LSHH-0204 | Switch, Level High-High | COL-PQW-MISC | Switch,Level | Switch |  | LSHH | http://www.toronto.ca/TWONTO#level_switch |  | Miscellaneous Equipment
6812 | COL-PQW-LSL-0202 | Switch, Level-Low | COL-PQW | Switch | Switch |  | LSL | http://www.toronto.ca/TWONTO#level_switch |  | Queensway Sewage Pumping Station
6813 | COL-PQW-LSL-0202 | Switch, Level-Low | COL-PQW-MISC | Switch | Switch |  | LSL | http://www.toronto.ca/TWONTO#level_switch |  | Miscellaneous Equipment
6814 | COL-PQW-LSLL-0201 | Switch, Level Low-Low | COL-PQW | Switch,Level | Switch |  | LSLL | http://www.toronto.ca/TWONTO#level_switch |  | Queensway Sewage Pumping Station
6815 | COL-PQW-LSLL-0201 | Switch, Level Low-Low | COL-PQW-MISC | Switch,Level | Switch |  | LSLL | http://www.toronto.ca/TWONTO#level_switch |  | Miscellaneous Equipment
6828 | COL-PQW-TS-0001 | Switch, Transfer | COL-PQW-MISC | Switch | Switch |  | TS | http://www.toronto.ca/TWONTO#transfer_switch |  | Miscellaneous Equipment
6930 | COL-PRG-LSH-0104 | Switch, Level-High | COL-PRG-MISC | Switch,Level | Switch |  | LSH | http://www.toronto.ca/TWONTO#level_switch |  | Miscellaneous Equipment
6931 | COL-PRG-LSL-0102 | Switch, Level-Low | COL-PRG-MISC | Switch | Switch |  | LSL | http://www.toronto.ca/TWONTO#level_switch |  | Miscellaneous Equipment
6932 | COL-PRG-LSLL-0101 | Switch, Level Low-Low | COL-PRG-MISC | Switch,Level | Switch |  | LSLL | http://www.toronto.ca/TWONTO#level_switch |  | Miscellaneous Equipment
6936 | COL-PRG-TS-0001 | Switch, Transfer | COL-PRG-MISC | Switch | Switch |  | TS | http://www.toronto.ca/TWONTO#transfer_switch |  | Miscellaneous Equipment
7788 | COL-PSW-FS-0100 | Switch, Flow, HVAC | COL-PSW-AHU-0100 | Switch,Flow | Switch |  | FS | http://www.toronto.ca/TWONTO#flow_switch |  | Air Handling Unit
7805 | COL-PSW-LSH-0001 | Switch, Level-High | COL-PSW-MISC | Switch,Level | Switch |  | LSH | http://www.toronto.ca/TWONTO#level_switch |  | Miscellaneous Equipment
7806 | COL-PSW-LSH-0103 | Switch,Level, High, Wet Well #1 | COL-PSW-WEL-0100 | Switch,Level-High | Switch |  | LSH | http://www.toronto.ca/TWONTO#level_switch |  | Wet Well
7807 | COL-PSW-LSH-0105 | Switch, Level-High | COL-PSW-WEL-0100 | Switch,Level-High | Switch |  | LSH | http://www.toronto.ca/TWONTO#level_switch |  | Wet Well
7808 | COL-PSW-LSH-0108 | Switch, Level-High | COL-PSW-MISC | Switch,Level | Switch | 36085 | LSH | http://www.toronto.ca/TWONTO#level_switch |  | Miscellaneous Equipment
7809 | COL-PSW-LSH-0110 | Switch, Level-High | COL-PSW-MISC | Switch,Level-High | Switch |  | LSH | http://www.toronto.ca/TWONTO#level_switch |  | Miscellaneous Equipment
7810 | COL-PSW-LSH-0111 | Switch, Level-High | COL-PSW | Switch,Level | Switch | 36086 | LSH | http://www.toronto.ca/TWONTO#level_switch |  | Swansea Pumping Station
7811 | COL-PSW-LSH-0153 | Switch, Level-High | COL-PSW-MISC | Switch,Level-High | Switch |  | LSH | http://www.toronto.ca/TWONTO#level_switch |  | Miscellaneous Equipment
7812 | COL-PSW-LSH-0203 | Switch,Level, High, Wet Well #2 | COL-PSW-WEL-0200 | Switch,Level-High | Switch |  | LSH | http://www.toronto.ca/TWONTO#level_switch |  | Wet Well
7813 | COL-PSW-LSHH-0104 | Switch,Level, High-High, Float Mode, Wet Well #1 | COL-PSW-WEL-0100 | Switch,Level-High-High | Switch |  | LSHH | http://www.toronto.ca/TWONTO#level_switch |  | Wet Well
7814 | COL-PSW-LSHH-0204 | Switch,Level, High-High, Float Mode, Wet Well #2 | COL-PSW-WEL-0200 | Switch,Level-High-High | Switch |  | LSHH | http://www.toronto.ca/TWONTO#level_switch |  | Wet Well
7815 | COL-PSW-LSL-0102 | Switch,Level, Low, Wet Well #1 | COL-PSW-WEL-0100 | Switch,Level-Low | Switch |  | LSL | http://www.toronto.ca/TWONTO#level_switch |  | Wet Well
7816 | COL-PSW-LSL-0106 | Switch, Level-Low | COL-PSW | Switch,Level | Switch | 36087 | LSL | http://www.toronto.ca/TWONTO#level_switch |  | Swansea Pumping Station
7817 | COL-PSW-LSL-0109 | Switch, Level-Low | COL-PSW-MISC | Switch,Level | Switch | 36088 | LSL | http://www.toronto.ca/TWONTO#level_switch |  | Miscellaneous Equipment
7818 | COL-PSW-LSL-0157 | Switch, Level-Low | COL-PSW-MISC | Switch,Level | Switch | 36089 | LSL | http://www.toronto.ca/TWONTO#level_switch |  | Miscellaneous Equipment
7819 | COL-PSW-LSLL-0101 | Switch,Level, Low-Low, Wet Well #1 | COL-PSW-WEL-0100 | Switch,Level-Low-Low | Switch |  | LSLL | http://www.toronto.ca/TWONTO#level_switch |  | Wet Well
7820 | COL-PSW-LSLL-0201 | Switch,Level, Low-Low, Wet Well #2 | COL-PSW-WEL-0200 | Switch,Level-Low-Low | Switch |  | LSLL | http://www.toronto.ca/TWONTO#level_switch |  | Wet Well
7834 | COL-PSW-PSL-0120 | Switch, Pressure-Low | COL-PSW | Switch,Pressure-Low | Switch |  | PSL | http://www.toronto.ca/TWONTO#pressure_switch |  | Swansea Pumping Station
7835 | COL-PSW-PSL-0120 | Switch, Pressure-Low | COL-PSW-P-0120 | Switch,Pressure-Low | Switch |  | PSL | http://www.toronto.ca/TWONTO#pressure_switch |  | Pump, Centrifugal Swage
7836 | COL-PSW-PSL-0121 | Switch, Pressure-Low | COL-PSW | Switch,Pressure-Low | Switch |  | PSL | http://www.toronto.ca/TWONTO#pressure_switch |  | Swansea Pumping Station
7837 | COL-PSW-PSL-0122 | Switch, Pressure-Low | COL-PSW | Switch,Pressure-Low | Switch |  | PSL | http://www.toronto.ca/TWONTO#pressure_switch |  | Swansea Pumping Station
7838 | COL-PSW-PSL-0122 | Switch, Pressure-Low | COL-PSW-MISC | Switch,Pressure-Low | Switch |  | PSL | http://www.toronto.ca/TWONTO#pressure_switch |  | Miscellaneous Equipment
8124 | COL-PWN-LSH-0002 | Switch, Level-High | COL-PWN | Switch,Level | Switch |  | LSH | http://www.toronto.ca/TWONTO#level_switch |  | Warren Park Pumping Station
8125 | COL-PWN-LSH-0002 | Switch, Level-High | COL-PWN-MISC | Switch,Level | Switch |  | LSH | http://www.toronto.ca/TWONTO#level_switch |  | Miscellaneous Equipment
8126 | COL-PWN-LSHH-0105 | Switch, Level High-High | COL-PWN | Switch,Level | Switch |  | LSHH | http://www.toronto.ca/TWONTO#level_switch |  | Warren Park Pumping Station
8127 | COL-PWN-LSL-0102 | Switch, Level-Low | COL-PWN-MISC | Switch,Level | Switch |  | LSL | http://www.toronto.ca/TWONTO#level_switch |  | Miscellaneous Equipment
8128 | COL-PWN-LSLL-0101 | Switch, Level Low-Low | COL-PWN | Switch,Level | Switch |  | LSLL | http://www.toronto.ca/TWONTO#level_switch |  | Warren Park Pumping Station
8129 | COL-PWN-LSLL-0101 | Switch, Level Low-Low | COL-PWN-MISC | Switch,Level | Switch |  | LSLL | http://www.toronto.ca/TWONTO#level_switch |  | Miscellaneous Equipment
8140 | COL-PWN-SW-0001 | Switch, Power | COL-PWN-MISC | Switch | Switch |  | SW | http://www.toronto.ca/TWONTO#disconnect_switch |  | Miscellaneous Equipment
8141 | COL-PWN-SW-0003 | Switch, Heater | COL-PWN | Switch | Switch |  | SW | http://www.toronto.ca/TWONTO#disconnect_switch |  | Warren Park Pumping Station
8142 | COL-PWN-SW-0003 | Switch, Heater | COL-PWN-MISC | Switch | Switch |  | SW | http://www.toronto.ca/TWONTO#disconnect_switch |  | Miscellaneous Equipment
8143 | COL-PWN-TSL-0001 | Switch, Temperature-Low | COL-PWN-MISC | Switch | Switch |  | TSL | http://www.toronto.ca/TWONTO#temperature_switch |  | Miscellaneous Equipment
8144 | COL-PWN-TSL-0002 | Switch, Temperature-Low | COL-PWN-MISC | Switch | Switch |  | TSL | http://www.toronto.ca/TWONTO#temperature_switch |  | Miscellaneous Equipment
8229 | COL-PWR-FS-0101 | HVAC, Switch, Flow, West Rouge PS | COL-PWR-AUX-MECH | Switch,Flow | Switch |  | FS | http://www.toronto.ca/TWONTO#flow_switch |  | Mechanical Equipment
8272 | COL-PWR-LSH-0003 | Switch, Level-High, Dry Well Pump floor, West Rouge PS | COL-PWR-AUX-INST | Switch,Level-High | Switch |  | LSH | http://www.toronto.ca/TWONTO#level_switch |  | Instrumentation Equipment
8273 | COL-PWR-LSH-0004 | Switch,Level, High, Wet Well | COL-PWR-MISC | Switch,Level-High | Switch |  | LSH | http://www.toronto.ca/TWONTO#level_switch |  | Miscellaneous Equipment
8274 | COL-PWR-LSH-0006 | Switch,Level, High, Wet Well | COL-PWR-MISC | Switch,Level-High | Switch |  | LSH | http://www.toronto.ca/TWONTO#level_switch |  | Miscellaneous Equipment
8275 | COL-PWR-LSH-0103 | Switch,Level, High, Wet Well #1 | COL-PWR-AUX-INST | Switch,Level-High | Switch |  | LSH | http://www.toronto.ca/TWONTO#level_switch |  | Instrumentation Equipment
8276 | COL-PWR-LSH-0203 | Switch,Level, High, Wet Well #2 | COL-PWR-WEL-0200 | Switch,Level-High | Switch |  | LSH | http://www.toronto.ca/TWONTO#level_switch |  | Well, Wet Well #2, West Rouge PS
8277 | COL-PWR-LSH-0205 | Switch,Level, High, Flood Alarm, Wet Well #2 | COL-PWR | Switch,Level-High | Switch |  | LSH | http://www.toronto.ca/TWONTO#level_switch |  | West Rouge Pumping Station
8286 | COL-PWR-LSHH-0104 | Switch,Level, High-High, Float Mode, Wet Well #1 | COL-PWR-WEL-0100 | Switch,Level-High-High | Switch |  | LSHH | http://www.toronto.ca/TWONTO#level_switch |  | Well, Wet Well #1, West Rouge PS
8287 | COL-PWR-LSHH-0204 | Switch,Level, High-High, Float Mode, Wet Well #2 | COL-PWR-AUX-INST | Switch,Level-High-High | Switch |  | LSHH | http://www.toronto.ca/TWONTO#level_switch |  | Instrumentation Equipment
8288 | COL-PWR-LSHH-0204 | Switch,Level, High-High, Float Mode, Wet Well #2 | COL-PWR-WEL-0200 | Switch,Level-High-High | Switch |  | LSHH | http://www.toronto.ca/TWONTO#level_switch |  | Well, Wet Well #2, West Rouge PS
8289 | COL-PWR-LSL-0001 | Switch,Level, Low, Sump pump pit, Dry well | COL-PWR-SUSPENDED | Switch,Level-Low | Switch | 35108 | LSL | http://www.toronto.ca/TWONTO#level_switch |  | West Rouge P.S.suspended entities
8293 | COL-PWR-LSL-0202 | Switch,Level, Low, Wet Well #2 | COL-PWR-AUX-INST | Switch,Level-Low | Switch |  | LSL | http://www.toronto.ca/TWONTO#level_switch |  | Instrumentation Equipment
8297 | COL-PWR-LSLL-0201 | Switch,Level, Low-Low, Wet Well #2 | COL-PWR-AUX-INST | Switch,Level-Low-Low | Switch |  | LSLL | http://www.toronto.ca/TWONTO#level_switch |  | Instrumentation Equipment
8341 | COL-PWR-TS-0001 | Switch, Automatic Transfer, Emergency Power, East Wall Control Room | COL-PWR-AUX-ELEC | Control Panel | Switch |  | TS | http://www.toronto.ca/TWONTO#transfer_switch |  | Electrical Equipment
8342 | COL-PWR-TSH-0101 | HVAC, Switch, Temperature, West Rouge PS | COL-PWR-AUX-MECH | Switch,Temperature | Switch |  | TSH | http://www.toronto.ca/TWONTO#temperature_switch |  | Mechanical Equipment
8592 | COL-120-PSH-0701 | Switch, Pressure Differential, High, Filter F-0701 Plugged, Coxwell Chamber CH-0700 | COL-120-CH-0700 | Switch,Pressure | Switch |  | PSH | http://www.toronto.ca/TWONTO#pressure_switch |  | Coxwell Control Chamber #7
8596 | COL-120-TS-0701 | Transfer Switch, Coxwell Control Chambers No. 7&8, MTI | COL-MTI-CH-0700 | Switch | Switch |  | TS | http://www.toronto.ca/TWONTO#transfer_switch |  | Chamber,Boston Dome Chamber No.7,MTI
8597 | COL-120-TSH-0700 | Switch, Temperature, High, Oil, Hydraulic System, Coxwell Chamber CH-0700 | COL-120-CH-0700 | Switch,Temperature | Switch |  | TSH | http://www.toronto.ca/TWONTO#temperature_switch |  | Coxwell Control Chamber #7
8606 | COL-BCV-LSH-0001 | Switch, Level-High | COL-BCV | Switch,Level | Switch |  | LSH | http://www.toronto.ca/TWONTO#level_switch |  | Carlingview Blower Station
8607 | COL-BCV-LSH-0001 | Switch, Level-High | COL-BCV-MISC | Switch,Level | Switch |  | LSH | http://www.toronto.ca/TWONTO#level_switch |  | Miscellaneous Equipment
8610 | COL-BCV-TSL-0001 | Switch, Temperature-Low | COL-BCV | Switch | Switch |  | TSL | http://www.toronto.ca/TWONTO#temperature_switch |  | Carlingview Blower Station
8611 | COL-BCV-TSL-0001 | Switch, Temperature-Low | COL-BCV-MISC | Switch | Switch |  | TSL | http://www.toronto.ca/TWONTO#temperature_switch |  | Miscellaneous Equipment
8622 | COL-BDC-LSH-0001 | Switch, Level-High | COL-BDC | Switch,Level | Switch |  | LSH | http://www.toronto.ca/TWONTO#level_switch |  | Disco Blower Station
8623 | COL-BDC-SW-0001 | Switch, Power | COL-BDC | Switch | Switch |  | SW | http://www.toronto.ca/TWONTO#disconnect_switch |  | Disco Blower Station
8624 | COL-BDC-TSH-0001 | Switch, Temperature-High | COL-BDC | Switch | Switch |  | TSH | http://www.toronto.ca/TWONTO#temperature_switch |  | Disco Blower Station
8625 | COL-BDC-TSH-0001 | Switch, Temperature-High | COL-BDC-MISC | Switch | Switch |  | TSH | http://www.toronto.ca/TWONTO#temperature_switch |  | Miscellaneous Equipment
8626 | COL-BDC-TSL-0001 | Switch, Temperature-Low | COL-BDC | Switch | Switch |  | TSL | http://www.toronto.ca/TWONTO#temperature_switch |  | Disco Blower Station
9000 | COL-BEB-SW-0001 | Switch, Power | COL-BEB | Switch | Switch |  | SW | http://www.toronto.ca/TWONTO#disconnect_switch |  | Edenbridge Blower Station
9001 | COL-BEB-SW-0001 | Switch, Power | COL-BEB-MISC | Switch | Switch |  | SW | http://www.toronto.ca/TWONTO#disconnect_switch |  | Miscellaneous Equipment
9007 | COL-CCC-LSL-0002 | Switch, Level Low | COL-CCC-MISC | Switch,Level | Switch |  | LSL | http://www.toronto.ca/TWONTO#level_switch |  | Miscellaneous Equipment
9008 | COL-CCC-LSL-0102 | Switch, Level Low | COL-CCC-MISC | Switch,Level | Switch |  | LSL | http://www.toronto.ca/TWONTO#level_switch |  | Miscellaneous Equipment
9009 | COL-CCC-LSLL-0101 | Switch, Level Low-Low | COL-CCC-MISC | Switch,Level | Switch |  | LSLL | http://www.toronto.ca/TWONTO#level_switch |  | Miscellaneous Equipment
9012 | COL-CCC-TS-0001 | Switch, Transfer | COL-CCC | Switch | Switch |  | TS | http://www.toronto.ca/TWONTO#transfer_switch |  | Charles Caccia Park Storm Sanitary Combined Water Tank
10176 | COL-MTI-LSH-2301B | Switch,Level-High,Upstream, Simcoe Control Chamber No.23B, MTI | COL-MTI | Switch,Level-High | Switch |  | LSH | http://www.toronto.ca/TWONTO#level_switch |  | Mid-Toronto Interceptor
10177 | COL-MTI-LSH-2301B | Switch,Level-High,Upstream, Simcoe Control Chamber No.23B, MTI | COL-MTI-CH-2300B | Switch,Level-High | Switch |  | LSH | http://www.toronto.ca/TWONTO#level_switch |  | Chamber,Simcoe Control Chamber No.23B, MTI
10234 | COL-MTI-LSL-2300B | Switch, Level-Low, Simcoe Control Chamber #23B | COL-MTI-CH-2000B | Switch | Switch |  | LSL | http://www.toronto.ca/TWONTO#level_switch |  | Chamber, Scott Interconnecting Sewer (107) (Scott St. & Lombard St.) Divert Flow from HLI to MTI
10262 | COL-MTI-PIT-2300B | Transmitter, Pressure, Hydraulic Power Unit, Simcoe Control Chamber No.23B, MTI | COL-MTI-CH-2300B | Pressure Sensor,Gauge,Pressure | Switch |  | PIT | http://www.toronto.ca/TWONTO#pressure_transmitter |  | Chamber,Simcoe Control Chamber No.23B, MTI
10274 | FCL-ACC-FS-0101 | Heater, Convection, Admin Building Ground Floor, Women's Washroom 106 | FCL-ACC-AHU-0101 | Switch,Flow | Switch |  | FS | http://www.toronto.ca/TWONTO#flow_switch |  | Air Handling Unit, Low Lift Screen Room Ventilation System, Low lift Screen Room
10275 | FCL-ACC-FS-0103 | Switch, Loss of Air Flow, Low Lift Pump Room Recirculation System East | FCL-ACC-FN-0105 | Switch,Flow | Switch |  | FS | http://www.toronto.ca/TWONTO#flow_switch |  | Fan, Heater HTR-0103 Supply, Low Lift Pump Room Recirculation System East
10276 | FCL-ACC-FS-0201 | Switch, Loss of Air Flow,Lunch Room/Locker Room/Washroom/Lobby Ventilation System,Dry Chemical Bldg. | FCL-ACC-FN-0201 | Switch,Flow | Switch |  | FS | http://www.toronto.ca/TWONTO#flow_switch |  | Fan, Vane, Axial, Lunch Room/Locker Room/Washroom/Lobby Ventilation System, Dry Chemical Building
10277 | FCL-ACC-FS-0410 | Switch, Loss of Air Flow, Supply Air to Electrical Shop/Basement, High Lift Heating&Ventilation Room | FCL-ACC-AHU-0401 | Switch,Flow | Switch |  | FS | http://www.toronto.ca/TWONTO#flow_switch |  | Air Handling Unit, High Lift PS Control Room,Electrical Shop,Basement Office Air Supply,Control Room
10279 | FCL-ACC-FS-0701 | Switch, Loss of Air Flow, Fan FN-0701 Discharge, Gaseous Chemical Building 2nd Floor S/W | FCL-ACC-FN-0701 | Switch,Flow | Switch |  | FS | http://www.toronto.ca/TWONTO#flow_switch |  | Fan, Vane, Axial, Supply, Cl&SO2 Machine Room/Storage Room Ventilation System, Gaseous Chemical Bldg
10280 | FCL-ACC-FS-0703 | Switch, Loss of Air Flow, Fan FN-0701 Discharge to Storage Room,Gaseous Chemical Bldg. 2nd Floor S/W | FCL-ACC-FN-0701 | Switch,Flow | Switch |  | FS | http://www.toronto.ca/TWONTO#flow_switch |  | Fan, Vane, Axial, Supply, Cl&SO2 Machine Room/Storage Room Ventilation System, Gaseous Chemical Bldg
10281 | FCL-ACC-FS-0706 | Switch, Loss of Air Flow, Fan FN-0702 Air to Caustic/Fluoride Room, Gaseous Chemical Bldg. Basement | FCL-ACC-CL | Switch,Flow | Switch |  | FS | http://www.toronto.ca/TWONTO#flow_switch |  | Gaseous Chemical Building HVAC Equipment
10393 | COL-MTI-PSH-2700B | Hydraulic Filter Plugged, HPU, Strachan St. Control Chamber No.27B, MTI | COL-MTI-CH-2700B |  | Switch |  | PSH | http://www.toronto.ca/TWONTO#pressure_switch |  | Chamber,Strachan St. Control Chamber No.27B, MTI
10394 | COL-MTI-PSH-2900 | Pressure Switch High, Hydraulic Power unit, Roxton St. Control Chamber#29 | COL-MTI-CH-2900 | Switch | Switch |  | PSH | http://www.toronto.ca/TWONTO#pressure_switch |  | Chamber,Roxton St. Control Chamber No.29, MTI
10395 | COL-MTI-PSH-3400 | Pressure switch High, Hydraulic Filter Plugged, Parkside St. Control Chamber No.34, MTI | COL-MTI-CH-3400 | Switch,Pressure | Switch |  | PSH | http://www.toronto.ca/TWONTO#pressure_switch |  | Chamber,Parkside St. Control Chamber No.34, MTI
10470 | COL-MTI-TS-1401 | Transfer Switch, Rosedale Valley Control Chamber No.14C, MTI | COL-MTI | Switch | Switch |  | TS | http://www.toronto.ca/TWONTO#transfer_switch |  | Mid-Toronto Interceptor
10471 | COL-MTI-TS-1401 | Transfer Switch, Rosedale Valley Control Chamber No.14C, MTI | COL-MTI-CH-1400C | Switch | Switch |  | TS | http://www.toronto.ca/TWONTO#transfer_switch |  | Chamber,Rosedale Valley Control Chamber No.14C, MTI
10475 | COL-MTI-TS-2301B | Transfer Switch, Simcoe Control Chamber No.23B, MTI | COL-MTI | Switch | Switch |  | TS | http://www.toronto.ca/TWONTO#transfer_switch |  | Mid-Toronto Interceptor
10476 | COL-MTI-TS-2301B | Transfer Switch, Simcoe Control Chamber No.23B, MTI | COL-MTI-CH-2300B | Switch | Switch |  | TS | http://www.toronto.ca/TWONTO#transfer_switch |  | Chamber,Simcoe Control Chamber No.23B, MTI
10477 | COL-MTI-TS-2301D | Transfer Switch, Simcoe Control Chamber No.2300D, MTI | COL-MTI-CH-2300D | Switch | Switch |  | TS | http://www.toronto.ca/TWONTO#transfer_switch |  | Chamber,Simcoe Control Chamber No.2300D, MTI
10478 | COL-MTI-TS-2701B | Transfer Switch, Strachan Control Chamber No.27B, MTI | COL-MTI-CH-2700B | Switch | Switch |  | TS | http://www.toronto.ca/TWONTO#transfer_switch |  | Chamber,Strachan St. Control Chamber No.27B, MTI
10479 | COL-MTI-TS-2901 | Transfer Switch, Roxton Control Chamber No.29, MTI | COL-MTI | Switch | Switch |  | TS | http://www.toronto.ca/TWONTO#transfer_switch |  | Mid-Toronto Interceptor
10480 | COL-MTI-TS-2901 | Transfer Switch, Roxton Control Chamber No.29, MTI | COL-MTI-CH-2900 | Switch | Switch |  | TS | http://www.toronto.ca/TWONTO#transfer_switch |  | Chamber,Roxton St. Control Chamber No.29, MTI
10481 | COL-MTI-TS-3401 | Transfer Switch, Parkside Control Chamber No.34, MTI | COL-MTI | Switch | Switch |  | TS | http://www.toronto.ca/TWONTO#transfer_switch |  | Mid-Toronto Interceptor
10482 | COL-MTI-TSH-0100 | TSH, High Temperature Switch, Hydraulic Reservoir, Hiawatha Control Chamber No.1, MTI | COL-MTI-CH-0100 |  | Switch |  | TSH | http://www.toronto.ca/TWONTO#temperature_switch |  | Chamber,Hiawatha Control Chamber No.1, MTI
10484 | COL-MTI-TSH-3400 | Switch, Temperature, High, Oil, Hydraulic System, MTI Chamber CH-3400 | COL-MTI-CH-3400 | Switch,Temperature | Switch |  | TSH | http://www.toronto.ca/TWONTO#temperature_switch |  | Chamber,Parkside St. Control Chamber No.34, MTI
10505 | COL-MTI-ZSH-2401 | Door Switch, Spadina Control Chamber No.24, MTI | COL-MTI | Switch | Switch |  | ZSH | http://www.toronto.ca/TWONTO#position_switch |  | Mid-Toronto Interceptor
10510 | COL-PAB-LSLL-0101 | Switch, Level Low-Low | COL-PAB-MISC | Switch,Level | Switch |  | LSLL | http://www.toronto.ca/TWONTO#level_switch |  | Miscellaneous Equipment
10798 | FCL-AI-PSH-0001 | Switch, Pressure, High, Instrument Air Tank T-0001, High Lift Building, Compressor Room | FCL-SA | Switch,Pressure-High | Switch |  | PSH | http://www.toronto.ca/TWONTO#pressure_switch |  | Service Air
10799 | FCL-AI-PSH-0100-SUS | Switch,Pressure | FCL-TRW-C-0101 |  | Switch | 36329 | PSH | http://www.toronto.ca/TWONTO#pressure_switch |  | Compressor, Service Air Monitoring - High Lift
10800 | FCL-AI-PSH-0201 | Switch, Pressure,High, Instrument Air Compressor C-0102, High Lift Building, Compressor Room | FCL-TRW-C-0102 | Switch,Pressure-High | Switch |  | PSH | http://www.toronto.ca/TWONTO#pressure_switch |  | Compressor, Service Air Monitoring - High Lift
10850 | FCL-ALM-FSL-0101(S) | Switch, Flow, Low, Alum, Flocculation & Sedimentation Tank 0101, Flocculation & Sedimentation Tanks | FCL-ALM | Switch,Flow-Low | Switch | 35206 | FSL | http://www.toronto.ca/TWONTO#flow_switch |  | Coagulation
10851 | FCL-ALM-FSL-0201(S) | Switch, Flow, Low, Alum, Flocculation & Sedimentation Tank 0201, Flocculation & Sedimentation Tanks | FCL-FLO-T-0101 | Switch,Flow-Low | Switch | 35207 | FSL | http://www.toronto.ca/TWONTO#flow_switch |  | Tank, Flocculation
10852 | FCL-ALM-FSL-0201(S) | Switch, Flow, Low, Alum, Flocculation & Sedimentation Tank 0201, Flocculation & Sedimentation Tanks | FCL-FLO-T-0201 | Switch,Flow-Low | Switch | 35207 | FSL | http://www.toronto.ca/TWONTO#flow_switch |  | Tank, Flocculation
10853 | FCL-ALM-FSL-0301 | Magmeter, Flow, Low, Alum, Flocculation & Sedimentation Tank 0301, Flocculation & Sedimentation Tanks | FCL-FLO-T-0101 | Switch,Flow-Low | Switch | 35566 | FSL | http://www.toronto.ca/TWONTO#flow_switch |  | Tank, Flocculation
10854 | FCL-ALM-FSL-0301(S) | Switch, Flow, Low, Alum, Flocculation & Sedimentation Tank 0301, Flocculation & Sedimentation Tanks | FCL-ALM | Switch,Flow-Low | Switch | 35208 | FSL | http://www.toronto.ca/TWONTO#flow_switch |  | Coagulation
10860 | FCL-ALM-LSH-0001 | Switch, Level-High, Concrete Spill Containment, Liquid Alum System | FCL-ALM-T-0001 | Switch,Level-High | Switch |  | LSH | http://www.toronto.ca/TWONTO#level_switch |  | Tank, Alum Spill Containment, Liquid Alum System
10861 | FCL-ALM-LSH-0002 | Switch, Level-High, Spill Containment Area, Alum System | FCL-ALM-T-0001 | Switch,Level-High | Switch |  | LSH | http://www.toronto.ca/TWONTO#level_switch |  | Tank, Alum Spill Containment, Liquid Alum System
10954 | COL-PAB-TS-0001 | Switch, Transfer | COL-PAB-MISC | Switch | Switch |  | TS | http://www.toronto.ca/TWONTO#transfer_switch |  | Miscellaneous Equipment
11012 | COL-PBG-LSH-0001 | Switch, Level-High | COL-PBG | Switch,Level | Switch |  | LSH | http://www.toronto.ca/TWONTO#level_switch |  | Brule Gardens Sewage Pumping Station
11013 | COL-PBG-LSH-0001 | Switch, Level-High | COL-PBG-MISC | Switch,Level | Switch |  | LSH | http://www.toronto.ca/TWONTO#level_switch |  | Miscellaneous Equipment
11014 | COL-PBG-LSH-0103 | Switch, Level-High | COL-PBG | Switch,Level | Switch |  | LSH | http://www.toronto.ca/TWONTO#level_switch |  | Brule Gardens Sewage Pumping Station
11015 | COL-PBG-LSHH-0002 | Switch, Level High-High | COL-PBG | Switch,Level | Switch |  | LSHH | http://www.toronto.ca/TWONTO#level_switch |  | Brule Gardens Sewage Pumping Station
11016 | COL-PBG-LSHH-0002 | Switch, Level High-High | COL-PBG-MISC | Switch,Level | Switch |  | LSHH | http://www.toronto.ca/TWONTO#level_switch |  | Miscellaneous Equipment
11017 | COL-PBG-LSHH-0104 | Switch, Level High-High | COL-PBG | Switch,Level | Switch |  | LSHH | http://www.toronto.ca/TWONTO#level_switch |  | Brule Gardens Sewage Pumping Station
11018 | COL-PBG-LSHH-0104 | Switch, Level High-High | COL-PBG-MISC | Switch,Level | Switch |  | LSHH | http://www.toronto.ca/TWONTO#level_switch |  | Miscellaneous Equipment
11019 | COL-PBG-LSL-0102 | Switch, Level-Low | COL-PBG-MISC | Switch | Switch |  | LSL | http://www.toronto.ca/TWONTO#level_switch |  | Miscellaneous Equipment
11020 | COL-PBG-LSLL-0101 | Switch, Level Low-Low | COL-PBG | Switch,Level | Switch |  | LSLL | http://www.toronto.ca/TWONTO#level_switch |  | Brule Gardens Sewage Pumping Station
11033 | COL-PBG-SW-0001 | Switch, Normal Main Power | COL-PBG | Switch | Switch |  | SW | http://www.toronto.ca/TWONTO#disconnect_switch |  | Brule Gardens Sewage Pumping Station
11034 | COL-PBG-SW-0002 | Switch, Emergency Power | COL-PBG | Switch | Switch |  | SW | http://www.toronto.ca/TWONTO#disconnect_switch |  | Brule Gardens Sewage Pumping Station
11035 | COL-PBG-SW-0003 | Switch, Transformer | COL-PBG | Switch | Switch |  | SW | http://www.toronto.ca/TWONTO#disconnect_switch |  | Brule Gardens Sewage Pumping Station
11036 | COL-PBG-SW-0003 | Switch, Transformer | COL-PBG-MISC | Switch | Switch |  | SW | http://www.toronto.ca/TWONTO#disconnect_switch |  | Miscellaneous Equipment
11038 | COL-PBG-TS-0001 | Switch, Transfer | COL-PBG | Switch | Switch |  | TS | http://www.toronto.ca/TWONTO#transfer_switch |  | Brule Gardens Sewage Pumping Station
11039 | COL-PBG-TS-0002 | Switch, Transfer | COL-PBG | Switch | Switch |  | TS | http://www.toronto.ca/TWONTO#transfer_switch |  | Brule Gardens Sewage Pumping Station
11071 | COL-PBP-LS-0102 | Switch, Level-High | COL-PBP | Switch,Level | Switch |  | LS | http://www.toronto.ca/TWONTO#level_switch |  | Baby Point Sewage Pumping Station
11072 | COL-PBP-LS-0103 | Switch, Level-High | COL-PBP | Switch,Level | Switch |  | LS | http://www.toronto.ca/TWONTO#level_switch |  | Baby Point Sewage Pumping Station
11073 | COL-PBP-LS-0104 | Switch, Level-High | COL-PBP | Switch,Level | Switch |  | LS | http://www.toronto.ca/TWONTO#level_switch |  | Baby Point Sewage Pumping Station
11074 | COL-PBP-LSH-0001 | Switch, Level-High | COL-PBP | Switch,Level | Switch |  | LSH | http://www.toronto.ca/TWONTO#level_switch |  | Baby Point Sewage Pumping Station
11075 | COL-PBP-LSH-0001 | Switch, Level-High | COL-PBP-MISC | Switch,Level | Switch |  | LSH | http://www.toronto.ca/TWONTO#level_switch |  | Miscellaneous Equipment
11076 | COL-PBP-LSHH-0105 | Switch, Level High-High | COL-PBP-MISC | Switch,Level | Switch |  | LSHH | http://www.toronto.ca/TWONTO#level_switch |  | Miscellaneous Equipment
11077 | COL-PBP-LSLL-0101 | Switch, Level Low-Low | COL-PBP-MISC | Switch,Level | Switch |  | LSLL | http://www.toronto.ca/TWONTO#level_switch |  | Miscellaneous Equipment
11087 | COL-PBP-TS-0001 | Switch, Transfer | COL-PBP | Switch | Switch |  | TS | http://www.toronto.ca/TWONTO#transfer_switch |  | Baby Point Sewage Pumping Station
11229 | FCL-AM-FS-0001 | Switch, Flow, Process Water, Scrubber, Aqua Ammonia Scrubber System | FCL-AM-SCRUBBER | Switch,Flow | Switch |  | FS | http://www.toronto.ca/TWONTO#flow_switch |  | Ammonia Scrubber System
11234 | FCL-AM-LSH-0201 | Switch, Level-High, Tank 0201, , Aqua Ammonia System | FCL-AM | Switch,Level-High | Switch |  | LSH | http://www.toronto.ca/TWONTO#level_switch |  | Ammoniation
11235 | FCL-AM-LSH-0201 | Switch, Level-High, Tank 0201, , Aqua Ammonia System | FCL-AM-T-0201 | Switch,Level-High | Switch |  | LSH | http://www.toronto.ca/TWONTO#level_switch |  | Tank, Storage, Pressurised, Aqua Ammonia Storage Room, Dry Chemical Building
11335 | FCL-BW-LSL-0201 | Switch, Level, Low, Backwash Pump P-0201 Loss of Prime, High Lift Building, Pump Room | FCL-BW-P-0201 | Switch,Level-Low | Switch |  | LSL | http://www.toronto.ca/TWONTO#level_switch |  | Pump, Centrifugal, Water Back Wash,
11336 | FCL-BW-LSL-0401 | Switch, Level, Low, Backwash Pump P-0201 Loss of Prime, High Lift Building, Pump Room | FCL-BW-P-0401 | Switch,Level-Low | Switch |  | LSL | http://www.toronto.ca/TWONTO#level_switch |  | Pump, Centrifugal, Water Back Wash,
11348 | FCL-BW-PSL-0001 | Switch, Pressure Low, Service Air, Vacuum Tank 0200, Water Supply/ Water Production, Back Wash Pumps | FCL-BW | Switch,Pressure-Low | Switch |  | PSL | http://www.toronto.ca/TWONTO#pressure_switch |  | Backwash System
11538 | FCL-CLA-PSH-0101 | Switch, Pressure High, Chlorine Gas, Expansion Tank 0101, Chlorination System | FCL-CLA-CHL-0101 | Switch,Pressure-High | Switch |  | PSH | http://www.toronto.ca/TWONTO#pressure_switch |  | Chlorinator, Chlorine Gas, Chlorination System
11539 | FCL-CLA-PSH-0102 | Switch, Pressure High, Inlet, CLA Evaporator 0101, Chlorination System | FCL-CLA | Switch,Pressure-High | Switch |  | PSH | http://www.toronto.ca/TWONTO#pressure_switch |  | Pre-Chlorination
11540 | FCL-CLA-PSH-0201 | Switch, Pressure High, Chlorine Gas, Expansion Tank 0201, Chlorination System | FCL-CLA | Switch,Pressure-High | Switch |  | PSH | http://www.toronto.ca/TWONTO#pressure_switch |  | Pre-Chlorination
11541 | FCL-CLA-PSH-0201 | Switch, Pressure High, Chlorine Gas, Expansion Tank 0201, Chlorination System | FCL-CLA-CHL-0201 | Switch,Pressure-High | Switch |  | PSH | http://www.toronto.ca/TWONTO#pressure_switch |  | Chlorinator, Chlorine Gas, Chlorination System
11542 | FCL-CLA-PSH-0202 | Switch, Pressure High, Inlet, CLA Evaporator 0201, Chlorination System | FCL-CLA-CHL-0201 | Switch,Pressure-High | Switch |  | PSH | http://www.toronto.ca/TWONTO#pressure_switch |  | Chlorinator, Chlorine Gas, Chlorination System
11543 | FCL-CLA-PSL-0201 | Switch, Pressure Low, Chlorine Gas, CLA Weigh Scale 0201, Chlorination System | FCL-CLA-CHL-0201 | Switch,Pressure-Low | Switch |  | PSL | http://www.toronto.ca/TWONTO#pressure_switch |  | Chlorinator, Chlorine Gas, Chlorination System
11544 | FCL-CLA-PSL-0202 | Switch, Pressure Low, Discharge, CLA Evaporator 0201, Chlorination System | FCL-CLA | Switch,Pressure-Low | Switch |  | PSL | http://www.toronto.ca/TWONTO#pressure_switch |  | Pre-Chlorination
11545 | FCL-CLA-PSL-0202 | Switch, Pressure Low, Discharge, CLA Evaporator 0201, Chlorination System | FCL-CLA-CHL-0201 | Switch,Pressure-Low | Switch |  | PSL | http://www.toronto.ca/TWONTO#pressure_switch |  | Chlorinator, Chlorine Gas, Chlorination System
11644 | FCL-CLB-FSL-0001A | Switch, Flow Low, Discharge, Sampling Pump 0001A, Dewatering Pumps Area First Level | FCL-CLB | Switch,Flow-Low | Switch |  | FSL | http://www.toronto.ca/TWONTO#flow_switch |  | Post-Chlorination
11645 | FCL-CLB-FSL-0001B | Switch, Flow Low, Discharge, Sampling Pump 0001B, Dewatering Pumps Area First Level | FCL-CLB | Switch,Flow-Low | Switch |  | FSL | http://www.toronto.ca/TWONTO#flow_switch |  | Post-Chlorination
11646 | FCL-CLB-FSL-0002 | Switch, Flow, Low, After Post Analysers AIT-0001A & 0001B, Lab, Admin. Building | FCL-CLB | Switch | Switch |  | FSL | http://www.toronto.ca/TWONTO#flow_switch |  | Post-Chlorination
11647 | FCL-CLB-FSL-0002 | Switch, Flow, Low, After Post Analysers AIT-0001A & 0001B, Lab, Admin. Building | FCL-CLB-SAMP | Switch | Switch |  | FSL | http://www.toronto.ca/TWONTO#flow_switch |  | After Post CL2 Sampling
11648 | FCL-CLB-FSL-0003B-SUS | Switch,Flow | FCL-CLB |  | Switch | 36389 | FSL | http://www.toronto.ca/TWONTO#flow_switch |  | Post-Chlorination
11657 | FCL-CLB-PSH-0101 | Switch, Pressure High, Chlorine Gas, Expansion Tank 0101, Chlorination System | FCL-CLB | Switch,Pressure-High | Switch |  | PSH | http://www.toronto.ca/TWONTO#pressure_switch |  | Post-Chlorination
11658 | FCL-CLB-PSH-0101 | Switch, Pressure High, Chlorine Gas, Expansion Tank 0101, Chlorination System | FCL-CLB-CHL-0101 | Switch,Pressure-High | Switch |  | PSH | http://www.toronto.ca/TWONTO#pressure_switch |  | Chlorinator, Chlorine Gas, Chlorination System
11659 | FCL-CLB-PSH-0201 | Switch, Pressure High, Chlorine Gas, Expansion Tank 0201, Chlorination System | FCL-CLB-CHL-0201 | Switch,Pressure-High | Switch |  | PSH | http://www.toronto.ca/TWONTO#pressure_switch |  | Chlorinator, Chlorine Gas, Chlorination System
11660 | FCL-CLB-PSL-0101 | Switch, Pressure Low, Chlorine Gas, CLB Weigh Scale 0101, Chlorination System | FCL-CLB | Switch,Pressure-Low | Switch |  | PSL | http://www.toronto.ca/TWONTO#pressure_switch |  | Post-Chlorination
11661 | FCL-CLB-PSL-0102 | Switch, Pressure Low, Discharge, CLB Evaporator 0101, Chlorination System | FCL-CLB | Switch,Pressure-Low | Switch |  | PSL | http://www.toronto.ca/TWONTO#pressure_switch |  | Post-Chlorination
11662 | FCL-CLB-PSL-0102 | Switch, Pressure Low, Discharge, CLB Evaporator 0101, Chlorination System | FCL-CLB-CHL-0101 | Switch,Pressure-Low | Switch |  | PSL | http://www.toronto.ca/TWONTO#pressure_switch |  | Chlorinator, Chlorine Gas, Chlorination System
11663 | FCL-CLB-PSL-0103 | Switch, Pressure Low, Vent, CLB Evaporator 0101, Chlorination System | FCL-CLB-CHL-0101 | Switch,Pressure-Low | Switch |  | PSL | http://www.toronto.ca/TWONTO#pressure_switch |  | Chlorinator, Chlorine Gas, Chlorination System
11664 | FCL-CLB-PSL-0202 | Switch, Pressure Low, Discharge, CLB Evaporator 0201, Chlorination System | FCL-CLB-CHL-0201 | Switch,Pressure-Low | Switch |  | PSL | http://www.toronto.ca/TWONTO#pressure_switch |  | Chlorinator, Chlorine Gas, Chlorination System
11665 | FCL-CLB-PSL-0203 | Switch, Pressure Low, Vent, CLB Evaporator 0201, Chlorination System | FCL-CLB-CHL-0201 | Switch,Pressure-Low | Switch |  | PSL | http://www.toronto.ca/TWONTO#pressure_switch |  | Chlorinator, Chlorine Gas, Chlorination System
11783 | FCL-DCL-FSL-0001 | Switch, Flow, Low, Thermal, Sample to Before SO2 Analysers, Lab, Admin. Building | FCL-BEFORE SO2 | Switch | Switch |  | FSL | http://www.toronto.ca/TWONTO#flow_switch |  | Before S02 Sampling
11784 | FCL-DCL-FSL-0002 | Switch, Flow, Low, Thermal, Sample to After SO2 Analysers, Lab, Admin. Building | FCL-DCL | Switch | Switch |  | FSL | http://www.toronto.ca/TWONTO#flow_switch |  | Sulphur Dioxide System
11785 | FCL-DCL-FSL-0003A-SUS | Switch, Flow Low, Discharge, FCL-BEFORE SO2 Sample Pump 0001A, Sampling Pumps | FCL-DCL-P-0001A | Switch,Flow-Low | Switch | 36427 | FSL | http://www.toronto.ca/TWONTO#flow_switch |  | Pump, Centrifugal, Sampling Before SO2, Decant Liquor, Sampling Pumps
11786 | FCL-DCL-FSL-0003B-SUS | Switch, Flow Low, Discharge, FCL-BEFORE SO2 Sample Pump 0001B, Sampling Pumps | FCL-SUSPENDED | Switch,Flow-Low | Switch | 36428 | FSL | http://www.toronto.ca/TWONTO#flow_switch |  | Suspended entity
11787 | FCL-DCL-FSL-0004A-SUS | Switch, Flow Low, Discharge, FCL-AFTER SO2 Sample Pump 0002A, Sampling Pumps | FCL-AFTER SO2 | Switch,Flow-Low | Switch | 36429 | FSL | http://www.toronto.ca/TWONTO#flow_switch |  | FCL-AFTER SO2 Sampling
11797 | FCL-DCL-PSH-0101 | Switch, Pressure-High, Supply Header 1, Sulpher Dioxide System | FCL-DCL | Switch,Pressure-High | Switch |  | PSH | http://www.toronto.ca/TWONTO#pressure_switch |  | Sulphur Dioxide System
11798 | FCL-DCL-PSH-0102 | Switch, Pressure-High, Inlet, Evaporator 0101, Sulpher Dioxide System | FCL-DCL | Switch,Pressure-High | Switch |  | PSH | http://www.toronto.ca/TWONTO#pressure_switch |  | Sulphur Dioxide System
11799 | FCL-DCL-PSH-0201 | Switch, Pressure-High, Supply Header 2, Sulpher Dioxide System | FCL-DCL | Switch,Pressure-High | Switch |  | PSH | http://www.toronto.ca/TWONTO#pressure_switch |  | Sulphur Dioxide System
11800 | FCL-DCL-PSH-0201 | Switch, Pressure-High, Supply Header 2, Sulpher Dioxide System | FCL-DCL-SO-0201 | Switch,Pressure-High | Switch |  | PSH | http://www.toronto.ca/TWONTO#pressure_switch |  | Sulphonator, Sulphur Dioxide System, Machine Room,Gaseous Chemical Building
11801 | FCL-DCL-PSH-0301 | Switch, Pressure-High, Supply Header 3, Sulpher Dioxide System | FCL-DCL | Switch,Pressure-High | Switch |  | PSH | http://www.toronto.ca/TWONTO#pressure_switch |  | Sulphur Dioxide System
11802 | FCL-DCL-PSH-0301 | Switch, Pressure-High, Supply Header 3, Sulpher Dioxide System | FCL-DCL-SO-0301 | Switch,Pressure-High | Switch |  | PSH | http://www.toronto.ca/TWONTO#pressure_switch |  | Sulphonator, Sulphur Dioxide System, Machine Room,Gaseous Chemical Building
11803 | FCL-DCL-PSH-0302 | Switch, Pressure-High, Inlet, Evaporator 0301, Sulpher Dioxide System | FCL-DCL | Switch,Pressure-High | Switch |  | PSH | http://www.toronto.ca/TWONTO#pressure_switch |  | Sulphur Dioxide System
11804 | FCL-DCL-PSL-0101 | Switch, Pressure-Low, Supply Header 1, Sulpher Dioxide System | FCL-DCL-SO-0101 | Switch,Pressure-Low | Switch |  | PSL | http://www.toronto.ca/TWONTO#pressure_switch |  | Sulphonator, Sulphur Dioxide System, Machine Room,Gaseous Chemical Building
11805 | FCL-DCL-PSL-0102 | Switch, Pressure-Low, Outlet, Filter 0101, Sulpher Dioxide System | FCL-DCL-SO-0101 | Switch,Pressure-Low | Switch |  | PSL | http://www.toronto.ca/TWONTO#pressure_switch |  | Sulphonator, Sulphur Dioxide System, Machine Room,Gaseous Chemical Building
11806 | FCL-DCL-PSL-0202 | Switch, Pressure-Low, Outlet, Filter 0201, Sulpher Dioxide System | FCL-DCL | Switch,Pressure-Low | Switch |  | PSL | http://www.toronto.ca/TWONTO#pressure_switch |  | Sulphur Dioxide System
11807 | FCL-DCL-PSL-0301 | Switch, Pressure-Low, Supply Header 3, Sulpher Dioxide System | FCL-DCL | Switch,Pressure-Low | Switch |  | PSL | http://www.toronto.ca/TWONTO#pressure_switch |  | Sulphur Dioxide System
11808 | FCL-DCL-PSL-0302 | Switch, Pressure-Low, Outlet, Filter 0301, Sulpher Dioxide System | FCL-DCL-SO-0301 | Switch,Pressure-Low | Switch |  | PSL | http://www.toronto.ca/TWONTO#pressure_switch |  | Sulphonator, Sulphur Dioxide System, Machine Room,Gaseous Chemical Building
11809 | FCL-DCL-PSL-0406 | Switch, Pressure-Low, Outlet, Filter 0401, RMF Dechlorination,Machine Room,Gaseous Chemical Building | FCL-DCL-SO-0401 | Switch,Pressure-Low | Switch |  | PSL | http://www.toronto.ca/TWONTO#pressure_switch |  | Sulphonator, RMF Dechlorination, Machine Room,Gaseous Chemical Building
11930 | FCL-DEW-LSH-0001 | Switch, Level, High, Raw Water Dewatering Pump Dry Pit | FCL-DEW-RW | Switch,Level-High | Switch |  | LSH | http://www.toronto.ca/TWONTO#level_switch |  | Raw water Area Dewatering
11931 | FCL-DEW-LSH-0005 | Switch, Level High, Wet Well Tank, Dewatering & Sump Pumps@Settling Tanks | FCL-DEW-SED | Switch,Level-High | Switch |  | LSH | http://www.toronto.ca/TWONTO#level_switch |  | Sedimentation Area Dewatering
11932 | FCL-DEW-LSH-0401 | Switch, Level, High, Raw Water Area Dewatering Pit T-0401 | FCL-DEW-RW | Switch,Level-High | Switch |  | LSH | http://www.toronto.ca/TWONTO#level_switch |  | Raw water Area Dewatering
11933 | FCL-DEW-LSH-0501 | Switch, Level, High, Pre-Treatment Area Dewatering Pit T-0501 | FCL-DEW-RW | Switch,Level-High | Switch |  | LSH | http://www.toronto.ca/TWONTO#level_switch |  | Raw water Area Dewatering
11934 | FCL-DEW-LSHH-0201 | Switch, Level, High High, Treated Water Process Dewatering Pit T-0201 | FCL-DEW-RW | Switch,Level-High-High | Switch |  | LSHH | http://www.toronto.ca/TWONTO#level_switch |  | Raw water Area Dewatering
11935 | FCL-DEW-LSHH-0501 | Switch, Level, High High , Pre-Treatment Area Dewatering Pit T-0501 | FCL-DEW-RW | Switch,Level-High-High | Switch |  | LSHH | http://www.toronto.ca/TWONTO#level_switch |  | Raw water Area Dewatering
11936 | FCL-DEW-LSHH-0601 | Switch, Level, High High, Treated Water Area Dewatering Pit T-0601 | FCL-DEW-RW | Switch,Level-High-High | Switch |  | LSHH | http://www.toronto.ca/TWONTO#level_switch |  | Raw water Area Dewatering
11937 | FCL-DEW-LSL-0401 | Switch, Level, Low , Raw Water Area Dewatering Pit T-0401 | FCL-DEW-RW | Switch,Level-High | Switch |  | LSL | http://www.toronto.ca/TWONTO#level_switch |  | Raw water Area Dewatering
11938 | FCL-DEW-LSL-0501 | Switch, Level, Low , Pre-Treatment Area Dewatering Pit T-0501 | FCL-DEW-RW | Switch,Level-High | Switch |  | LSL | http://www.toronto.ca/TWONTO#level_switch |  | Raw water Area Dewatering
11939 | FCL-DEW-LSL-0601 | Switch, Level, Low , Treated Water Area Dewatering Pit T-0601 | FCL-DEW-RW | Switch,Level-High | Switch |  | LSL | http://www.toronto.ca/TWONTO#level_switch |  | Raw water Area Dewatering
11940 | FCL-DEW-LSLL-0201 | Switch, Level, Low Low, Treated Water Process Dewatering Pit T-0201 | FCL-DEW-RW | Switch,Level-High | Switch |  | LSLL | http://www.toronto.ca/TWONTO#level_switch |  | Raw water Area Dewatering
11941 | FCL-DEW-LSLL-0401 | Switch, Level, Low Low, Raw Water Area Dewatering Pit T-0401 | FCL-DEW-RW | Switch,Level-High | Switch |  | LSLL | http://www.toronto.ca/TWONTO#level_switch |  | Raw water Area Dewatering
12123 | FCL-ELS-DS-00B1-A | Load Break Switch,Low Lift Bldg - Switchgear Room,4.16 kV Line 1A Main Breaker | FCL-ELS-BUS-00B1-A | Load Break Switch | Switch |  | DS | http://www.toronto.ca/TWONTO#load_break_disconnect_switch |  | Switchgear,Indoor,Low Lift Bldg - Switchgear Room,4.16 kV Line 1A
12124 | FCL-ELS-DS-0200-B | Switch,High Lift Bldg - Switchgear Room,Disconnect | FCL_ELS_120/208V_ELECABS | Switch | Switch |  | DS | http://www.toronto.ca/TWONTO#disconnect_switch |  | Electrical Distribution Cabinets,120/208V
12125 | FCL-ELS-DS-0200-J | Switch,High Lift Bldg - Switchgear Room,Disconnect | FCL_ELS_120/208V_ELECABS | Switch | Switch |  | DS | http://www.toronto.ca/TWONTO#disconnect_switch |  | Electrical Distribution Cabinets,120/208V
12126 | FCL-ELS-DS-0200-P | Switch,High Lift Bldg - Switchgear Room,Disconnect | FCL_ELS_120/208V_ELECABS | Switch | Switch |  | DS | http://www.toronto.ca/TWONTO#disconnect_switch |  | Electrical Distribution Cabinets,120/208V
12127 | FCL-ELS-DS-B1B2-A | Load Break Switch,Low Lift Bldg - Switchgear Room,Isolation Disconnect Switch:FCL-ELS-BUS-00B1-A/FCL-ELS-BUS-00B2-A | FCL-ELS-BUS-00B2-A | Load Break Switch | Switch |  |  | http://www.toronto.ca/TWONTO#load_break_disconnect_switch |  | Switchgear,Indoor,Low Lift Bldg - Switchgear Room,4.16 kV Line 2A
12187 | COL-PCF-LSH-0001 | Switch Level, High, Dry Well | COL-PCF-MISC | Switch,Level-High | Switch |  | LSH | http://www.toronto.ca/TWONTO#level_switch |  | Miscellaneous Equipment
12188 | COL-PCF-LSH-0002 | Switch Level, High, Wet Well | COL-PCF-MISC | Switch,Level-High | Switch |  | LSH | http://www.toronto.ca/TWONTO#level_switch |  | Miscellaneous Equipment
12189 | COL-PCF-LSH-0103 | Switch Level, High, Wet Well | COL-PCF-MISC | Switch,Level-High | Switch |  | LSH | http://www.toronto.ca/TWONTO#level_switch |  | Miscellaneous Equipment
12190 | COL-PCF-LSH-0105 | Switch, Level-High, Wet Well | COL-PCF | Switch,Level-High | Switch |  | LSH | http://www.toronto.ca/TWONTO#level_switch |  | Clark Pumping Station
12191 | COL-PCF-LSH-0105 | Switch, Level-High, Wet Well | COL-PCF-MISC | Switch,Level-High | Switch |  | LSH | http://www.toronto.ca/TWONTO#level_switch |  | Miscellaneous Equipment
12192 | COL-PCF-LSH-0105 | Switch, Level-High, Wet Well | COL-PCF-WEL-0100 | Switch,Level-High | Switch |  | LSH | http://www.toronto.ca/TWONTO#level_switch |  | Wet Well
12193 | COL-PCF-LSHH-0104 | Switch Level, High-High, Wet Well | COL-PCF | Switch,Level-High-High | Switch |  | LSHH | http://www.toronto.ca/TWONTO#level_switch |  | Clark Pumping Station
12194 | COL-PCF-LSHH-0104 | Switch Level, High-High, Wet Well | COL-PCF-MISC | Switch,Level-High-High | Switch |  | LSHH | http://www.toronto.ca/TWONTO#level_switch |  | Miscellaneous Equipment
12195 | COL-PCF-LSHH-0104 | Switch Level, High-High, Wet Well | COL-PCF-WEL-0100 | Switch,Level-High-High | Switch |  | LSHH | http://www.toronto.ca/TWONTO#level_switch |  | Wet Well
12196 | COL-PCF-LSL-0102 | Switch Level, Low, Wet Well | COL-PCF | Switch,Level-Low | Switch |  | LSL | http://www.toronto.ca/TWONTO#level_switch |  | Clark Pumping Station
12197 | COL-PCF-LSL-0102 | Switch Level, Low, Wet Well | COL-PCF-MISC | Switch,Level-Low | Switch |  | LSL | http://www.toronto.ca/TWONTO#level_switch |  | Miscellaneous Equipment
12198 | COL-PCF-LSLL-0101 | Switch Level, Low-Low, Wet Well | COL-PCF | Switch,Level-Low-Low | Switch |  | LSLL | http://www.toronto.ca/TWONTO#level_switch |  | Clark Pumping Station
12199 | COL-PCF-LSLL-0101 | Switch Level, Low-Low, Wet Well | COL-PCF-MISC | Switch,Level-Low-Low | Switch |  | LSLL | http://www.toronto.ca/TWONTO#level_switch |  | Miscellaneous Equipment
12200 | COL-PCF-LSLL-0101 | Switch Level, Low-Low, Wet Well | COL-PCF-WEL-0100 | Switch,Level-Low-Low | Switch |  | LSLL | http://www.toronto.ca/TWONTO#level_switch |  | Wet Well
12342 | COL-PCU-FS-0101 | HVAC, Switch, Flow, Airflow, Cumber PS | COL-PCU-AHU-0100 | Switch,Flow | Switch |  | FS | http://www.toronto.ca/TWONTO#flow_switch |  | HVAC, Air Handling Unit, Dry Well 2nd Floor, Cumber PS
12367 | FCL-ELS-LB-0101-SUS | Switch, Isolation, Transformer FCL-ELS-TR-0101, Switchgear Room | FCL-SUSPENDED | Switch | Switch | 36529 | LB | http://www.toronto.ca/TWONTO#disconnect_switch |  | Suspended entity
12368 | FCL-ELS-LB-01CL | Load Break Switch,Clarification - Electrical Room,Isolation Switch; TR-01CL | FCL-ELS-BUS-00B1-A | Load Break Switch | Switch |  | LB | http://www.toronto.ca/TWONTO#load_break_disconnect_switch |  | Switchgear,Indoor,Low Lift Bldg - Switchgear Room,4.16 kV Line 1A
12369 | FCL-ELS-LB-02CF | Load Break Switch,Centrifuge Bldg - Electrical Room,Isolation Switch; TR-02CF | FCL-ELS-BUS-00B2-A | Load Break Switch | Switch |  | LB | http://www.toronto.ca/TWONTO#load_break_disconnect_switch |  | Switchgear,Indoor,Low Lift Bldg - Switchgear Room,4.16 kV Line 2A
12370 | FCL-ELS-LB-0301-SUS | Switch, Isolation, Transformer FCL-ELS-TR-0301, Switchgear Room | FCL-SUSPENDED | Switch | Switch | 36532 | LB | http://www.toronto.ca/TWONTO#disconnect_switch |  | Suspended entity
12414 | COL-PCU-FS-0101 | HVAC, Switch, Flow, Airflow, Cumber PS | COL-PCU-AUX-MECH | Switch,Flow | Switch |  | FS | http://www.toronto.ca/TWONTO#flow_switch |  | Mechanical Equipment
12427 | COL-PCU-HIC-0100 | HVAC, Switch, Humidistat, Pump Floor, Cumber PS | COL-PCU-AHU-0100 | Switch | Switch |  | HIC | http://www.toronto.ca/TWONTO#thermostat_or_zone_controller_unit |  | HVAC, Air Handling Unit, Dry Well 2nd Floor, Cumber PS
12453 | COL-PCU-LSH-0103 | Sensor, Switch, High, Wet Well #1 | COL-PCU-AUX-INST | Switch,Level-High | Switch |  | LSH | http://www.toronto.ca/TWONTO#level_switch |  | Instrumentation Equipment
12454 | COL-PCU-LSH-0105 | Switch,Level, High Flood Alarm , Wet Well #1 | COL-PCU-AUX-INST | Switch,Level-High-High | Switch |  | LSH | http://www.toronto.ca/TWONTO#level_switch |  | Instrumentation Equipment
12457 | COL-PCU-LSH-0203 | Sensor, Switch, High, Wet Well #2 | COL-PCU-AUX-INST | Switch,Level-High | Switch |  | LSH | http://www.toronto.ca/TWONTO#level_switch |  | Instrumentation Equipment
12458 | COL-PCU-LSH-0203 | Sensor, Switch, High, Wet Well #2 | COL-PCU-WEL-0200 | Switch,Level-High | Switch |  | LSH | http://www.toronto.ca/TWONTO#level_switch |  | Well, Wet Well #2, Cumber PS
12459 | COL-PCU-LSH-0205 | Switch,Level, High Flood Alarm , Wet Well #2 | COL-PCU-WEL-0200 | Switch,Level-High-High | Switch |  | LSH | http://www.toronto.ca/TWONTO#level_switch |  | Well, Wet Well #2, Cumber PS
12465 | COL-PCU-LSHH-0104 | Sensor, Switch, High-High, Wet Well #1 | COL-PCU-AUX-INST | Switch,Level-High-High | Switch |  | LSHH | http://www.toronto.ca/TWONTO#level_switch |  | Instrumentation Equipment
12466 | COL-PCU-LSHH-0204 | Sensor, Switch, High-High, Wet Well #2 | COL-PCU-AUX-INST | Switch,Level-High-High | Switch |  | LSHH | http://www.toronto.ca/TWONTO#level_switch |  | Instrumentation Equipment
12467 | COL-PCU-LSHH-0204 | Sensor, Switch, High-High, Wet Well #2 | COL-PCU-WEL-0200 | Switch,Level-High-High | Switch |  | LSHH | http://www.toronto.ca/TWONTO#level_switch |  | Well, Wet Well #2, Cumber PS
12469 | COL-PCU-LSL-0102 | Sensor, Switch, Low, Wet Well #1 | COL-PCU-WEL-0100 | Switch,Level-Low | Switch |  | LSL | http://www.toronto.ca/TWONTO#level_switch |  | Well, Wet Well #1, Cumber PS
12471 | COL-PCU-LSL-0202 | Sensor, Switch, Low, Wet Well #2 | COL-PCU-AUX-INST | Switch,Level-Low | Switch |  | LSL | http://www.toronto.ca/TWONTO#level_switch |  | Instrumentation Equipment
12531 | COL-PCU-TS-0001 | Switch, Automatic Transfer, Emergency Power, West Wall Electrical Room | COL-PCU | Control Panel,Electrical | Switch |  | TS | http://www.toronto.ca/TWONTO#transfer_switch |  | Cumber Pumping Station
12532 | COL-PCU-TS-0001 | Switch, Automatic Transfer, Emergency Power, West Wall Electrical Room | COL-PCU-AUX-ELEC | Control Panel,Electrical | Switch |  | TS | http://www.toronto.ca/TWONTO#transfer_switch |  | Electrical Equipment
12533 | COL-PCU-TS-0001 | Switch, Automatic Transfer, Emergency Power, West Wall Electrical Room | COL-PCU-MCC-0100 | Control Panel,Electrical | Switch |  | TS | http://www.toronto.ca/TWONTO#transfer_switch |  | Control Panel, MCC, Cumber PS
12534 | COL-PCU-TS-0001 | Switch, Automatic Transfer, Emergency Power, West Wall Electrical Room | COL-PCU-MISC | Control Panel,Electrical | Switch |  | TS | http://www.toronto.ca/TWONTO#transfer_switch |  | Miscellaneous Equipment
12535 | COL-PCU-TSH-0101 | HVAC, Switch, Temperature, Pump Floor, Cumber PS | COL-PCU-AHU-0100 | Switch,Temperature | Switch |  | TSH | http://www.toronto.ca/TWONTO#temperature_switch |  | HVAC, Air Handling Unit, Dry Well 2nd Floor, Cumber PS
12536 | COL-PCU-TSH-0101 | HVAC, Switch, Temperature, Pump Floor, Cumber PS | COL-PCU-AUX-MECH | Switch,Temperature | Switch |  | TSH | http://www.toronto.ca/TWONTO#temperature_switch |  | Mechanical Equipment
12646 | FCL-ELS-LSH-0101 | Switch, Level, High, Fuel Oil Day Tank T-0101, Low Lift Building, Screen Room | FCL-ELS-PS-0003 | Switch,Level-High | Switch |  | LSH | http://www.toronto.ca/TWONTO#level_switch |  | Emergency Power
12647 | FCL-ELS-LSH-0201 | Switch, Level, High, Fuel Oil Day Tank T-0201, Low Lift Building, Screen Room | FCL-ELS-PS-0003 | Switch,Level-High | Switch |  | LSH | http://www.toronto.ca/TWONTO#level_switch |  | Emergency Power
12652 | FCL-ELS-LSL-0101 | Switch, Level, Low, Fuel Oil Day Tank T-0101, Low Lift Building, Screen Room | FCL-ELS-PS-0003 | Switch,Level-Low | Switch |  | LSL | http://www.toronto.ca/TWONTO#level_switch |  | Emergency Power
12653 | FCL-ELS-LSL-0200 | Switch,Level-Low,Outdoor Main Substation,Transformer TR-0200 Oil | FCL-ELS-TR-0200 | Switch,Level-Low | Switch |  | LSL | http://www.toronto.ca/TWONTO#level_switch |  | Transformer,Power,Oil Filled,Outdoor Main Substation,27.6-4.16kV,10/13.3MVA
12654 | FCL-ELS-LSL-0201 | Switch, Level, Low, Fuel Oil Day Tank T-0201, Low Lift Building, Screen Room | FCL-ELS-PS-0003 | Switch,Level-Low | Switch |  | LSL | http://www.toronto.ca/TWONTO#level_switch |  | Emergency Power
12704 | FCL-ELS-PSH-0101 | Switch, Pressure, High, Fuel Oil Day Tank T-0101, Low Lift Building, Screen Room | FCL-ELS-PS-0003 | Switch,Pressure-High | Switch |  | PSH | http://www.toronto.ca/TWONTO#pressure_switch |  | Emergency Power
12705 | FCL-ELS-PSH-0201 | Switch, Pressure, High, Fuel Oil Day Tank T-0201, Low Lift Building, Screen Room | FCL-ELS-PS-0003 | Switch,Pressure-High | Switch |  | PSH | http://www.toronto.ca/TWONTO#pressure_switch |  | Emergency Power
12715 | FCL-ELS-SW-00L2 | Switch,Pole Mounted, Line 2 | FCL_ELS_CBL_00L2 | Switch | Switch |  | SW | http://www.toronto.ca/TWONTO#disconnect_switch |  | Electrical Power Line,From SW-00L2 to BUS-00L2,27.6-4.16 KV
12840 | FCL-ELS-TS-0300 | Switch,High Lift Bldg - Switchgear Room,MCC-0300 Transfer Switch | FCL-ELS-MCC-0300 | Switch | Switch |  | TS | http://www.toronto.ca/TWONTO#transfer_switch |  | Control Panel,MCC,High Lift Bldg - Switchgear Room,600V
12841 | FCL-ELS-TS-0301-E | Switch,High Lift Bldg - Switchgear Room,Transfer | FCL_ELS_600V_ELECABS | Switch | Switch |  | TS | http://www.toronto.ca/TWONTO#transfer_switch |  | Electrical Cabinets,600V
12842 | FCL-ELS-TS-1011-SUS | Switch, Transfer, Generator 0200, Electrical Switchgear Room | FCL-ELS-PS-0002 | Switch | Switch | 36602 | TS | http://www.toronto.ca/TWONTO#transfer_switch |  | Uninterruptible Power Supply,Low Lift Bldg - Switchgear Room,LP-0002
12843 | FCL-ELS-TSH-001D | Switch,Temperature-High,Low Lift Bldg - Electrical Room,Transformer TR-001D | FCL-ELS-TR-001D | Switch,Temperature-High | Switch |  | TSH | http://www.toronto.ca/TWONTO#temperature_switch |  | Transformer,Power,Dry,Low Lift Bldg - Electrical Room,4160-600V,750KVA
12844 | FCL-ELS-TSH-001F | Switch,Temperature-High,High Lift Bldg - Electrical Room,Transformer TR-001F | FCL-ELS-TR-001F | Switch,Temperature-High | Switch |  | TSH | http://www.toronto.ca/TWONTO#temperature_switch |  | Transformer,Power,Dry,High Lift Bldg - Electrical Room,4160-600V,600KVA
12845 | FCL-ELS-TSH-001G | Switch,Temperature-High,Gaseous Chemical Bldg - Electrical Room,Transformer TR-001G | FCL-ELS-TR-001G | Switch,Temperature-High | Switch |  | TSH | http://www.toronto.ca/TWONTO#temperature_switch |  | Transformer,Power,Dry,Gaseous Chemical Bldg - Electrical Room,4160-600V,600KVA
12846 | FCL-ELS-TSH-001H | Switch,Temperature-High,High Lift Bldg - Switchgear Room,Transformer TR-001H | FCL-ELS-TR-001H | Switch,Temperature-High | Switch |  | TSH | http://www.toronto.ca/TWONTO#temperature_switch |  | Transformer,Power,Dry,High Lift Bldg - Switchgear Room,4160-600V,750KVA
12847 | FCL-ELS-TSH-001L | Switch,Temperature-High,Low Lift Bldg - Switchgear Room,Transformer TR-001L | FCL-ELS-TR-001L | Switch,Temperature-High | Switch |  | TSH | http://www.toronto.ca/TWONTO#temperature_switch |  | Transformer,Power,Dry,Low Lift Bldg - Switchgear Room,4160-600V,500KVA
12848 | FCL-ELS-TSH-002F | Switch,Temperature-High,High Lift Bldg - Electrical Room,Transformer TR-002F | FCL-ELS-TR-002F | Switch,Temperature-High | Switch |  | TSH | http://www.toronto.ca/TWONTO#temperature_switch |  | Transformer,Power,Dry,High Lift Bldg - Electrical Room,4160-600V,750KVA
12849 | FCL-ELS-TSH-002G | Switch,Temperature-High,Gaseous Chemical Bldg - Electrical Room,Transformer TR-002G | FCL-ELS-TR-002G | Switch,Temperature-High | Switch |  | TSH | http://www.toronto.ca/TWONTO#temperature_switch |  | Transformer,Power,Dry,Gaseous Chemical Bldg - Electrical Room,4160-600V,600KVA
12850 | FCL-ELS-TSH-002L | Switch,Temperature-High,Low Lift Bldg - Switchgear Room,Transformer TR-002L | FCL-ELS-TR-002L | Switch,Temperature-High | Switch |  | TSH | http://www.toronto.ca/TWONTO#temperature_switch |  | Transformer,Power,Dry,Low Lift Bldg - Switchgear Room,4160-600V,500KVA
12851 | FCL-ELS-TSH-02CF | Switch,Temperature-High,Centrifuge Bldg - Electrical Room,Transformer TR-02CF | FCL-ELS-TR-02CF | Switch,Temperature-High | Switch |  | TSH | http://www.toronto.ca/TWONTO#temperature_switch |  | Transformer,Power,Dry,Centrifuge Bldg - Electrical Room,4160-600V,500KVA
12852 | FCL-ELS-TSH-02CL | Switch,Temperature-High,Clarification - Electrical Room,Transformer TR-02CL | FCL-ELS-TR-02CL | Switch,Temperature-High | Switch |  | TSH | http://www.toronto.ca/TWONTO#temperature_switch |  | Transformer,Power,Dry,Clarification - Electrical Room,4160-600V,400KVA
12853 | FCL-ELS-TSHA-0100 | Switch,Temperature-High,Outdoor Main Substation,Transformer TR-0100 Winding | FCL-ELS-TR-0100 | Switch,Temperature-High | Switch |  | TSHA | http://www.toronto.ca/TWONTO#temperature_switch |  | Transformer,Power,Oil Filled,Outdoor Main Substation,27.6-4.16kV,10/13.3MVA
12854 | FCL-ELS-TSHA-0200 | Switch,Temperature-High,Outdoor Main Substation,Transformer TR-0200 Winding | FCL-ELS-TR-0200 | Switch,Temperature-High | Switch |  | TSHA | http://www.toronto.ca/TWONTO#temperature_switch |  | Transformer,Power,Oil Filled,Outdoor Main Substation,27.6-4.16kV,10/13.3MVA
12855 | FCL-ELS-TSHB-0100 | Switch,Temperature-High,Outdoor Main Substation,Transformer TR-0100 Oil | FCL-ELS-TR-0100 | Switch,Temperature-High | Switch |  | TSHB | http://www.toronto.ca/TWONTO#temperature_switch |  | Transformer,Power,Oil Filled,Outdoor Main Substation,27.6-4.16kV,10/13.3MVA
12986 | FCL-FL-LSH-0001 | Switch, Level-High, Spill Containment, Hydrofluosilicic Acid System | FCL-FL | Switch,Level-High | Switch |  | LSH | http://www.toronto.ca/TWONTO#level_switch |  | Fluoridation
12987 | FCL-FL-LSH-0201(S) | Switch, Level-High, Tank 0201, Hydrofluosilicic Acid System | FCL-FL | Switch,Level-High | Switch | 35932 | LSH | http://www.toronto.ca/TWONTO#level_switch |  | Fluoridation
13228 | FCL-FLT-FSL-0003B | Switch, Flow Low, Discharge, Filtered Water Sampling Pump 0004B, Sampling Pumps | FCL-FLT | Switch,Flow-Low | Switch |  | FSL | http://www.toronto.ca/TWONTO#flow_switch |  | Filtration
13229 | FCL-FLT-FSL-0004 | Switch, Flow, Low, Thermal, Sample to Filter Composite Analysers. Admin Building Lab | FCL-FLT-SAMP | Switch | Switch |  | FSL | http://www.toronto.ca/TWONTO#flow_switch |  | Filter Composite Sampling
13230 | FCL-FLT-FSL-0005 | Switch, Flow, Low, Thermal, Sample to Turbidity Analyser AIT-0006, Admin Building Lab | FCL-FLT | Switch | Switch |  | FSL | http://www.toronto.ca/TWONTO#flow_switch |  | Filtration
13246 | FCL-FLT-LSH-0001-SUS | Switch, Level-High, Wash Water Drain West, Filter No.1701 | FCL-SUSPENDED | Switch,Level-High | Switch | 36606 | LSH | http://www.toronto.ca/TWONTO#level_switch |  | Suspended entity
13247 | FCL-FLT-LSH-0002-SUS | Switch, Level-High, Wash Water Drain West, Filter No.0701 | FCL-FLT | Switch,Level-High | Switch | 36607 | LSH | http://www.toronto.ca/TWONTO#level_switch |  | Filtration
13248 | FCL-FLT-LSH-0002-SUS | Switch, Level-High, Wash Water Drain West, Filter No.0701 | FCL-FLT-P-0003-SUS | Switch,Level-High | Switch | 36607 | LSH | http://www.toronto.ca/TWONTO#level_switch |  | Pump, Submersible, Sample, Filter No. 0701
13249 | FCL-FLT-LSH-0003-SUS | Switch, Level-High, DRN Channel, , Filter No.1001 | FCL-FLT-P-0002-SUS | Switch,Level-High | Switch | 36608 | LSH | http://www.toronto.ca/TWONTO#level_switch |  | Pump, Submersible, Drain, Wash Water East, , Filter No.1001
13250 | FCL-FLT-LSH-0003-SUS | Switch, Level-High, DRN Channel, , Filter No.1001 | FCL-SUSPENDED | Switch,Level-High | Switch | 36608 | LSH | http://www.toronto.ca/TWONTO#level_switch |  | Suspended entity
13263 | FCL-FLT-LSL-0001-SUS | Switch, Level-Low, Filter 0301, Filter No.0301 | FCL-FLT-F-0101 | Switch,Level-Low | Switch | 36609 | LSL | http://www.toronto.ca/TWONTO#level_switch |  | Filter, Carbon Activated, Filter Building, Filter Gallery West
13264 | FCL-FLT-LSL-0001-SUS | Switch, Level-Low, Filter 0301, Filter No.0301 | FCL-SUSPENDED | Switch,Level-Low | Switch | 36609 | LSL | http://www.toronto.ca/TWONTO#level_switch |  | Suspended entity
13265 | FCL-FLT-LSL-0002-SUS | Switch, Level-Low, Filter 0201, , Filter No.0201 | FCL-FLT-F-0201 | Switch,Level-Low | Switch | 36610 | LSL | http://www.toronto.ca/TWONTO#level_switch |  | Filter, Carbon Activated, Filter Building, Filter Gallery East
13266 | FCL-FLT-LSL-0002-SUS | Switch, Level-Low, Filter 0201, , Filter No.0201 | FCL-SUSPENDED | Switch,Level-Low | Switch | 36610 | LSL | http://www.toronto.ca/TWONTO#level_switch |  | Suspended entity
13267 | FCL-FLT-LSL-0003-SUS | Switch, Level-Low, Filter 0301, Filter No.0301 | FCL-FLT-F-0301 | Switch,Level-Low | Switch | 36611 | LSL | http://www.toronto.ca/TWONTO#level_switch |  | Filter, Carbon Activated, Filter Building, Filter Gallery West
13268 | FCL-FLT-LSL-0003-SUS | Switch, Level-Low, Filter 0301, Filter No.0301 | FCL-SUSPENDED | Switch,Level-Low | Switch | 36611 | LSL | http://www.toronto.ca/TWONTO#level_switch |  | Suspended entity
13269 | FCL-FLT-LSL-0004-SUS | Switch, Level-Low, Filter 0401, , Filter No.0401 | FCL-FLT-F-0401 | Switch,Level-Low | Switch | 36612 | LSL | http://www.toronto.ca/TWONTO#level_switch |  | Filter, Carbon Activated, Filter Building, Filter Gallery East
13270 | FCL-FLT-LSL-0004-SUS | Switch, Level-Low, Filter 0401, , Filter No.0401 | FCL-SUSPENDED | Switch,Level-Low | Switch | 36612 | LSL | http://www.toronto.ca/TWONTO#level_switch |  | Suspended entity
13271 | FCL-FLT-LSL-0006-SUS | Switch, Level-Low, Filter 0601, , Filter No.0601 | FCL-FLT-F-0601 | Switch,Level-Low | Switch | 36614 | LSL | http://www.toronto.ca/TWONTO#level_switch |  | Filter, Carbon Activated, Filter Building, Filter Gallery East
13272 | FCL-FLT-LSL-0007-SUS | Switch, Level-Low, Filter 0701, Filter No.0701 | FCL-SUSPENDED | Switch,Level-Low | Switch | 36615 | LSL | http://www.toronto.ca/TWONTO#level_switch |  | Suspended entity
13273 | FCL-FLT-LSL-0008-SUS | Switch, Level-Low, Filter 0801, , Filter No.0801 | FCL-FLT-F-0801 | Switch,Level-Low | Switch | 36616 | LSL | http://www.toronto.ca/TWONTO#level_switch |  | Filter, Carbon Activated, Filter Building, Filter Gallery East
13274 | FCL-FLT-LSL-0010-SUS | Switch, Level-Low, Filter 1001, , Filter No.1001 | FCL-FLT-F-1001 | Switch,Level-Low | Switch | 36619 | LSL | http://www.toronto.ca/TWONTO#level_switch |  | Filter, Carbon Activated, Filter Building, Filter Gallery East
13275 | FCL-FLT-LSL-0013-SUS | Switch, Level-Low, Filter 1301, Filter No.1301 | FCL-SUSPENDED | Switch,Level-Low | Switch | 36620 | LSL | http://www.toronto.ca/TWONTO#level_switch |  | Suspended entity
13276 | FCL-FLT-LSL-0015-SUS | Switch, Level-Low, Filter 1501, Filter No.1501 | FCL-SUSPENDED | Switch,Level-Low | Switch | 36621 | LSL | http://www.toronto.ca/TWONTO#level_switch |  | Suspended entity
13277 | FCL-FLT-LSL-0016-SUS | Switch, Level-Low, Filter 1601, , Filter No.1601 | FCL-FLT-F-1601 | Switch,Level-Low | Switch | 36622 | LSL | http://www.toronto.ca/TWONTO#level_switch |  | Filter, Carbon Activated, Filter Building, Filter Gallery East
13278 | FCL-FLT-LSL-0016-SUS | Switch, Level-Low, Filter 1601, , Filter No.1601 | FCL-SUSPENDED | Switch,Level-Low | Switch | 36622 | LSL | http://www.toronto.ca/TWONTO#level_switch |  | Suspended entity
13279 | FCL-FLT-LSL-0017-SUS | Switch, Level-Low, Filter 1701, Filter No.1701 | FCL-SUSPENDED | Switch,Level-Low | Switch | 36623 | LSL | http://www.toronto.ca/TWONTO#level_switch |  | Suspended entity
13280 | FCL-FLT-LSL-1201-SUS | Switch, Level-Low, Filter 1201, , Filter No.1201 | FCL-FLT-F-1201 | Switch,Level-Low | Switch | 36624 | LSL | http://www.toronto.ca/TWONTO#level_switch |  | Filter, Carbon Activated, Filter Building, Filter Gallery East
13281 | FCL-FLT-LSL-1401-SUS | Switch, Level-Low, Filter 1401, , Filter No.1401 | FCL-FLT-F-1401 | Switch,Level-Low | Switch | 36625 | LSL | http://www.toronto.ca/TWONTO#level_switch |  | Filter, Carbon Activated, Filter Building, Filter Gallery East
13282 | FCL-FLT-LSL-1401-SUS | Switch, Level-Low, Filter 1401, , Filter No.1401 | FCL-SUSPENDED | Switch,Level-Low | Switch | 36625 | LSL | http://www.toronto.ca/TWONTO#level_switch |  | Suspended entity
13713 | FCL-PAC-LS-0201A | Switch, Level, PAC Dust Collector, Dry Chemical Building Basement | FCL-PAC | Switch | Switch |  | LS | http://www.toronto.ca/TWONTO#level_switch |  | Taste and Odour Control (PAC)
13721 | FCL-PAC-PSH-0101 | Switch, Pressure-High, Pump P-0101, Dry Chemical Building Basement | FCL-PAC-P-0101 | Switch,Pressure-High | Switch |  | PSH | http://www.toronto.ca/TWONTO#pressure_switch |  | Pump, Peristaltic, PAC Flow Control, Dry Chemical Building Basement
13722 | FCL-PAC-PSH-0201 | Switch, Pressure-High, Pump P-0201, Dry Chemical Building Basement | FCL-PAC-P-0201 | Switch,Pressure-High | Switch |  | PSH | http://www.toronto.ca/TWONTO#pressure_switch |  | Pump, Peristaltic, PAC Flow Control, Dry Chemical Building Basement
13728 | FCL-PAC-TSH-0101 | Switch,Temperature, High, Blower BL-0101 Discharge, Dry Chemical Building Basement | FCL-PAC-BL-0101 | Switch,Temperature-High | Switch |  | TSH | http://www.toronto.ca/TWONTO#temperature_switch |  | Blower, PD, PAC Mixing Air Supply, Dry Chemical Building Basement
13837 | COL-PGA-LSH-0105 | Level,Switch,High,WEL-0100 | COL-PGA-MISC | Switch,Level-High | Switch |  | LSH | http://www.toronto.ca/TWONTO#level_switch |  | Miscellaneous Equipment
13838 | COL-PGA-LSHH-0104 | Level,Switch,High-High,WEL-0100 | COL-PGA-MISC | Switch,Level-High-High | Switch |  | LSHH | http://www.toronto.ca/TWONTO#level_switch |  | Miscellaneous Equipment
13839 | COL-PGA-LSL-0102 | Level,Switch,Low,WEL-0100 | COL-PGA | Switch,Level-Low | Switch |  | LSL | http://www.toronto.ca/TWONTO#level_switch |  | Greyabbey Sewage Pumping Station
13840 | COL-PGA-LSL-0102 | Level,Switch,Low,WEL-0100 | COL-PGA-MISC | Switch,Level-Low | Switch |  | LSL | http://www.toronto.ca/TWONTO#level_switch |  | Miscellaneous Equipment
13841 | COL-PGA-LSLL-0101 | Level,Switch,Low-Low,WEL-0100 | COL-PGA | Switch,Level-Low-Low | Switch |  | LSLL | http://www.toronto.ca/TWONTO#level_switch |  | Greyabbey Sewage Pumping Station
13842 | COL-PGA-LSLL-0101 | Level,Switch,Low-Low,WEL-0100 | COL-PGA-MISC | Switch,Level-Low-Low | Switch |  | LSLL | http://www.toronto.ca/TWONTO#level_switch |  | Miscellaneous Equipment
13848 | COL-PGA-TSL-0101 | Switch,Temperature,Low,East Room | COL-PGA-MISC | Switch,Temperature-Low | Switch |  | TSL | http://www.toronto.ca/TWONTO#temperature_switch |  | Miscellaneous Equipment
13849 | COL-PGA-TSL-0102 | Switch,Temperature,Low,Electrical Room | COL-PGA-MISC | Switch,Temperature-Low | Switch |  | TSL | http://www.toronto.ca/TWONTO#temperature_switch |  | Miscellaneous Equipment
13925 | FCL-RSP-LSH-0101 | Switch, Level, High, Sewage Ejector Tank T-0101 A Side, Admin Building B3 Sewage Ejector Room | FCL-RSP-T-0101 | Switch,Level-High | Switch |  | LSH | http://www.toronto.ca/TWONTO#level_switch |  | Tank, Sewage Ejector, Admin Building B3 Sewage Ejector Room
13926 | FCL-RSP-LSH-0102-SUS | Switch, Level-High, Tank 0101 B Side, Sanitary Sewage System Monitoring | FCL-SUSPENDED | Switch,Level-High | Switch | 36674 | LSH | http://www.toronto.ca/TWONTO#level_switch |  | Suspended entity
13970 | FCL-RW-FSL-0002 | Switch, Flow Low, Analyzer 0002, Turbidity, Raw Water, Low Lift PS Basement | FCL-RW | Switch,Flow-Low | Switch |  | FSL | http://www.toronto.ca/TWONTO#flow_switch |  | Raw Water
13971 | FCL-RW-FSL-0002 | Switch, Flow Low, Analyzer 0002, Turbidity, Raw Water, Low Lift PS Basement | FCL-RW-P-0701 | Switch,Flow-Low | Switch |  | FSL | http://www.toronto.ca/TWONTO#flow_switch |  | Pump, Centrifugal, Sampling Line 1A, Sampling Pumps Offshore, Low Lift PS Basement
13972 | FCL-RW-FSL-0003-SUS | Switch,Flow Low | FCL-SUSPENDED | Switch,Flow-Low | Switch | 36689 | FSL | http://www.toronto.ca/TWONTO#flow_switch |  | Suspended entity
13973 | FCL-RW-FSL-0004 | Switch, Flow Low, Analyzer 0004, pH, Raw Water, Low Lift PS Basement | FCL-RW | Switch,Flow-Low | Switch |  | FSL | http://www.toronto.ca/TWONTO#flow_switch |  | Raw Water
13974 | FCL-RW-FSL-0004 | Switch, Flow Low, Analyzer 0004, pH, Raw Water, Low Lift PS Basement | FCL-RW-P-0701 | Switch,Flow-Low | Switch |  | FSL | http://www.toronto.ca/TWONTO#flow_switch |  | Pump, Centrifugal, Sampling Line 1A, Sampling Pumps Offshore, Low Lift PS Basement
13975 | FCL-RW-FSL-0005 | Switch, Flow Low, Analyzer,Chlorine, Raw Water, Low Lift PS Basement | FCL-RW | Switch,Flow-Low | Switch |  | FSL | http://www.toronto.ca/TWONTO#flow_switch |  | Raw Water
13976 | FCL-RW-FSL-0801 | Switch, Flow Low, Sampling Pump 0801, Sampling Pumps, Low Lift PS Basement | FCL-RW-P-0801 | Switch,Flow-Low | Switch |  | FSL | http://www.toronto.ca/TWONTO#flow_switch |  | Pump, Centrifugal, Sampling Line 1B, Sampling Pumps Offshore, Low Lift PS Basement
14012 | FCL-RW-LSL-0101 | Switch, Level, Low, Raw Water Pump P-0101 Loss of Prime, Low Lift Building, Pump Room | FCL-RW-P-0101 | Switch,Level-Low | Switch |  | LSL | http://www.toronto.ca/TWONTO#level_switch |  | Pump Centrifugal, Raw Water
14013 | FCL-RW-LSL-0201 | Switch, Level, Low, Raw Water Pump P-0201 Loss of Prime, Low Lift Building, Pump Room | FCL-RW-P-0201 | Switch,Level-Low | Switch |  | LSL | http://www.toronto.ca/TWONTO#level_switch |  | Pump Centrifugal, Raw Water
14014 | FCL-RW-LSL-0301 | Switch, Level, Low, Raw Water Pump P-0301 Loss of Prime, Low Lift Building, Pump Room | FCL-RW-P-0301 | Switch,Level-Low | Switch |  | LSL | http://www.toronto.ca/TWONTO#level_switch |  | Pump Centrifugal, Raw Water
14015 | FCL-RW-LSL-0601 | Switch, Level, Low, Raw Water Pump P-0601 Loss of Prime, Low Lift Building, Pump Room | FCL-RW-P-0601 | Switch,Level-Low | Switch |  | LSL | http://www.toronto.ca/TWONTO#level_switch |  | Pump Centrifugal, Raw Water
14016 | FCL-RW-LSLL-0002 | Switch, Level, Low, Low, Raw Water Suction Well, Low Lift PS Basement | FCL-RW-SCREENS | Switch,Level-Low-Low | Switch |  | LSLL | http://www.toronto.ca/TWONTO#level_switch |  | Raw Water Sreening
14029 | FCL-RW-PSH-0201 | Switch, High Pressure, Discharge, Raw Water, Pump 0201, Raw Water Pumping Station | FCL-RW-P-0201 | Switch,Pressure-High | Switch |  | PSH | http://www.toronto.ca/TWONTO#pressure_switch |  | Pump Centrifugal, Raw Water
14030 | FCL-RW-PSH-0401 | Raw Water Pumping Station | FCL-RW-P-0401 | Switch,Pressure-High | Switch |  | PSH | http://www.toronto.ca/TWONTO#pressure_switch |  | Pump Centrifugal, Raw Water
14284 | COL-PHB-LS-0102 | Switch, Level-High | COL-PHB-MISC | Switch,Level | Switch |  | LS | http://www.toronto.ca/TWONTO#level_switch |  | Miscellaneous Equipment
14285 | COL-PHB-LS-0103 | Switch, Level-High | COL-PHB-MISC | Switch,Level | Switch |  | LS | http://www.toronto.ca/TWONTO#level_switch |  | Miscellaneous Equipment
14286 | COL-PHB-LSHH-0104 | Switch, Level High-High | COL-PHB-MISC | Switch,Level | Switch |  | LSHH | http://www.toronto.ca/TWONTO#level_switch |  | Miscellaneous Equipment
14287 | COL-PHB-LSLL-0101 | Switch, Level Low-Low | COL-PHB-MISC | Switch,Level | Switch |  | LSLL | http://www.toronto.ca/TWONTO#level_switch |  | Miscellaneous Equipment
14293 | COL-PHB-SW-0001 | Switch, Main Power | COL-PHB | Switch | Switch |  | SW | http://www.toronto.ca/TWONTO#disconnect_switch |  | Humber Sewage Pumping Station
14294 | COL-PHB-SW-0002 | Switch, Generator | COL-PHB | Switch | Switch |  | SW | http://www.toronto.ca/TWONTO#disconnect_switch |  | Humber Sewage Pumping Station
14296 | COL-PHB-TS-0001 | Switch, Transfer | COL-PHB-MISC | Switch | Switch |  | TS | http://www.toronto.ca/TWONTO#transfer_switch |  | Miscellaneous Equipment
14316 | COL-PHF-TS-0001 | Switch, Transfer | COL-PHF-MISC | Switch | Switch |  | TS | http://www.toronto.ca/TWONTO#transfer_switch |  | Miscellaneous Equipment
14791 | FCL-SM-FSH-0001-SUS | Switch, Flow-High, Scrub 0101, Caustic Soda System | FCL-SM | Switch,Flow-High | Switch | 36711 | FSH | http://www.toronto.ca/TWONTO#flow_switch |  | Spill Management
14795 | FCL-SM-LSH-0001-SUS | Switch, Level-High, Tank Containment System, Caustic Soda System | FCL-SUSPENDED | Switch,Level-High | Switch | 36712 | LSH | http://www.toronto.ca/TWONTO#level_switch |  | Suspended entity
15149 | FCL-TRW-FSL-0001 | Switch, Flow, Low, Thermal, Sample from District 2 to Analysers AIT-0001&0001B, Admin Building Lab | FCL-SAMP | Switch | Switch |  | FSL | http://www.toronto.ca/TWONTO#flow_switch |  | Sampling Systems
15150 | FCL-TRW-FSL-0001 | Switch, Flow, Low, Thermal, Sample from District 2 to Analysers AIT-0001&0001B, Admin Building Lab | FCL-TRW | Switch | Switch |  | FSL | http://www.toronto.ca/TWONTO#flow_switch |  | Treated Water
15151 | FCL-TRW-FSL-0002 | Switch, Flow, Low, Sample from District 2 to Analyser AIT-0002, High Lift District 2 Venturi Room | FCL-TRW |  | Switch |  | FSL | http://www.toronto.ca/TWONTO#flow_switch |  | Treated Water
15152 | FCL-TRW-FSL-0006 | Switch, Flow, Low, pH Analyzer AIT-0008 Inlet, TW Sampling | FCL-TRW-AIT-0008 | Switch,Flow-Low | Switch |  | FSL | http://www.toronto.ca/TWONTO#flow_switch |  | Analyzer, pH, TRW, High Lift PS Building, District 2 venturi Room, TRW pumping station
15182 | FCL-TRW-LSH-0003 | Switch, Level-High, Building, Treated Water Pumping Station | FCL-TRW | Switch,Level-High | Switch |  | LSH | http://www.toronto.ca/TWONTO#level_switch |  | Treated Water
15183 | FCL-TRW-LSH-0003 | Switch, Level-High, Building, Treated Water Pumping Station | FCL-TRW-2 | Switch,Level-High | Switch |  | LSH | http://www.toronto.ca/TWONTO#level_switch |  | Treated Water Pumping
15184 | FCL-TRW-LSH-0004 | Switch, Level, High, Flood Alarm Monitoring, Surge Tank Building | FCL-TRW-4 | Switch,Level-High | Switch |  | LSH | http://www.toronto.ca/TWONTO#level_switch |  | Surge Suppression
15185 | FCL-TRW-LSHH-0001 | Switch, Level-High-High, Tank 0001, Surge Tank Building | FCL-TRW-4 | Switch,Level-High-High | Switch |  | LSHH | http://www.toronto.ca/TWONTO#level_switch |  | Surge Suppression
15186 | FCL-TRW-LSHH-0001 | Switch, Level-High-High, Tank 0001, Surge Tank Building | FCL-TRW-T-0001 | Switch,Level-High-High | Switch |  | LSHH | http://www.toronto.ca/TWONTO#level_switch |  | Vessel, Pressure, Surge, Surge Tank Building
15187 | FCL-TRW-LSL-0100 | Switch, Level, Low, Treated Water Pump P-0100 Loss of Prime, High Lift Building, Pump Room | FCL-TRW-P-0100 | Switch,Level-Low | Switch |  | LSL | http://www.toronto.ca/TWONTO#level_switch |  | Pump, Treated Water
15188 | FCL-TRW-LSL-0200 | Switch, Level, Low, Treated Water Pump P-0200 Loss of Prime, High Lift Building, Pump Room | FCL-TRW-P-0200 | Switch,Level-Low | Switch |  | LSL | http://www.toronto.ca/TWONTO#level_switch |  | Pump, Treated Water
15189 | FCL-TRW-LSL-0300 | Switch, Level, Low, Treated Water Pump P-0300 Loss of Prime, High Lift Building, Pump Room | FCL-TRW-P-0300 | Switch,Level-Low | Switch |  | LSL | http://www.toronto.ca/TWONTO#level_switch |  | Pump, Treated Water
15190 | FCL-TRW-LSL-0500 | Switch, Level, Low, Treated Water Pump P-0500 Loss of Prime, High Lift Building, Pump Room | FCL-TRW-P-0500 | Switch,Level-Low | Switch |  | LSL | http://www.toronto.ca/TWONTO#level_switch |  | Pump, Treated Water
15191 | FCL-TRW-LSL-0600 | Switch, Level, Low, Treated Water Pump P-0600 Loss of Prime, High Lift Building, Pump Room | FCL-TRW-P-0600 | Switch,Level-Low | Switch |  | LSL | http://www.toronto.ca/TWONTO#level_switch |  | Pump, Treated Water
15192 | FCL-TRW-LSL-0800 | Switch, Level, Low, Treated Water Pump P-0800 Loss of Prime, High Lift Building, Pump Room | FCL-TRW-P-0800 | Switch,Level-Low | Switch |  | LSL | http://www.toronto.ca/TWONTO#level_switch |  | Pump, Treated Water
15193 | FCL-TRW-LSL-0900 | Switch, Level, Low, Treated Water Pump P-0900 Loss of Prime, High Lift Building, Pump Room | FCL-TRW-P-0900 | Switch,Level-Low | Switch |  | LSL | http://www.toronto.ca/TWONTO#level_switch |  | Pump, Treated Water
15194 | FCL-TRW-LSL-1000 | Switch, Level, Low, Treated Water Pump P-1000 Loss of Prime, High Lift Building, Pump Room | FCL-TRW-P-1000 | Switch,Level-Low | Switch |  | LSL | http://www.toronto.ca/TWONTO#level_switch |  | Pump, Treated Water
15195 | FCL-TRW-LSLL-0002 | Switch, Level-Low-Low, Tank 0002, Surge Tank Building | FCL-TRW-T-0002 | Switch,Level-Low-Low | Switch |  | LSLL | http://www.toronto.ca/TWONTO#level_switch |  | Vessel, Pressure, Surge, Surge Tank Building
15216 | FCL-TRW-PSH-0001 | Switch, Pressure-High, District 1W, Treated Water Pumping Station | FCL-TRW | Switch,Pressure-High | Switch |  | PSH | http://www.toronto.ca/TWONTO#pressure_switch |  | Treated Water
15217 | FCL-TRW-PSH-0001 | Switch, Pressure-High, District 1W, Treated Water Pumping Station | FCL-TRW-2 | Switch,Pressure-High | Switch |  | PSH | http://www.toronto.ca/TWONTO#pressure_switch |  | Treated Water Pumping
15218 | FCL-TRW-PSH-0002 | Switch, Pressure-High, District 2, Treated Water Pumping Station | FCL-TRW | Switch,Pressure-High | Switch |  | PSH | http://www.toronto.ca/TWONTO#pressure_switch |  | Treated Water
15219 | FCL-TRW-PSH-0004 | Switch, Pressure-High, Vacuum Priming Unit, Treated Water Pumping Station | FCL-TRW-2 | Switch,Pressure-High | Switch |  | PSH | http://www.toronto.ca/TWONTO#pressure_switch |  | Treated Water Pumping
15220 | FCL-TRW-PSL-0001 | Switch, Pressure-Low, District 1W, Treated Water Pumping Station | FCL-TRW | Switch,Pressure-Low | Switch |  | PSL | http://www.toronto.ca/TWONTO#pressure_switch |  | Treated Water
15221 | FCL-TRW-PSL-0003 | Switch, Pressure-Low, Air Supply, Surge Tank Building | FCL-TRW | Switch,Pressure-Low | Switch |  | PSL | http://www.toronto.ca/TWONTO#pressure_switch |  | Treated Water
15222 | FCL-TRW-PSL-0003 | Switch, Pressure-Low, Air Supply, Surge Tank Building | FCL-TRW-T-0003 | Switch,Pressure-Low | Switch |  | PSL | http://www.toronto.ca/TWONTO#pressure_switch |  | Vessel, Pressure, Air Supply, Surge Tank Building
15250 | FCL-TRW-TSL-0001 | Switch, Temperature-Low, Building, Treated Water Pumping Station | FCL-TRW-2 | Switch,Temperature-Low | Switch |  | TSL | http://www.toronto.ca/TWONTO#temperature_switch |  | Treated Water Pumping
15430 | FCL-WWW-FSL-7014 | Switch, Flow, Low, Discharge, After SO2 Chlorine and Turbidity RMF Sampling Pumps, Effluent Chamber,P-7014A | FCL-WWW-P-7014A | Switch,Flow-Low | Switch |  | FSL | http://www.toronto.ca/TWONTO#flow_switch |  | Pump Sample After SO2 Chlorine and Turbidity, RMF dechlorination
15431 | FCL-WWW-FSL-7014 | Switch, Flow, Low, Discharge, After SO2 Chlorine and Turbidity RMF Sampling Pumps, Effluent Chamber,P-7014A | FCL-WWW-SAMP | Switch,Flow-Low | Switch |  | FSL | http://www.toronto.ca/TWONTO#flow_switch |  | Residue Management Sampling
15458 | FCL-WWW-LSHH-0034 | Switch, Level, High, High, Low Lift Sanitary Sump | FCL-WWW-T-3000 | Switch,Level-High | Switch |  | LSHH | http://www.toronto.ca/TWONTO#level_switch |  | Tank, Sludge Sump, RMF Clarification Facility
15886 | FHA-AM-LSHH-0101 | Switch, Level High, Aqua Ammonia | FHA-AM-T-0101 |  | Switch |  | LSHH | http://www.toronto.ca/TWONTO#level_switch |  | Tank, Aqua Ammonia, RMF Ammonia Storage Room North Tank
15894 | FHA-AM-PSH-0201 | Switch, Pressure, Ammonia Tank 2. | FHA-AM-T-0201 |  | Switch |  | PSH | http://www.toronto.ca/TWONTO#pressure_switch |  | Tank, Aqua Ammonia, RMF Ammonia Storage Room South Tank
15992 | FHA-AUX-PSH-0203 | Switch, Pressure, High, Air Receiver T-0201, Instrument Air, Service Building | FHA-AUX-T-0201 | Switch,Pressure-High | Switch |  | PSH | http://www.toronto.ca/TWONTO#pressure_switch |  | Tank, Air Receiver Compressed Air, Instrument Air, Pump Building, High Lift PS Basement, N/E Corner
16049 | FHA-BW-TSH-0502 | Switch, Temperature High, Backwash Pump P-0501 Motor, Low Lift PS | FHA-BW-M-0501 | Switch,Temperature-High | Switch |  | TSH | http://www.toronto.ca/TWONTO#temperature_switch |  | Motor, Wash Water to Filter Bldg.
16050 | FHA-BW-TSH-0503 | Switch, Temperature High, Backwash Pump P-0501 Bearing, Low Lift PS | FHA-BW-M-0501 | Switch,Temperature-High | Switch |  | TSH | http://www.toronto.ca/TWONTO#temperature_switch |  | Motor, Wash Water to Filter Bldg.
16051 | FHA-BW-TSH-0504 | Switch, Temperature High, Backwash Pump P-0501 Bearing, Low Lift PS | FHA-BW-M-0501 | Switch,Temperature-High | Switch |  | TSH | http://www.toronto.ca/TWONTO#temperature_switch |  | Motor, Wash Water to Filter Bldg.
16052 | FHA-BW-TSH-0601 | Switch, Temperature High, Backwash Pump P-0501 Motor, Low Lift PS | FHA-BW-M-0501 | Switch,Temperature-High | Switch |  | TSH | http://www.toronto.ca/TWONTO#temperature_switch |  | Motor, Wash Water to Filter Bldg.
16053 | FHA-BW-TSH-0603 | Switch, Temperature High, Backwash Pump P-0501 Bearing, Low Lift PS | FHA-BW-M-0501 | Switch,Temperature-High | Switch |  | TSH | http://www.toronto.ca/TWONTO#temperature_switch |  | Motor, Wash Water to Filter Bldg.
16054 | FHA-BW-TSH-0604 | Switch, Temperature High, Backwash Pump P-0501 Bearing, Low Lift PS | FHA-BW-M-0501 | Switch,Temperature-High | Switch |  | TSH | http://www.toronto.ca/TWONTO#temperature_switch |  | Motor, Wash Water to Filter Bldg.
16055 | FHA-BW-TSH-0701 | Switch, Temperature High, Backwash Pump P-0701 Motor, Low Lift PS | FHA-BW-M-0701 | Switch,Temperature-High | Switch |  | TSH | http://www.toronto.ca/TWONTO#temperature_switch |  | Motor, Wash Water to Filter Bldg.
16189 | FHA-CLA-PSH-0302 | Switch, Pressure, High, Discharge Evaporator CLA-EV-0301, Chemical Storage Room, Filter Building | FHA-CLA-EV-0301 | Switch,Pressure | Switch |  | PSH | http://www.toronto.ca/TWONTO#pressure_switch |  | Evaporator, Chlorine, Filtration Bldg., Chlorine Storage Room
16276 | FHA-CLB-PSH-0202 | Switch, Pressure, High, Discharge, CLB-EV-0201, Filter Building, Cl2/SO2 Storage Room | FHA-CLB-CHL-0201 | Switch,Pressure | Switch |  | PSH | http://www.toronto.ca/TWONTO#pressure_switch |  | Chlorinator, Solution Feed Gas Dispenser, Vacuum Operated, Filtration Building, Cl2/SO2 Feeder Room
16394 | FHA-DCL-LSHH-0701 | Switch, Level high, Sodium Bisulphite | FHA-WWW-T-0701 |  | Switch |  | LSHH | http://www.toronto.ca/TWONTO#level_switch |  | Tank, SBS Storage, RMF, SBS Storage Room
16395 | FHA-DCL-LSHH-0702 | Switch, Level High, Sodium Bisulphite | FHA-WWW-T-0702 |  | Switch |  | LSHH | http://www.toronto.ca/TWONTO#level_switch |  | Tank, SBS Storage, RMF, SBS Storage Room
16509 | COL-PKP-LSH-0001 | Switch, Level-High | COL-PKP | Switch,Level | Switch |  | LSH | http://www.toronto.ca/TWONTO#level_switch |  | Kennedy Park Sewage Pumping Station
16510 | COL-PKP-LSH-0001 | Switch, Level-High | COL-PKP-MISC | Switch,Level | Switch |  | LSH | http://www.toronto.ca/TWONTO#level_switch |  | Miscellaneous Equipment
16511 | COL-PKP-LSL-0102 | Switch, Level-Low | COL-PKP | Switch | Switch |  | LSL | http://www.toronto.ca/TWONTO#level_switch |  | Kennedy Park Sewage Pumping Station
16512 | COL-PKP-LSL-0102 | Switch, Level-Low | COL-PKP-MISC | Switch | Switch |  | LSL | http://www.toronto.ca/TWONTO#level_switch |  | Miscellaneous Equipment
16513 | COL-PKP-LSLL-0101 | Switch, Level Low-Low | COL-PKP | Switch,Level | Switch |  | LSLL | http://www.toronto.ca/TWONTO#level_switch |  | Kennedy Park Sewage Pumping Station
16514 | COL-PKP-LSLL-0101 | Switch, Level Low-Low | COL-PKP-MISC | Switch,Level | Switch |  | LSLL | http://www.toronto.ca/TWONTO#level_switch |  | Miscellaneous Equipment
16866 | FHA-ELS-TS-0402 | Transfer Switch, ATS Panel, Filter Building, Transformer Room | FHA-ELS | Switch | Switch |  | TS | http://www.toronto.ca/TWONTO#transfer_switch |  | Electrical
17272 | COL-PKP-SW-0001 | Switch, Main Power | COL-PKP | Switch | Switch |  | SW | http://www.toronto.ca/TWONTO#disconnect_switch |  | Kennedy Park Sewage Pumping Station
17273 | COL-PKP-TS-0001 | Transfer Switch | COL-PKP | Switch | Switch |  | TS | http://www.toronto.ca/TWONTO#transfer_switch |  | Kennedy Park Sewage Pumping Station
17274 | COL-PKP-TS-0001 | Transfer Switch | COL-PKP-MISC | Switch | Switch |  | TS | http://www.toronto.ca/TWONTO#transfer_switch |  | Miscellaneous Equipment
17275 | COL-PKP-TS-0002 | Transfer Switch | COL-PKP | Switch | Switch |  | TS | http://www.toronto.ca/TWONTO#transfer_switch |  | Kennedy Park Sewage Pumping Station
17276 | COL-PKP-TS-0002 | Transfer Switch | COL-PKP-MISC | Switch | Switch |  | TS | http://www.toronto.ca/TWONTO#transfer_switch |  | Miscellaneous Equipment
18067 | COL-PLB-FS-0100 | Switch, Flow-Low | COL-PLB-AHU-0100 | Switch,Flow | Switch |  | FS | http://www.toronto.ca/TWONTO#flow_switch |  | Air Handling Unit
18068 | COL-PLB-FS-0100 | Switch, Flow-Low | COL-PLB-AUX-INST | Switch,Flow | Switch |  | FS | http://www.toronto.ca/TWONTO#flow_switch |  | Instrumentation Equipment
18248 | COL-PLB-FS-0100 | Switch, Flow-Low | COL-PLB-AUX-MECH | Switch,Flow | Switch |  | FS | http://www.toronto.ca/TWONTO#flow_switch |  | Mechanical Equipment
18255 | COL-PLB-HIC-0100 | Humidistat | COL-PLB-AHU-0100 |  | Switch |  | HIC | http://www.toronto.ca/TWONTO#thermostat_or_zone_controller_unit |  | Air Handling Unit
18256 | COL-PLB-HIC-0100 | Humidistat | COL-PLB-AUX-MECH |  | Switch |  | HIC | http://www.toronto.ca/TWONTO#thermostat_or_zone_controller_unit |  | Mechanical Equipment
18271 | COL-PLB-LSH-0003 (S) | Level Switch, High | COL-PLB | Switch,Level | Switch | 35798 | LSH | http://www.toronto.ca/TWONTO#level_switch |  | Long Branch Pumping Station
18272 | COL-PLB-LSH-0003 (S) | Level Switch, High | COL-PLB-AUX-ELEC | Switch,Level | Switch | 35798 | LSH | http://www.toronto.ca/TWONTO#level_switch |  | Electrical Equipment
18273 | COL-PLB-LSH-0103 | Switch,Level, High, Wet Well #1 | COL-PLB-WEL-0100 | Switch,Level-High | Switch |  | LSH | http://www.toronto.ca/TWONTO#level_switch |  | Wet Well
18274 | COL-PLB-LSH-0105 | Switch, Level-High | COL-PLB-WEL-0100 | Switch,Level-High | Switch |  | LSH | http://www.toronto.ca/TWONTO#level_switch |  | Wet Well
18275 | COL-PLB-LSH-0110 | Switch, Level-High | COL-PLB | Switch,Level-High | Switch |  | LSH | http://www.toronto.ca/TWONTO#level_switch |  | Long Branch Pumping Station
18276 | COL-PLB-LSH-0110 | Switch, Level-High | COL-PLB-AUX-MECH | Switch,Level-High | Switch |  | LSH | http://www.toronto.ca/TWONTO#level_switch |  | Mechanical Equipment
18277 | COL-PLB-LSH-0111 (S) | Switch, Level-High | COL-PLB | Switch,Level | Switch | 35802 | LSH | http://www.toronto.ca/TWONTO#level_switch |  | Long Branch Pumping Station
18278 | COL-PLB-LSH-0153 | Switch, Level-High | COL-PLB | Switch,Level-High | Switch |  | LSH | http://www.toronto.ca/TWONTO#level_switch |  | Long Branch Pumping Station
18279 | COL-PLB-LSH-0202 (S) | Level Switch, High | COL-PLB-AUX-ELEC | Switch,Level | Switch | 35803 | LSH | http://www.toronto.ca/TWONTO#level_switch |  | Electrical Equipment
18280 | COL-PLB-LSH-0202 (S) | Level Switch, High | COL-PLB-AUX-MECH | Switch,Level | Switch | 35803 | LSH | http://www.toronto.ca/TWONTO#level_switch |  | Mechanical Equipment
18281 | COL-PLB-LSL-0102 | Switch,Level, Low, Wet Well #1 | COL-PLB-WEL-0100 | Switch,Level-Low | Switch |  | LSL | http://www.toronto.ca/TWONTO#level_switch |  | Wet Well
18282 | COL-PLB-LSL-0157 (S) | Switch, Level-Low | COL-PLB-AUX-INST | Switch | Switch | 35805 | LSL | http://www.toronto.ca/TWONTO#level_switch |  | Instrumentation Equipment
18283 | COL-PLB-LSL-0157 (S) | Switch, Level-Low | COL-PLB-AUX-MECH | Switch | Switch | 35805 | LSL | http://www.toronto.ca/TWONTO#level_switch |  | Mechanical Equipment
18617 | COL-PLB-PSL-0120 | Switch, Pressure-Low | COL-PLB-AUX-MECH | Switch | Switch | 34547 | PSL | http://www.toronto.ca/TWONTO#pressure_switch |  | Mechanical Equipment
18618 | COL-PLB-PSL-0121 | Switch, Pressure-Low | COL-PLB | Switch | Switch | 34548 | PSL | http://www.toronto.ca/TWONTO#pressure_switch |  | Long Branch Pumping Station
18619 | COL-PLB-PSL-0121 | Switch, Pressure-Low | COL-PLB-AUX-MECH | Switch | Switch | 34548 | PSL | http://www.toronto.ca/TWONTO#pressure_switch |  | Mechanical Equipment
18620 | COL-PLB-PSL-0121 | Switch, Pressure-Low | COL-PLB-SUSPENDED | Switch | Switch | 34548 | PSL | http://www.toronto.ca/TWONTO#pressure_switch |  | Longbranch P.S.suspended entities
18621 | COL-PLB-PSL-0122 | Switch, Pressure-Low | COL-PLB | Switch | Switch | 34549 | PSL | http://www.toronto.ca/TWONTO#pressure_switch |  | Long Branch Pumping Station
18622 | COL-PLB-PSL-0122 | Switch, Pressure-Low | COL-PLB-SUSPENDED | Switch | Switch | 34549 | PSL | http://www.toronto.ca/TWONTO#pressure_switch |  | Longbranch P.S.suspended entities
18633 | COL-PLB-SW-0001 | Switch, Main Electrical Disconnect | COL-PLB | Switch | Switch |  | SW | http://www.toronto.ca/TWONTO#disconnect_switch |  | Long Branch Pumping Station
18634 | COL-PLB-SW-0001 | Switch, Main Electrical Disconnect | COL-PLB-AUX-ELEC | Switch | Switch |  | SW | http://www.toronto.ca/TWONTO#disconnect_switch |  | Electrical Equipment
18635 | COL-PLB-SW-0154 | Switch, Transfer | COL-PLB | Switch | Switch |  | SW | http://www.toronto.ca/TWONTO#transfer_switch |  | Long Branch Pumping Station
18636 | COL-PLB-SW-0154 | Switch, Transfer | COL-PLB-AUX-ELEC | Switch | Switch |  | SW | http://www.toronto.ca/TWONTO#transfer_switch |  | Electrical Equipment
18637 | COL-PLB-SW-0154 | Switch, Transfer | COL-PLB-AUX-MECH | Switch | Switch |  | SW | http://www.toronto.ca/TWONTO#transfer_switch |  | Mechanical Equipment
18638 | COL-PLB-SW-0154 | Switch, Transfer | COL-PLB-MCC-0195A | Switch | Switch |  | SW | http://www.toronto.ca/TWONTO#transfer_switch |  | Motor Control Centre
18644 | COL-PLB-TS-0001 | Switch, Transfer | COL-PLB | Switch | Switch |  | TS | http://www.toronto.ca/TWONTO#transfer_switch |  | Long Branch Pumping Station
18645 | COL-PLB-TSH-0151A | Switch, Temperature-High | COL-PLB | Switch | Switch | 34550 | TSH | http://www.toronto.ca/TWONTO#temperature_switch |  | Long Branch Pumping Station
18646 | COL-PLB-TSH-0151B | Switch, Temperature-High | COL-PLB-AUX-MECH | Switch | Switch | 34551 | TSH | http://www.toronto.ca/TWONTO#temperature_switch |  | Mechanical Equipment
18647 | COL-PLB-TSH-0151B | Switch, Temperature-High | COL-PLB-SUSPENDED | Switch | Switch | 34551 | TSH | http://www.toronto.ca/TWONTO#temperature_switch |  | Longbranch P.S.suspended entities
18648 | COL-PLB-TSH-0151C | Switch, Temperature-High | COL-PLB | Switch | Switch | 34552 | TSH | http://www.toronto.ca/TWONTO#temperature_switch |  | Long Branch Pumping Station
18649 | COL-PLB-TSH-0151E | Switch, Temperature-High | COL-PLB-AUX-MECH | Switch | Switch | 34553 | TSH | http://www.toronto.ca/TWONTO#temperature_switch |  | Mechanical Equipment
18650 | COL-PLB-TSH-0151E | Switch, Temperature-High | COL-PLB-SUSPENDED | Switch | Switch | 34553 | TSH | http://www.toronto.ca/TWONTO#temperature_switch |  | Longbranch P.S.suspended entities
18651 | COL-PLB-TSH-0151F | Switch, Temperature-High | COL-PLB | Switch | Switch | 34554 | TSH | http://www.toronto.ca/TWONTO#temperature_switch |  | Long Branch Pumping Station
19143 | FHA-WWW-FSL-0001 | Switch, Flow, Low, Diversion Chamber Sample Pumps, RMF, Recycle Area, Upper Stairs | FHA-WWW-P-0001 | Switch,Flow-Low | Switch |  | FSL | http://www.toronto.ca/TWONTO#flow_switch |  | Pump, Centrifugal, Sample, Diversion Chamber, RMF, Recycle Area, Upper Stairs
19147 | FHA-WWW-HS-2410 | Switch, Emergency Rope Switch, CV-2410, RMF, Centrifuge Room | FHA-WWW-CV-2410 | Switch | Switch |  | HS | hand_switch |  | Conveyor, Centrifuge CF-2401, RMF, Centrifuge Service Platform
19210 | FHA-WWW-MSL-2410 | Switch, Motion-Low, CV-2420, RMF, Centrifuge Room | FHA-WWW-CF-2401 | Switch | Switch |  | MSL | http://www.toronto.ca/TWONTO#motion_sensor_element |  | Centrifuge, Dewatering, RMF, Centrifuge Service Platform
19211 | FHA-WWW-MSL-2430 | Switch, Motion-Low, CV-2430, RMF, Dewatering Cake Loading Area | FHA-WWW-CF-2401 | Switch | Switch |  | MSL | http://www.toronto.ca/TWONTO#motion_sensor_element |  | Centrifuge, Dewatering, RMF, Centrifuge Service Platform
19212 | FHA-WWW-MSL-2440 | Switch, Motion-Low, CV-2440, RMF, Dewatering Cake Loading Area | FHA-WWW-CF-2401 | Switch | Switch |  | MSL | http://www.toronto.ca/TWONTO#motion_sensor_element |  | Centrifuge, Dewatering, RMF, Centrifuge Service Platform
19213 | FHA-WWW-MSL-2520 | Switch, Motion-Low, CV-2510, RMF,Centrifuge Room | FHA-WWW-CF-2501 | Switch | Switch |  | MSL | http://www.toronto.ca/TWONTO#motion_sensor_element |  | Centrifuge, Dewatering, RMF, Centrifuge Service Platform
19214 | FHA-WWW-MSL-2540 | Switch, Motion-Low, CV-2540, RMF, Dewatering Cake Loading Area | FHA-WWW-CF-2501 | Switch | Switch |  | MSL | http://www.toronto.ca/TWONTO#motion_sensor_element |  | Centrifuge, Dewatering, RMF, Centrifuge Service Platform
19791 | FHO-ACC-FS-0101 | Switch, Flow, Loss of Airflow, Fresh Air Intake, Admin Building, L2, Adjacent to Elevator Shaft | FHO-MCS-HVAC |  | Switch |  | FS | http://www.toronto.ca/TWONTO#flow_switch |  | Plant HVAC
19792 | FHO-ACC-FS-0501 | Switch, Flow, Air, Raw Water Area Supply Fan FN-0501 Outlet, Admin Building, L2, Mechanical Room | FHO-ACC-FN-0501 |  | Switch |  | FS | http://www.toronto.ca/TWONTO#flow_switch |  | Fan, Fresh Air Supply, Raw Water Dehumidifier, L2 Admin Building, East Wing, Mechanical Room
19793 | FHO-ACC-FS-0702 | Switch, Flow, Air, D-0702 Outlet, TWPS, S5, TRW Sample Area | FHO-ACC-D-0702 |  | Switch |  | FS | http://www.toronto.ca/TWONTO#flow_switch |  | Dehumidifier, TWPS, S5, TRW Sample Area
19794 | FHO-ACC-FS-1101 | Switch, Flow, Air, AHU-1101 Outlet, Clarifier Building, S2, Main Foyer | FHO-ACC-AHU-1101 |  | Switch |  | FS | http://www.toronto.ca/TWONTO#flow_switch |  | Air Handling Unit, Clarifier Building, S4, larifier Gallery
19795 | FHO-ACC-FS-1511 | Switch, Flow, Air, AHU-1511 Outlet, Ozone Building, L1, Mechanical Room 1 | FHO-ACC-AHU-1511 |  | Switch |  | FS | http://www.toronto.ca/TWONTO#flow_switch |  | Air Handling Unit, Ozone Building, L1, Mechanical Room 1
19796 | FHO-ACC-FS-1512 | Switch, Flow, Air, FN-1512 Outlet, Ozone Building, L1, Mechanical Room 3 | FHO-ACC-FN-1512 |  | Switch |  | FS | http://www.toronto.ca/TWONTO#flow_switch |  | Fan, Exhaust, Raw Water Procees Room & Fire Pump Room Ventilation, Ozone Building, L1, Mechanical Room 3
19797 | FHO-ACC-FS-1513 | Switch, Flow, Air, FN-1513 Outlet, Ozone Building, S2, Service Pipe Gallery 2 | FHO-ACC-FN-1513 |  | Switch |  | FS | http://www.toronto.ca/TWONTO#flow_switch |  | Fan, Centrifugal Square, Inline, Exhaust, Ozone Building, S2, Service Pipe Gallery
19798 | FHO-ACC-FS-1516 | Switch, Flow, Air, FN-1516 Outlet, Ozone Building, S1, Ozone Pipe Gallery 1 | FHO-ACC-FN-1516 |  | Switch |  | FS | http://www.toronto.ca/TWONTO#flow_switch |  | Fan, Centrifugal Square, Inline, Ozone Pipe Gallery 1 Exhaust, Ozone Building, Mechanical Room 3
19799 | FHO-ACC-FS-1517 | Switch, Flow, Air, FN-1517 Outlet, Ozone Building, S2, Sampling Area No.3 | FHO-ACC-FN-1517 |  | Switch |  | FS | http://www.toronto.ca/TWONTO#flow_switch |  | Blower, Centrifugal SWSI Stainless Steel, Exhaust, Ozone Building, Sampling Area No.3
19800 | FHO-ACC-FS-1518 | Switch, Flow, Air, FN-1518 Outlet, Ozone Building, S2, Sampling Area No.4 | FHO-ACC-FN-1518 |  | Switch |  | FS | http://www.toronto.ca/TWONTO#flow_switch |  | Blower, Centrifugal SWSI Stainless Steel, Exhaust, Ozone Building, Sampling Area No.4
19801 | FHO-ACC-FS-1519 | Switch, Flow, Air, FN-1519 Outlet, Ozone Building, S2, Ozone Pipe Gallery 2 | FHO-ACC-FN-1519 |  | Switch |  | FS | http://www.toronto.ca/TWONTO#flow_switch |  | Fan, Centrifugal Square, Inline, Exhaust, Ozone Building, Pipe Gallery 2
19802 | FHO-ACC-FS-1521 | Switch, Flow, Air, AHU-1521 Outlet, Ozone Building, L1, Mechanical Room 1 | FHO-ACC-AHU-1521 |  | Switch |  | FS | http://www.toronto.ca/TWONTO#flow_switch |  | Air Handling Unit, Filter 9-13 Pipe Gallery Ventilation, Ozone Building, L1, Mechanical Room 1
19803 | FHO-ACC-FS-1531 | Switch, Flow, Air, AHU-1531 Outlet, Ozone Building, L1, Mechanical Room 1 | FHO-ACC-AHU-1531 |  | Switch |  | FS | http://www.toronto.ca/TWONTO#flow_switch |  | Air Handling Unit, Filter 9-13 Operating Gallery Ventilation, Ozone Building, L1, Mechanical Room 1
19804 | FHO-ACC-FS-1532 | Switch, Flow, Air, FN-1532 Outlet, Ozone Building, L1, Mechanical Room 2 | FHO-ACC-FN-1532 |  | Switch |  | FS | http://www.toronto.ca/TWONTO#flow_switch |  | Fan, Exhaust, Filter 9-13 Gallery Ventilation, Ozone Building, L1, Mechanical Room 2
19805 | FHO-ACC-FS-1542 | Switch, Flow, Air, FN-1542 Outlet, Ozone Building, S1, Mechanical Room 3 | FHO-ACC-FN-1542 |  | Switch |  | FS | http://www.toronto.ca/TWONTO#flow_switch |  | Fan, Exhaust, Ozone Equipment Room Ventilation, Ozone Building, S1, Mechanical Room 3
19806 | FHO-ACC-FS-1544 | Switch, Flow, Air, FN-1544 Outlet, Ozone Building, S1, Mechanical Room 3 | FHO-ACC-FN-1544 |  | Switch |  | FS | http://www.toronto.ca/TWONTO#flow_switch |  | Fan, Exhaust, Ozone Equipment Room Ventilation, Ozone Building, S1, Mechanical Room 3
19869 | FHO-ACC-FS-1551 | Switch, Flow, Air, FN-1551 Outlet, Ozone Building, L1, Mechanical Room 1 | FHO-ACC-FN-1551 |  | Switch |  | FS | http://www.toronto.ca/TWONTO#flow_switch |  | Fan, Centrifugal Square Inline, Electrical Room Supply&Ventilation,Ozone Building, Mechanical Room 1
19870 | FHO-ACC-FS-1563 | Switch, Flow, Air, FN-1563 Outlet, Ozone Building, L1, Mechancal Room 3 | FHO-ACC-FN-1563 |  | Switch |  | FS | http://www.toronto.ca/TWONTO#flow_switch |  | Fan, Centrifugal Square Inline, Mechanical Room 1 Exhaust, Ozone Building, Mechanical Room 3
19871 | FHO-ACC-FS-1567 | Switch, Flow, Air, FN-1567 Outlet, Ozone Building, L1, Equipment Storage Room 2 | FHO-ACC-FN-1567 |  | Switch |  | FS | http://www.toronto.ca/TWONTO#flow_switch |  | Fan, Exhaust, Ozone Building, L1, Equipment Storage Room 2
19872 | FHO-ACC-FS-1631 | Switch, Flow, Air, Fan FN-1631 Outlet, Standby Power Building, S2 Electrical Room, North | FHO-ACC-FN-1631 |  | Switch |  | FS | http://www.toronto.ca/TWONTO#flow_switch |  | Fan, Centrifugal Square Inline, Electrical Room Supply, Standby Power Building, S2, North
19873 | FHO-ACC-FS-1632 | Switch, Flow, Air, Fan FN-1632 Outlet, Standby Power Building, S2 Electrical Room, South | FHO-ACC-FN-1632 |  | Switch |  | FS | http://www.toronto.ca/TWONTO#flow_switch |  | Fan, Exhaust, Centrifugal Square Inline, Electrical Room, Standby Power Building, S2, South
19874 | FHO-ACC-FS-1702 | Switch, Flow, Air, Fan FN-1702 Outlet, Filter Building, L1, East End | FHO-ACC-FN-1702 |  | Switch |  | FS | http://www.toronto.ca/TWONTO#flow_switch |  | Fan, Exhaust, East Filter Area, Filter Building, L1, East End
19875 | FHO-ACC-FS-1703 | Switch, Flow, Air, AHU-1701 Outlet, Filter Building, L1, Filter Gallery, West | FHO-ACC-FN-1701 |  | Switch |  | FS | http://www.toronto.ca/TWONTO#flow_switch |  | Fan, Exhaust, West Filter Area, Filter Building, L1, West End
20149 | FHO-ACC-TSL-0104 | Switch, Temperature, Low, AHU-0104 Inlet Air, Admin Building, L2, East Wing, Mechanical Room | FHO-ACC-AHU-0104 |  | Switch |  | TSL | http://www.toronto.ca/TWONTO#temperature_switch |  | Air Handling Unit, Admin Building, East Wing, Mechanical Room
20328 | FHO-ACC-ZS-0103 | Switch, Overhead Door DR-0301 Opened Limit Switch, Admin Building, S2, Loading Bay | FHO-GRK-DR-0301 |  | Switch |  | ZS | http://www.toronto.ca/TWONTO#position_switch |  | Door, Overhead, Admin Building S2 Loading Bay East Door
20329 | FHO-ACC-ZS-0104 | Switch, Overhead Door DR-0301 Closed Limit Switch, Admin Building, S2, Loading Bay | FHO-GRK-DR-0301 |  | Switch |  | ZS | http://www.toronto.ca/TWONTO#position_switch |  | Door, Overhead, Admin Building S2 Loading Bay East Door
20467 | COL-PMM-FS-0100 | Switch, Flow-Low | COL-PLB-AUX-MECH | Switch,Flow | Switch |  | FS | http://www.toronto.ca/TWONTO#flow_switch |  | Mechanical Equipment
20468 | COL-PMM-FS-0100 | Switch, Flow-Low | COL-PMM-AHU-0100 | Switch,Flow | Switch |  | FS | http://www.toronto.ca/TWONTO#flow_switch |  | Air Handling Unit
20469 | COL-PMM-FS-0100 | Switch, Flow-Low | COL-PMM-MISC | Switch,Flow | Switch |  | FS | http://www.toronto.ca/TWONTO#flow_switch |  | Miscellaneous Equipment
20493 | COL-PMM-LSH-0001 | Switch, Level-High | COL-PMM-MISC | Switch,Level | Switch |  | LSH | http://www.toronto.ca/TWONTO#level_switch |  | Miscellaneous Equipment
20494 | COL-PMM-LSH-0103 | Switch,Level, High, Wet Well #1 | COL-PMM-WEL-0100 | Switch,Level-High | Switch |  | LSH | http://www.toronto.ca/TWONTO#level_switch |  | Wet Well
20495 | COL-PMM-LSH-0105 | Switch, Level-High | COL-PMM | Switch,Level-High | Switch |  | LSH | http://www.toronto.ca/TWONTO#level_switch |  | Mimico Pumping Station
20496 | COL-PMM-LSH-0105 | Switch, Level-High | COL-PMM-WEL-0100 | Switch,Level-High | Switch |  | LSH | http://www.toronto.ca/TWONTO#level_switch |  | Wet Well
20497 | COL-PMM-LSH-0110 | Switch, Level-High | COL-PMM-MISC | Switch,Level-High | Switch |  | LSH | http://www.toronto.ca/TWONTO#level_switch |  | Miscellaneous Equipment
20498 | COL-PMM-LSH-0111 | Switch, Level-High | COL-PMM-MISC | Switch,Level-High | Switch |  | LSH | http://www.toronto.ca/TWONTO#level_switch |  | Miscellaneous Equipment
20499 | COL-PMM-LSH-0203 | Switch,Level, High, Wet Well #2 | COL-PMM-WEL-0200 | Switch,Level-High | Switch |  | LSH | http://www.toronto.ca/TWONTO#level_switch |  | Wet Well
20500 | COL-PMM-LSH-0205 | Switch,Level, High Flood Alarm, Wet Well #2 | COL-PMM-WEL-0200 | Switch,Level-High | Switch |  | LSH | http://www.toronto.ca/TWONTO#level_switch |  | Wet Well
20501 | COL-PMM-LSHH-0104 | Switch,Level, High-High, Float Mode, Wet Well #1 | COL-PMM-WEL-0100 | Switch,Level-High-High | Switch |  | LSHH | http://www.toronto.ca/TWONTO#level_switch |  | Wet Well
20502 | COL-PMM-LSL-0102 | Switch,Level, Low, Wet Well #1 | COL-PMM-WEL-0100 | Switch,Level-Low | Switch |  | LSL | http://www.toronto.ca/TWONTO#level_switch |  | Wet Well
20503 | COL-PMM-LSL-0106 | Switch, Level-Low | COL-PMM-MISC | Switch | Switch | 36007 | LSL | http://www.toronto.ca/TWONTO#level_switch |  | Miscellaneous Equipment
20504 | COL-PMM-LSL-0109 | Switch, Level-Low | COL-PMM-MISC | Switch | Switch | 36008 | LSL | http://www.toronto.ca/TWONTO#level_switch |  | Miscellaneous Equipment
20505 | COL-PMM-LSL-0157 | Switch, Level-Low | COL-PMM | Switch | Switch | 36009 | LSL | http://www.toronto.ca/TWONTO#level_switch |  | Mimico Pumping Station
20506 | COL-PMM-LSL-0157 | Switch, Level-Low | COL-PMM-MISC | Switch | Switch | 36009 | LSL | http://www.toronto.ca/TWONTO#level_switch |  | Miscellaneous Equipment
20507 | COL-PMM-LSL-0202 | Switch,Level, Low, Wet Well #2 | COL-PMM-WEL-0200 | Switch,Level-Low | Switch |  | LSL | http://www.toronto.ca/TWONTO#level_switch |  | Wet Well
20508 | COL-PMM-LSLL-0101 | Switch,Level, Low-Low, Wet Well #1 | COL-PMM-WEL-0100 | Switch,Level-Low-Low | Switch |  | LSLL | http://www.toronto.ca/TWONTO#level_switch |  | Wet Well
20533 | COL-PMM-PSL-0121 | Switch, Pressure-Low | COL-PMM | Switch,Pressure-Low | Switch |  | PSL | http://www.toronto.ca/TWONTO#pressure_switch |  | Mimico Pumping Station
20534 | COL-PMM-PSL-0121 | Switch, Pressure-Low | COL-PMM-MISC | Switch,Pressure-Low | Switch |  | PSL | http://www.toronto.ca/TWONTO#pressure_switch |  | Miscellaneous Equipment
20535 | COL-PMM-PSL-0121 | Switch, Pressure-Low | COL-PMM-P-0121 | Switch,Pressure-Low | Switch |  | PSL | http://www.toronto.ca/TWONTO#pressure_switch |  | Pump, Centrifugal, Mimico Pump #2
20536 | COL-PMM-PSL-0122 | Switch, Pressure-Low | COL-PMM-MISC | Switch,Pressure-Low | Switch |  | PSL | http://www.toronto.ca/TWONTO#pressure_switch |  | Miscellaneous Equipment
20537 | COL-PMM-PSL-0122 | Switch, Pressure-Low | COL-PMM-P-0122 | Switch,Pressure-Low | Switch |  | PSL | http://www.toronto.ca/TWONTO#pressure_switch |  | Pump, Centrifugal, Mimico Pump #3
20553 | COL-PMM-TS-0001 | Switch, Power Disconnect | COL-PMM | Switch | Switch | 36003 | TS | http://www.toronto.ca/TWONTO#disconnect_switch |  | Mimico Pumping Station
20554 | COL-PMM-TS-0001 | Switch, Power Disconnect | COL-PMM-MISC | Switch | Switch | 36003 | TS | http://www.toronto.ca/TWONTO#disconnect_switch |  | Miscellaneous Equipment
20555 | COL-PMM-TS-0002 | Switch, Power Disconnect | COL-PMM | Switch | Switch | 36004 | TS | http://www.toronto.ca/TWONTO#disconnect_switch |  | Mimico Pumping Station
20556 | COL-PMM-TS-0002 | Switch, Power Disconnect | COL-PMM-MISC | Switch | Switch | 36004 | TS | http://www.toronto.ca/TWONTO#disconnect_switch |  | Miscellaneous Equipment
20557 | COL-PMM-TS-0154 | Switch, Transfer | COL-PMM-MISC | Switch | Switch |  | TS | http://www.toronto.ca/TWONTO#transfer_switch |  | Miscellaneous Equipment
20665 | FHO-AM-FSL-0001 | Switch, Flow-Low, Inlet, Siphon Breaker, Ammonia to Primary TRW W-Chem Mix Channel, S2,Mix Gallery,S | FHO-AM-SB-0001 | Switch,Flow-Low | Switch |  | FSL | http://www.toronto.ca/TWONTO#flow_switch |  | Scrubber, Ammonia, Chemical Building, North Penthouse
20666 | FHO-AM-LSH-0001 | Switch, Level, Left Sensor, Ammonia Spill Containment, S4, Ammonia Storage Room, Pit, N/E | FHO-AM | Switch,Level-High | Switch |  | LSH | http://www.toronto.ca/TWONTO#level_switch |  | Ammoniation
20667 | FHO-AM-LSL-0001 | Switch, Level-Low, Ammonia Dispersion, Secondary TRWS Channel, Ozone Building, S2, Dispersion Pump Room | FHO-AM-T-0101 | Switch,Level-Low | Switch |  | LSL | http://www.toronto.ca/TWONTO#level_switch |  | Tank, Aqua Ammonia, Ammonia System, S4 Ammonia Storage Room
20787 | FHO-BW-FSL-1301 | Switch, Flow-Low, Seal Water, Backwash Pump P-1301, S2, Backwash Pump Gallery | FHO-BW-P-1301 |  | Switch |  | FSL | http://www.toronto.ca/TWONTO#flow_switch |  | Pump, Backwash Pump 13, S2 Wash Water Pump Gallery
20883 | FHO-CCS-LSH-0001 | Switch, Level-High, Phosphoric Acid Spill Containment, S4, Corrosion Control Tank Room | FHO WORK AREA 1 |  | Switch |  | LSH | http://www.toronto.ca/TWONTO#level_switch |  | Process
20884 | FHO-CCS-LSH-0101 | Switch, Level, High, Phosphoric Acid Storage Tank T-0101, S4,Corrossion Control Tank Room | FHO-FL-T-0101 |  | Switch |  | LSH | http://www.toronto.ca/TWONTO#level_switch |  | Tank, Fluoride Storage Tank 1, Fluoride System, S4 Fluoride Room
20975 | FHO-CL-PSH-0001 | Switch, Pressure High, Residual Chlorine Tank CL-T-0001, S2, Chemical Bldg, Storage Room | FHO RESERVOIR |  | Switch |  | PSH | http://www.toronto.ca/TWONTO#pressure_switch |  | Sampling
21011 | FHO-CLA-PSH-0101 | Sensor, Liquid Pressure, Evaporator Suction Pre Chlorination Train 1, Chemical Bldg, L1,Machine Room | FHO-CLA-CHL-0101-KQ | Switch,Pressure-High | Switch |  | PSH | http://www.toronto.ca/TWONTO#pressure_switch |  | Pre Chlorination Train 1
21012 | FHO-CLA-PSH-0102 | Switch, Pressure, Evaporator Discharge Pre Chlorination Train 1, Chemical Building, L1,Machine Room | FHO-CLA-CHL-0101-KQ | Switch,Pressure-High | Switch |  | PSH | http://www.toronto.ca/TWONTO#pressure_switch |  | Pre Chlorination Train 1
21013 | FHO-CLA-PSH-0201 | Switch, Liquid Pressure, Evaporator Suction, Pre Chlorination Train 2,Chemical Bldg, L1,Machine Room | FHO-CLA-CHL-0201 | Switch,Pressure-High | Switch |  | PSH | http://www.toronto.ca/TWONTO#pressure_switch |  | Chlorinator, Pre Chlorination Train 2, Chemical Building, L1, Machine Room
21014 | FHO-CLA-PSL-0101 | Switch, Liquid Pressure, Pre Chlorination Header Train 1, S2 Chem. Storage Rm | FHO-CLA-CHL-0101 | Switch,Pressure-Low | Switch |  | PSL | http://www.toronto.ca/TWONTO#pressure_switch |  | Chlorinator, Pre Chlorination Train 1, Chemical Building, L1, Machine Room
21015 | FHO-CLA-PSL-0102 | Switch, Pressure on Liquid Header Post Chlorination Train 1, Chemical Bldg, L1,Machine Room | FHO-CLA-CHL-0101 | Switch,Pressure-Low | Switch |  | PSL | http://www.toronto.ca/TWONTO#pressure_switch |  | Chlorinator, Pre Chlorination Train 1, Chemical Building, L1, Machine Room
21016 | FHO-CLA-PSL-0201 | Switch, Liquid Pressure, Pre Chlorination Header Train 2, S2 Chem. Storage Rm | FHO-CLA-CHL-0201 | Switch,Pressure-Low | Switch |  | PSL | http://www.toronto.ca/TWONTO#pressure_switch |  | Chlorinator, Pre Chlorination Train 2, Chemical Building, L1, Machine Room
21017 | FHO-CLA-PSL-0202 | Switch, Pressure on Liquid Header Post Chlorination Train 2, Chemical Bldg, L1,Machine Room | FHO-CLA-CHL-0101-KQ | Switch,Pressure-Low | Switch |  | PSL | http://www.toronto.ca/TWONTO#pressure_switch |  | Pre Chlorination Train 1
21108 | FHO-CLB-FSL-0002B | Switch, Flow, Secondary Post Resid. Analyzer Supply, AIT-0001B,Filter Pipe Gallery1-8,Upper Lvl. S/E | FHO CLEARWELL | Switch,Flow-Low | Switch |  | FSL | http://www.toronto.ca/TWONTO#flow_switch |  | Sampling
21121 | FHO-CLB-PSH-0102 | Switch,Pressure High,Post Chl. West Train 1,Vent from Evaporator to Emerg.Vent Header,Chem.Supp.Rm. | FHO-CLB-CHL-0101 | Switch,Pressure-High | Switch |  | PSH | http://www.toronto.ca/TWONTO#pressure_switch |  | Chlorinator, Post Chlorination Train 1 West, Chemical Building, L1, Evaporator Room
21122 | FHO-CLB-PSH-0201 | Switch, Pressure, Post ChlorinationTrain 2 Evaporator Inlet, Chemical Bldg, Main Floor, Machine Rm | FHO-CLB | Switch,Pressure-High | Switch |  | PSH | http://www.toronto.ca/TWONTO#pressure_switch |  | Post Chlorination System
21123 | FHO-CLB-PSH-0201 | Switch, Pressure, Post ChlorinationTrain 2 Evaporator Inlet, Chemical Bldg, Main Floor, Machine Rm | FHO-CLB-CHL-0201 | Switch,Pressure-High | Switch |  | PSH | http://www.toronto.ca/TWONTO#pressure_switch |  | Chlorinator, Post Chlorination Train 2 West, Chemical Building, L1, Evaporator Room
21124 | FHO-CLB-PSH-0201 | Switch, Pressure, Post ChlorinationTrain 2 Evaporator Inlet, Chemical Bldg, Main Floor, Machine Rm | FHO-CLB-CHL-0201-KQ | Switch,Pressure-High | Switch |  | PSH | http://www.toronto.ca/TWONTO#pressure_switch |  | Post Chlorination Train 2
21125 | FHO-CLB-PSH-0202 | Switch,Pressure High,Post Chlorine W.Train 2 Vent from Evaporator to Emerg.Vent Header,Chem.Supp.Rm. | FHO-CLB | Switch,Pressure-High | Switch |  | PSH | http://www.toronto.ca/TWONTO#pressure_switch |  | Post Chlorination System
21126 | FHO-CLB-PSH-0202 | Switch,Pressure High,Post Chlorine W.Train 2 Vent from Evaporator to Emerg.Vent Header,Chem.Supp.Rm. | FHO-CLB-CHL-0201 | Switch,Pressure-High | Switch |  | PSH | http://www.toronto.ca/TWONTO#pressure_switch |  | Chlorinator, Post Chlorination Train 2 West, Chemical Building, L1, Evaporator Room
21127 | FHO-CLB-PSH-0202 | Switch,Pressure High,Post Chlorine W.Train 2 Vent from Evaporator to Emerg.Vent Header,Chem.Supp.Rm. | FHO-CLB-CHL-0201-KQ | Switch,Pressure-High | Switch |  | PSH | http://www.toronto.ca/TWONTO#pressure_switch |  | Post Chlorination Train 2
21128 | FHO-CLB-PSH-0301 | Switch, Pressure, Post ChlorinationTrain 3 Evapororator Inlet, Chemical Bldg, Main Floor, Machine Rm | FHO-CLC-CHL-0201-KQ | Switch,Pressure-High | Switch |  | PSH | http://www.toronto.ca/TWONTO#pressure_switch |  | Trim ChlorinationTrain 2
21129 | FHO-CLB-PSH-0302 | Switch,Pressure High,Post Chl. East Train 3,Vent from Evaporator to Emerg.Vent Header,Chem.Supp.Rm. | FHO-CLB | Switch,Pressure-High | Switch |  | PSH | http://www.toronto.ca/TWONTO#pressure_switch |  | Post Chlorination System
21130 | FHO-CLB-PSH-0302 | Switch,Pressure High,Post Chl. East Train 3,Vent from Evaporator to Emerg.Vent Header,Chem.Supp.Rm. | FHO-CLB-CHL-0301 | Switch,Pressure-High | Switch |  | PSH | http://www.toronto.ca/TWONTO#pressure_switch |  | Chlorinator, Post Chlorination East Train 3, Chemical Building, L1, Evaporator Room
21131 | FHO-CLB-PSH-0302 | Switch,Pressure High,Post Chl. East Train 3,Vent from Evaporator to Emerg.Vent Header,Chem.Supp.Rm. | FHO-CLC-CHL-0201-KQ | Switch,Pressure-High | Switch |  | PSH | http://www.toronto.ca/TWONTO#pressure_switch |  | Trim ChlorinationTrain 2
21132 | FHO-CLB-PSH-0401 | Switch, Pressure, Post ChlorinationTrain 4 Evapororator Inlet, Chemical Bldg, Main Floor, Machine Rm | FHO-CLB-CHL-0401 | Switch,Pressure-High | Switch |  | PSH | http://www.toronto.ca/TWONTO#pressure_switch |  | Chlorinator, Post Chlorination East Train 4,Chemical Building, L1, Evaporator Room
21133 | FHO-CLB-PSH-0401 | Switch, Pressure, Post ChlorinationTrain 4 Evapororator Inlet, Chemical Bldg, Main Floor, Machine Rm | FHO-DCL-SO-0101-KQ | Switch,Pressure-High | Switch |  | PSH | http://www.toronto.ca/TWONTO#pressure_switch |  | Dechlorination Train 1
21134 | FHO-CLB-PSH-0402 | Switch,Pressure High,Post Chl. East Train 4,Vent from Evaporator to Emerg.Vent Header,Chem.Supp.Rm. | FHO-CLB | Switch,Pressure-High | Switch |  | PSH | http://www.toronto.ca/TWONTO#pressure_switch |  | Post Chlorination System
21135 | FHO-CLB-PSH-0402 | Switch,Pressure High,Post Chl. East Train 4,Vent from Evaporator to Emerg.Vent Header,Chem.Supp.Rm. | FHO-CLB-CHL-0401 | Switch,Pressure-High | Switch |  | PSH | http://www.toronto.ca/TWONTO#pressure_switch |  | Chlorinator, Post Chlorination East Train 4,Chemical Building, L1, Evaporator Room
21136 | FHO-CLB-PSH-0402 | Switch,Pressure High,Post Chl. East Train 4,Vent from Evaporator to Emerg.Vent Header,Chem.Supp.Rm. | FHO-DCL-SO-0101-KQ | Switch,Pressure-High | Switch |  | PSH | http://www.toronto.ca/TWONTO#pressure_switch |  | Dechlorination Train 1
21137 | FHO-CLB-PSL-0101 | Switch,Pressure Low,Outlet from Post East Chlorine Train 1 Tanks to Expansion Tank,Chem.Storage Rm. | FHO-CLB-CHL-0101 | Switch,Pressure-Low | Switch |  | PSL | http://www.toronto.ca/TWONTO#pressure_switch |  | Chlorinator, Post Chlorination Train 1 West, Chemical Building, L1, Evaporator Room
21138 | FHO-CLB-PSL-0102 | Switch, Pressure Low, Post East, Train 1, Outlet from Evaporator,Chem Bldg. Main Floor, Machine Rm | FHO-CLB-CHL-0101 | Switch,Pressure-Low | Switch |  | PSL | http://www.toronto.ca/TWONTO#pressure_switch |  | Chlorinator, Post Chlorination Train 1 West, Chemical Building, L1, Evaporator Room
21139 | FHO-CLB-PSL-0102 | Switch, Pressure Low, Post East, Train 1, Outlet from Evaporator,Chem Bldg. Main Floor, Machine Rm | FHO-CLB-CHL-0101-KQ | Switch,Pressure-Low | Switch |  | PSL | http://www.toronto.ca/TWONTO#pressure_switch |  | Post ChlorinationTrain 1
21140 | FHO-CLB-PSL-0202 | Switch, Pressure Low, Post East, Train 2, Outlet from Evaporator,Chem Bldg. Main Floor, Machine Rm | FHO-CLB-CHL-0201 | Switch,Pressure-Low | Switch |  | PSL | http://www.toronto.ca/TWONTO#pressure_switch |  | Chlorinator, Post Chlorination Train 2 West, Chemical Building, L1, Evaporator Room
21141 | FHO-CLB-PSL-0301 | Switch,Pressure Low,Outlet from Post East Chlorine Train 3 Tanks to Expansion Tank,Chem.Storage Rm. | FHO-CLB | Switch,Pressure-Low | Switch |  | PSL | http://www.toronto.ca/TWONTO#pressure_switch |  | Post Chlorination System
21142 | FHO-CLB-PSL-0302 | Switch, Pressure Low, Post East, Train 3, Outlet from Evaporator,Main Floor, Chemical Supply Room | FHO-CLB | Switch,Pressure-Low | Switch |  | PSL | http://www.toronto.ca/TWONTO#pressure_switch |  | Post Chlorination System
21143 | FHO-CLB-PSL-0401 | Switch,Pressure Low,Outlet from Post East Chlorine Train 4 Tanks to Expansion Tank,Chem.Storage Rm. | FHO-CLB | Switch,Pressure-Low | Switch |  | PSL | http://www.toronto.ca/TWONTO#pressure_switch |  | Post Chlorination System
21144 | FHO-CLB-PSL-0401 | Switch,Pressure Low,Outlet from Post East Chlorine Train 4 Tanks to Expansion Tank,Chem.Storage Rm. | FHO-CLB-CHL-0401 | Switch,Pressure-Low | Switch |  | PSL | http://www.toronto.ca/TWONTO#pressure_switch |  | Chlorinator, Post Chlorination East Train 4,Chemical Building, L1, Evaporator Room
21145 | FHO-CLB-PSL-0401 | Switch,Pressure Low,Outlet from Post East Chlorine Train 4 Tanks to Expansion Tank,Chem.Storage Rm. | FHO-DCL-SO-0101-KQ | Switch,Pressure-Low | Switch |  | PSL | http://www.toronto.ca/TWONTO#pressure_switch |  | Dechlorination Train 1
21146 | FHO-CLB-PSL-0402 | Switch, Pressure Low, Post East, Train 4, Outlet from Evaporator,Main Floor, Chemical Supply Room | FHO-CLB-CHL-0401 | Switch,Pressure-Low | Switch |  | PSL | http://www.toronto.ca/TWONTO#pressure_switch |  | Chlorinator, Post Chlorination East Train 4,Chemical Building, L1, Evaporator Room
21147 | FHO-CLB-PSL-0402 | Switch, Pressure Low, Post East, Train 4, Outlet from Evaporator,Main Floor, Chemical Supply Room | FHO-DCL-SO-0101-KQ | Switch,Pressure-Low | Switch |  | PSL | http://www.toronto.ca/TWONTO#pressure_switch |  | Dechlorination Train 1
21265 | FHO-CLC-PSH-0101 | Switch, Pressure, Evaporator Inletr Trim Chlorination Train 1, Chemical Bldg, Main Floor, Machine Rm | FHO-CLC-CHL-0101 | Switch,Pressure-High | Switch |  | PSH | http://www.toronto.ca/TWONTO#pressure_switch |  | Chlorinator, Trim Chlorination Train 1, Chemical Building, L1, Machine Room
21266 | FHO-CLC-PSH-0101 | Switch, Pressure, Evaporator Inletr Trim Chlorination Train 1, Chemical Bldg, Main Floor, Machine Rm | FHO-CLC-CHL-0101-KQ | Switch,Pressure-High | Switch |  | PSH | http://www.toronto.ca/TWONTO#pressure_switch |  | Trim Chlorination Train 1
21267 | FHO-CLC-PSH-0102 | Switch,Pressure High,Trim Chlorine Train 1 Vent from Evaporator to Emerg.Vent Header, ChemicalSupp.Room | FHO-CLC-CHL-0101 | Switch,Pressure-High | Switch |  | PSH | http://www.toronto.ca/TWONTO#pressure_switch |  | Chlorinator, Trim Chlorination Train 1, Chemical Building, L1, Machine Room
21268 | FHO-CLC-PSL-0102 | Switch, Pressure Low, Trim Chlorination, Outlet from Evaporator,Chem Bldg. Main Floor, Machine Rm | FHO-CLC-CHL-0101 | Switch,Pressure-Low | Switch |  | PSL | http://www.toronto.ca/TWONTO#pressure_switch |  | Chlorinator, Trim Chlorination Train 1, Chemical Building, L1, Machine Room
21319 | FHO-DCL-FSL-0502A | Switch, Flow, Residual Chlorine Analyzer Prim. AIT-0002A,S2 South TW Transfer Channel Gallery E-Wall | FHO AFTER SO2 | Switch,Flow | Switch |  | FSL | http://www.toronto.ca/TWONTO#transfer_switch |  | Sampling
21333 | FHO-DCL-PSH-0201 | Switch, Pressure-High, Liquid Header Inlet to Dechlorination Evap. Train 2, Chemical Bldg,Machine Rm | FHO-DCL-SO-0201 | Switch,Pressure-High | Switch |  | PSH | http://www.toronto.ca/TWONTO#pressure_switch |  | Sulphonator, Dechlorination Train 2, Chemical Building, Main Floor, Machine Room
21334 | FHO-DCL-PSH-0201 | Switch, Pressure-High, Liquid Header Inlet to Dechlorination Evap. Train 2, Chemical Bldg,Machine Rm | FHO-DCL-SO-0201-KQ | Switch,Pressure-High | Switch |  | PSH | http://www.toronto.ca/TWONTO#pressure_switch |  | Dechlorination Train 2
21335 | FHO-DCL-PSH-0202 | Switch, Pressure-High, Vent Header Dechlorination Train 2 Evaporator, Chemical Bldg, Machine Room | FHO-DCL-SO-0201 | Switch,Pressure-High | Switch |  | PSH | http://www.toronto.ca/TWONTO#pressure_switch |  | Sulphonator, Dechlorination Train 2, Chemical Building, Main Floor, Machine Room
21336 | FHO-DCL-PSH-0301 | Switch, Pressure-High, Liquid Header Inlet to Dechlorination Evap. Train 3, Chemical Bldg,Machine Rm | FHO-DCL-SO-0301 | Switch,Pressure-High | Switch |  | PSH | http://www.toronto.ca/TWONTO#pressure_switch |  | Sulphonator, Dechlorination Train 3, Chemical Building, Main Floor, Machine Room
21337 | FHO-DCL-PSH-0302 | Switch, Pressure-High, Vent Header Dechlorination Train 3 Evaporator, Chemical Bldg, Machine Room | FHO-DCL-SO-0301-KQ | Switch,Pressure-High | Switch |  | PSH | http://www.toronto.ca/TWONTO#pressure_switch |  | Dechlorination Train 3
21338 | FHO-DCL-PSL-0001 | Switch, Pressure-Low, Expansion Tank Header, Liquid Supply Dechlor.Train 3, S2 Chemical Storage Rm | FHO-DCL | Switch,Pressure-Low | Switch |  | PSL | http://www.toronto.ca/TWONTO#pressure_switch |  | De-Chlorination
21339 | FHO-DCL-PSL-0001 | Switch, Pressure-Low, Expansion Tank Header, Liquid Supply Dechlor.Train 3, S2 Chemical Storage Rm | FHO-DCL-SO-0101-KQ | Switch,Pressure-Low | Switch |  | PSL | http://www.toronto.ca/TWONTO#pressure_switch |  | Dechlorination Train 1
21340 | FHO-DCL-PSL-0201 | Switch, Pressure-Low, Expansion Tank Header, Liquid Supply Dechlor.Train 2, S2 Chemical Storage Rm | FHO-DCL-SO-0201-KQ | Switch,Pressure-Low | Switch |  | PSL | http://www.toronto.ca/TWONTO#pressure_switch |  | Dechlorination Train 2
21429 | FHO-DEW-LS-0001 | Switch, Level, Sump Pumps P-0101 & P-0201 Control, RW Building, S10.5 RW Pump Room, Basement | FHO-DEW | Switch,Level | Switch |  | LS | http://www.toronto.ca/TWONTO#level_switch |  | Dewatering & Drainage
21430 | FHO-DEW-LS-0002 | Switch, Level, Sump Pumps P-0301 & P-0401 Control, TRW Building, S5, Cable Tray Room, S/W | FHO-DEW | Switch,Level | Switch |  | LS | http://www.toronto.ca/TWONTO#level_switch |  | Dewatering & Drainage
21431 | FHO-DEW-LS-0005 | Switch, Level, Sump Pumps P-1201 & P-1301 Control, Surge Building, S2, Tank Room | FHO-DEW | Switch,Level | Switch |  | LS | http://www.toronto.ca/TWONTO#level_switch |  | Dewatering & Drainage
21432 | FHO-DEW-LS-0006 | Switch, Level, Sump Pumps P-1401 & P-1501 Control, Surge Building | FHO-DEW | Switch,Level | Switch |  | LS | http://www.toronto.ca/TWONTO#level_switch |  | Dewatering & Drainage
21433 | FHO-DEW-LS-0701 | Switch, Level, Sump Pump P-0701 Control, Reservoir, S2, TRW Suction Gallery S/W End | FHO-DEW | Switch,Level | Switch |  | LS | http://www.toronto.ca/TWONTO#level_switch |  | Dewatering & Drainage
21434 | FHO-DEW-LS-2401 | Switch, Level, Sump Pumps P-2401 & P-2402 Control, Standby Power Building, S4, CCS Room | FHO-DEW-P-2401 |  | Switch |  | LS | http://www.toronto.ca/TWONTO#level_switch |  | Pump, Submersible, Centrifugal, Drain Sump Well, Standby Power Bldg, S4, CCS Room, N/W
21551 | FHO-DOZ-FSL-0500 | Switch, Flow, Low, Nitrogen Discharge to GOX Pretreatment, Ozone Building, S2, RW Process Room North | FHO-NIT-SYS | Switch,Flow-Low | Switch |  | FSL | http://www.toronto.ca/TWONTO#flow_switch |  | NITROGEN SYSTEM
21575 | FHO-DOZ-LSL-0200 | Switch, Level, Low, LOX Tank T-0100, LOX Storage Area | FHO-DOZ-T-0100 |  | Switch |  | LSL | http://www.toronto.ca/TWONTO#level_switch |  | Tank, Liquid Oxigen, LOX Storage Area
21632 | FHO-DOZ-PS-1150 | Power Supply Unit, Ozone Generator OZ-1100, Ozone Building, L1, Ozone Equipment Room | FHO-DOZ-OZ-1100 | Generator,Electricity | Switch |  | PS | power_supply |  | Ozonator, Ozone Generator 1, Ozone Building, L1, Ozone Equipment Room, Ozone Generator Skid
21633 | FHO-DOZ-PSH-5010 | Switch,Pressure,High,Cooling Water Expansion Tank T-5001,Ozone Building,L1,Ozone Equipment Room | FHO-DOZ-T-5001 | Switch,Pressure-High | Switch |  | PSH | http://www.toronto.ca/TWONTO#pressure_switch |  | Tank, Closed Loop Cooling Water Expansion, Ozone Building,L1,Ozone Equipment Room,Cooling Water Skid
21634 | FHO-DOZ-PSH-5020 | Switch,Pressure,High,Cooling Water Expansion Tank T-5002,Ozone Building,L1,Ozone Equipment Room | FHO-DOZ-T-5002 | Switch,Pressure-High | Switch |  | PSH | http://www.toronto.ca/TWONTO#pressure_switch |  | Tank, Closed Loop Cooling Water Expansion, Ozone Building,L1,Ozone Equipment Room,Cooling Water Skid
21635 | FHO-DOZ-PSL-0500 | Switch, Pressure, Low, Air Storage Tank T-0500, Ozone Building, S2, RW Process Room, Nitrogen Skid | FHO-DOZ-T-0500 | Switch,Pressure-High | Switch |  | PSL | http://www.toronto.ca/TWONTO#pressure_switch |  | Tank, Air Storage, Ozone Building, S2, Raw Water Process Room, Nitrogen Skid
21636 | FHO-DOZ-PSL-5010 | Switch,Pressure,Low,Cooling Water Expansion Tank T-5001,Ozone Building,L1,Ozone Equipment Room | FHO-DOZ-T-5001 | Switch,Pressure-Low | Switch |  | PSL | http://www.toronto.ca/TWONTO#pressure_switch |  | Tank, Closed Loop Cooling Water Expansion, Ozone Building,L1,Ozone Equipment Room,Cooling Water Skid
21689 | FHO-DOZ-TSH-1120 | Switch,Temperature, High,Ozone Generator OZ-1100 Closed Loop CWR,Ozone Bldg.,L1,Ozone Equipment Room | FHO-DOZ-OZ-1100 | Switch,Temperature-High | Switch |  | TSH | http://www.toronto.ca/TWONTO#temperature_switch |  | Ozonator, Ozone Generator 1, Ozone Building, L1, Ozone Equipment Room, Ozone Generator Skid
21690 | FHO-DOZ-TSH-1220 | Switch,Temperature, High,Ozone Generator OZ-1200 Closed Loop CWR,Ozone Bldg.,L1,Ozone Equipment Room | FHO-DOZ-OZ-1200 | Switch,Temperature-High | Switch |  | TSH | http://www.toronto.ca/TWONTO#temperature_switch |  | Ozonator, Ozone Generator 2, Ozone Building, L1, Ozone Equipment Room, Ozone Generator Skid
21691 | FHO-DOZ-TSH-4104 | Switch, Temperature, High, Off-Gas Preheater,Ozone Building, L1, Ozone Equipment Room | FHO-DOZ-OFFGAS |  | Switch |  | TSH | http://www.toronto.ca/TWONTO#temperature_switch |  | OFFGAS DESTRUCTION
21692 | FHO-DOZ-TSH-4204 | Switch, Temperature, High, Off-Gas Preheater,Ozone Building, L1, Ozone Equipment Room | FHO-DOZ-OFFGAS |  | Switch |  | TSH | http://www.toronto.ca/TWONTO#temperature_switch |  | OFFGAS DESTRUCTION
21693 | FHO-DOZ-TSH-4304 | Switch, Temperature, High, Off-Gas Preheater,Ozone Building, L1, Ozone Equipment Room | FHO-DOZ-OFFGAS |  | Switch |  | TSH | http://www.toronto.ca/TWONTO#temperature_switch |  | OFFGAS DESTRUCTION
21694 | FHO-DOZ-TSL-4504 | Switch, Temperature, Low, Off-Gas Preheater HTR-4504 Outlet,Ozone Building, L1, Ozone Equipment Room | FHO-DOZ-HTR-4504 | Switch,Temperature-Low | Switch |  | TSL | http://www.toronto.ca/TWONTO#temperature_switch |  | Heater, Off-Gas Preheater, Off Gas Distruct Skid 4400, Ozone Building, L1, Ozone Equipment Room
22825 | FHO-ELS-TS-0001 | Transfer Switch, Diesel Generators 0001 & 0002, Chemical Building, S4, Disel Generator Room | FHO-ELS-GEN-0101 |  | Switch |  | TS | http://www.toronto.ca/TWONTO#transfer_switch |  | Generator, Electricity, Diesel, #1, Admin Building, S4, Generator Room
22826 | FHO-ELS-TS-0731 | Transfer Switch, ATS, MCC-0730, Admin Building, S4, Electrical Room | FHO-ELS-GEN-0201 |  | Switch |  | TS | http://www.toronto.ca/TWONTO#transfer_switch |  | Generator, Electricity, Diesel, #2, Admin Building, S4, Generator Room
22827 | FHO-ELS-TS-0833 | Transfer Switch, ATS, For LP-0833, Admin Building, S4, Electrical Room | FHO-ELS-LTG-2000 |  | Switch |  | TS | http://www.toronto.ca/TWONTO#transfer_switch |  | Lighting, Facility Interior : Plant wide, interior lighting
22909 | FHO-EPG-TS-0831 | Transfer Switch, ATS, MCC-0830, Standby Building, S2, Electrical Room | FHO-ELS-MCC-0830 |  | Switch |  | TS | http://www.toronto.ca/TWONTO#transfer_switch |  | Motor Control Centre, Emergency Load, Standby Power Building
23077 | FHO-FEQ-FSH-0002 | Switch, Flow-High, Fire System, Flocculation Building, S2, Corridor, North Wall | FHO-SES-FEQ-1000 |  | Switch |  | FSH | http://www.toronto.ca/TWONTO#flow_switch |  | Fire Equipment, Built In
23078 | FHO-FEQ-FSH-0003 | Switch, Flow-High, Fire System, Admin Building, S5, Cable Tray Room, East | FHO-SES-FEQ-1000 |  | Switch |  | FSH | http://www.toronto.ca/TWONTO#flow_switch |  | Fire Equipment, Built In
23079 | FHO-FEQ-FSH-0005 | Switch, Flow-High, Fire System, Admin Building, S4, South of Ramp | FHO-SES-FEQ-1000 |  | Switch |  | FSH | http://www.toronto.ca/TWONTO#flow_switch |  | Fire Equipment, Built In
23080 | FHO-FEQ-FSH-0006 | Switch, Flow-High, Fire System, Admin Building, S4, South of Ramp | FHO-SES-FEQ-1000 |  | Switch |  | FSH | http://www.toronto.ca/TWONTO#flow_switch |  | Fire Equipment, Built In
23081 | FHO-FEQ-FSH-0007 | Switch, Flow-High, Fire System, Admin Building, L2, East HVAC Room | FHO-SES-FEQ-1000 |  | Switch |  | FSH | http://www.toronto.ca/TWONTO#flow_switch |  | Fire Equipment, Built In
23170 | COL-PNT-FS-0100 | Switch, Flow-Low | COL-PMM-MISC | Switch,Flow | Switch |  | FS | http://www.toronto.ca/TWONTO#flow_switch |  | Miscellaneous Equipment
23171 | COL-PNT-FS-0100 | Switch, Flow-Low | COL-PNT-AHU-0100 | Switch,Flow | Switch |  | FS | http://www.toronto.ca/TWONTO#flow_switch |  | Air Handling Unit
23197 | COL-PNT-LSH-0001 | Switch, Level-High | COL-PNT | Switch,Level | Switch | 36017 | LSH | http://www.toronto.ca/TWONTO#level_switch |  | New Toronto Pumping Station
23198 | COL-PNT-LSH-0002 | Switch, Level-Low | COL-PNT | Switch | Switch | 36018 | LSH | http://www.toronto.ca/TWONTO#level_switch |  | New Toronto Pumping Station
23199 | COL-PNT-LSH-0002 | Switch, Level-Low | COL-PNT-MISC | Switch | Switch | 36018 | LSH | http://www.toronto.ca/TWONTO#level_switch |  | Miscellaneous Equipment
23200 | COL-PNT-LSH-0108 | Switch, Level-High | COL-PNT | Switch,Level | Switch | 36019 | LSH | http://www.toronto.ca/TWONTO#level_switch |  | New Toronto Pumping Station
23201 | COL-PNT-LSH-0110 | Switch, Level-High | COL-PNT | Switch,Level-High | Switch |  | LSH | http://www.toronto.ca/TWONTO#level_switch |  | New Toronto Pumping Station
23202 | COL-PNT-LSH-0111 | Switch, Level-High | COL-PNT | Switch,Level | Switch | 36020 | LSH | http://www.toronto.ca/TWONTO#level_switch |  | New Toronto Pumping Station
23203 | COL-PNT-LSH-0153 | Switch, Level-High | COL-PNT | Switch,Level-High | Switch |  | LSH | http://www.toronto.ca/TWONTO#level_switch |  | New Toronto Pumping Station
23204 | COL-PNT-LSH-0153 | Switch, Level-High | COL-PNT-MISC | Switch,Level-High | Switch |  | LSH | http://www.toronto.ca/TWONTO#level_switch |  | Miscellaneous Equipment
23205 | COL-PNT-LSH-0203 | Switch,Level, High, Wet Well #2 | COL-PNT-WEL-0200 | Switch,Level-High | Switch |  | LSH | http://www.toronto.ca/TWONTO#level_switch |  | Wet Well
23206 | COL-PNT-LSH-0205 | Switch,Level, High, Flood Alarm, Wet Well #2 | COL-PNT-WEL-0200 | Switch,Level-High | Switch |  | LSH | http://www.toronto.ca/TWONTO#level_switch |  | Wet Well
23207 | COL-PNT-LSHH-0104 | Switch,Level, High-High, Float Mode, Wet Well #1 | COL-PNT-WEL-0100 | Switch,Level-High-High | Switch |  | LSHH | http://www.toronto.ca/TWONTO#level_switch |  | Wet Well
23208 | COL-PNT-LSL-0102 | Switch,Level, Low, Wet Well #1 | COL-PNT-WEL-0100 | Switch,Level-Low | Switch |  | LSL | http://www.toronto.ca/TWONTO#level_switch |  | Wet Well
23209 | COL-PNT-LSL-0106 | Switch, Level-Low | COL-PNT | Switch | Switch | 36021 | LSL | http://www.toronto.ca/TWONTO#level_switch |  | New Toronto Pumping Station
23210 | COL-PNT-LSL-0106 | Switch, Level-Low | COL-PNT-MISC | Switch | Switch | 36021 | LSL | http://www.toronto.ca/TWONTO#level_switch |  | Miscellaneous Equipment
23211 | COL-PNT-LSL-0109 | Switch, Level-Low | COL-PNT | Switch | Switch | 36022 | LSL | http://www.toronto.ca/TWONTO#level_switch |  | New Toronto Pumping Station
23212 | COL-PNT-LSL-0109 | Switch, Level-Low | COL-PNT-MISC | Switch | Switch | 36022 | LSL | http://www.toronto.ca/TWONTO#level_switch |  | Miscellaneous Equipment
23213 | COL-PNT-LSL-0157 | Switch, Level-High | COL-PNT-MISC | Switch,Level | Switch | 36023 | LSL | http://www.toronto.ca/TWONTO#level_switch |  | Miscellaneous Equipment
23214 | COL-PNT-LSL-0202 | Switch,Level, Low, Wet Well #2 | COL-PNT-WEL-0200 | Switch,Level-Low | Switch |  | LSL | http://www.toronto.ca/TWONTO#level_switch |  | Wet Well
23280 | FHO-FL-FSL-0001 | Switch,Flow Low,Service Water to Fluoride Dilution Tank T-0018, Chem Building L1, Fluoride Room, E | FHO-FL | Switch,Flow-Low | Switch |  | FSL | http://www.toronto.ca/TWONTO#flow_switch |  | Fluoridation
23281 | FHO-FL-FSL-0101 | Switch, Flow, Fluoride Inlet to Reservoir, S2 South Mixing Gallery, South Wall | FHO-FL | Switch,Flow-Low | Switch |  | FSL | http://www.toronto.ca/TWONTO#flow_switch |  | Fluoridation
23282 | FHO-FL-FSL-0302 | Switch, Flow, Sample Line To Chlorine Residual Analyzer FL-AIT-0001, S2, Sluice Gate Hall East | FHO RESERVOIR | Switch,Flow-Low | Switch |  | FSL | http://www.toronto.ca/TWONTO#flow_switch |  | Sampling
23285 | FHO-FL-LSH-0002 | Switch, Level Alarm for Concrete Spill Containment, S4 Fluoride Storage Tanks | FHO-FL | Switch,Level-High | Switch |  | LSH | http://www.toronto.ca/TWONTO#level_switch |  | Fluoridation
23286 | FHO-FL-LSH-0003 | Switch, Level Alarm for Concrete Spill Containment, S4 Fluoride Storage Tanks | FHO-FL | Switch,Level-High | Switch |  | LSH | http://www.toronto.ca/TWONTO#level_switch |  | Fluoridation
23540 | COL-PNT-PSL-0120 | Switch, Pressure-Low | COL-PNT-P-0120 | Switch,Pressure-Low | Switch |  | PSL | http://www.toronto.ca/TWONTO#pressure_switch |  | Pump, Centrifugal, Pump 1
23546 | COL-PNT-SW-0154 | Switch, Transfer | COL-PNT-MCC-0195 | Switch | Switch |  | SW | http://www.toronto.ca/TWONTO#transfer_switch |  | Motor Control Centre
23555 | COL-PNT-TS-0154 | Switch, Transfer | COL-PNT-MISC | Switch | Switch |  | TS | http://www.toronto.ca/TWONTO#transfer_switch |  | Miscellaneous Equipment
23640 | COL-POM-LS-0103 | Switch, Level-High | COL-POM-MISC | Switch,Level | Switch |  | LS | http://www.toronto.ca/TWONTO#level_switch |  | Miscellaneous Equipment
23641 | COL-POM-LSH-0001 | Switch, Level-High | COL-POM | Switch,Level | Switch |  | LSH | http://www.toronto.ca/TWONTO#level_switch |  | Old Mill Sewage Pumping Station
23642 | COL-POM-LSH-0001 | Switch, Level-High | COL-POM-MISC | Switch,Level | Switch |  | LSH | http://www.toronto.ca/TWONTO#level_switch |  | Miscellaneous Equipment
23643 | COL-POM-LSH-0104 | Switch, Level-High | COL-POM | Switch,Level | Switch |  | LSH | http://www.toronto.ca/TWONTO#level_switch |  | Old Mill Sewage Pumping Station
23644 | COL-POM-LSHH-0105 | Switch, Level High-High | COL-POM-MISC | Switch,Level | Switch |  | LSHH | http://www.toronto.ca/TWONTO#level_switch |  | Miscellaneous Equipment
23645 | COL-POM-LSL-0102 | Switch, Level-Low | COL-POM | Switch | Switch |  | LSL | http://www.toronto.ca/TWONTO#level_switch |  | Old Mill Sewage Pumping Station
23655 | COL-POM-SW-0001 | Switch, Main Power | COL-POM-MISC | Switch | Switch |  | SW | http://www.toronto.ca/TWONTO#disconnect_switch |  | Miscellaneous Equipment
23656 | COL-POM-SW-0002 | Switch, Transformer | COL-POM-MISC | Switch | Switch |  | SW | http://www.toronto.ca/TWONTO#disconnect_switch |  | Miscellaneous Equipment
23659 | COL-POM-TS-0001 | Switch, Auto Transfer | COL-POM | Switch | Switch |  | TS | http://www.toronto.ca/TWONTO#transfer_switch |  | Old Mill Sewage Pumping Station
23729 | FHO-FLT-FSL-5003 | Switch, Flow, Filtered Water Sample to FLT-AIT-5002, Filter Pipe Gallery1-8,Lower Lvl, S/W | FHO FILTERED WATER | Switch,Flow-Low | Switch |  | FSL | http://www.toronto.ca/TWONTO#flow_switch |  | Composite Sampling
24137 | COL-PQW-LSL-0102 | Switch, Level-Low | COL-PQW | Switch | Switch |  | LSL | http://www.toronto.ca/TWONTO#level_switch |  | Queensway Sewage Pumping Station
24138 | COL-PQW-LSL-0102 | Switch, Level-Low | COL-PQW-MISC | Switch | Switch |  | LSL | http://www.toronto.ca/TWONTO#level_switch |  | Miscellaneous Equipment
24139 | COL-PQW-LSLL-0101 | Switch, Level Low-Low | COL-PQW | Switch,Level | Switch |  | LSLL | http://www.toronto.ca/TWONTO#level_switch |  | Queensway Sewage Pumping Station
24140 | COL-PQW-LSLL-0101 | Switch, Level Low-Low | COL-PQW-MISC | Switch,Level | Switch |  | LSLL | http://www.toronto.ca/TWONTO#level_switch |  | Miscellaneous Equipment
24149 | COL-PQW-TS-0001 | Switch, Transfer | COL-PQW | Switch | Switch |  | TS | http://www.toronto.ca/TWONTO#transfer_switch |  | Queensway Sewage Pumping Station
24378 | FHO-MCS-PS-0101 | Switch, Pressure, Vaccum Priming Tank T-0101, S 3, Compressor Room | FHO-TRW-VP |  | Switch |  | PS | http://www.toronto.ca/TWONTO#pressure_switch |  | Vacuum Priming
24379 | FHO-MCS-PS-0201 | Switch, Pressure, Vaccum Priming Tank T-0201, S 3, Compressor Room | FHO-TRW-VP |  | Switch |  | PS | http://www.toronto.ca/TWONTO#pressure_switch |  | Vacuum Priming
24380 | FHO-MCS-PSL-0101 | Switch, Pressure, Low, Service Water to Vacuum Priming Pump P-0101, S3, Compressor Room | FHO-MCS-P-0101-KQ | Switch,Pressure-Low | Switch |  | PSL | http://www.toronto.ca/TWONTO#pressure_switch |  | Vacuum Priming Pump 1
24585 | COL-PRG-LSH-0103 | Switch, Level-High | COL-PRG-MISC | Switch,Level | Switch |  | LSH | http://www.toronto.ca/TWONTO#level_switch |  | Miscellaneous Equipment
24586 | COL-PRG-LSHH-0105 | Switch, Level High-High | COL-PRG-MISC | Switch,Level | Switch |  | LSHH | http://www.toronto.ca/TWONTO#level_switch |  | Miscellaneous Equipment
24938 | FHO-PLT-PSH-0101 | Switch, Pressure High, Discharge, Pretreatment Chemical Dispersion Pump 0101,Ozone Building,S2 Level | FHO-PLT-P-0101 | Switch,Pressure-High | Switch |  | PSH | http://www.toronto.ca/TWONTO#pressure_switch |  | Pump, Centrifugal, Pretreatment Chemical Dispersion,Ozone Building, S2, Ozone Pipe Gallery #2
24976 | FHO-POL-LSH-0002 | Switch, Level, High, Liquid Chemical Spill Containment, S4, Chemical Building | FHO-POL | Switch,Level-High | Switch |  | LSH | http://www.toronto.ca/TWONTO#level_switch |  | Polymer System
25251 | FHO-RW-FSL-0002 | Switch, Flow, Supply Header to Raw Water Turbidity Analyzer, S10, Raw Water Intake Well, South | FHO RAW H2O | Switch,Flow-Low | Switch |  | FSL | http://www.toronto.ca/TWONTO#flow_switch |  | Raw water Sampling
25252 | FHO-RW-FSL-0003 | Switch, Flow, Supply Header to Raw Water pH Analyzer, S10, Raw Water Intake Well, South | FHO RAW H2O | Switch,Flow-Low | Switch |  | FSL | http://www.toronto.ca/TWONTO#flow_switch |  | Raw water Sampling
25253 | FHO-RW-FSL-0004 | Switch, Flow, Supply Header to Raw Water Particle Counter Analyzer S10, Raw Water Intake Well, South | FHO RAW H2O | Switch,Flow-Low | Switch |  | FSL | http://www.toronto.ca/TWONTO#flow_switch |  | Raw water Sampling
25254 | FHO-RW-FSL-0005 | Switch, Flow, Main Supply Header from ZMC Sampling System to Chemical Lab, S10, Basement | FHO RAW H2O | Switch,Flow-Low | Switch |  | FSL | http://www.toronto.ca/TWONTO#flow_switch |  | Raw water Sampling
25259 | FHO-RW-LSL-2101 | Switch, Level, Low, Raw Water Pump P-2101 Loss of Prime, S9, RW Pump Room | FHO-RW-P-2101 |  | Switch |  | LSL | http://www.toronto.ca/TWONTO#level_switch |  | Pump, Centrifugal, RW Pump 2101. S9, RW Pump Room
25287 | FHO-RW-PSL-2201 | Switch, Pressure, Low, Raw Water Pump P-2201 Loss of Prime, S9 RW Pump Room | FHO-RW-P-2201 |  | Switch |  | PSL | http://www.toronto.ca/TWONTO#pressure_switch |  | Pump, Centrifugal, RW Pump 2201. S9, RW Pump Room
25288 | FHO-RW-PSL-2301 | Switch, Pressure, Low, Raw Water Pump P-2301 Loss of Prime, S9 RW Pump Room | FHO-RW-P-2301 |  | Switch |  | PSL | http://www.toronto.ca/TWONTO#pressure_switch |  | Pump, Centrifugal, RW Pump 2301. S9, RW Pump Room
25289 | FHO-RW-PSL-2601 | Switch, Pressure, Low, Raw Water Pump P-2601 Loss of Prime, S9 RW Pump Room | FHO-RW-P-2601 |  | Switch |  | PSL | http://www.toronto.ca/TWONTO#pressure_switch |  | Pump, Centrifugal, RW Pump 2601. S9, RW Pump Room
25290 | FHO-RW-PSL-2701 | Switch, Pressure, Low, Raw Water Pump P-2701 Loss of Prime, S9 RW Pump Room | FHO-RW-P-2701 |  | Switch |  | PSL | http://www.toronto.ca/TWONTO#pressure_switch |  | Pump, Centrifugal, RW Pump 2701. S9, RW Pump Room
25557 | FHO-SBS-FSL-0001 | Switch, Flow Low, Sodium Bisulphite to Backwash Water for Chlorine Quenching,S2 Level | FHO-SBS | Switch | Switch |  | FSL | http://www.toronto.ca/TWONTO#flow_switch |  | Ozone Quenching
25559 | FHO-SBS-LSH-0003 | Switch, Level High, SBS Pump Spill Containment, S4 Level, SBS Pump Room | FHO-SBS | Switch,Level-High | Switch |  | LSH | http://www.toronto.ca/TWONTO#level_switch |  | Ozone Quenching
25882 | FHO-SES-FSH-7012 | Switch, Flow, High, Eye Wash Station #12, Chemical Building, S2, Outside,Near Chemical Delivery Area | FHO-SES-SQ-7012 |  | Switch |  | FSH | http://www.toronto.ca/TWONTO#flow_switch |  | Eyewash & Shower, Station # 12, Chemical Building, S2, Outside, Near Chemical Delivery Area
25883 | FHO-SES-FSH-7013 | Switch, Flow, High, Eye Wash Station #13, Standby Power Building, S4, Phosphoric Acid Room | FHO-SES-SQ-7013 |  | Switch |  | FSH | http://www.toronto.ca/TWONTO#flow_switch |  | Eyewash & Shower, Station # 13, Standby Power Building, S4, Phosphoric Acid Room
26657 | FHO-TRW-FSL-0004 | Switch,Flow,Low, East Chemical Mixing Conduit Sampling Line,Ozone Building,S2,Dispersion Pump Room | FHO-TRW | Switch,Flow-Low | Switch |  | FSL | http://www.toronto.ca/TWONTO#flow_switch |  | Treated Water System
26658 | FHO-TRW-FSL-0105 | Switch,Flow,Low,Orthophosphate Analyzer AIT-0009 Inlet,TRW Building, S5,Basement,Valve Chamber Hall | FHO TRW OUTPUT |  | Switch |  | FSL | http://www.toronto.ca/TWONTO#flow_switch |  | Treated Water Output Sampling
26746 | FHO-TRW-LSH-0002 | Switch, Level, High, Surge Tank T-0002, Surge Building, S4, Tank Room | FHO-TRW-T-0002-KQ | Switch,Level-High | Switch |  | LSH | http://www.toronto.ca/TWONTO#level_switch |  | Surge Tank 2
26747 | FHO-TRW-LSH-0003 | Switch, Level, High, Surge Tank T-0003, Surge Building, S4, Tank Room | FHO-TRW-T-0003-KQ | Switch,Level-High | Switch |  | LSH | http://www.toronto.ca/TWONTO#level_switch |  | Surge Tank 3
26751 | FHO-TRW-LSL-0002 | Switch, Level, High, Surge Tank T-0002, Surge Building, S4, Tank Room | FHO-TRW-T-0002 | Switch,Level-Low | Switch |  | LSL | http://www.toronto.ca/TWONTO#level_switch |  | Tank, Surge, District 1E2, Surge Building, S4, Tank Room
26752 | FHO-TRW-LSL-0003 | Switch, Level, High, Surge Tank T-0003, Surge Building, S4, Tank Room | FHO-TRW-T-0003 | Switch,Level-Low | Switch |  | LSL | http://www.toronto.ca/TWONTO#level_switch |  | Tank, Surge, District 2E1, Surge Building, S4, Tank Room
26753 | FHO-TRW-LSL-0100 | Switch, Level, Low, Pump P-0100 Loss of Prime, Treated Water Building, S3, Pump Room | FHO-TRW-P-0100-KQ | Switch,Level-Low | Switch |  | LSL | http://www.toronto.ca/TWONTO#level_switch |  | TRW Pump Unit 1
26754 | FHO-TRW-LSL-0300 | Switch, Level, Low, Pump P-0300 Loss of Prime, Treated Water Building, S3, Pump Room | FHO-TRW-P-0300 |  | Switch |  | LSL | http://www.toronto.ca/TWONTO#level_switch |  | Pump, Centrifugal, Treated Water Building, S3, Treated Water Pump Room
26755 | FHO-TRW-LSL-0400 | Switch, Level, Low, Pump P-0400 Loss of Prime, Treated Water Building, S3, Pump Room | FHO-TRW-P-0400-KQ | Switch,Level-Low | Switch |  | LSL | http://www.toronto.ca/TWONTO#level_switch |  | TRW Pump Unit 4
26756 | FHO-TRW-LSL-0400 | Switch, Level, Low, Pump P-0400 Loss of Prime, Treated Water Building, S3, Pump Room | FHO-TRW-P-0400-OLD | Switch,Level-Low | Switch |  | LSL | http://www.toronto.ca/TWONTO#level_switch |  | Pump, TRW Pump 0400
26757 | FHO-TRW-LSL-0600 | Switch, Level, Low, Pump P-0600 Loss of Prime, Treated Water Building, S3, Pump Room | FHO-TRW-P-1100-KQ | Switch,Level-Low | Switch |  | LSL | http://www.toronto.ca/TWONTO#level_switch |  | TRW Pump Unit 11
26758 | FHO-TRW-LSL-1000 | Switch, Level, Low, Pump P-1000 Loss of Prime, Treated Water Building, S3, Pump Room | FHO-TRW-P-1000-KQ | Switch,Level-Low | Switch |  | LSL | http://www.toronto.ca/TWONTO#level_switch |  | TRW Pump Unit 10
26760 | FHO-TRW-LSL-3000 | Switch, Level, Low, Pump P-3000 Loss of Prime, Treated Water Building, Treated Water Building, S3, Pump Room | FHO-TRW-P-3000 |  | Switch |  | LSL | http://www.toronto.ca/TWONTO#level_switch |  | Pump, Centrifugal, Treated Water Building, S3, Treated Water Pump Room
26828 | FHO-TRW-PSH-0002 | Switch, High Pressure, Air Supply Header, Surge Protection System, Surge Bldg, S2, Compressore Rm, W | FHO-TRW- SURGE | Switch,Pressure-High | Switch |  | PSH | http://www.toronto.ca/TWONTO#pressure_switch |  | Surge Protection System
26829 | FHO-TRW-PSL-0001 | Switch, Pressure, Low, RW & TW Pumps Priming Header, TRW Building, S3, Compressor Room | FHO-TRW-VP | Switch,Pressure-Low | Switch |  | PSL | http://www.toronto.ca/TWONTO#pressure_switch |  | Vacuum Priming
26830 | FHO-TRW-PSL-0002 | Switch, Low Pressure, Air Supply Header, Surge Protection System, Surge Bldg, S2, Compressore Rm, W | FHO-TRW- SURGE | Switch,Pressure-Low | Switch |  | PSL | http://www.toronto.ca/TWONTO#pressure_switch |  | Surge Protection System
26831 | FHO-TRW-PSL-0003 | Switch, Low Pressure, Air Supply Header, Surge Protection System, Surge Bldg, S2, Compressore Rm, E | FHO-TRW- SURGE | Switch,Pressure-Low | Switch |  | PSL | http://www.toronto.ca/TWONTO#pressure_switch |  | Surge Protection System
26832 | FHO-TRW-PSL-0004 | Switch, Pressure, Low, Priming Pump Control, TRW Building, S3, Compressor Room | FHO-TRW-VP | Switch,Pressure-Low | Switch |  | PSL | http://www.toronto.ca/TWONTO#pressure_switch |  | Vacuum Priming
27160 | FHO-WWW-LSH-0202 | Switch, Level-High, Clarifier 2, Clarifier Building, S4, Basement | FHO-WWW-T-0202 |  | Switch |  | LSH | http://www.toronto.ca/TWONTO#level_switch |  | Tank, Clarifier 0202, Waste Water System, Clarifier Building, East
27161 | FHO-WWW-LSL-0102 | Switch, Level-Low, Clarifier 1, S4, Basement | FHO-WWW-T-0102 |  | Switch |  | LSL | http://www.toronto.ca/TWONTO#level_switch |  | Tank, Clarifier 0102, Waste Water System, Clarifier Building, West
27162 | FHO-WWW-LSL-0202 | Switch, Level-Low, Clarifier 2, S4, Basement | FHO-WWW-T-0202 |  | Switch |  | LSL | http://www.toronto.ca/TWONTO#level_switch |  | Tank, Clarifier 0202, Waste Water System, Clarifier Building, East
27270 | FHO-WWW-PSH-0601 | Switch, Pressure High, Discharge WW Blower WWW-BL-0601, S5 Blower Room | FHO-WWW-BL-0601-KQ | Switch,Pressure-High | Switch |  | PSH | http://www.toronto.ca/TWONTO#pressure_switch |  | WW Blower 6
27271 | FHO-WWW-PSH-0701 | Switch, Pressure High, Discharge WW Blower WWW-BL-0701, S5 Blower Room | FHO-WWW-BL-0701-KQ | Switch,Pressure-High | Switch |  | PSH | http://www.toronto.ca/TWONTO#pressure_switch |  | WW Blower 7
27272 | FHO-WWW-PSH-0801 | Switch, Pressure High, Discharge WW Blower WWW-BL-0801, S5 Blower Room | FHO-WWW-BL-0801 | Switch,Pressure-High | Switch |  | PSH | http://www.toronto.ca/TWONTO#pressure_switch |  | Blower, Process Air to Waste Water Tank 2, S5 Blower Room
27273 | FHO-WWW-PSH-0801 | Switch, Pressure High, Discharge WW Blower WWW-BL-0801, S5 Blower Room | FHO-WWW-BL-0801-KQ | Switch,Pressure-High | Switch |  | PSH | http://www.toronto.ca/TWONTO#pressure_switch |  | WW Blower 8
27407 | COL-PSW-FS-0100 | Switch, Flow, HVAC | COL-PNT-MISC | Switch,Flow | Switch |  | FS | http://www.toronto.ca/TWONTO#flow_switch |  | Miscellaneous Equipment
27420 | COL-PSW-LSH-0001 | Switch, Level-High | COL-PSW | Switch,Level | Switch |  | LSH | http://www.toronto.ca/TWONTO#level_switch |  | Swansea Pumping Station
27421 | COL-PSW-LSH-0105 | Switch, Level-High | COL-PSW | Switch,Level-High | Switch |  | LSH | http://www.toronto.ca/TWONTO#level_switch |  | Swansea Pumping Station
27422 | COL-PSW-LSH-0105 | Switch, Level-High | COL-PSW-MISC | Switch,Level-High | Switch |  | LSH | http://www.toronto.ca/TWONTO#level_switch |  | Miscellaneous Equipment
27423 | COL-PSW-LSH-0108 | Switch, Level-High | COL-PSW | Switch,Level | Switch | 36085 | LSH | http://www.toronto.ca/TWONTO#level_switch |  | Swansea Pumping Station
27424 | COL-PSW-LSH-0110 | Switch, Level-High | COL-PSW | Switch,Level-High | Switch |  | LSH | http://www.toronto.ca/TWONTO#level_switch |  | Swansea Pumping Station
27425 | COL-PSW-LSH-0111 | Switch, Level-High | COL-PSW-MISC | Switch,Level | Switch | 36086 | LSH | http://www.toronto.ca/TWONTO#level_switch |  | Miscellaneous Equipment
27426 | COL-PSW-LSH-0153 | Switch, Level-High | COL-PSW | Switch,Level-High | Switch |  | LSH | http://www.toronto.ca/TWONTO#level_switch |  | Swansea Pumping Station
27427 | COL-PSW-LSH-0205 | Switch,Level, High, Flood Alarm, Wet Well #2 | COL-PSW-WEL-0200 | Switch,Level-High | Switch |  | LSH | http://www.toronto.ca/TWONTO#level_switch |  | Wet Well
27428 | COL-PSW-LSL-0106 | Switch, Level-Low | COL-PSW-MISC | Switch,Level | Switch | 36087 | LSL | http://www.toronto.ca/TWONTO#level_switch |  | Miscellaneous Equipment
27429 | COL-PSW-LSL-0109 | Switch, Level-Low | COL-PSW | Switch,Level | Switch | 36088 | LSL | http://www.toronto.ca/TWONTO#level_switch |  | Swansea Pumping Station
27430 | COL-PSW-LSL-0157 | Switch, Level-Low | COL-PSW | Switch,Level | Switch | 36089 | LSL | http://www.toronto.ca/TWONTO#level_switch |  | Swansea Pumping Station
27431 | COL-PSW-LSL-0202 | Switch,Level, Low, Wet Well #2 | COL-PSW-WEL-0200 | Switch,Level-Low | Switch |  | LSL | http://www.toronto.ca/TWONTO#level_switch |  | Wet Well
27440 | COL-PSW-PSL-0120 | Switch, Pressure-Low | COL-PSW-MISC | Switch,Pressure-Low | Switch |  | PSL | http://www.toronto.ca/TWONTO#pressure_switch |  | Miscellaneous Equipment
27441 | COL-PSW-PSL-0121 | Switch, Pressure-Low | COL-PSW-MISC | Switch,Pressure-Low | Switch |  | PSL | http://www.toronto.ca/TWONTO#pressure_switch |  | Miscellaneous Equipment
27442 | COL-PSW-PSL-0121 | Switch, Pressure-Low | COL-PSW-P-0121 | Switch,Pressure-Low | Switch |  | PSL | http://www.toronto.ca/TWONTO#pressure_switch |  | Pump, Centrifugal
27443 | COL-PSW-PSL-0122 | Switch, Pressure-Low | COL-PSW-P-0122 | Switch,Pressure-Low | Switch |  | PSL | http://www.toronto.ca/TWONTO#pressure_switch |  | Pump, Centrifugal
27494 | FHO-WWW-XSH-0101 | Switch, Torque, High, Rake, Clarifier 1 | FHO-WWW-T-0102 | Sensor,Position | Switch |  | XSH | http://www.toronto.ca/TWONTO#torque_switch |  | Tank, Clarifier 0102, Waste Water System, Clarifier Building, West
27495 | FHO-WWW-XSH-0201 | Switch, Torque, High, Rake Drive, Clarifier 2 | FHO-WWW-T-0202-KQ | Sensor,Position | Switch |  | XSH | http://www.toronto.ca/TWONTO#torque_switch |  | Clarifier 2
27584 | COL-PSW-TS-0001 | Switch, Transfer | COL-PSW-MCC-0195 | Switch | Switch |  | TS | http://www.toronto.ca/TWONTO#transfer_switch |  | Motor Control Centre
27585 | COL-PSW-TS-0001 | Switch, Transfer | COL-PSW-MISC | Switch | Switch |  | TS | http://www.toronto.ca/TWONTO#transfer_switch |  | Miscellaneous Equipment
27586 | COL-PSW-TS-0154 | Switch, Transfer | COL-PSW | Switch | Switch | 36093 | TS | http://www.toronto.ca/TWONTO#transfer_switch |  | Swansea Pumping Station
27587 | COL-PSW-TS-0154 | Switch, Transfer | COL-PSW-MISC | Switch | Switch | 36093 | TS | http://www.toronto.ca/TWONTO#transfer_switch |  | Miscellaneous Equipment
28021 | FIS-AM-LSH-0001 | Switch, Level, High, Ammonia Tank T-0101 Spill Containment, Ammonia & Fluoride Building,Storage Room | FIS-AM-T-0101 | Switch,Level-High | Switch |  | LSH | http://www.toronto.ca/TWONTO#level_switch |  | Tank, Ammonia Bulk Storage, Ammonia & Fluoride Building,, Storage Room
28022 | FIS-AM-LSH-0002 | Switch, Level, High, Ammonia Skid Spill Containment, Ammonia & Fluoride Building, Feeder Room | FIS-AM | Switch,Level-High | Switch |  | LSH | http://www.toronto.ca/TWONTO#level_switch |  | Ammoniation
28023 | FIS-AM-LSH-0002 | Switch, Level, High, Ammonia Skid Spill Containment, Ammonia & Fluoride Building, Feeder Room | FIS-AM-T-0201 | Switch,Level-High | Switch |  | LSH | http://www.toronto.ca/TWONTO#level_switch |  | Tank, Ammonia Bulk Storage, Ammonia & Fluoride Building, Storage Room
28024 | FIS-AM-LSH-0801 | Switch, Level, High, Ammonia Scrubber SB-0801, Ammonia & Fluoride Building, Main Floor, Scrubber Room | FIS-AM-SB-0801 |  | Switch |  | LSH | http://www.toronto.ca/TWONTO#level_switch |  | Scrubber, Ammonia, Ammonia & Fluoride Building, Main Floor, Scrubber Room
28025 | FIS-AM-LSHH-0101 | Switch, Level, High High, Tank 0101, Aqua Ammonia Storage | FIS-AM-T-0101 |  | Switch |  | LSHH | http://www.toronto.ca/TWONTO#level_switch |  | Tank, Ammonia Bulk Storage, Ammonia & Fluoride Building,, Storage Room
28123 | FIS-BW-LSL-0201 | Switch, Level, Low, Backwash Pump P-0201 Priming, Filter Building, Pump Room | FIS-BW-P-0201 |  | Switch |  | LSL | http://www.toronto.ca/TWONTO#level_switch |  | Circuit Breaker,4.16 kV,Filter Building,Mezzanine,East,Solid State Starter,FIS-BW-P-0201
28133 | FIS-BW-TSH-0103 | Switch, Temperature, High, Pump Inboard Bearing, Backwash Pump P-0101, Filter Building, Pump Room | FIS-BW-P-0101 |  | Switch |  | TSH | http://www.toronto.ca/TWONTO#temperature_switch |  | Circuit Breaker,4.16 kV,Filter Building,Mezzanine,West,Solid State Starter,FIS-BW-P-0101
28134 | FIS-BW-TSH-0104 | Switch, Temperature, High, Pump Outboard Bearing, Backwash Pump P-0101, Filter Building, Pump Room | FIS-BW-P-0101 |  | Switch |  | TSH | http://www.toronto.ca/TWONTO#temperature_switch |  | Circuit Breaker,4.16 kV,Filter Building,Mezzanine,West,Solid State Starter,FIS-BW-P-0101
28135 | FIS-BW-TSH-0105 | Switch, Temperature, High, Pump Casing Temperature, Backwash Pump P-0101, Filter Building, Pump Room | FIS-BW-P-0101 |  | Switch |  | TSH | http://www.toronto.ca/TWONTO#temperature_switch |  | Circuit Breaker,4.16 kV,Filter Building,Mezzanine,West,Solid State Starter,FIS-BW-P-0101
28136 | FIS-BW-TSH-0203 | Switch, Temperature, High, Pump Inboard Bearing, Backwash Pump P-0201, Filter Building, Pump Room | FIS-BW-P-0201 |  | Switch |  | TSH | http://www.toronto.ca/TWONTO#temperature_switch |  | Circuit Breaker,4.16 kV,Filter Building,Mezzanine,East,Solid State Starter,FIS-BW-P-0201
28173 | FIS-CCS-LSH-0001 | Switch, Level, High, Phosphoric Acid Tanks Spill Containment, Workshop Building, Chemical Storage | FIS-CCS | Switch,Level-High | Switch |  | LSH | http://www.toronto.ca/TWONTO#level_switch |  | Corrosion Control
28174 | FIS-CCS-LSH-0101 | Switch, Level, High, Phosphoric Acid Storage Tank T-0101, Workshop Building, Chemical Storage | FIS-CCS-T-0101 | Switch,Level-High | Switch |  | LSH | http://www.toronto.ca/TWONTO#level_switch |  | Tank, Phosphoric Acid Storage, Workshop Building, Chemical Storage
28175 | FIS-CCS-LSH-0201 | Switch, Level, High, Phosphoric Acid Storage Tank T-0201, Workshop Building, Chemical Storage | FIS-CCS-T-0201 | Switch,Level-High | Switch |  | LSH | http://www.toronto.ca/TWONTO#level_switch |  | Tank, Phosphoric Acid Storage, Workshop Building, Chemical Storage
28249 | FIS-CLA-FSL-0001 | Switch, Flow, Low, Pre-Filtered Residual Chlorine Analyser AIT-0001, Filter Building, Pump Room E | FIS-PRE FILTERED | Transmitter,Flow | Switch |  | FSL | http://www.toronto.ca/TWONTO#flow_switch |  | Sampling
28253 | FIS-CLA-PSH-0101 | Switch, Pressure, High, Pre-Chlorine Train 1,Rupture Disc Outlet, Gaseous Chemical Bldg,Storage Rm | FIS-CLA-T-0101 | Sensor,Pressure | Switch |  | PSH | http://www.toronto.ca/TWONTO#pressure_switch |  | Tank, Expansion, Cl2 Liquid to Evaporator EV-0101, Gaseous Chemical Building, Storage Room
28254 | FIS-CLA-PSH-0201 | Switch, Pressure, High, Pre-Chlorine Train 2,Rupture Disc Outlet, Gaseous Chemical Bldg,Storage Rm | FIS-CLA-CHL-0201 | Sensor,Pressure | Switch |  | PSH | http://www.toronto.ca/TWONTO#pressure_switch |  | Chlorinator, Pre Chlorination Train 2, Gaseous Chemical Building, Machine Room
28255 | FIS-CLA-PSH-0201 | Switch, Pressure, High, Pre-Chlorine Train 2,Rupture Disc Outlet, Gaseous Chemical Bldg,Storage Rm | FIS-CLA-T-0201 | Sensor,Pressure | Switch |  | PSH | http://www.toronto.ca/TWONTO#pressure_switch |  | Tank, Expansion, Cl2 Liquid to Evaporator EV-0201, Gaseous Chemical Building, Storage Room
28256 | FIS-CLA-PSH-0202 | Switch, Pressure, High, Pre-Chlorine Evaporator EV-0201 Discharge, Gaseous Chemical Bldg, Machine Rm | FIS-CLA-CHL-0201 | Sensor,Pressure | Switch |  | PSH | http://www.toronto.ca/TWONTO#pressure_switch |  | Chlorinator, Pre Chlorination Train 2, Gaseous Chemical Building, Machine Room
28257 | FIS-CLA-PSL-0101 | Switch, Pressure, Low, Pre-Chlorine Gas, WCS-0101 Discharge, Gaseous Chemical Bldg, Storage Room | FIS-CLA-CHL-0101 | Sensor,Level | Switch |  | PSL | http://www.toronto.ca/TWONTO#pressure_switch |  | Chlorinator, Pre Chlorination Train 1, Gaseous Chemical Building, Machine Room
28258 | FIS-CLA-PSL-0201 | Switch, Pressure, Low, Pre-Chlorine Gas, WCS-0201 Discharge, Gaseous Chemical Bldg, Storage Room | FIS-CLA-CHL-0201 | Sensor,Pressure | Switch |  | PSL | http://www.toronto.ca/TWONTO#pressure_switch |  | Chlorinator, Pre Chlorination Train 2, Gaseous Chemical Building, Machine Room
28259 | FIS-CLA-PSL-0202 | Switch, Pressure, Low, Pre-Chlorine Evaporator EV-0201 Discharge, Gaseous Chemical Bldg,Storage Room | FIS-CLA-CHL-0201 | Sensor,Pressure | Switch |  | PSL | http://www.toronto.ca/TWONTO#pressure_switch |  | Chlorinator, Pre Chlorination Train 2, Gaseous Chemical Building, Machine Room
28263 | FIS-CLA-TSL-0101 | Switch, Temperature, Low, Pre-Chlorine EV-0101 Discharge, Gaseous Chemical Building, Main Floor, Machine Room | FIS-CLA-EV-0101 |  | Switch |  | TSL | http://www.toronto.ca/TWONTO#temperature_switch |  | Evaporator, Pre Chlorination Train 1, Gaseous Chemical Building, Storage Room
28264 | FIS-CLA-TSL-0201 | Switch, Temperature, Low, Pre-Chlorine EV-0101 Discharge, Gaseous Chemical Building, Main Floor, Machine Room | FIS-CLA-EV-0101 |  | Switch |  | TSL | http://www.toronto.ca/TWONTO#temperature_switch |  | Evaporator, Pre Chlorination Train 1, Gaseous Chemical Building, Storage Room
28329 | FIS-CLB-FSL-0001 | Switch, Flow, Low, After Post Residual Chlorine Analyser AIT-0001A, Filter Building, Pump Room East | FIS-CLB-AIT-0001A | Sensor,Level | Switch |  | FSL | http://www.toronto.ca/TWONTO#flow_switch |  | Analyzer, Chlorine, Primary After Post Residual Filter Building, Pump Room East
28335 | FIS-CLB-PSH-0101 | Switch, Pressure, High,Post-Chlorine Train 1,Rupture Disc Outlet Gaseous Chemical Bldg,Storage Rm | FIS-CLC-CHL-0101 | Sensor,Pressure | Switch |  | PSH | http://www.toronto.ca/TWONTO#pressure_switch |  | Chemical Feeder, Gas, Chlorine, Trim Chlorination, Chlorination System
28338 | FIS-CLB-PSH-0201 | Switch, Pressure, High,Post-Chlorine Train 2,Rupture Disc Outlet, Gaseous Chemical Bldg,Storage Rm | FIS-CLB-CHL-0201 | Sensor,Pressure | Switch |  | PSH | http://www.toronto.ca/TWONTO#pressure_switch |  | Chlorinator, Post Chlorination Train 2, Gaseous Chemical Building, Machine Room
28339 | FIS-CLB-PSL-0102 | Switch, Pressure, Low, Post-Chlorine Evaporator EV-0101 Discharge,Gaseous Chemical Bldg,Storage Room | FIS-CLC-CHL-0101 | Sensor,Pressure | Switch |  | PSL | http://www.toronto.ca/TWONTO#pressure_switch |  | Chemical Feeder, Gas, Chlorine, Trim Chlorination, Chlorination System
28340 | FIS-CLB-PSL-0202 | Switch, Pressure, Low, Post-Chlorine Evaporator EV-0201 Discharge,Gaseous Chemical Bldg,Storage Room | FIS-CLB-CHL-0201 | Sensor,Pressure | Switch |  | PSL | http://www.toronto.ca/TWONTO#pressure_switch |  | Chlorinator, Post Chlorination Train 2, Gaseous Chemical Building, Machine Room
28346 | FIS-CLB-TSL-0201 | Switch, Temperature, Low, Post-Chlorine EV-0101 Discharge, Gaseous Chemical Building, Main Floor, Machine Room | FIS-CLB-EV-0101 |  | Switch |  | TSL | http://www.toronto.ca/TWONTO#temperature_switch |  | Evaporator, Post Chlorination Train 1, Gaseous Chemical Building, Storage Room
28446 | FIS-DCL-FSL-0001 | Switch, Flow, Low, After SO2 Sample to Analysers AIT-0001A & 0001B, Sampling Building, Upper Level | FIS-DCL | Valve | Switch |  | FSL | http://www.toronto.ca/TWONTO#flow_switch |  | De-Chlorination
28508 | FIS-DCL-PSH-0101 | Switch, Pressure, High, SO2 Train 1, Rupture Disc Outlet, Gaseous Chemical Building, Storage Room | FIS-DCL | Sensor,Level | Switch |  | PSH | http://www.toronto.ca/TWONTO#pressure_switch |  | De-Chlorination
28509 | FIS-DCL-PSH-0201 | Switch, Pressure, High, SO2 Train 2, Rupture Disc Outlet, Gaseous Chemical Building, Storage Room | FIS-DCL | Sensor,Level | Switch |  | PSH | http://www.toronto.ca/TWONTO#pressure_switch |  | De-Chlorination
28510 | FIS-DCL-PSH-0201 | Switch, Pressure, High, SO2 Train 2, Rupture Disc Outlet, Gaseous Chemical Building, Storage Room | FIS-DCL-T-0201 | Sensor,Level | Switch |  | PSH | http://www.toronto.ca/TWONTO#pressure_switch |  | Tank, Expansion, SO2 Liquid to Evaporator EV-0101, Gaseous Chemical Building,Storage Room
28511 | FIS-DCL-PSL-0101 | Switch, Pressure, Low, SO2 Gas, WCS-0101 Discharge, Gaseous Chemical Building, Storage Room | FIS-DCL-SO-0101 | Sensor,Level | Switch |  | PSL | http://www.toronto.ca/TWONTO#pressure_switch |  | Sulphonator, Gaseous Chemical Building, Machine Room
28512 | FIS-DCL-PSL-0102 | Switch, Pressure, Low, SO2 Evaporator EV-0101 Discharge, Gaseous Chemical Building, Storage Room | FIS-DCL | Valve | Switch |  | PSL | http://www.toronto.ca/TWONTO#pressure_switch |  | De-Chlorination
28513 | FIS-DCL-PSL-0201 | Switch, Pressure, Low, SO2 Gas, WCS-0201 Discharge, Gaseous Chemical Building, Storage Room | FIS-DCL | Sensor,Level | Switch |  | PSL | http://www.toronto.ca/TWONTO#pressure_switch |  | De-Chlorination
28514 | FIS-DCL-PSL-0202 | Switch, Pressure, Low, SO2 Evaporator EV-0201 Discharge, Gaseous Chemical Building, Storage Room | FIS-DCL-SO-0201 |  | Switch |  | PSL | http://www.toronto.ca/TWONTO#pressure_switch |  | Sulphonator, Gaseous Chemical Building, Machine Room
28567 | FIS-DEW-LS-0005 | Switch, Level,Assembly,Tank T-0005 Dewatering Pumps Control,Filter Bldg Sub Bsmnt,Main Sump Pit Area | FIS-DEW-P-0002A |  | Switch |  | LS | http://www.toronto.ca/TWONTO#level_switch |  | Pump, Submersible, Vertical Turbine, Tank 0005, Filter Building Sub Basement, Main Sump Pit Area
28568 | FIS-DEW-LS-0006 | Switch, Level, Assembly, Tank T-0006 Dewatering Pumps Control,Main Sump Pit Area,Filter Complex, Entrance | FIS-DEW-P-0004A |  | Switch |  | LS | http://www.toronto.ca/TWONTO#level_switch |  | Pump, Submersible, Vertical Turbine, Dewatering Tank T-0006, Main Sump Pit Area, Admin Bldg Entrance
28569 | FIS-DEW-LSH-0001 | Switch, Level, High, Intake Building Sump, Raw Water Intake Building, Basement | FIS-DEW |  | Switch |  | LSH | http://www.toronto.ca/TWONTO#level_switch |  | Dewatering & Drainage
28570 | FIS-DEW-LSH-0002 | Switch, Level, Filter Pipe Gallery Drain Sump Tank T-0001, Filter Building, Pump Room East Side | FIS-DEW | Sensor,Level | Switch |  | LSH | http://www.toronto.ca/TWONTO#level_switch |  | Dewatering & Drainage
28571 | FIS-DEW-LSH-0002 | Switch, Level, Filter Pipe Gallery Drain Sump Tank T-0001, Filter Building, Pump Room East Side | FIS-DEW-T-0001 | Sensor,Level | Switch |  | LSH | http://www.toronto.ca/TWONTO#level_switch |  | Tank, Filter Pipe Gallery Drain Sump, Filter Building, Pump Room East Side
28572 | FIS-DEW-LSH-0007 | Switch, Level, High, TW Pump Area Drain Sump Tank T-0002, Workshop Bldg,Below Machine Shop Mezzanine | FIS-DEW-T-0002 |  | Switch |  | LSH | http://www.toronto.ca/TWONTO#level_switch |  | Tank, Treated Water Pump Area Drain Sump, Workshop Building, Below Machine Shop Mezzanine
28573 | FIS-DEW-LSH-0010 | Switch, Level, High, DLWC Intake Chamber Sump, DLWC Intake Chamber | FIS-DEW-P-0010A |  | Switch |  | LSH | http://www.toronto.ca/TWONTO#level_switch |  | Pump, Submersible, DLWC Intake Chamber Sump, DLWC Intake Chamber, North
28720 | FIS-ELS-DS-0616A | Disconnect Switch, Polymer Skid 1, RMF Polymer Storage & Feeder Building, Polymer Storage Room | FIS-ELS-MCC-0600 | Switch | Switch |  | DS | http://www.toronto.ca/TWONTO#disconnect_switch |  | MCC,600 V,Filter Building,Mezzanine,West
28721 | FIS-ELS-DS-0616B | Disconnect Switch, Polymer Skid 2, RMF Polymer Storage & Feeder Building, Polymer Storage Room | FIS-ELS-TR-0616 | Switch | Switch |  | DS | http://www.toronto.ca/TWONTO#disconnect_switch |  | Transformer, 15kVA,600/120/208V, RMF Polymer Storage & Feeder Building, Polymer Storage Room
28727 | FIS-ELS-ESP-0615-SUS | Splitter, Electrical, 600V, Marine Yard Building, East Room, North Wall | FIS-ELS-MCC-0600 |  | Switch | 38543 | ESP | ? |  | MCC,600 V,Filter Building,Mezzanine,West
28834 | FIS-ELS-LS-2203 | Switch, Level, Float, Fuel Oil Day Tank T-2202 Spill Containment, Workshop Building, Main Floor, Generator Room | FIS-ELS-T-2202 |  | Switch |  | LS | http://www.toronto.ca/TWONTO#level_switch |  | Tank, 450 L, Generator GEN-2200 Fuel Oil Day Tank, Workshop Building, Generator Room
28909 | FIS-ELS-PS-0001 | Primary Power System | FIS-ELS |  | Switch |  | PS | http://www.toronto.ca/TWONTO#collection_of_assets |  | System, Electrical Distribution System
28910 | FIS-ELS-PS-2101 | Switch, Pressure, High, Fuel Oil Storage Tank T 2101, Workshop Building, Storage Tank Room | FIS-ELS-T-2101 |  | Switch |  | PS | http://www.toronto.ca/TWONTO#pressure_switch |  | Tank, 2500 L, Generator GEN-02100 Fuel Oil Storage, Workshop Building, Fuel Storage Tank Room
28911 | FIS-ELS-PS-2202 | Switch, Pressure, High, Fuel Oil Day Tank T-2202, Workshop Building, Generator Room | FIS-ELS-T-2202 |  | Switch |  | PS | http://www.toronto.ca/TWONTO#pressure_switch |  | Tank, 450 L, Generator GEN-2200 Fuel Oil Day Tank, Workshop Building, Generator Room
29105 | COL-PWN-LSH-0001 | Switch, Level-High | COL-PWN | Switch,Level | Switch |  | LSH | http://www.toronto.ca/TWONTO#level_switch |  | Warren Park Pumping Station
29106 | COL-PWN-LSH-0001 | Switch, Level-High | COL-PWN-MISC | Switch,Level | Switch |  | LSH | http://www.toronto.ca/TWONTO#level_switch |  | Miscellaneous Equipment
29107 | COL-PWN-LSH-0103 | Switch, Level-High | COL-PWN | Switch,Level | Switch |  | LSH | http://www.toronto.ca/TWONTO#level_switch |  | Warren Park Pumping Station
29108 | COL-PWN-LSH-0103 | Switch, Level-High | COL-PWN-MISC | Switch,Level | Switch |  | LSH | http://www.toronto.ca/TWONTO#level_switch |  | Miscellaneous Equipment
29109 | COL-PWN-LSH-0104 | Switch, Level-High | COL-PWN | Switch,Level | Switch |  | LSH | http://www.toronto.ca/TWONTO#level_switch |  | Warren Park Pumping Station
29110 | COL-PWN-LSH-0104 | Switch, Level-High | COL-PWN-MISC | Switch,Level | Switch |  | LSH | http://www.toronto.ca/TWONTO#level_switch |  | Miscellaneous Equipment
29111 | COL-PWN-LSHH-0105 | Switch, Level High-High | COL-PWN-MISC | Switch,Level | Switch |  | LSHH | http://www.toronto.ca/TWONTO#level_switch |  | Miscellaneous Equipment
29112 | COL-PWN-LSL-0102 | Switch, Level-Low | COL-PWN | Switch,Level | Switch |  | LSL | http://www.toronto.ca/TWONTO#level_switch |  | Warren Park Pumping Station
29120 | COL-PWN-SW-0001 | Switch, Power | COL-PWN | Switch | Switch |  | SW | http://www.toronto.ca/TWONTO#disconnect_switch |  | Warren Park Pumping Station
29121 | COL-PWN-SW-0002 | Switch, Disconnect | COL-PWN | Switch | Switch |  | SW | http://www.toronto.ca/TWONTO#disconnect_switch |  | Warren Park Pumping Station
29122 | COL-PWN-SW-0002 | Switch, Disconnect | COL-PWN-MISC | Switch | Switch |  | SW | http://www.toronto.ca/TWONTO#disconnect_switch |  | Miscellaneous Equipment
29125 | COL-PWN-TS-0001 | Switch, Transfer | COL-PWN | Switch | Switch |  | TS | http://www.toronto.ca/TWONTO#transfer_switch |  | Warren Park Pumping Station
29126 | COL-PWN-TS-0001 | Switch, Transfer | COL-PWN-MISC | Switch | Switch |  | TS | http://www.toronto.ca/TWONTO#transfer_switch |  | Miscellaneous Equipment
29127 | COL-PWN-TSH-0001 | Switch, Temperature-High | COL-PWN | Switch | Switch |  | TSH | http://www.toronto.ca/TWONTO#temperature_switch |  | Warren Park Pumping Station
29128 | COL-PWN-TSH-0001 | Switch, Temperature-High | COL-PWN-MISC | Switch | Switch |  | TSH | http://www.toronto.ca/TWONTO#temperature_switch |  | Miscellaneous Equipment
29129 | COL-PWN-TSL-0002 | Switch, Temperature-Low | COL-PWN | Switch | Switch |  | TSL | http://www.toronto.ca/TWONTO#temperature_switch |  | Warren Park Pumping Station
29236 | FIS-FL-FSL-0001 | Switch, Flow, Low, Sampling to Fluoride Residual Analyser AIT-0001, Filter Building, Pump Room East | FIS-FL | Switch,Flow-Low | Switch |  | FSL | http://www.toronto.ca/TWONTO#flow_switch |  | Fluoridation
29237 | FIS-FL-FSL-0101 | Switch, Flow, Low, Fluoride to Clearwell No.1, Chemical Sampling Building | FIS-FL | Switch,Flow-Low | Switch |  | FSL | http://www.toronto.ca/TWONTO#flow_switch |  | Fluoridation
29238 | FIS-FL-FSL-0102-SUS | Switch, Flow-Low, Flouridation, Clearwell No.2, Clearwell and Reservoir | FIS-FL-P-0101 |  | Switch | 38233 | FSL | http://www.toronto.ca/TWONTO#flow_switch |  | Pump, Gear, Metering, Fluoride Skid 1, Ammonia & Fluoride Building, Access Room
29239 | FIS-FL-FSL-0102-SUS | Switch, Flow-Low, Flouridation, Clearwell No.2, Clearwell and Reservoir | FIS-SUSPENDED |  | Switch | 38233 | FSL | http://www.toronto.ca/TWONTO#flow_switch |  | Obsolete Entities/Processes
29243 | FIS-FL-LSH-0002 | Switch, Level, High, Fluoride Pumps Spill Containment, Ammonia & Fluoride Building, Access Room | FIS-FL | Switch,Level-High | Switch |  | LSH | http://www.toronto.ca/TWONTO#level_switch |  | Fluoridation
29244 | FIS-FL-LSHH-0101 | Switch, Level, High High, Tank 0101, Fluoride Storage | FIS-FL-T-0101 |  | Switch |  | LSHH | http://www.toronto.ca/TWONTO#level_switch |  | Tank, Fluoride Bulk Storage, Fluoride Building, Storage Room
29245 | FIS-FL-LSHH-0201 | Switch, Level, High High, Tank 0201, Fluoride Storage | FIS-FL-T-0201 |  | Switch |  | LSHH | http://www.toronto.ca/TWONTO#level_switch |  | Tank, Fluoride Bulk Storage, Fluoride Building, Storage Room
29310 | FIS-FLT-FSL-0001-SUS | Switch, Flow-Low, SMP, AIT 0001, Filter Building Pump Room, Sampling Pumps - Filter Pipe Gallery | FIS-SUSPENDED |  | Switch | 38235 | FSL | http://www.toronto.ca/TWONTO#flow_switch |  | Obsolete Entities/Processes
29311 | FIS-FLT-FSL-0002SUS | Switch, Flow, Low, Filter Composite Particle Counter Analyser AIT 0002, Filter Building, Pump Room E | FIS-FLT-COMP | Switch,Flow-Low | Switch | 38916 | FSL | http://www.toronto.ca/TWONTO#flow_switch |  | Composite Sampling
29312 | FIS-FLT-FSL-0003 | Switch, Flow, Low, Filter Composite Turbidity Analyser AIT 0003, Filter Building, Pump Room East | FIS-FLT | Switch,Flow-Low | Switch |  | FSL | http://www.toronto.ca/TWONTO#flow_switch |  | Filtration
29313 | FIS-FLT-FSL-0003 | Switch, Flow, Low, Filter Composite Turbidity Analyser AIT 0003, Filter Building, Pump Room East | FIS-FLT-AIT-0003 | Switch,Flow-Low | Switch |  | FSL | http://www.toronto.ca/TWONTO#flow_switch |  | Analyzer, Turbidity, Filter Composite Sampling, Filter Building, Pump Room East
29314 | FIS-FLT-FSL-0003 | Switch, Flow, Low, Filter Composite Turbidity Analyser AIT 0003, Filter Building, Pump Room East | FIS-FLT-COMP | Switch,Flow-Low | Switch |  | FSL | http://www.toronto.ca/TWONTO#flow_switch |  | Composite Sampling
29315 | FIS-FLT-FSL-0004 | Switch, Flow, Low, Filter Composite pH Analyser AIT 0004, Filter Building, Pump Room East | FIS-FLT | Switch,Flow-Low | Switch |  | FSL | http://www.toronto.ca/TWONTO#flow_switch |  | Filtration
29316 | FIS-FLT-FSL-0004 | Switch, Flow, Low, Filter Composite pH Analyser AIT 0004, Filter Building, Pump Room East | FIS-FLT-COMP | Switch,Flow-Low | Switch |  | FSL | http://www.toronto.ca/TWONTO#flow_switch |  | Composite Sampling
29337 | FIS-FLT-TSH-0001-SUS | Switch, Temperature-High, Surface Wash Pump Motor 0001, Backwash Pumps | FIS-FLT-P-0001-SUS | Switch,Temperature-High | Switch | 38239 | TSH | http://www.toronto.ca/TWONTO#temperature_switch |  | Pump, Centrifugal, Potable Water, Surface Wash Supply, Backwash Pumps
29674 | FIS-PCL-FSL-0002 | Switch, Flow, Low, PACL Dosing Line 2 to Raw Water Flume, Workshop Building, Main Floor, Chemical Storage Room, South Wall | FIS-PCL-P-0101 |  | Switch |  | FSL | http://www.toronto.ca/TWONTO#flow_switch |  | Pump, Metering, PACL Dosing, Workshop Building, Chemical Storage
29675 | FIS-PCL-FSL-0101-SUS | Switch, Flow-Low, PACL, To Mixer 0101, Raw Water Pumping Station | FIS-PCL | Sensor,Level | Switch | 38272 | FSL | http://www.toronto.ca/TWONTO#flow_switch |  | PACL System
29676 | FIS-PCL-FSL-0101-SUS | Switch, Flow-Low, PACL, To Mixer 0101, Raw Water Pumping Station | FIS-SUSPENDED | Sensor,Level | Switch | 38272 | FSL | http://www.toronto.ca/TWONTO#flow_switch |  | Obsolete Entities/Processes
29677 | FIS-PCL-FSL-0201-SUS | Switch, Flow-Low, PACL To Mixer 0201, Raw Water Pumping Station | FIS-SUSPENDED | Sensor,Level | Switch | 38273 | FSL | http://www.toronto.ca/TWONTO#flow_switch |  | Obsolete Entities/Processes
29678 | FIS-PCL-FSL-0202-SUS | Switch, Flow-Low, PACL to Backwash Pumps Discharge Header | FIS-PCL | Sensor,Level | Switch | 38274 | FSL | http://www.toronto.ca/TWONTO#flow_switch |  | PACL System
29679 | FIS-PCL-FSL-0301-SUS | Switch, Flow-Low, PACL, To Mixer 0301, Raw Water Pumping Station | FIS-PCL |  | Switch | 38275 | FSL | http://www.toronto.ca/TWONTO#flow_switch |  | PACL System
29680 | FIS-PCL-FSL-0401-SUS | Switch, Flow-Low, PACL, To Mixer 0401, Raw Water Pumping Station | FIS-PCL |  | Switch | 38276 | FSL | http://www.toronto.ca/TWONTO#flow_switch |  | PACL System
29681 | FIS-PCL-FSL-0501-SUS | Switch, Flow-Low, PACL, To Mixer 0501, Raw Water Pumping Station | FIS-SUSPENDED |  | Switch | 38277 | FSL | http://www.toronto.ca/TWONTO#flow_switch |  | Obsolete Entities/Processes
29685 | FIS-PCL-LSHH-0101 | Switch, Level, High High, Float, PACL Tank T-0101, Workshop Building, Chemical Storage | FIS-PCL-T-0101 | Switch,Level-High | Switch |  | LSHH | http://www.toronto.ca/TWONTO#level_switch |  | Tank, PACL Storage, Workshop Building, Chemical Storage
29753 | COL-PWR-FS-0101 | HVAC, Switch, Flow, West Rouge PS | COL-PWR-AHU-0100 | Switch,Flow | Switch |  | FS | http://www.toronto.ca/TWONTO#flow_switch |  | HVAC, Air Handling Unit, Control Room, West Rouge PS
29854 | FIS-POL-FE-1101 | Switch,Flow-Low, Service Water Low Flow Alarm, Mixing Chamber Inlet, Skid 1100, Polymer Storage room | FIS-POL-P-1101 | Switch,Flow-Low | Switch |  | FE | http://www.toronto.ca/TWONTO#flow_switch |  | Pump,Diaphragm, Skid 1100, Polymer Storage room
29857 | FIS-POL-FSL-1001 | Switch, Flow-Low, Water Inlet, Skid 1000, RMF Building, Main Floor, RMF Polymer Feed Room | FIS-POL-P-1001 | Switch,Flow-Low | Switch |  | FSL | http://www.toronto.ca/TWONTO#flow_switch |  | Pump,Diaphragm, Skid 1000, Polymer Storage room
29858 | FIS-POL-FSL-1101 | Switch, Flow-Low, Water Inlet, Skid 1100, RMF Building, Main Floor, RMF Polymer Feed Room | FIS-POL-P-1101 | Switch,Flow-Low | Switch |  | FSL | http://www.toronto.ca/TWONTO#flow_switch |  | Pump,Diaphragm, Skid 1100, Polymer Storage room
29861 | FIS-POL-LSH-0001 | Switch, Level, High, Polymer Skid Containment Area, Polymer Storage room | FIS-POL | Switch,Level-High | Switch |  | LSH | http://www.toronto.ca/TWONTO#level_switch |  | Polymer System
29862 | FIS-POL-LSH-0001 | Switch, Level, High, Polymer Skid Containment Area, Polymer Storage room | FIS-POL-ROOM | Switch,Level-High | Switch |  | LSH | http://www.toronto.ca/TWONTO#level_switch |  | FIS RMF Polymer Storage Room
29957 | FIS-RW-FSL-0001 | Switch, Flow, Low, Turbidity Analyser AIT-0001 Inlet, Intake Valve Chamber Upper Level | FIS-RW | Switch,Flow-Low | Switch |  | FSL | http://www.toronto.ca/TWONTO#flow_switch |  | Raw Water Production
29958 | FIS-RW-FSL-0001 | Switch, Flow, Low, Turbidity Analyser AIT-0001 Inlet, Intake Valve Chamber Upper Level | FIS-RW-AIT-0001 | Switch,Flow-Low | Switch |  | FSL | http://www.toronto.ca/TWONTO#flow_switch |  | Analyzer, Turbidity, Intake Valve Building, Upper Level, Sampling Pumps Intake
29959 | FIS-RW-FSL-0002-SUS | Switch, Flow-Low, Chlorine Intake Valve Chamber Upper Level, Sampling Pumps Intake | FIS-SUSPENDED | Switch,Flow-Low | Switch | 38337 | FSL | http://www.toronto.ca/TWONTO#flow_switch |  | Obsolete Entities/Processes
29960 | FIS-RW-FSL-0003 | Switch, Flow, Low, PH Analyser AIT-0003 Inlet, Intake Valve Chamber Upper Level | FIS-RW-AIT-0003 | Switch,Flow-Low | Switch |  | FSL | http://www.toronto.ca/TWONTO#flow_switch |  | Analyzer, pH, Intake Valve Building, Upper Level, Sampling Pumps Intake
29961 | FIS-RW-FSL-0005-SUS | Switch, Flow-Low, Chlorine, Intake Valve Chamber Upper Level, Sampling Pumps Intake | FIS-RW | Switch,Flow-Low | Switch | 38339 | FSL | http://www.toronto.ca/TWONTO#flow_switch |  | Raw Water Production
29962 | FIS-RW-FSL-0005-SUS | Switch, Flow-Low, Chlorine, Intake Valve Chamber Upper Level, Sampling Pumps Intake | FIS-SUSPENDED | Switch,Flow-Low | Switch | 38339 | FSL | http://www.toronto.ca/TWONTO#flow_switch |  | Obsolete Entities/Processes
29963 | FIS-RW-FSL-0006SUS | Switch, Flow, Low, Particle Counter AIT-0006, Intake Valve Chamber Upper Level,Sampling Pumps Intake | FIS-RW | Switch,Flow-Low | Switch | 38917 | FSL | http://www.toronto.ca/TWONTO#flow_switch |  | Raw Water Production
29964 | FIS-RW-FSL-0007-SUS | Switch, Flow-Low, Deep Well Submersible Sampling Pump 0001, Intake & Intake Valve Chamber | FIS-RW | Switch,Flow-Low | Switch | 38340 | FSL | http://www.toronto.ca/TWONTO#flow_switch |  | Raw Water Production
29965 | FIS-RW-FSL-0008-SUS | Switch, Flow-Low, Deep Well Submersible Sampling Pump 0002, Intake & Intake Valve Chamber | FIS-RW | Switch,Flow-Low | Switch | 38341 | FSL | http://www.toronto.ca/TWONTO#flow_switch |  | Raw Water Production
29966 | FIS-RW-FSL-0008-SUS | Switch, Flow-Low, Deep Well Submersible Sampling Pump 0002, Intake & Intake Valve Chamber | FIS-SUSPENDED | Switch,Flow-Low | Switch | 38341 | FSL | http://www.toronto.ca/TWONTO#flow_switch |  | Obsolete Entities/Processes
29967 | FIS-RW-FSL-0009-SUS | Switch, Flow-Low, Deep Well Submersible Sampling Pump 0003, Intake & Intake Valve Chamber | FIS-RW-P-0003-SUS | Switch,Flow-Low | Switch | 38342 | FSL | http://www.toronto.ca/TWONTO#flow_switch |  | Pump, Submersible, Deep Well Raw Water Sampling, Intake Valve Chamber Upper Level, Intake & Intake Valve Chamber
29968 | FIS-RW-FSL-0601 | Switch, Flow, Low, Sampling Pump P-0601 Discharge, Intake Valve Chamber , Lower Level | FIS-RW | Switch,Flow-Low | Switch |  | FSL | http://www.toronto.ca/TWONTO#flow_switch |  | Raw Water Production
29969 | FIS-RW-FSL-0601 | Switch, Flow, Low, Sampling Pump P-0601 Discharge, Intake Valve Chamber , Lower Level | FIS-RW-P-0601 | Switch,Flow-Low | Switch |  | FSL | http://www.toronto.ca/TWONTO#flow_switch |  | Pump, Centrifugal, Raw Water Sampling, Intake Valve Chamber, Lower Level
29970 | FIS-RW-FSL-0701 | Switch, Flow, Low, Sampling Pump P-0701 Discharge, Intake Valve Chamber , Lower Level | FIS-RW-P-0701 | Switch,Flow-Low | Switch |  | FSL | http://www.toronto.ca/TWONTO#flow_switch |  | Pump, Centrifugal, Raw Water Sampling, Intake Valve Chamber, Lower Level
29978 | FIS-RW-LSH-0001 | Switch, Level, High, Screening Trash Conduit, Raw Water Pump Room | FIS-RW | Switch,Level-High | Switch |  | LSH | http://www.toronto.ca/TWONTO#level_switch |  | Raw Water Production
29979 | FIS-RW-LSL-0001-SUS | Switch, Level-Low, Deep Well Submersible Sampling Pump 0001, Intake & Intake Valve Chamber | FIS-SUSPENDED | Switch,Level-Low | Switch | 38344 | LSL | http://www.toronto.ca/TWONTO#level_switch |  | Obsolete Entities/Processes
29996 | FIS-RW-PSH-0201 | Switch, Pressure-High, Seal Water, Pump 0201, Raw Water Pumping Station, Pump Room | FIS-RW-P-0201 | Switch,Pressure-High | Switch |  | PSH | http://www.toronto.ca/TWONTO#pressure_switch |  | Circuit Breaker,4.16 kV,Raw Water Pump Station,Upper Level,West,Solid State Starter,FIS-RW-P-0201
29997 | FIS-RW-PSL-0001 | Switch, Pressure, Low, Potable Water Flushing Line to Screen SC-0101, Raw Water Pump Room | FIS-RW-SC-0101 | Switch,Pressure-Low | Switch |  | PSL | http://www.toronto.ca/TWONTO#pressure_switch |  | Screen, Bar, Travelling, Raw Water PS
29998 | FIS-RW-PSL-0002 | Switch, Pressure, Low, Potable Water Flushing Line to Screen SC-0201, Raw Water Pump Room | FIS-RW-SC-0201 | Switch,Pressure-Low | Switch |  | PSL | http://www.toronto.ca/TWONTO#pressure_switch |  | Screen, Bar, Travelling, Raw Water PS
29999 | FIS-RW-PSL-0003 | Switch, Pressure, Low, Potable Water Flushing Line to Screen SC-0301, Raw Water Pump Room | FIS-RW-SC-0301 | Switch,Pressure-Low | Switch |  | PSL | http://www.toronto.ca/TWONTO#pressure_switch |  | Screen, Bar, Travelling, Raw Water PS
30000 | FIS-RW-PSL-0101-SUS | Switch, Pressure-Low, Seal Water, Pump 0101, Raw Water Pumping Station | FIS-RW-P-0101 | Switch,Pressure-High | Switch | 38348 | PSL | http://www.toronto.ca/TWONTO#pressure_switch |  | Circuit Breaker,4.16 kV,Raw Water Pump Station,Upper Level,West,Solid State Starter,FIS-RW-P-0101
30001 | FIS-RW-PSL-0101-SUS | Switch, Pressure-Low, Seal Water, Pump 0101, Raw Water Pumping Station | FIS-SUSPENDED | Switch,Pressure-High | Switch | 38348 | PSL | http://www.toronto.ca/TWONTO#pressure_switch |  | Obsolete Entities/Processes
30002 | FIS-RW-PSL-0201-SUS | Switch, Pressure-Low, Seal Water, Pump 0201, Raw Water Pumping Station | FIS-RW-P-0201 | Switch,Pressure-High | Switch | 38349 | PSL | http://www.toronto.ca/TWONTO#pressure_switch |  | Circuit Breaker,4.16 kV,Raw Water Pump Station,Upper Level,West,Solid State Starter,FIS-RW-P-0201
30003 | FIS-RW-PSL-0201-SUS | Switch, Pressure-Low, Seal Water, Pump 0201, Raw Water Pumping Station | FIS-SUSPENDED | Switch,Pressure-High | Switch | 38349 | PSL | http://www.toronto.ca/TWONTO#pressure_switch |  | Obsolete Entities/Processes
30004 | FIS-RW-PSL-0301-SUS | Switch, Pressure-Low, Seal Water, Pump 0301, Raw Water Pumping Station | FIS-RW-P-0301 | Switch,Pressure-High | Switch | 38350 | PSL | http://www.toronto.ca/TWONTO#pressure_switch |  | Circuit Breaker,4.16 kV,Raw Water Pump Station,Upper Level,West,Solid State Starter,FIS-RW-P-0301
30005 | FIS-RW-PSL-0301-SUS | Switch, Pressure-Low, Seal Water, Pump 0301, Raw Water Pumping Station | FIS-SUSPENDED | Switch,Pressure-High | Switch | 38350 | PSL | http://www.toronto.ca/TWONTO#pressure_switch |  | Obsolete Entities/Processes
30006 | FIS-RW-PSL-0501-SUS | Switch, Pressure-Low, Seal Water, Pump 0501, Raw Water Pumping Station | FIS-RW-P-0501 | Switch,Pressure-High | Switch | 38352 | PSL | http://www.toronto.ca/TWONTO#pressure_switch |  | Circuit Breaker,4.16 kV,Raw Water Pump Station,Upper Level,East,Solid State Starter,FIS-RW-P-0501
30007 | FIS-RW-PSL-0501-SUS | Switch, Pressure-Low, Seal Water, Pump 0501, Raw Water Pumping Station | FIS-SUSPENDED | Switch,Pressure-High | Switch | 38352 | PSL | http://www.toronto.ca/TWONTO#pressure_switch |  | Obsolete Entities/Processes
30039 | COL-PWR-LSH-0002 | Switch,Level, High, Sump pump pit, Dry well | COL-PWR | Switch,Level-High | Switch |  | LSH | http://www.toronto.ca/TWONTO#level_switch |  | West Rouge Pumping Station
30040 | COL-PWR-LSH-0003 | Switch, Level-High, Dry Well Pump floor, West Rouge PS | COL-PWR | Switch,Level-High | Switch |  | LSH | http://www.toronto.ca/TWONTO#level_switch |  | West Rouge Pumping Station
30041 | COL-PWR-LSH-0004 | Switch,Level, High, Wet Well | COL-PWR | Switch,Level-High | Switch |  | LSH | http://www.toronto.ca/TWONTO#level_switch |  | West Rouge Pumping Station
30042 | COL-PWR-LSH-0004 | Switch,Level, High, Wet Well | COL-PWR-SUSPENDED | Switch,Level-High | Switch |  | LSH | http://www.toronto.ca/TWONTO#level_switch |  | West Rouge P.S.suspended entities
30043 | COL-PWR-LSH-0005 | Switch,Level, High, Wet Well | COL-PWR | Switch,Level-High | Switch |  | LSH | http://www.toronto.ca/TWONTO#level_switch |  | West Rouge Pumping Station
30044 | COL-PWR-LSH-0006 | Switch,Level, High, Wet Well | COL-PWR | Switch,Level-High | Switch |  | LSH | http://www.toronto.ca/TWONTO#level_switch |  | West Rouge Pumping Station
30045 | COL-PWR-LSH-0006 | Switch,Level, High, Wet Well | COL-PWR-SUSPENDED | Switch,Level-High | Switch |  | LSH | http://www.toronto.ca/TWONTO#level_switch |  | West Rouge P.S.suspended entities
30046 | COL-PWR-LSH-0103 | Switch,Level, High, Wet Well #1 | COL-PWR-WEL-0100 | Switch,Level-High | Switch |  | LSH | http://www.toronto.ca/TWONTO#level_switch |  | Well, Wet Well #1, West Rouge PS
30047 | COL-PWR-LSH-0105 | Switch,Level, High,Flood Alarm, Wet Well #1 | COL-PWR | Switch,Level-High | Switch |  | LSH | http://www.toronto.ca/TWONTO#level_switch |  | West Rouge Pumping Station
30048 | COL-PWR-LSH-0105 | Switch,Level, High,Flood Alarm, Wet Well #1 | COL-PWR-AUX-INST | Switch,Level-High | Switch |  | LSH | http://www.toronto.ca/TWONTO#level_switch |  | Instrumentation Equipment
30049 | COL-PWR-LSH-0203 | Switch,Level, High, Wet Well #2 | COL-PWR-AUX-INST | Switch,Level-High | Switch |  | LSH | http://www.toronto.ca/TWONTO#level_switch |  | Instrumentation Equipment
30050 | COL-PWR-LSH-0205 | Switch,Level, High, Flood Alarm, Wet Well #2 | COL-PWR-AUX-INST | Switch,Level-High | Switch |  | LSH | http://www.toronto.ca/TWONTO#level_switch |  | Instrumentation Equipment
30060 | COL-PWR-LSHH-0104 | Switch,Level, High-High, Float Mode, Wet Well #1 | COL-PWR-AUX-INST | Switch,Level-High-High | Switch |  | LSHH | http://www.toronto.ca/TWONTO#level_switch |  | Instrumentation Equipment
30061 | COL-PWR-LSL-0001 | Switch,Level, Low, Sump pump pit, Dry well | COL-PWR | Switch,Level-Low | Switch | 35108 | LSL | http://www.toronto.ca/TWONTO#level_switch |  | West Rouge Pumping Station
30062 | COL-PWR-LSL-0001 | Switch,Level, Low, Sump pump pit, Dry well | COL-PWR-MISC | Switch,Level-Low | Switch | 35108 | LSL | http://www.toronto.ca/TWONTO#level_switch |  | Miscellaneous Equipment
30063 | COL-PWR-LSL-0102 | Switch,Level, Low, Wet Well #1 | COL-PWR-AUX-INST | Switch,Level-Low | Switch |  | LSL | http://www.toronto.ca/TWONTO#level_switch |  | Instrumentation Equipment
30064 | COL-PWR-LSL-0102 | Switch,Level, Low, Wet Well #1 | COL-PWR-WEL-0100 | Switch,Level-Low | Switch |  | LSL | http://www.toronto.ca/TWONTO#level_switch |  | Well, Wet Well #1, West Rouge PS
30065 | COL-PWR-LSL-0202 | Switch,Level, Low, Wet Well #2 | COL-PWR-WEL-0200 | Switch,Level-Low | Switch |  | LSL | http://www.toronto.ca/TWONTO#level_switch |  | Well, Wet Well #2, West Rouge PS
30139 | COL-PWR-LSLL-0101 | Switch,Level, Low-Low, Wet Well #1 | COL-PWR-AUX-INST | Switch,Level-Low-Low | Switch |  | LSLL | http://www.toronto.ca/TWONTO#level_switch |  | Instrumentation Equipment
30140 | COL-PWR-LSLL-0101 | Switch,Level, Low-Low, Wet Well #1 | COL-PWR-WEL-0100 | Switch,Level-Low-Low | Switch |  | LSLL | http://www.toronto.ca/TWONTO#level_switch |  | Well, Wet Well #1, West Rouge PS
30141 | COL-PWR-LSLL-0201 | Switch,Level, Low-Low, Wet Well #2 | COL-PWR-WEL-0200 | Switch,Level-Low-Low | Switch |  | LSLL | http://www.toronto.ca/TWONTO#level_switch |  | Well, Wet Well #2, West Rouge PS
30219 | FIS-SA-PS-0201-SUS | Switch, Pressure-High, Instrument Air, Compressor 0200, Service Air Monitoring | FIS-SUSPENDED | Switch,Pressure-High | Switch | 38401 | PS | http://www.toronto.ca/TWONTO#pressure_switch |  | Obsolete Entities/Processes
30220 | FIS-SA-PSH-0101 | Switch, Pressure, High, Compressor C-0100 Air receiving Tank, Filter Building, Pump Room West | FIS-SA-C-0100 | Switch,Pressure-High | Switch |  | PSH | http://www.toronto.ca/TWONTO#pressure_switch |  | Compressor, Reciprocating, Constant Speed, Filter Building, Pump Room West
30261 | FIS-SBS-LSHH-0101 | Switch, Level, High High, Float, SBS Tank T-0101, Workshop Building, Chemical Storage | FIS-SBS-T-0101 | Switch,Level-High | Switch |  | LSHH | http://www.toronto.ca/TWONTO#level_switch |  | Tank, SBS Storage, Workshop Building, Chemical Storage
30292 | COL-PWR-TS-0001 | Switch, Automatic Transfer, Emergency Power, East Wall Control Room | COL-PWR-MCC-0100 | Control Panel | Switch |  | TS | http://www.toronto.ca/TWONTO#transfer_switch |  | Control Panel, MCC, West Rouge PS
30293 | COL-PWR-TSH-0101 | HVAC, Switch, Temperature, West Rouge PS | COL-PWR-AHU-0100 | Switch,Temperature | Switch |  | TSH | http://www.toronto.ca/TWONTO#temperature_switch |  | HVAC, Air Handling Unit, Control Room, West Rouge PS
30737 | FIS-SM-FS-0001 | Switch, Flow, CAU Discharge to Scrubber Fans, Caustic Soda System | FIS-SM-SB | Switch,Flow | Switch | 32795 | FS | http://www.toronto.ca/TWONTO#flow_switch |  | Scrubber
30744 | FIS-SM-LSH-0001 | Switch, Level-High, Caustic Soda System | FIS-SM-SB | Switch,Level-High | Switch | 32799 | LSH | http://www.toronto.ca/TWONTO#level_switch |  | Scrubber
30862 | FIS-TRW-FSL-0001 | Switch, Flow, Low, Treated Water Output Sample to AIT-0001 & 0004, Sampling Bldg, Upper Lvl, N Wall | FIS-TRW | Switch,Flow-Low | Switch |  | FSL | http://www.toronto.ca/TWONTO#flow_switch |  | Treated Water Production
30863 | FIS-TRW-FSL-0003 | Switch, Flow, Low, Orthophosphate Analyzer AIT-0006 Inlet, Chemical Sampling Building, Upper level | FIS-TRW-AIT-0006 | Switch,Flow-Low | Switch |  | FSL | http://www.toronto.ca/TWONTO#flow_switch |  | Analyzer, Orthophosphate, Phosphoric Acid Sampling, Chemical Sampling Building, Upper Level
30864 | FIS-TRW-FSL-0004 | Switch, Flow, Low, pH Analyzer AIT-0007 Inlet, Chemical Sampling Building, Upper level | FIS-TRW-AIT-0007 | Switch,Flow-Low | Switch |  | FSL | http://www.toronto.ca/TWONTO#flow_switch |  | Analyzer, pH, Phosphoric Acid Sampling, Chemical Sampling Building, Upper Level
30873 | FIS-TRW-LSH-0001 | Flood Alarm | FIS-TRW |  | Switch |  | LSH | http://www.toronto.ca/TWONTO#level_switch |  | Treated Water Production
30904 | FIS-TRW-PSH-0001-SUS | Switch, Pressure-High, Treated Water to Island Distribution, High Lift Pumping Station | FIS-SUSPENDED | Switch,Pressure-High | Switch | 38442 | PSH | http://www.toronto.ca/TWONTO#pressure_switch |  | Obsolete Entities/Processes
30905 | FIS-TRW-PSH-0001-SUS | Switch, Pressure-High, Treated Water to Island Distribution, High Lift Pumping Station | FIS-TRW | Switch,Pressure-High | Switch | 38442 | PSH | http://www.toronto.ca/TWONTO#pressure_switch |  | Treated Water Production
30906 | FIS-TRW-PSH-0001-SUS | Switch, Pressure-High, Treated Water to Island Distribution, High Lift Pumping Station | FIS-TRW-PUMPING | Switch,Pressure-High | Switch | 38442 | PSH | http://www.toronto.ca/TWONTO#pressure_switch |  | Treated Water Pumping
30907 | FIS-TRW-PSL-0001 | Switch, Pressure, Low, Treated Water to Island Distribution, Workshop Building, Low Lever, High Lift PS | FIS-TRW | Switch,Pressure-Low | Switch |  | PSL | http://www.toronto.ca/TWONTO#pressure_switch |  | Treated Water Production
30908 | FIS-TRW-PSL-0001 | Switch, Pressure, Low, Treated Water to Island Distribution, Workshop Building, Low Lever, High Lift PS | FIS-TRW-PUMPING | Switch,Pressure-Low | Switch |  | PSL | http://www.toronto.ca/TWONTO#pressure_switch |  | Treated Water Pumping
30941 | FIS-TRW-TSH-0002 | Switch Location | FIS-TRW |  | Switch |  | TSH | http://www.toronto.ca/TWONTO#temperature_switch |  | Treated Water Production
30942 | FIS-TRW-TSH-0101 | Switch, Temperature-High, TRW-P-0100, Workshop Building, High Lift Pumping Station | FIS-TRW-P-0100 |  | Switch |  | TSH | http://www.toronto.ca/TWONTO#temperature_switch |  | Pump, Centrifugal, Treated Water to Island Distribution System, Workshop Building, High Lift PS
30943 | FIS-TRW-TSH-0501 | Switch, Temperature-High, TRW-P-0500, Workshop Building, High Lift Pumping Station | FIS-TRW-P-0500 |  | Switch |  | TSH | http://www.toronto.ca/TWONTO#temperature_switch |  | Pump, Centrifugal, Treated Water to Island Distribution System, Workshop Building, High Lift PS
30944 | FIS-TRW-TSL-0001 | Switch Location | FIS-TRW |  | Switch |  | TSL | http://www.toronto.ca/TWONTO#temperature_switch |  | Treated Water Production
31113 | FIS-WWW-LSHH-0501 | Switch,Level-High-High, Settling Basin 0501 | FIS-WWW-T-0501 | Switch,Level-High-High | Switch |  | LSHH | http://www.toronto.ca/TWONTO#level_switch |  | Tank, RMF Settling Basin 5, Filter Backwash Waste, Settling Basin Area
31114 | FIS-WWW-LSHH-0702 | Switch,Level-High-High, Pump Well, Settling Basin 0701 | FIS-WWW-T-0701 | Switch,Level-High-High | Switch |  | LSHH | http://www.toronto.ca/TWONTO#level_switch |  | Tank, RMF Settling Basin 7, Filter Backwash Waste, Settling Basin Area
31115 | FIS-WWW-LSHH-0902 | Switch, Level-High-High, Pump Well, Settling Basin 0901 | FIS-WWW-T-0901 | Switch,Level-High-High | Switch |  | LSHH | http://www.toronto.ca/TWONTO#level_switch |  | Tank, RMF Settling Basin 9, Filter Backwash Waste, Settling Basin Area
31116 | FIS-WWW-LSLL-0501 | Switch,Level-Low-Low, Pump Well, Settling Basin 0501 | FIS-WWW-T-0501 | Switch,Level-Low-Low | Switch |  | LSLL | http://www.toronto.ca/TWONTO#level_switch |  | Tank, RMF Settling Basin 5, Filter Backwash Waste, Settling Basin Area
31117 | FIS-WWW-LSLL-0701 | Switch,Level-Low-Low, Pump Well, Settling Basin 0701 | FIS-WWW-T-0701 | Switch,Level-Low-Low | Switch |  | LSLL | http://www.toronto.ca/TWONTO#level_switch |  | Tank, RMF Settling Basin 7, Filter Backwash Waste, Settling Basin Area
31118 | FIS-WWW-LSLL-0901 | Switch,Level-Low-Low, Pump Well, Settling Basin 0901 | FIS-WWW-T-0901 | Switch,Level-Low-Low | Switch |  | LSLL | http://www.toronto.ca/TWONTO#level_switch |  | Tank, RMF Settling Basin 9, Filter Backwash Waste, Settling Basin Area
31902 | COL-RBB-TSL-0200 | Switch, Temperature-Low | COL-RBB-MISC |  | Switch |  | TSL | http://www.toronto.ca/TWONTO#temperature_switch |  | Miscellaneous Equipment
38633 | SWM-PBL-FA-0001S | Switch, Temperature-High | SWM-PBL | Fire Prevention,Alarm | Switch | 42935 | FA | http://www.toronto.ca/TWONTO#temperature_switch |  | Bloor Storm Pumping Station
38634 | SWM-PBL-FA-0001S | Switch, Temperature-High | SWM-PBL-MISC | Fire Prevention,Alarm | Switch | 42935 | FA | http://www.toronto.ca/TWONTO#temperature_switch |  | Miscellaneous Equipment
38644 | SWM-PBL-LSH-0001 | Switch, Level-High | SWM-PBL-MISC | Switch,Level | Switch |  | LSH | http://www.toronto.ca/TWONTO#level_switch |  | Miscellaneous Equipment
38645 | SWM-PBL-LSH-0103 | Switch, Level-High | SWM-PBL | Switch,Level | Switch |  | LSH | http://www.toronto.ca/TWONTO#level_switch |  | Bloor Storm Pumping Station
38646 | SWM-PBL-LSH-0104 | Switch, Level-High | SWM-PBL | Switch,Level | Switch |  | LSH | http://www.toronto.ca/TWONTO#level_switch |  | Bloor Storm Pumping Station
38647 | SWM-PBL-LSL-0102 | Switch, Level-Low | SWM-PBL-MISC | Switch,Level | Switch |  | LSL | http://www.toronto.ca/TWONTO#level_switch |  | Miscellaneous Equipment
38648 | SWM-PBL-LSLL-0101 | Switch, Level Low-Low | SWM-PBL | Switch,Level | Switch |  | LSLL | http://www.toronto.ca/TWONTO#level_switch |  | Bloor Storm Pumping Station
38691 | SWM-PBL-SW-0001 | Switch, Main Electrical Disconnect | SWM-PBL-MISC | Switch | Switch |  | SW | http://www.toronto.ca/TWONTO#disconnect_switch |  | Miscellaneous Equipment
38692 | SWM-PBL-SW-0002 | Switch, Generator | SWM-PBL | Switch | Switch |  | SW | http://www.toronto.ca/TWONTO#disconnect_switch |  | Bloor Storm Pumping Station
38693 | SWM-PBL-SW-0004 | Switch, Main Electrical Disconnect | SWM-PBL | Switch | Switch |  | SW | http://www.toronto.ca/TWONTO#disconnect_switch |  | Bloor Storm Pumping Station
38812 | SWM-PIT-LSH-0102 | Switch, Level-High | SWM-PIT | Switch,Level | Switch |  | LSH | http://www.toronto.ca/TWONTO#level_switch |  | Islington Storm Pumping Station
38813 | SWM-PIT-LSH-0102 | Switch, Level-High | SWM-PIT-MISC | Switch,Level | Switch |  | LSH | http://www.toronto.ca/TWONTO#level_switch |  | Miscellaneous Equipment
38814 | SWM-PIT-LSH-0105 | Switch, Level-High | SWM-PIT-MISC | Switch,Level | Switch |  | LSH | http://www.toronto.ca/TWONTO#level_switch |  | Miscellaneous Equipment
38815 | SWM-PIT-LSHH-0104 | Switch, Level High-High | SWM-PIT | Switch,Level | Switch |  | LSHH | http://www.toronto.ca/TWONTO#level_switch |  | Islington Storm Pumping Station
38867 | SWM-PIT-SW-0001 | Switch, Main Electrical Disconnect | SWM-PIT | Switch | Switch |  | SW | http://www.toronto.ca/TWONTO#disconnect_switch |  | Islington Storm Pumping Station
38868 | SWM-PIT-SW-0002 | Switch, Generator | SWM-PIT | Switch | Switch |  | SW | http://www.toronto.ca/TWONTO#disconnect_switch |  | Islington Storm Pumping Station
38869 | SWM-PIT-SW-0002 | Switch, Generator | SWM-PIT-MISC | Switch | Switch |  | SW | http://www.toronto.ca/TWONTO#disconnect_switch |  | Miscellaneous Equipment
38870 | SWM-PIT-SW-0003 | Switch, Electric Heaters | SWM-PIT-MISC | Switch | Switch |  | SW | http://www.toronto.ca/TWONTO#disconnect_switch |  | Miscellaneous Equipment
38896 | SWM-PMG-LSH-0001 | Switch, Level-High | SWM-PBL-MISC | Switch,Level | Switch |  | LSH | http://www.toronto.ca/TWONTO#level_switch |  | Miscellaneous Equipment
38897 | SWM-PMG-LSH-0103 | Switch, Level-High | SWM-PMG | Switch,Level | Switch |  | LSH | http://www.toronto.ca/TWONTO#level_switch |  | Martin Grove Storm Pumping Station
38898 | SWM-PMG-LSH-0104 | Switch, Level-High | SWM-PMG | Switch,Level | Switch |  | LSH | http://www.toronto.ca/TWONTO#level_switch |  | Martin Grove Storm Pumping Station
38899 | SWM-PMG-LSH-0105 | Switch, Level-High | SWM-PMG | Switch,Level | Switch |  | LSH | http://www.toronto.ca/TWONTO#level_switch |  | Martin Grove Storm Pumping Station
38900 | SWM-PMG-LSH-0106 | Switch, Level-High | SWM-PMG | Switch,Level | Switch |  | LSH | http://www.toronto.ca/TWONTO#level_switch |  | Martin Grove Storm Pumping Station
38901 | SWM-PMG-LSHH-0107 | Switch, Level High-High | SWM-PMG | Switch,Level | Switch |  | LSHH | http://www.toronto.ca/TWONTO#level_switch |  | Martin Grove Storm Pumping Station
38902 | SWM-PMG-LSHH-0107 | Switch, Level High-High | SWM-PMG-MISC | Switch,Level | Switch |  | LSHH | http://www.toronto.ca/TWONTO#level_switch |  | Miscellaneous Equipment
38903 | SWM-PMG-LSL-0102 | Switch, Level-Low | SWM-PMG | Switch | Switch |  | LSL | http://www.toronto.ca/TWONTO#level_switch |  | Martin Grove Storm Pumping Station
38913 | SWM-PMG-SW-0001 | Switch, Main Power | SWM-PMG | Switch | Switch |  | SW | http://www.toronto.ca/TWONTO#disconnect_switch |  | Martin Grove Storm Pumping Station
38914 | SWM-PMG-SW-0001 | Switch, Main Power | SWM-PMG-MISC | Switch | Switch |  | SW | http://www.toronto.ca/TWONTO#disconnect_switch |  | Miscellaneous Equipment
38915 | SWM-PMG-SW-0002 | Switch, Transformer | SWM-PMG-MISC | Switch | Switch |  | SW | http://www.toronto.ca/TWONTO#disconnect_switch |  | Miscellaneous Equipment
38916 | SWM-PMG-SW-0003 | Switch, Disconnect | SWM-PMG | Switch | Switch |  | SW | http://www.toronto.ca/TWONTO#disconnect_switch |  | Martin Grove Storm Pumping Station
38917 | SWM-PMG-SW-0003 | Switch, Disconnect | SWM-PMG-MISC | Switch | Switch |  | SW | http://www.toronto.ca/TWONTO#disconnect_switch |  | Miscellaneous Equipment
38956 | SWM-PNQ-LS-0102 | Switch, Level | SWM-PNQ-MISC | Switch,Level | Switch |  | LS | http://www.toronto.ca/TWONTO#level_switch |  | Miscellaneous Equipment
38957 | SWM-PNQ-LSH-0103 | Switch, Level-High | SWM-PNQ | Switch,Level | Switch |  | LSH | http://www.toronto.ca/TWONTO#level_switch |  | North Queen Storm Pumping Station
38958 | SWM-PNQ-LSH-0105 | Switch, Level-High | SWM-PNQ-MISC | Switch,Level | Switch |  | LSH | http://www.toronto.ca/TWONTO#level_switch |  | Miscellaneous Equipment
38959 | SWM-PNQ-LSHH-0104 | Switch, Level High-High | SWM-PIT-MISC | Switch,Level | Switch |  | LSHH | http://www.toronto.ca/TWONTO#level_switch |  | Miscellaneous Equipment
38960 | SWM-PNQ-LSL-0102 | Switch, Level-Low | SWM-PNQ-MISC | Switch | Switch |  | LSL | http://www.toronto.ca/TWONTO#level_switch |  | Miscellaneous Equipment
38966 | SWM-PNQ-TS-0001 | Switch, Transfer | SWM-PNQ-MISC | Switch | Switch |  | TS | http://www.toronto.ca/TWONTO#transfer_switch |  | Miscellaneous Equipment
38967 | SWM-PNQ-TSL-0002 | Switch, Temperature-Low | SWM-PNQ | Switch | Switch |  | TSL | http://www.toronto.ca/TWONTO#temperature_switch |  | North Queen Storm Pumping Station
38968 | SWM-PNQ-TSL-0002 | Switch, Temperature-Low | SWM-PNQ-MISC | Switch | Switch |  | TSL | http://www.toronto.ca/TWONTO#temperature_switch |  | Miscellaneous Equipment
39127 | SWM-PWI-LSH-0103 | Switch, Level-High | SWM-PWI | Switch,Level | Switch |  | LSH | http://www.toronto.ca/TWONTO#level_switch |  | Wilson Storm Pumping Station
39128 | SWM-PWI-LSH-0105 | Switch, Level-High | SWM-PWI-MISC | Switch,Level | Switch |  | LSH | http://www.toronto.ca/TWONTO#level_switch |  | Miscellaneous Equipment
39129 | SWM-PWI-LSHH-0104 | Switch, Level High-High | SWM-PWI | Switch,Level | Switch |  | LSHH | http://www.toronto.ca/TWONTO#level_switch |  | Wilson Storm Pumping Station
39130 | SWM-PWI-LSL-0102 | Switch, Level-Low | SWM-PWI-MISC | Switch,Level | Switch |  | LSL | http://www.toronto.ca/TWONTO#level_switch |  | Miscellaneous Equipment
39131 | SWM-PWI-LSLL-0101 | Switch, Level Low-Low | SWM-PWI-MISC | Switch,Level | Switch |  | LSLL | http://www.toronto.ca/TWONTO#level_switch |  | Miscellaneous Equipment
39149 | SWM-PWI-TS-0001 | Switch, Transfer | SWM-PWI | Switch | Switch |  | TS | http://www.toronto.ca/TWONTO#transfer_switch |  | Wilson Storm Pumping Station
39150 | SWM-PWI-TS-0001 | Switch, Transfer | SWM-PWI-MISC | Switch | Switch |  | TS | http://www.toronto.ca/TWONTO#transfer_switch |  | Miscellaneous Equipment
39166 | SWM-SOS-LSH-0001 | Switch, Level-High | SWM-SOS | Switch,Level | Switch |  | LSH | http://www.toronto.ca/TWONTO#level_switch |  | Old Sheppard Park Storm Water Tank
39167 | SWM-SOS-LSL-0002 | Switch, Level-Low | SWM-SOS | Switch,Level | Switch |  | LSL | http://www.toronto.ca/TWONTO#level_switch |  | Old Sheppard Park Storm Water Tank
39456 | TAB-ACC-ASH-3661 | Smoke Detectors, OPS Air Supply | TAB-ACC-AHU-3660 | Fire Prevention,Smoke Detector | Switch |  | ASH | http://www.toronto.ca/TWONTO#flame_or_combustion_sensing_instrument |  | AHU, OPS #1
39457 | TAB-ACC-ASH-3671 | Smoke Detectors, OPS Air Supply | TAB-ACC-AHU-3670 | Fire Prevention,Smoke Detector | Switch |  | ASH | http://www.toronto.ca/TWONTO#flame_or_combustion_sensing_instrument |  | AHU, OPS #2
39458 | TAB-ACC-ASH-3681 | Smoke Detectors, OPS Air Supply | TAB-ACC-AHU-3680 | Fire Prevention,Smoke Detector | Switch |  | ASH | http://www.toronto.ca/TWONTO#flame_or_combustion_sensing_instrument |  | AHU, OPS #3
40346 | TAB-ACC-FS-2012 | Switch,Flow,Water From Pump | TAB-ACC-P-2012 | Switch,Flow | Switch |  | FS | http://www.toronto.ca/TWONTO#flow_switch |  | Pump, Hot Water Circulating, Aeration and Chemical Gallery, P-37-3
40347 | TAB-ACC-FS-8221 | Switch,Flow,Glycol From Pump | TAB-ACC-P-8221 | Switch,Flow | Switch |  | FS | http://www.toronto.ca/TWONTO#flow_switch |  | Pump, Circulating,Glycol, P-8, M Bldg, Heating and Ventilation
40349 | TAB-ACC-FSL-0010 | Switch,Flow,Feed Water Pump, Boiler No.1 | TAB-ACC-P-0010 | Switch,Flow | Switch |  | FSL | http://www.toronto.ca/TWONTO#flow_switch |  | Pump, Feed Water, Hot Water Boiler #1,PB1-1
40351 | TAB-ACC-FSL-0020 | Switch,Flow,Low,Feed Water Pump, Boiler No.2 | TAB-ACC-P-0020 | Switch,Flow | Switch |  | FSL | http://www.toronto.ca/TWONTO#flow_switch |  | Pump, Feed Water, Hot Water Boiler #2
40352 | TAB-ACC-FSL-0040 | Switch,Flow,Low,Feed Water Pump, Boiler No4 | TAB-ACC-P-0040 | Switch,Flow | Switch |  | FSL | http://www.toronto.ca/TWONTO#flow_switch |  | Pump, Feed Water, Hot Water Boiler #4
40354 | TAB-ACC-FSL-0060 | Switch, Flow, Low, Air, Exhaust Fan 0060, Grit Bldg. Rooftop | TAB-ACC-FN-0050 | Switch,Flow-Low | Switch |  | FSL | http://www.toronto.ca/TWONTO#flow_switch |  | Fan, Exhaust, Exist. Screen Room Roof
40355 | TAB-ACC-FSL-0070 | Switch, Flow, Low, Air, Exhaust Fan 0070, Grit Bldg. Rooftop | TAB-ACC-FN-0060A | Switch,Flow-Low | Switch |  | FSL | http://www.toronto.ca/TWONTO#flow_switch |  | Fan, Forced Draft, Hot Water Boiler #6
40356 | TAB-ACC-FSL-0070 | Switch, Flow, Low, Air, Exhaust Fan 0070, Grit Bldg. Rooftop | TAB-ACC-FN-0070 | Switch,Flow-Low | Switch |  | FSL | http://www.toronto.ca/TWONTO#flow_switch |  | Fan, Exhaust, Grit Building Rooftop
40357 | TAB-ACC-FSL-0080 | Switch, Flow, Low, Air, Exhaust Fan 0080, Grit Bldg. Rooftop | TAB-ACC-FN-0070 | Switch,Flow-Low | Switch |  | FSL | http://www.toronto.ca/TWONTO#flow_switch |  | Fan, Exhaust, Grit Building Rooftop
40358 | TAB-ACC-FSL-0080 | Switch, Flow, Low, Air, Exhaust Fan 0080, Grit Bldg. Rooftop | TAB-ACC-FN-0080 | Switch,Flow-Low | Switch |  | FSL | http://www.toronto.ca/TWONTO#flow_switch |  | Fan, Exhaust, Grit Building Rooftop
40359 | TAB-ACC-FSL-0100 | Switch, Flow, Low, Air, Supply Fan 0100, Grit Bldg. Rooftop | TAB-ACC-AHU-0100 | Switch,Flow-Low | Switch |  | FSL | http://www.toronto.ca/TWONTO#flow_switch |  | Air Handling Unit, Old D Bldg. Rooftop
40360 | TAB-ACC-FSL-0110 | Switch, Flow, Low, Air, Supply Fan 0110, Vestibule 121A, Grit Room | TAB-ACC-FN-0110A | Switch,Flow-Low | Switch |  | FSL | http://www.toronto.ca/TWONTO#flow_switch |  | Fan, Supply, Vestibule Pressurization, Vestibule 121A(0110)
40361 | TAB-ACC-FSL-0111 | Switch,Flow,Low,Water Distribution Pump-1, Primary Loop | TAB-ACC-P-0111 | Switch,Flow | Switch |  | FSL | http://www.toronto.ca/TWONTO#flow_switch |  | Pump #1, Distribution, PM-1, Primary Loop, Z Bldg, 1st Flr (formerly KX6005A)
40362 | TAB-ACC-FSL-0120 | Switch, Flow, Low, Air, Fan 0120, Vestibule 112, Exist. Screen Room | TAB-ACC-FN-0120 | Switch,Flow-Low | Switch |  | FSL | http://www.toronto.ca/TWONTO#flow_switch |  | Fan, Supply, Vestibule Pressurization, Vestibule 112
40363 | TAB-ACC-FSL-0121 | Switch,Flow,Low,Water Distribution Pump-2, Primary Loop | TAB-ACC-P-0121 | Switch,Flow | Switch |  | FSL | http://www.toronto.ca/TWONTO#flow_switch |  | Pump #2, Distribution, PM-2, Primary Loop, Z Bldg, 1st Flr
40364 | TAB-ACC-FSL-0130 | Switch, Flow, Low, Air, Supply Fan 0130, Vestibule 112A, Exist. Screen Room | TAB-ACC-FN-0120 | Switch,Flow-Low | Switch |  | FSL | http://www.toronto.ca/TWONTO#flow_switch |  | Fan, Supply, Vestibule Pressurization, Vestibule 112
40365 | TAB-ACC-FSL-0131 | Switch,Flow,Low,Water Distribution Pump-3, Primary Loop | TAB-ACC-P-0131 | Switch,Flow | Switch |  | FSL | http://www.toronto.ca/TWONTO#flow_switch |  | Pump #3, Distribution, PM-3, Primary Loop, Z Bldg, 1st Flr
40366 | TAB-ACC-FSL-0140 | Switch, Flow, Low, Air, Supply Fan 0140, Vestibule 112B, Exist. Screen Room | TAB-ACC-FN-0140 | Switch,Flow-Low | Switch |  | FSL | http://www.toronto.ca/TWONTO#flow_switch |  | Fan, Supply, Vestibule Pressurization, Vestibule 112B
40367 | TAB-ACC-FSL-0190 | Switch, Flow, Low, Air, Exhaust Fan 0190, Old Primary Treatment Bldg. | TAB-ACC-FN-0190 | Switch,Flow-Low | Switch |  | FSL | http://www.toronto.ca/TWONTO#flow_switch |  | Fan, Exhaust, Primary Treatment Bldg.
40368 | TAB-ACC-FSL-0192 | Switch, Flow, Low, Air, Exhaust Fan 0192, Old Primary Treatment Bldg. | TAB-ACC-FN-0192 | Switch,Flow-Low | Switch |  | FSL | http://www.toronto.ca/TWONTO#flow_switch |  | Fan, Exhaust, Primary Treatment Bldg. (FN-0191A)
40369 | TAB-ACC-FSL-0200 | Switch, Flow, Low, Air, Supply Fan 0200, Grit Bldg. Rooftop | TAB-ACC-AHU-0200 | Switch,Flow-Low | Switch |  | FSL | http://www.toronto.ca/TWONTO#flow_switch |  | Air Handling Unit, Old D Bldg. Rooftop
40370 | TAB-ACC-FSL-0234 | Switch, Flow, Low, Air, Exhaust Fan 0234, Old Primary Treatment Bldg. | TAB-ACC-FN-0232 | Switch,Flow-Low | Switch |  | FSL | http://www.toronto.ca/TWONTO#flow_switch |  | Fan, Exhaust, Primary Treatment Bldg. Rooftop
40372 | TAB-ACC-FSL-0360 | Switch, Flow, Low, Air, Exhaust Fan 0360, Loading Bay Rooftop | TAB-ACC-FN-0360 | Switch,Flow-Low | Switch |  | FSL | http://www.toronto.ca/TWONTO#flow_switch |  | Fan, Exhast,Screen Bldg., Blower Room, Grit Room Roof
40373 | TAB-ACC-FSL-0612 | Switch,Flow,Low,Water to Pump | TAB-ACC-P-0612 | Switch,Flow | Switch |  | FSL | http://www.toronto.ca/TWONTO#flow_switch |  | Pump, Hot Water Circulating, Secondary Loop 3, Admin Reheat Coils-P3-2
40374 | TAB-ACC-FSL-0900 | Switch, Flow, Low, Air, Supply Fan 0900, Old Primary Treatment Bldg. | TAB-ACC-AHU-0900 | Switch,Flow-Low | Switch |  | FSL | http://www.toronto.ca/TWONTO#flow_switch |  | Air Handling Unit, Old D Bldg. Rooftop
40375 | TAB-ACC-FSL-1000 | Switch, Flow, Low, Air, Supply Fan 1000, Old Primary Treatment Bldg. | TAB-ACC-FN-1000 | Switch,Flow-Low | Switch |  | FSL | http://www.toronto.ca/TWONTO#flow_switch |  | Fan, Supply, Ex. D--Bldg. Ex. Air Heating Room
40376 | TAB-ACC-FSL-1015 | Switch,Flow,Low,Water to Pump | TAB-ACC-P-1015 | Switch,Flow | Switch |  | FSL | http://www.toronto.ca/TWONTO#flow_switch |  | Pump, , Hot Water Circulating, P24-5, Pri Tank 10-12 & Grit Tank 13-16 Process and Space Heating
40377 | TAB-ACC-FSL-1212 | Switch, Flow, Low, Air, Supply Fan 1210, Screen Area Rooftop( FSL-1210) | TAB-ACC-AHU-1200 | Switch,Flow-Low | Switch |  | FSL | http://www.toronto.ca/TWONTO#flow_switch |  | Air Handling Unit, D Bldg Roof
40378 | TAB-ACC-FSL-1220 | Switch, Flow, Low, Air, Exhaust Fan 1220, Screen Area Rooftop | TAB-ACC-AHU-1200 | Switch,Flow-Low | Switch |  | FSL | http://www.toronto.ca/TWONTO#flow_switch |  | Air Handling Unit, D Bldg Roof
40379 | TAB-ACC-FSL-1230 | Switch,Flow,Low,Glycol from Pump | TAB-ACC-P-1230 | Switch,Flow | Switch |  | FSL | http://www.toronto.ca/TWONTO#flow_switch |  | Pump, Glycol Circulating, Floatation Bldg, PG 25-1
40380 | TAB-ACC-FSL-1404 | Switch, Flow-Low, Pump, Tertiary Glycol Circulating | TAB-ACC-P-1450 | Switch,Flow-Low | Switch |  | FSL | http://www.toronto.ca/TWONTO#flow_switch |  | Pump,Centrifugal, Tertiary Glycol Circulating
40381 | TAB-ACC-FSL-1510 | Switch, Flow, Low, Air Supply Fan 1510, Loading Bay Rooftop | TAB-ACC-AHU-1500 | Switch,Flow-Low | Switch |  | FSL | http://www.toronto.ca/TWONTO#flow_switch |  | Air Handling Unit, D Bldg Roof
40382 | TAB-ACC-FSL-1520 | Switch, Flow, Low, Air, Exhaust Fan 1520, Loading Bay Rooftop | TAB-ACC-AHU-1500 | Switch,Flow-Low | Switch |  | FSL | http://www.toronto.ca/TWONTO#flow_switch |  | Air Handling Unit, D Bldg Roof
40383 | TAB-ACC-FSL-1600 | Switch, Flow, Low, Air, Supply Fan 1600, Loading Bay Rooftop | TAB-ACC-AHU-1600 | Switch,Flow-Low | Switch |  | FSL | http://www.toronto.ca/TWONTO#flow_switch |  | Air Handling Unit, D Bldg Roof
40384 | TAB-ACC-FSL-1650 | Switch, Flow, Low, Air, Supply Fan 1650, Vestibule 101, , Loading Bay Rooftop | TAB-ACC-FN-1650 | Switch,Flow-Low | Switch |  | FSL | http://www.toronto.ca/TWONTO#flow_switch |  | Fan, Supply, Vestibule Pressurization, Vestibule 101
40385 | TAB-ACC-FSL-1711 | Switch,Flow,Low.Water From Pump | TAB-ACC-P-1711 | Switch,Flow | Switch |  | FSL | http://www.toronto.ca/TWONTO#flow_switch |  | Pump, Hot Water Circulating, P19-1, Pri 1-6 & 7-9 Pro & Grit 1-8 Space Heat
40386 | TAB-ACC-FSL-1712 | Switch,Flow,Low.Water From Pump | TAB-ACC-P-1712 | Switch,Flow | Switch |  | FSL | http://www.toronto.ca/TWONTO#flow_switch |  | Pump, Hot Water Circulating, P19-2, Pri 1-6 & 7-9 Pro & Grit 1-8 Space Heat
40387 | TAB-ACC-FSL-1713 | Switch,Flow,Low.Water From Pump | TAB-ACC-P-1713 | Switch,Flow | Switch |  | FSL | http://www.toronto.ca/TWONTO#flow_switch |  | Pump, Hot Water Circulating, P19-3, Pri 1-6 & 7-9 Pro & Grit 1-8 Space Heat
40388 | TAB-ACC-FSL-1714 | Switch,Flow,Low.Water From Pump | TAB-ACC-P-1714 | Switch,Flow | Switch |  | FSL | http://www.toronto.ca/TWONTO#flow_switch |  | Pump, Hot Water Circulating, P19-4, Pri 1-6 & 7-9 Pro & Grit 1-8 Space Heat
40389 | TAB-ACC-FSL-1715 | Switch,Flow,Low.Water From Pump | TAB-ACC-P-1715 | Switch,Flow | Switch |  | FSL | http://www.toronto.ca/TWONTO#flow_switch |  | Pump, Hot Water Circulating, P19-5, Pri 1-6 & 7-9 Pro & Grit 1-8 Space Heat
40390 | TAB-ACC-FSL-1750 | Switch, Flow, Low, Air, Supply Fan 1750, Vest. 209, Screen Platform | TAB-ACC-FN-1650 | Switch,Flow-Low | Switch |  | FSL | http://www.toronto.ca/TWONTO#flow_switch |  | Fan, Supply, Vestibule Pressurization, Vestibule 101
40391 | TAB-ACC-FSL-1850 | Switch, Flow, Low, Air, Supply Fan 1855, Vest. 101A, Blower Room | TAB-ACC-FN-1855 | Switch,Flow-Low | Switch |  | FSL | http://www.toronto.ca/TWONTO#flow_switch |  | Fan, Supply, Vestibule Pressurization, Vestibule 101A
40392 | TAB-ACC-FSL-2010 | Switch,Flow,Low,Water From Pump | TAB-ACC-P-2010 | Switch,Flow | Switch |  | FSL | http://www.toronto.ca/TWONTO#flow_switch |  | Pump, Hot Water Circulating, Aeration and Chemical Gallery,P37-1
40393 | TAB-ACC-FSL-2011 | Switch,Flow,Low,Water From Pump | TAB-ACC-P-2011 | Switch,Flow | Switch |  | FSL | http://www.toronto.ca/TWONTO#flow_switch |  | Pump, Hot Water Circulating, Aeration and Chemical Gallery,P37-2
40394 | TAB-ACC-FSL-2050 | Switch,Flow,Low,Glycol From Pump | TAB-ACC-P-2050 | Switch,Flow | Switch |  | FSL | http://www.toronto.ca/TWONTO#flow_switch |  | Pump, Circulating,Glycol,Aeration and Chemical Gallery,PG37-1
40395 | TAB-ACC-FSL-2811 | Switch,Flow,Low,Water From Pump | TAB-ACC-P-2812 | Switch,Flow | Switch |  | FSL | http://www.toronto.ca/TWONTO#flow_switch |  | Pump, Hot Water Circulating,, Secondary Loop 7, Dewatering Space Heating,P7-1
40396 | TAB-ACC-FSL-2813 | Switch,Flow,Low,Water From Pump | TAB-ACC-P-2813 | Switch,Flow | Switch |  | FSL | http://www.toronto.ca/TWONTO#flow_switch |  | Pump, Circulating, Glycol, Dewatering Space Heating,P7-3
40397 | TAB-ACC-FSL-2814 | Switch,Flow,Low,Water From Pump, Old Dewatering Bsmt | TAB-ACC-P-2814 | Switch,Flow | Switch |  | FSL | http://www.toronto.ca/TWONTO#flow_switch |  | Pump, Circulating,Glycol , Dewatering Space Heating, P7-4
40398 | TAB-ACC-FSL-3010 | Switch,Flow,Low,Water From Pump | TAB-ACC-P-3010 | Switch,Flow | Switch |  | FSL | http://www.toronto.ca/TWONTO#flow_switch |  | Pump, Hot Water Circulating,Chlorination Bldg Space Heating,(P8-1)
40399 | TAB-ACC-FSL-3432 | Switch,Flow,Low,Glycol From Pump | TAB-ACC-P-3432 | Switch,Flow | Switch |  | FSL | http://www.toronto.ca/TWONTO#flow_switch |  | Pump, Circulating, Glycol,Filter Bldg, S-6 & S-7,PG38-2,
40400 | TAB-ACC-FSL-3651 | Switch, Flow, Low | TAB-ACC-P-3651 | Switch,Flow-Low | Switch |  | FSL | http://www.toronto.ca/TWONTO#flow_switch |  | Pump, Circulation Glycol
40401 | TAB-ACC-FSL-3811 | Switch,Flow,Low,Water From Pump | TAB-ACC-P-3811 | Switch,Flow | Switch |  | FSL | http://www.toronto.ca/TWONTO#flow_switch |  | Pump, Circulating,Hot Water ,P29/30/31-2
40402 | TAB-ACC-FSL-4411 | Switch,Flow,Low,Water From Pump | TAB-ACC-P-4411 | Switch,Flow | Switch |  | FSL | http://www.toronto.ca/TWONTO#flow_switch |  | Pump , Circulating , Hot Water System
40403 | TAB-ACC-FSL-4501 | Switch,Flow, Low , Discharge | TAB-ACC-AHU-4501 | Switch,Flow-Low | Switch |  | FSL | http://www.toronto.ca/TWONTO#flow_switch |  | AHU, Digester 1-4, Drip Trap Room
40404 | TAB-ACC-FSL-4503 | Switch, Flow, Low, Discharge | TAB-ACC-AHU-4503 | Switch,Flow-Low | Switch |  | FSL | http://www.toronto.ca/TWONTO#flow_switch |  | AHU, Digester 1-4, Sludge Heater Room
40405 | TAB-ACC-FSL-4505 | Switch, Flow, Low, Exhaust Fan Inlet | TAB-ACC-FN-4505 | Switch,Flow-Low | Switch |  | FSL | http://www.toronto.ca/TWONTO#flow_switch |  | Fan, Exhaust, Drip Trap Room Exhaust Dig .1~4
40406 | TAB-ACC-FSL-4508 | Switch, Flow, Low, Exhaust Fan Inlet | TAB-ACC-FN-4508 | Switch,Flow-Low | Switch |  | FSL | http://www.toronto.ca/TWONTO#flow_switch |  | Fan, Exhaust, Sldge Heater Room Exhaust Dig .1~4
40407 | TAB-ACC-FSL-4540 | Switch,Flow,Low,Water From Pump | TAB-ACC-P-4540 | Switch,Flow | Switch |  | FSL | http://www.toronto.ca/TWONTO#flow_switch |  | Pump, Hot Water Circulating, Digester 1~4 ,PXX-1
40408 | TAB-ACC-FSL-4541 | Switch,Flow,Low,Water From Pump | TAB-ACC-P-4541 | Switch,Flow | Switch |  | FSL | http://www.toronto.ca/TWONTO#flow_switch |  | Pump, Hot Water Circulating, Digester 1~4 ,PXX-2
40409 | TAB-ACC-FSL-4612 | Switch,Flow,Low,Water From Pump | TAB-ACC-P-4612 | Switch,Flow | Switch |  | FSL | http://www.toronto.ca/TWONTO#flow_switch |  | Pump, Circulating, Hot Water. Dig 19-22 Space Heating,P16-2,
40410 | TAB-ACC-FSL-4811 | Switch,Flow,Low,Hot water From Pump | TAB-ACC-P-4811 | Switch,Flow | Switch |  | FSL | http://www.toronto.ca/TWONTO#flow_switch |  | Pump, Circulating,Hot Water,Dig 19-22 Sludge Heating, P17-1,
40411 | TAB-ACC-FSL-4902 | Switch, Flow-Low, Secondary Hot Water loop, Seawall Tunnel, East | TAB-ACC-P-4902 | Switch,Flow-Low | Switch |  | FSL | http://www.toronto.ca/TWONTO#flow_switch |  | Pump, Centrifugal, Hot Water Pump, Seawall Tunnel, East
40412 | TAB-ACC-FSL-4904 | Switch, Flow-Low, Tertiary Pump, Seawall Tunnel, East | TAB-ACC-P-4904 | Switch,Flow-Low | Switch |  | FSL | http://www.toronto.ca/TWONTO#flow_switch |  | Pump, Tertiary, Glycol, Seawall Tunnel, East
40413 | TAB-ACC-FSL-5011 | Switch,Flow,Water From Pump | TAB-ACC-P-5011 | Switch,Flow | Switch |  | FSL | http://www.toronto.ca/TWONTO#flow_switch |  | Pump, Circulating,Hot Water,P15-2, New Gas Control Building Basement, Mid Section
40414 | TAB-ACC-FSL-5051 | Switch,Flow,Low,Hot Water From Pump | TAB-ACC-P-5051 | Switch,Flow | Switch |  | FSL | http://www.toronto.ca/TWONTO#flow_switch |  | Pump, Circulating, Glycol, HWCP -4, New Gas Control Building Basement, Mid Section
40415 | TAB-ACC-FSL-5212 | Switch,Flow,Low,Water From Pump | TAB-ACC-P-5212 | Switch,Flow | Switch |  | FSL | http://www.toronto.ca/TWONTO#flow_switch |  | Pump, Circulating,Hot Water Dig 13-16 Space Heating,P13-2,
40416 | TAB-ACC-FSL-5810 | Switch,Flow,Water From Pump | TAB-ACC-P-5810 | Switch,Flow | Switch |  | FSL | http://www.toronto.ca/TWONTO#flow_switch |  | Pump, Booster, Primary Loop, Bio-Solids Loading Bldg,P12-1
40417 | TAB-ACC-FSL-5853 | Switch,Flow,Glycol From Pump | TAB-ACC-P-5853 | Switch,Flow | Switch |  | FSL | http://www.toronto.ca/TWONTO#flow_switch |  | Pump,Circulating,Glycol, Bio-Solid Loading Bldg, PG12-1
40418 | TAB-ACC-FSL-5884 | Switch,Flow,Low,Glycol From pump | TAB-ACC-P-5884 | Switch,Flow | Switch |  | FSL | http://www.toronto.ca/TWONTO#flow_switch |  | Pump, Glycol Make Up
40419 | TAB-ACC-FSL-6011 | Switch,Flow,Low,Water From Pump | TAB-ACC-P-6011 | Switch,Flow | Switch |  | FSL | http://www.toronto.ca/TWONTO#flow_switch |  | Pump, Circulating,Hot Water, Dig 13-16 Sludge Heating,P14-1,
40420 | TAB-ACC-FSL-6101 | Switch,Flow, Low Discharge | TAB-ACC-AHU-6101 | Switch,Flow-Low | Switch |  | FSL | http://www.toronto.ca/TWONTO#flow_switch |  | AHU, Digester 5-8 Drip Trap Room
40421 | TAB-ACC-FSL-6102 | Switch,Flow, Low, Discharge | TAB-ACC-AHU-6102 | Switch,Flow-Low | Switch |  | FSL | http://www.toronto.ca/TWONTO#flow_switch |  | AHU, Digester 5-8 Drip Trap Room
40422 | TAB-ACC-FSL-6106 | Switch, Flow, Low, Exhausht | TAB-ACC-FN-6106 | Switch,Flow-Low | Switch |  | FSL | http://www.toronto.ca/TWONTO#flow_switch |  | Fan, Exhaust, Digester 5-8 Drip Trap room
40423 | TAB-ACC-FSL-6107 | Switch, Flow, Low, Exhausht | TAB-ACC-FN-6107 | Switch,Flow-Low | Switch |  | FSL | http://www.toronto.ca/TWONTO#flow_switch |  | Fan, Exhaust, Digester 5-8 Sludge Heater room
40424 | TAB-ACC-FSL-6109 | Switch, Flow, Low, Exhausht | TAB-ACC-FN-6109 | Switch,Flow-Low | Switch |  | FSL | http://www.toronto.ca/TWONTO#flow_switch |  | Fan, Exhaust, Digester 5-8 Pump Room
40425 | TAB-ACC-FSL-6110 | Switch, Flow, Low, Exhausht | TAB-ACC-FN-6110 | Switch,Flow-Low | Switch |  | FSL | http://www.toronto.ca/TWONTO#flow_switch |  | Fan, Exhaust, Digester 5-8 Relief
40426 | TAB-ACC-FSL-6111 | Switch, Flow, Low, Exhausht | TAB-ACC-FN-6111 | Switch,Flow-Low | Switch |  | FSL | http://www.toronto.ca/TWONTO#flow_switch |  | Fan, Exhaust, Digester 5-8 Pump Room Heat Relief
40427 | TAB-ACC-FSL-6135 | Switch, Flow, Low, Glycol Pump Discharge | TAB-ACC-P-6134A | Switch,Flow-Low | Switch |  | FSL | http://www.toronto.ca/TWONTO#flow_switch |  | Pump,Glycol recir.
40428 | TAB-ACC-FSL-6212 | Switch,Flow,Low,Water From Pump | TAB-ACC-P-6212 | Switch,Flow | Switch |  | FSL | http://www.toronto.ca/TWONTO#flow_switch |  | Pump, Hot Water Circulating, Dig 5 - 12, Process & Space Heating, P1-2
40429 | TAB-ACC-FSL-6213 | Switch,Flow,Low,Water From Pump | TAB-ACC-P-6213 | Switch,Flow | Switch |  | FSL | http://www.toronto.ca/TWONTO#flow_switch |  | Pump, Hot Water Circulating, Dig 5 - 12 , Process & Space heating,P1-3
40430 | TAB-ACC-FSL-6302 | Switch, Flow Switch-Low, AHU-6302, Mechanical Room, Dig 9-12 Control Building. | TAB-ACC-AHU-6302 | Switch,Flow-Low | Switch |  | FSL | http://www.toronto.ca/TWONTO#flow_switch |  | Air Handling Unit, Gas Room Ventilation, Mechanical Room, Dig 9-12 Control Building.
40431 | TAB-ACC-FSL-6304 | Switch, Flow Switch-Low, AHU-6304, Mechanical Room, Dig 9-12 Control Building. | TAB-ACC-AHU-6304 | Switch,Flow-Low | Switch |  | FSL | http://www.toronto.ca/TWONTO#flow_switch |  | Air Handling Unit, Basement Ventilation, Mechanical Room, Dig 9-12 Control Building.
40432 | TAB-ACC-FSL-6308 | Switch, Flow Switch-Low, FN-6309, Ground Floor, Dig 9-12 Control Building. | TAB-ACC-FN-6309 | Switch,Flow-Low | Switch |  | FSL | http://www.toronto.ca/TWONTO#flow_switch |  | Fan, Exhaust, Centrifugal, Basement Exhaust, Ground Mount, Dig 9-12 Control Building.
40433 | TAB-ACC-FSL-6310 | Switch, Flow Switch-Low, FN-6311, Ground Floor, Dig 9-12 Control Building. | TAB-ACC-FN-6311 | Switch,Flow-Low | Switch |  | FSL | http://www.toronto.ca/TWONTO#flow_switch |  | Fan, Exhaust, Centrifugal, Basement Heat Relief Exhaust, Ground Mount, Dig 9-12 Control Building.
40434 | TAB-ACC-FSL-6311 | Switch, Flow Switch-Low, FN-6312, Ground Floor, Dig 9-12 Control Building. | TAB-ACC-FN-6312 | Switch,Flow-Low | Switch |  | FSL | http://www.toronto.ca/TWONTO#flow_switch |  | Fan, Exhaust, Centrifugal, Basement Heat Relief Exhaust, Ground Mount, Dig 9-12 Control Building.
40435 | TAB-ACC-FSL-6320 | Switch, Flow Switch-Low, FN-6321, Sludge Heating Room, Dig 9-12 Control Building. | TAB-ACC-FN-6321 | Switch,Flow-Low | Switch |  | FSL | http://www.toronto.ca/TWONTO#flow_switch |  | Fan, Exhaust, Centrifugal, Sludge Heating Room Heat Relief Ventilation, Sludge Heating Room, Dig 9-12 Control Building.
40514 | TAB-ACC-HS-4538 | Switch, Occupancy, Dig 1-4 Mechanical room | TAB-ACC-AHU-DIG | Switch | Switch |  | HS | hand_switch |  | AHUs/Supply Fans Dig. Bldg.
40515 | TAB-ACC-HS-6113 | Switch, Occupancy, Dig 5-8 Drip Room | TAB-ACC-AHU-DIG | Switch | Switch |  | HS | hand_switch |  | AHUs/Supply Fans Dig. Bldg.
40516 | TAB-ACC-HS-6136 | Switch, Occupancy, Dig 5-8 Sldg Heat RM | TAB-ACC-AHU-DIG | Switch | Switch |  | HS | hand_switch |  | AHUs/Supply Fans Dig. Bldg.
40517 | TAB-ACC-HS-6137 | Switch, Occupancy, Dig 5-8 Pump Room | TAB-ACC-AHU-DIG | Switch | Switch |  | HS | hand_switch |  | AHUs/Supply Fans Dig. Bldg.
40518 | TAB-ACC-HS-6138 | Switch, Occupancy, Dig 5-8 Mech. Room | TAB-ACC-AHU-DIG | Switch | Switch |  | HS | hand_switch |  | AHUs/Supply Fans Dig. Bldg.
40883 | TAB-ACC-LS-0790 | Switch,Level | TAB-ACC-T-0790 | Switch,Level | Switch |  | LS | http://www.toronto.ca/TWONTO#level_switch |  | Tank, Chemical Mixing- Boiler No.19 (0400)
40884 | TAB-ACC-LS-7101 | Switch, Level, Z Bldg 2nd Flr, Deaerator 1 | TAB-ACC-MEQ-7101 | Switch,Level | Switch |  | LS | http://www.toronto.ca/TWONTO#level_switch |  | Tank, Deaerator No.1
40885 | TAB-ACC-LS-8801 | Switch, Level, Z Bldg, Bsmt North West, T-8801 | TAB-HRS-P-DEA | Tank | Switch |  | LS | http://www.toronto.ca/TWONTO#level_switch |  | Deaerator Equipment/ Cndensation ,
40886 | TAB-ACC-LS-8901 | Switch, Level, Z Bldg, Bsmt North West, T-8901 | TAB-ACC-T-8901 | Tank | Switch |  | LS | http://www.toronto.ca/TWONTO#level_switch |  | Tank, Condensation, Back Up
40887 | TAB-ACC-LSH-0166 | Switch,Level,High, primary Hot Loop Expansion Tanks | TAB-ACC-T-0140 | Switch,Level | Switch |  | LSH | http://www.toronto.ca/TWONTO#level_switch |  | Tank #1, Expansion, Primary Loop
40888 | TAB-ACC-LSHH-0167 | Switch,Level,High,High, primary Hot Loop Expansion Tanks | TAB-ACC-T-0145 | Switch,Level | Switch |  | LSHH | http://www.toronto.ca/TWONTO#level_switch |  | Tank #2, Expansion, Primary Loop
40889 | TAB-ACC-LSL-2042 | Switch,Level, Low,Glycol Make Up Line tank | TAB-ACC-T-2042 | Switch,Level | Switch |  | LSL | http://www.toronto.ca/TWONTO#level_switch |  | Tank, Make Up, Glycol Make Up Line
40890 | TAB-ACC-LSL-2100S | Level Switch Low, Glycol Low Level Switch | TAB-SUSPENDED ENTITY |  | Switch | 45509 | LSL | http://www.toronto.ca/TWONTO#level_switch |  | Suspended entities
40891 | TAB-ACC-LSL-3422 | Switch,Level, Low,Glycol Make Up Line tank | TAB-ACC-T-3472 | Switch,Level | Switch |  | LSL | http://www.toronto.ca/TWONTO#level_switch |  | Tank, Make Up, Glycol Make Up Line
40892 | TAB-ACC-LSL-3652 | Switch, Level, Low | TAB-ACC-T-3652 | Switch,Level-Low | Switch |  | LSL | http://www.toronto.ca/TWONTO#level_switch |  | Tank, Make up, Glycol line
40893 | TAB-ACC-LSL-6301 | Switch, Level Switch Low, Glycol Automatic Feeder, T-0351, Main Floor, Dig 9-12 Control Building. | TAB-ACC-T-6351 | Switch,Level-Low | Switch |  | LSL | http://www.toronto.ca/TWONTO#level_switch |  | Tank, Glycol Feeder, Bypass Filtration System, Mechanical Room, Dig 9-12 Control Building.
40894 | TAB-ACC-LSLL-0164 | Switch,Low Low Level, primary Hot Loop Expansion Tanks | TAB-ACC-T-0145 | Switch,Level | Switch |  | LSLL | http://www.toronto.ca/TWONTO#level_switch |  | Tank #2, Expansion, Primary Loop
40895 | TAB-ACC-LSLL-0401 | Switch, Level, Low,Low | TAB-ACC-MEQ-0401 | Switch,Level-Low-Low | Switch |  | LSLL | http://www.toronto.ca/TWONTO#level_switch |  | Indicator, Boiler Water Level
40896 | TAB-ACC-LSLL-0501 | Switch, Level, Low,Low | TAB-ACC-MEQ-0501 | Switch,Level-Low-Low | Switch |  | LSLL | http://www.toronto.ca/TWONTO#level_switch |  | Indicator, Boiler Water Level
41047 | TAB-ACC-PDS-1244A | Switch,Pressure ,Filter, AHU1244 | TAB-ACC-AHU-1244 | Switch,Pressure | Switch |  | PDS | http://www.toronto.ca/TWONTO#pressure_switch |  | Air Handing unit,Flotation Bldg
41048 | TAB-ACC-PDS-1244B | Switch,Pressure ,Filters, AHU1244 | TAB-ACC-AHU-1244 | Switch,Pressure | Switch |  | PDS | http://www.toronto.ca/TWONTO#pressure_switch |  | Air Handing unit,Flotation Bldg
41049 | TAB-ACC-PDS-1250B | Switch,Pressure, Filter, AHU1250 | TAB-ACC-AHU-1250 | Switch,Pressure | Switch |  | PDS | http://www.toronto.ca/TWONTO#pressure_switch |  | Air Handing unit,Flotation Bldg
41050 | TAB-ACC-PDS-1836A | Switch,Pressure ,Filter, AHU11836 | TAB-ACC-AHU-1836 | Switch,Pressure | Switch |  | PDS | http://www.toronto.ca/TWONTO#pressure_switch |  | AHU, Blower Bldg
41051 | TAB-ACC-PDS-1837A | Switch,Pressure ,Filter, AHU11837 | TAB-ACC-AHU-1837 | Switch,Pressure | Switch |  | PDS | http://www.toronto.ca/TWONTO#pressure_switch |  | AHU, Blower Bldg
41052 | TAB-ACC-PDS-1845B | Switch,Pressure ,Supply Air, AHU1845 | TAB-ACC-AHU-1845 | Switch,Pressure | Switch |  | PDS | http://www.toronto.ca/TWONTO#pressure_switch |  | AHU, Blower Bldg
41053 | TAB-ACC-PDS-1846A | Switch,Pressure ,Filter, AHU1846 | TAB-ACC-AHU-1846 | Switch,Pressure | Switch |  | PDS | http://www.toronto.ca/TWONTO#pressure_switch |  | AHU, Blower Bldg
41054 | TAB-ACC-PDS-1846B | Switch,Pressure ,Supply Air, AHU1846 | TAB-ACC-AHU-1846 | Switch,Pressure | Switch |  | PDS | http://www.toronto.ca/TWONTO#pressure_switch |  | AHU, Blower Bldg
41055 | TAB-ACC-PDS-1847B | Switch,Pressure ,Supply Air, AHU1847 | TAB-ACC-AHU-1847 | Switch,Pressure | Switch |  | PDS | http://www.toronto.ca/TWONTO#pressure_switch |  | AHU, Blower Bldg
41056 | TAB-ACC-PDS-1848B | Switch,Pressure ,Supply Air, AHU1848 | TAB-ACC-AHU-1848 | Switch,Pressure | Switch |  | PDS | http://www.toronto.ca/TWONTO#pressure_switch |  | AHU, Blower Bldg
41057 | TAB-ACC-PDS-1850A | Switch,Pressure ,Filter, AHU1850 | TAB-ACC-AHU-1850 | Switch,Pressure | Switch |  | PDS | http://www.toronto.ca/TWONTO#pressure_switch |  | AHU, Blower Bldg
41058 | TAB-ACC-PDS-1851A | Switch,Pressure ,Filter, AHU1851 | TAB-ACC-AHU-1851 | Switch,Pressure | Switch |  | PDS | http://www.toronto.ca/TWONTO#pressure_switch |  | AHU, Blower Bldg
41059 | TAB-ACC-PDS-2053 | Switch,Pressure ,Supply Air, AHU2053 | TAB-ACC-AHU-2053 | Switch,Pressure | Switch |  | PDS | http://www.toronto.ca/TWONTO#pressure_switch |  | AHU, Chemical & Aeration Gallery
41060 | TAB-ACC-PDS-2821 | Switch,Pressure ,Supply Air, AHU2821 | TAB-ACC-AHU-2821 | Switch,Pressure | Switch |  | PDS | http://www.toronto.ca/TWONTO#pressure_switch |  | AHU, North of Old Dewatering Bldg
41061 | TAB-ACC-PDS-3894A | Switch,Pressure ,Silancer A, AHU3894 | TAB-ACC-AHU-3894SUS | Switch,Pressure | Switch |  | PDS | http://www.toronto.ca/TWONTO#pressure_switch |  | AHU,Incinerator Bldg
41062 | TAB-ACC-PDS-3905A | Switch,Pressure ,Filter, AHU3905 | TAB-ACC-AHU-3905SUS | Switch,Pressure | Switch |  | PDS | http://www.toronto.ca/TWONTO#pressure_switch |  | AHU, Heat Recovery Bldg
41063 | TAB-ACC-PDS-3905B | Switch,Pressure ,Supply fan, AHU3905 | TAB-ACC-AHU-3905SUS | Switch,Pressure | Switch |  | PDS | http://www.toronto.ca/TWONTO#pressure_switch |  | AHU, Heat Recovery Bldg
41064 | TAB-ACC-PDS-3907B | Switch,Pressure ,Supply fan, AHU3907 | TAB-ACC-AHU-3907SUS | Switch,Pressure | Switch |  | PDS | http://www.toronto.ca/TWONTO#pressure_switch |  | AHU, Heat Recovery Bldg
41065 | TAB-ACC-PDS-3918A | Switch,Pressure ,Filter, AHU3918 | TAB-ACC-AHU-3918SUS | Switch,Pressure | Switch |  | PDS | http://www.toronto.ca/TWONTO#pressure_switch |  | AHU, Heat Recovery Bldg
41066 | TAB-ACC-PDS-3922A | Switch,Pressure ,Filter, AHU3922 | TAB-ACC-AHU-3922 | Switch,Pressure | Switch |  | PDS | http://www.toronto.ca/TWONTO#pressure_switch |  | AHU, Old Dewatering Building Roof
41067 | TAB-ACC-PDS-4455B | Switch,Pressure ,Supply fan, AHU4455 | TAB-ACC-AHU-4455 | Switch,Pressure | Switch |  | PDS | http://www.toronto.ca/TWONTO#pressure_switch |  | AHU, Aux. Bldg Basement
41068 | TAB-ACC-PDS-4465A | Switch,Pressure ,Filter, AHU4465 | TAB-ACC-AHU-4465 | Switch,Pressure | Switch |  | PDS | http://www.toronto.ca/TWONTO#pressure_switch |  | AHU, Aux. Bldg , North Tunnel
41069 | TAB-ACC-PDS-4465B | Switch,Pressure ,Supply fan, AHU4465 | TAB-ACC-AHU-4465 | Switch,Pressure | Switch |  | PDS | http://www.toronto.ca/TWONTO#pressure_switch |  | AHU, Aux. Bldg , North Tunnel
41071 | TAB-ACC-PDS-8230A | Switch, Pressure Differential, AHU-8230, M Building | TAB-ACC-AHU-8230 | Switch,Pressure | Switch |  | PDS | http://www.toronto.ca/TWONTO#pressure_switch |  | AHU,M Bldg
41072 | TAB-ACC-PDS-8232A | Switch, Pressure Differential, AHU-8232, M Building | TAB-ACC-FN-8270 | Switch,Pressure | Switch |  | PDS | http://www.toronto.ca/TWONTO#pressure_switch |  | Fan, Exhaust, M Bldg.
41073 | TAB-ACC-PDS-8270A | Switch, Pressure Differential, FN-8270, M Building | TAB-ACC-FN-8270 | Switch,Pressure | Switch |  | PDS | http://www.toronto.ca/TWONTO#pressure_switch |  | Fan, Exhaust, M Bldg.
41074 | TAB-ACC-PDS-8401 | Switch,Pressure, Supply Fan, M Bldg., FN 8401 | TAB-ACC-FN-8401 | Switch,Pressure | Switch |  | PDS | http://www.toronto.ca/TWONTO#pressure_switch |  | Fan, Supply, M Bldg.
41075 | TAB-ACC-PDS-8402 | Switch,Pressure ,Supply fan, M Bldg., FN 8402 | TAB-ACC-FN-8401 | Switch,Pressure | Switch |  | PDS | http://www.toronto.ca/TWONTO#pressure_switch |  | Fan, Supply, M Bldg.
41076 | TAB-ACC-PDS-9402 | Switch,Pressure, Supply Fan, Mechnical Room, Above MCC, T Building | TAB-ACC-FN-9402 | Switch,Pressure | Switch |  | PDS | http://www.toronto.ca/TWONTO#pressure_switch |  | Fan, Supply, Mechanical Room,Above MCC,T Building
41077 | TAB-ACC-PDSH-1421 | Switch, Filter Differential Pressure, Air Handling Unit,Boiler Room and Basement | TAB-ACC-F-1421 | Switch,Pressure-High | Switch |  | PDSH | http://www.toronto.ca/TWONTO#pressure_switch |  | Filter, AHU-1420, Air filter
41078 | TAB-ACC-PDSH-1471 | Switch, Filter Differential Pressure High,AHU,Boiler Room and Basement | TAB-ACC-F-1471 | Switch,Pressure-High | Switch |  | PDSH | http://www.toronto.ca/TWONTO#pressure_switch |  | Filter, AHU-1470, Air filter
41079 | TAB-ACC-PDSH-1491 | Switch, Filter Differential Pressure High,AHU,Boiler Room and Basement | TAB-ACC-F-1491 | Switch,Pressure-High | Switch |  | PDSH | http://www.toronto.ca/TWONTO#pressure_switch |  | Filter, AHU-1490, Air filter
41080 | TAB-ACC-PDSH-4502 | Switch, Presure Diferential, High | TAB-ACC-AHU-4502 | Switch,Pressure-High | Switch |  | PDSH | http://www.toronto.ca/TWONTO#pressure_switch |  | AHU, Digester 1-4, Drip Trap Room
41081 | TAB-ACC-PDSH-6101 | Switch,Pressure Differential, High, Filter | TAB-ACC-AHU-6101 | Switch,Pressure-High | Switch |  | PDSH | http://www.toronto.ca/TWONTO#pressure_switch |  | AHU, Digester 5-8 Drip Trap Room
41082 | TAB-ACC-PDSH-6103 | Switch,Pressure Differential, High, Filter | TAB-ACC-AHU-6103 | Switch,Pressure-High | Switch |  | PDSH | http://www.toronto.ca/TWONTO#pressure_switch |  | AHU, Digester 5-8 Sludge Heat. Room
41083 | TAB-ACC-PDSH-6104 | Switch,Pressure Differential, High, Filter | TAB-ACC-AHU-6104 | Switch,Pressure-High | Switch |  | PDSH | http://www.toronto.ca/TWONTO#pressure_switch |  | AHU, Digester 5-8 Pump Room
41084 | TAB-ACC-PDSH-6302 | Switch, Pressure Differential Switch High, AHU-6302, Mechanical Room, Dig 9-12 Control Building. | TAB-ACC-AHU-6302 | Switch,Pressure-High | Switch |  | PDSH | http://www.toronto.ca/TWONTO#pressure_switch |  | Air Handling Unit, Gas Room Ventilation, Mechanical Room, Dig 9-12 Control Building.
41085 | TAB-ACC-PDSH-6306 | Switch, Pressure Differential Switch High, FN-6320 | TAB-ACC-FN-6320 | Switch,Pressure-High | Switch |  | PDSH | http://www.toronto.ca/TWONTO#pressure_switch |  | Fan, Supply, Propeller Type, Sludge Heating Room Heat Relief Ventilation, Sludge Heating Room, Dig 9-12 Control Building.
41086 | TAB-ACC-PDSL-1441 | Switch, Filter Differential Pressure Low,AHU,Boiler Room and Basement | TAB-ACC-AHU-1440 | Switch,Pressure-High | Switch |  | PDSL | http://www.toronto.ca/TWONTO#pressure_switch |  | Air Handling Unit, Makeup Air Unit for Admin Area,
41087 | TAB-ACC-PDSL-1451 | Switch, Filter Differential Pressure Low,AHU,Boiler Room and Basement | TAB-ACC-AHU-1450 | Switch,Pressure-Low | Switch |  | PDSL | http://www.toronto.ca/TWONTO#pressure_switch |  | Air Handling Unit, Locker Room
41088 | TAB-ACC-PDSL-1471 | Switch, Filter Differential Pressure Low,AHU,Boiler Room and Basement | TAB-ACC-AHU-1470 | Switch,Pressure-Low | Switch |  | PDSL | http://www.toronto.ca/TWONTO#pressure_switch |  | Air Handling Unit, VFD, Boiler Room Supply
41089 | TAB-ACC-PDSL-1481 | Switch, Filter Differential Pressure Low,AHU,Boiler Room and Basement | TAB-ACC-AHU-1480 | Switch,Pressure-Low | Switch |  | PDSL | http://www.toronto.ca/TWONTO#pressure_switch |  | Air Handling Unit, Repair Facility/Steam Boiler Room Supply
41090 | TAB-ACC-PDSL-1491 | Switch, Filter Differential Pressure Low,AHU,Boiler Room and Basement | TAB-ACC-AHU-1490 | Switch,Pressure-Low | Switch |  | PDSL | http://www.toronto.ca/TWONTO#pressure_switch |  | Air Handling Unit, Locker Room Ventilation
41111 | TAB-ACC-PS-0405 | Switch, Pressure, Combustion Air | TAB-ACC-BO-0400 | Switch,Pressure | Switch |  | PS | http://www.toronto.ca/TWONTO#pressure_switch |  | Boiler #19, Volcano
41112 | TAB-ACC-PS-0505 | Switch, Pressure, Combustion Air | TAB-ACC-BO-0500 | Switch,Pressure | Switch |  | PS | http://www.toronto.ca/TWONTO#pressure_switch |  | Boiler #20, Volcano
41113 | TAB-ACC-PS-7101 | Switch, Pressure, Z Bldg 2nd Flr, Deaerator 1 | TAB-ACC-MEQ-7101 | Switch,Pressure | Switch |  | PS | http://www.toronto.ca/TWONTO#pressure_switch |  | Tank, Deaerator No.1
41114 | TAB-ACC-PS-7102 | Switch, Pressure, Z Bldg 2nd Flr, Deaerator 1 | TAB-ACC-MEQ-7101 | Switch,Pressure | Switch |  | PS | http://www.toronto.ca/TWONTO#pressure_switch |  | Tank, Deaerator No.1
41115 | TAB-ACC-PS-7201 | Switch, Pressure, Z Bldg 2nd Flr, Deaerator 2 | TAB-ACC-MEQ-7201 | Switch,Pressure | Switch |  | PS | http://www.toronto.ca/TWONTO#pressure_switch |  | Tank, Deaerator No.2
41116 | TAB-ACC-PS-7401 | Switch, Pressure, Z Bldg 2nd Flr, Flash Tank 7401 | TAB-ACC-T-7401 | Switch,Pressure | Switch |  | PS | http://www.toronto.ca/TWONTO#pressure_switch |  | Tank, Flash
41118 | TAB-ACC-PSH-0100 | Switch, Pressure, High, Filter, AHU-0100, Exist. Grit Bldg. Rooftop | TAB-ACC-AHU-0100 | Switch,Pressure-High | Switch |  | PSH | http://www.toronto.ca/TWONTO#pressure_switch |  | Air Handling Unit, Old D Bldg. Rooftop
41121 | TAB-ACC-PSH-0380 | Switch, Pressure, High, Filter, Fan 0380, Ferrous Chloride Room | TAB-ACC-FN-0380 | Switch,Pressure-High | Switch |  | PSH | http://www.toronto.ca/TWONTO#pressure_switch |  | Fan, Supply, Ferrous Chloride Room, D. Bldg.
41122 | TAB-ACC-PSH-0402 | Switch, Pressure, High, Steam | TAB-ACC-BO-0400 | Switch,Pressure-High | Switch |  | PSH | http://www.toronto.ca/TWONTO#pressure_switch |  | Boiler #19, Volcano
41123 | TAB-ACC-PSH-0502 | Switch, Pressure, High, Steam | TAB-ACC-BO-0500 | Switch,Pressure-High | Switch |  | PSH | http://www.toronto.ca/TWONTO#pressure_switch |  | Boiler #20, Volcano
41124 | TAB-ACC-PSH-0704 | Switch, Pressure, High,Pump Discharge | TAB-ACC-P-0700 | Switch,Pressure-High | Switch |  | PSH | http://www.toronto.ca/TWONTO#pressure_switch |  | Pump, Boiler Feed No.1
41125 | TAB-ACC-PSH-0744 | Switch, Pressure, High,Pump Discharge | TAB-ACC-P-0740 | Switch,Pressure-High | Switch |  | PSH | http://www.toronto.ca/TWONTO#pressure_switch |  | Pump, Boiler Feed No.4
41126 | TAB-ACC-PSH-1510 | Switch, Pressure, High, Filter, Fan 1510, AHU-1500, Loading Bay Rooftop | TAB-ACC-AHU-1500 | Switch,Pressure-High | Switch |  | PSH | http://www.toronto.ca/TWONTO#pressure_switch |  | Air Handling Unit, D Bldg Roof
41127 | TAB-ACC-PSH-1520 | Switch, Pressure, High, Filter, Fan, 1520, AHU-1500, Loading Bay Rooftop | TAB-ACC-AHU-1500 | Switch,Pressure-High | Switch |  | PSH | http://www.toronto.ca/TWONTO#pressure_switch |  | Air Handling Unit, D Bldg Roof
41128 | TAB-ACC-PSH-1900 | Switch, Pressure, High, Filter, Fan, 1900, AHU-1900, Loading Bay Rooftop | TAB-ACC-AHU-1900 | Switch,Pressure-High | Switch |  | PSH | http://www.toronto.ca/TWONTO#pressure_switch |  | Air Handling Unit, D Bldg Roof
41131 | TAB-ACC-PSH-7331 | Switch, Digester Gas Pressure High,Boiler 0030, Plant Wide Heating System | TAB-ACC-DIG-0030 | Switch,Pressure-High | Switch |  | PSH | http://www.toronto.ca/TWONTO#pressure_switch |  | Digester Gas Train, Boiler #3, Z Building
41134 | TAB-ACC-PSL-0702 | Switch, Pressure, Low,Pump Suction | TAB-ACC-P-0700 | Switch,Pressure-Low | Switch |  | PSL | http://www.toronto.ca/TWONTO#pressure_switch |  | Pump, Boiler Feed No.1
41135 | TAB-ACC-PSL-0722 | Switch, Pressure, Low,Pump Suction | TAB-ACC-P-0720 | Switch,Pressure-Low | Switch |  | PSL | http://www.toronto.ca/TWONTO#pressure_switch |  | Pump, Boiler Feed No.2
41136 | TAB-ACC-PSL-0742 | Switch, Pressure, Low,Pump Suction | TAB-ACC-P-0740 | Switch,Pressure-Low | Switch |  | PSL | http://www.toronto.ca/TWONTO#pressure_switch |  | Pump, Boiler Feed No.4
41137 | TAB-ACC-PSL-3422 | Switch,Pressure,Low,Glycol Make Up Line | TAB-ACC-P-3422 | Switch,Level | Switch |  | PSL | http://www.toronto.ca/TWONTO#pressure_switch |  | Pump, Glycol Circulating,Make Up Line
41138 | TAB-ACC-PSL-3872 | Switch,Pressure,Low,Glycol Make Up Line | TAB-ACC-P-3872 | Switch,Level | Switch |  | PSL | http://www.toronto.ca/TWONTO#pressure_switch |  | Pump, Glycol Circulating,Make Up Line
41139 | TAB-ACC-PSL-4422 | Switch,Pressure,Low,Glycol Make Up Line | TAB-ACC-P-4422 | Switch,Level | Switch |  | PSL | http://www.toronto.ca/TWONTO#pressure_switch |  | Pump, Glycol Circulating,Make Up Line
41140 | TAB-ACC-PSL-4901 | Switch. Pressure-Low, Glycol Makeup, Seawall Tunnel, East | TAB-ACC-P-4905 | Switch,Pressure-Low | Switch |  | PSL | http://www.toronto.ca/TWONTO#pressure_switch |  | Pump, Centrifugal, Glycol Makeup, Seawall Tunnel, East
41141 | TAB-ACC-PSL-6301 | Switch, Pressure Switch Low, Glycol Automatic Feeder, Main Floor, Dig 9-12 Control Building. | TAB-ACC-HE-6301 | Switch,Pressure-Low | Switch |  | PSL | http://www.toronto.ca/TWONTO#pressure_switch |  | Heat Exchanger, Plate and Frame, Mechanical Room, Dig 9-12 Control Building.
41485 | TAB-ACC-TIT-6103 | Transmitter,Temperature Indicating, Discharge | TAB-ACC-AHU-6103 | Transmitter,Temperature | Switch |  | TIT | http://www.toronto.ca/TWONTO#temperature_transmitter |  | AHU, Digester 5-8 Sludge Heat. Room
41486 | TAB-ACC-TIT-6104 | Transmitter,Temperature Indicating, Discharge | TAB-ACC-AHU-6104 | Switch,Temperature | Switch |  | TIT | http://www.toronto.ca/TWONTO#temperature_transmitter |  | AHU, Digester 5-8 Pump Room
41498 | TAB-ACC-TSH-0380 | Switch, Temperature, High, Fan 0380, Ferrous Chloride Room | TAB-ACC-FN-0380 | Switch,Pressure-High | Switch |  | TSH | http://www.toronto.ca/TWONTO#temperature_switch |  | Fan, Supply, Ferrous Chloride Room, D. Bldg.
41499 | TAB-ACC-TSH-0900 | Switch, Temperature, High, AHU-9000, Exist. Primary Treatment Bldg. | TAB-ACC-AHU-0900 | Switch,Temperature-High | Switch |  | TSH | http://www.toronto.ca/TWONTO#temperature_switch |  | Air Handling Unit, Old D Bldg. Rooftop
41500 | TAB-ACC-TSH-1210 | Switch, Temperature, High, AHU-1200, Screen Bldg. Rooftop | TAB-ACC-AHU-1200 | Switch,Temperature-High | Switch |  | TSH | http://www.toronto.ca/TWONTO#temperature_switch |  | Air Handling Unit, D Bldg Roof
41501 | TAB-ACC-TSH-1310 | Switch, Temperature, High, AHU-1300, Screen Bldg. Rooftop | TAB-ACC-AHU-1300 | Switch,Temperature-High | Switch |  | TSH | http://www.toronto.ca/TWONTO#temperature_switch |  | Air Handling Unit, D Bldg Roof
41502 | TAB-ACC-TSH-1510 | Switch, Temperature, High, AHU-1500, Loading Bay Rooftop | TAB-ACC-AHU-1400 | Switch,Temperature-High | Switch |  | TSH | http://www.toronto.ca/TWONTO#temperature_switch |  | Air Handling Unit, D Bldg Roof
41503 | TAB-ACC-TSH-1510 | Switch, Temperature, High, AHU-1500, Loading Bay Rooftop | TAB-ACC-AHU-1500 | Switch,Temperature-High | Switch |  | TSH | http://www.toronto.ca/TWONTO#temperature_switch |  | Air Handling Unit, D Bldg Roof
41504 | TAB-ACC-TSH-1600 | Switch, Temperature, High, AHU-1600, Loading Bay Rooftop | TAB-ACC-AHU-1600 | Switch,Temperature-High | Switch |  | TSH | http://www.toronto.ca/TWONTO#temperature_switch |  | Air Handling Unit, D Bldg Roof
41505 | TAB-ACC-TSH-1650 | Switch, Temperature, High, Fan 1650, Vest. 101, Loading Bay | TAB-ACC-FN-1650 | Switch,Temperature-High | Switch |  | TSH | http://www.toronto.ca/TWONTO#temperature_switch |  | Fan, Supply, Vestibule Pressurization, Vestibule 101
41506 | TAB-ACC-TSH-1700 | Switch, Temperature, High, AHU-1700, Loading Bay Rooftop | TAB-ACC-AHU-1700 | Switch,Temperature-High | Switch |  | TSH | http://www.toronto.ca/TWONTO#temperature_switch |  | Air Handling Unit, D Bldg Roof
41507 | TAB-ACC-TSH-1800 | Switch, Temperature, High, AHU-1800, Loading Bay Rooftop | TAB-ACC-AHU-1800 | Switch,Temperature-High | Switch |  | TSH | http://www.toronto.ca/TWONTO#temperature_switch |  | Air Handling Unit, D Bldg Roof
41508 | TAB-ACC-TSH-1900 | Switch, Temperature, High, AHU-1900, Loading Bay Rooftop | TAB-ACC-AHU-1900 | Switch,Temperature-High | Switch |  | TSH | http://www.toronto.ca/TWONTO#temperature_switch |  | Air Handling Unit, D Bldg Roof
41512 | TAB-ACC-TSL-0150 | Switch, Temperature, Low, Fan 1000, Exist. Primary Treatment Bldg. | TAB-ACC-FN-1000 | Switch,Temperature-Low | Switch |  | TSL | http://www.toronto.ca/TWONTO#temperature_switch |  | Fan, Supply, Ex. D--Bldg. Ex. Air Heating Room
41513 | TAB-ACC-TSL-0380 | Switch, Temperature, Low, Fan 0380, Ferrous Chloride Room | TAB-ACC-FN-0380 | Switch,Pressure-High | Switch |  | TSL | http://www.toronto.ca/TWONTO#temperature_switch |  | Fan, Supply, Ferrous Chloride Room, D. Bldg.
41514 | TAB-ACC-TSL-1250 | Switch,Temerature,Low,Supply Air , | TAB-ACC-AHU-1250 | Switch,Position | Switch |  | TSL | http://www.toronto.ca/TWONTO#temperature_switch |  | Air Handing unit,Flotation Bldg
41515 | TAB-ACC-TSL-1252 | Switch,Temperature,Low,Supply Air , | TAB-ACC-AHU-1252 | Switch,Temperature | Switch |  | TSL | http://www.toronto.ca/TWONTO#temperature_switch |  | Air Handing unit,Flotation Bldg
41516 | TAB-ACC-TSL-1310 | Switch, Temperature, Low, AHU-1300, Screen Bldg. Rooftop | TAB-ACC-AHU-1300 | Switch,Temperature-Low | Switch |  | TSL | http://www.toronto.ca/TWONTO#temperature_switch |  | Air Handling Unit, D Bldg Roof
41517 | TAB-ACC-TSL-1421 | Switch, Temperature-Low,Air Handling Unit,Boiler Room and Basement | TAB-ACC-AHU-1420 | Switch,Temperature-Low | Switch |  | TSL | http://www.toronto.ca/TWONTO#temperature_switch |  | Air Handling Unit,Boiler Room and Basement
41518 | TAB-ACC-TSL-1431 | Switch, Temperature-Low, Air Handling Unit,Boiler Room and Basement | TAB-ACC-AHU-1430 | Switch,Temperature-Low | Switch |  | TSL | http://www.toronto.ca/TWONTO#temperature_switch |  | Air Handling Unit,Boiler Room and Basement
41519 | TAB-ACC-TSL-1441 | Switch, Temperature-Low, Air Handling Unit,Boiler Room and Basement | TAB-ACC-AHU-1440 | Switch,Temperature-Low | Switch |  | TSL | http://www.toronto.ca/TWONTO#temperature_switch |  | Air Handling Unit, Makeup Air Unit for Admin Area,
41520 | TAB-ACC-TSL-1461 | Switch, Temperature-Low, Air Handling Unit, Lunch Room | TAB-ACC-AHU-1460 | Switch,Temperature-Low | Switch |  | TSL | http://www.toronto.ca/TWONTO#temperature_switch |  | Air Handling Unit, Lunch Room
41521 | TAB-ACC-TSL-1481 | Switch, Temperature-Low, Air Handling Unit, Repair Facility/Steam Boiler Room Supply | TAB-ACC-AHU-1480 | Switch,Temperature-Low | Switch |  | TSL | http://www.toronto.ca/TWONTO#temperature_switch |  | Air Handling Unit, Repair Facility/Steam Boiler Room Supply
41522 | TAB-ACC-TSL-1491 | Switch, Temperature-Low, Air Handling Unit, Repair Facility/Steam Boiler Room Supply | TAB-ACC-AHU-1490 | Switch,Temperature-Low | Switch |  | TSL | http://www.toronto.ca/TWONTO#temperature_switch |  | Air Handling Unit, Locker Room Ventilation
41523 | TAB-ACC-TSL-1600 | Switch, Temperature, Low, AHU-1600, Loading Bay Rooftop | TAB-ACC-AHU-1600 | Switch,Temperature-Low | Switch |  | TSL | http://www.toronto.ca/TWONTO#temperature_switch |  | Air Handling Unit, D Bldg Roof
41524 | TAB-ACC-TSL-1650 | Switch, Temperature, High, Fan 1650, Vest. 101, Loading Bay | TAB-ACC-FN-1650 | Switch,Temperature-Low | Switch |  | TSL | http://www.toronto.ca/TWONTO#temperature_switch |  | Fan, Supply, Vestibule Pressurization, Vestibule 101
41525 | TAB-ACC-TSL-1800 | Switch, Temperature, Low, AHU-1800, Loading Bay Rooftop | TAB-ACC-AHU-1800 | Switch,Temperature-Low | Switch |  | TSL | http://www.toronto.ca/TWONTO#temperature_switch |  | Air Handling Unit, D Bldg Roof
41526 | TAB-ACC-TSL-1836 | Switch,Temperature,Low,Supply Air , | TAB-ACC-AHU-1836 | Switch,Temperature | Switch |  | TSL | http://www.toronto.ca/TWONTO#temperature_switch |  | AHU, Blower Bldg
41527 | TAB-ACC-TSL-1837 | Switch,Temperature,Low,Supply Air , | TAB-ACC-AHU-1837 | Switch,Temperature | Switch |  | TSL | http://www.toronto.ca/TWONTO#temperature_switch |  | AHU, Blower Bldg
41528 | TAB-ACC-TSL-1846 | Switch,Temperature,Low,Supply Air , | TAB-ACC-AHU-1846 | Switch,Temperature | Switch |  | TSL | http://www.toronto.ca/TWONTO#temperature_switch |  | AHU, Blower Bldg
41529 | TAB-ACC-TSL-1847 | Switch,Temperature,Low,Supply Air , | TAB-ACC-AHU-1847 | Switch,Temperature | Switch |  | TSL | http://www.toronto.ca/TWONTO#temperature_switch |  | AHU, Blower Bldg
41530 | TAB-ACC-TSL-1851 | Switch,Temperature,Low,Supply Air , | TAB-ACC-AHU-1851 | Switch,Temperature | Switch |  | TSL | http://www.toronto.ca/TWONTO#temperature_switch |  | AHU, Blower Bldg
41531 | TAB-ACC-TSL-1853 | Switch,Temperature,Low,Supply Air , | TAB-ACC-AHU-1853 | Switch,Temperature | Switch |  | TSL | http://www.toronto.ca/TWONTO#temperature_switch |  | AHU, Blower Bldg
41532 | TAB-ACC-TSL-3660 | Switch, Temperature, low | TAB-ACC-AHU-3660 | Switch,Temperature-Low | Switch |  | TSL | http://www.toronto.ca/TWONTO#temperature_switch |  | AHU, OPS #1
41533 | TAB-ACC-TSL-3670 | Switch, Temperature, low | TAB-ACC-AHU-3670 | Switch,Temperature-Low | Switch |  | TSL | http://www.toronto.ca/TWONTO#temperature_switch |  | AHU, OPS #2
41534 | TAB-ACC-TSL-3680 | Switch, Temperature, low | TAB-ACC-AHU-3680 | Switch,Temperature-Low | Switch |  | TSL | http://www.toronto.ca/TWONTO#temperature_switch |  | AHU, OPS #3
41535 | TAB-ACC-TSL-3894 | Switch,Temperature,Low,Supply Air , | TAB-ACC-AHU-3894SUS | Switch,Temperature | Switch |  | TSL | http://www.toronto.ca/TWONTO#temperature_switch |  | AHU,Incinerator Bldg
41536 | TAB-ACC-TSL-4476 | Switch,Temperature,Low,Supply Air , | TAB-ACC-AHU-4476 | Switch,Temperature | Switch |  | TSL | http://www.toronto.ca/TWONTO#temperature_switch |  | AHU, Aux Bldg
41537 | TAB-ACC-TSL-4477 | Switch,Temperature,Low,Supply Air , | TAB-ACC-AHU-4477 | Switch,Temperature | Switch |  | TSL | http://www.toronto.ca/TWONTO#temperature_switch |  | AHU, Aux Bldg
41538 | TAB-ACC-TSL-4501 | Switch, Temperature, Low, Freeze | TAB-ACC-AHU-4501 | Switch,Temperature-Low | Switch |  | TSL | http://www.toronto.ca/TWONTO#temperature_switch |  | AHU, Digester 1-4, Drip Trap Room
41539 | TAB-ACC-TSL-4504 | Switch, Temperature, Low, Freeze | TAB-ACC-AHU-4504 | Switch,Temperature-Low | Switch |  | TSL | http://www.toronto.ca/TWONTO#temperature_switch |  | AHU, Digester 1-4, Pump Room
41540 | TAB-ACC-TSL-4901 | Temperatue Switch, Low, Outdoor Air, Waste Gas Burner Station | TAB-ACC-AHU-4901 | Switch,Temperature-Low | Switch |  | TSL | http://www.toronto.ca/TWONTO#temperature_switch |  | Air Handling Unit, Waste Gas Buner Station
41541 | TAB-ACC-TSL-6103 | Switch,Temperature, Low, Freeze | TAB-ACC-AHU-6103 | Switch,Temperature-Low | Switch |  | TSL | http://www.toronto.ca/TWONTO#temperature_switch |  | AHU, Digester 5-8 Sludge Heat. Room
41542 | TAB-ACC-TSL-6104 | Switch,Temperature, Low, Freeze | TAB-ACC-AHU-6104 | Switch,Temperature-Low | Switch |  | TSL | http://www.toronto.ca/TWONTO#temperature_switch |  | AHU, Digester 5-8 Pump Room
42740 | TAB-ACC-ZS-0500 | Switch, Position Indicating | TAB-ACC-G-0500 | Switch,Position | Switch |  | ZS | http://www.toronto.ca/TWONTO#position_switch |  | Gate, Breaching Isolation(Blast Gate)
42741 | TAB-ACC-ZS-0800 | Switch, Position Indicating | TAB-ACC-G-0800 | Switch,Position | Switch |  | ZS | http://www.toronto.ca/TWONTO#position_switch |  | Gate, Breaching Isolation(Blast Gate)
42742 | TAB-ACC-ZSH-0011 | Switch,Position,Damper,Flue Gas Out let, Boiler #1 | TAB-ACC-BO-0010 | Switch,Position | Switch |  | ZSH | http://www.toronto.ca/TWONTO#position_switch |  | Boiler # 1, Hot Water Heating, Volcano, B-1
42743 | TAB-ACC-ZSH-0031 | Switch,Position,Damper,Flue Gas Out let, Boiler #3 | TAB-ACC-BO-0030 | Switch,Position | Switch |  | ZSH | http://www.toronto.ca/TWONTO#position_switch |  | Boiler # 3, Hot Water Heating, Volcano, B-3
42745 | TAB-ACC-ZSH-0061 | Switch,Position,Damper,Flue Gas Out let, Boiler #6 | TAB-ACC-BO-0060 | Switch,Position | Switch |  | ZSH | http://www.toronto.ca/TWONTO#position_switch |  | Boiler, Hot Water Boiler #6
42746 | TAB-ACC-ZSH-1853B | Switch,Position,High, Bypass Heaing Coil Damper | TAB-ACC-AHU-1853 | Switch,Position | Switch |  | ZSH | http://www.toronto.ca/TWONTO#position_switch |  | AHU, Blower Bldg
42747 | TAB-ACC-ZSH-1853C | Switch,Position,High, Fan Damper | TAB-ACC-AHU-1853 | Switch,Position | Switch |  | ZSH | http://www.toronto.ca/TWONTO#position_switch |  | AHU, Blower Bldg
42748 | TAB-ACC-ZSH-3232 | Switch,Position,High, Fresh Air Damper, | TAB-ACC-AHU-8232 | Switch,Position | Switch |  | ZSH | http://www.toronto.ca/TWONTO#position_switch |  | AHU,M Bldg
42749 | TAB-ACC-ZSL-1853A | Switch,Position,Low,Fresh Air Damper, | TAB-ACC-AHU-1853 | Switch,Position | Switch |  | ZSL | http://www.toronto.ca/TWONTO#position_switch |  | AHU, Blower Bldg
42750 | TAB-ACC-ZSL-1853B | Switch,Position,Low,Bypass to Heating Coil Damper, | TAB-ACC-AHU-1853 | Switch,Position | Switch |  | ZSL | http://www.toronto.ca/TWONTO#position_switch |  | AHU, Blower Bldg
42751 | TAB-ACC-ZSL-1853C | Switch,Position,Low,Fan Damper | TAB-ACC-AHU-1853 | Switch,Position | Switch |  | ZSL | http://www.toronto.ca/TWONTO#position_switch |  | AHU, Blower Bldg
42833 | TAB-AUX-LS-8034 | Switch,Level | TAB-AUX-P-8034 | Pump,Non Positive Displacement,Submersible | Switch |  | LS | http://www.toronto.ca/TWONTO#level_switch |  | Pump, Submersible, Elevator Shaft, Auxiliary Systems Building, Sub-Basement
42841 | TAB-AUX-LSHH-5105A | Switch, Level High-High, Auxiliary Bldg Storm Sump, Outside | TAB-AUX-P-5105 |  | Switch |  | LSHH | http://www.toronto.ca/TWONTO#level_switch |  | Pump, Submersible, Storm Water, Auxiliary Systems Building,
42842 | TAB-AUX-LSHH-5107 | Switch, Level High-High, Auxiliary Bldg, East 'M' Tunnel Entrance | TAB-AUX-P-5107 |  | Switch |  | LSHH | http://www.toronto.ca/TWONTO#level_switch |  | Pump, Storm Sump
42843 | TAB-AUX-LSHH-5113 | Switch, Level High-High, Auxiliary Bldg Sub Basement, South Wall | TAB-AUX-P-5113 |  | Switch |  | LSHH | http://www.toronto.ca/TWONTO#level_switch |  | Pump, Submersible, Sanitary, Auxiliary Systems Building, Sub-Basement
42845 | TAB-AUX-LSHH-8031A | Switch, Level High-High, Auxiliary Bldg, Center 'M' Tunnel | TAB-AUX-P-8031 |  | Switch |  | LSHH | http://www.toronto.ca/TWONTO#level_switch |  | Pump, Submersible, Auxiliary Systems Building, Tunnel I
42846 | TAB-AUX-LSHH-8033 | Switch, Level High-High, Auxiliary Bldg, South 'M' Tunnel | TAB-AUX-P-8033 |  | Switch |  | LSHH | http://www.toronto.ca/TWONTO#level_switch |  | Pump, Submersible, Auxiliary Systems Building, Tunnel I
43172 | TAB-CW-FS-6002 | Switch, Flow, Tempered Water to Emergency Eyewash Station, DEW Bldg | TAB-CW-SQ-6002 |  | Switch |  | FS | http://www.toronto.ca/TWONTO#flow_switch |  | Emergency Eye Wash station, Dewatering Bldg. Basement (beside store room)
43173 | TAB-CW-FS-6003 | Switch, Flow, Tempered Water to Emergency Eyewash Station, DEW Bldg | TAB-CW-SQ-6003 |  | Switch |  | FS | http://www.toronto.ca/TWONTO#flow_switch |  | Emergency Eye Wash station, Dewatering Bldg., 2nd Floor South
43206 | TAB-CW-PS-0704 | Switch, Pressure, Before Backflow Preventer 0704, | TAB-CW-V | Switch,Pressure | Switch |  | PS | http://www.toronto.ca/TWONTO#pressure_switch |  | Valves, Pipe lines City Water
43207 | TAB-CW-PS-0705 | Switch, Pressure, Before Backflow Preventer 0705 | TAB-CW-V | Switch,Pressure | Switch |  | PS | http://www.toronto.ca/TWONTO#pressure_switch |  | Valves, Pipe lines City Water
43436 | TAB-DES-LS-8042 | Switch, Level, Sump Pit | TAB-DEW-P-8042 | Switch,Level | Switch |  | LS | http://www.toronto.ca/TWONTO#level_switch |  | Pump, Sump, Elevator Pit
43652 | TAB-DEW-FSL-0111 | Switch, Flow, Low,Seal water, Sludge Feed Pump 0111 | TAB-DEW-P-0111 | Switch,Flow | Switch |  | FSL | http://www.toronto.ca/TWONTO#flow_switch |  | Pump , Sludge Feed 0111
43653 | TAB-DEW-FSL-0411 | Switch, Flow, Low,Seal water, Sludge Feed Pump 0411 | TAB-DEW-P-0411 | Switch,Flow | Switch |  | FSL | http://www.toronto.ca/TWONTO#flow_switch |  | Pump, Sludge Feed 0411
43654 | TAB-DEW-FSL-0511 | Switch, Flow, Low,Seal water, Sludge Feed Pump 0511 | TAB-DEW-P-0511 | Switch,Flow | Switch |  | FSL | http://www.toronto.ca/TWONTO#flow_switch |  | Pump, Sludge Feed # 5 (DP0105)
43655 | TAB-DEW-FSL-0711 | Switch, Flow, Low,Seal water, Sludge Feed Pump 0711 | TAB-DEW-P-0711 | Switch,Flow | Switch |  | FSL | http://www.toronto.ca/TWONTO#flow_switch |  | Pump, Sludge Feed 0711
43656 | TAB-DEW-FSL-0811 | Switch, Flow, Low,Seal water, Sludge Feed Pump 0811 | TAB-DEW-P-0811 | Switch,Flow | Switch |  | FSL | http://www.toronto.ca/TWONTO#flow_switch |  | Pump, Sludge Feed 0811
43725 | TAB-DEW-LSHH-8039A | Switch, Level High-High, Old Dewatering Bldg, Basement, North-East Sump | TAB-DEW-P-8039 |  | Switch |  | LSHH | http://www.toronto.ca/TWONTO#level_switch |  | Pump, Sump
43726 | TAB-DEW-LSHH-8053A | Switch, Level High-High, 'Z' Bldg, Basment, West at Softeners | TAB-DEW-P-8053A |  | Switch |  | LSHH | http://www.toronto.ca/TWONTO#level_switch |  | Pump,Sump, Z Bldg
43727 | TAB-DEW-LSHH-8054 | Switch, Level High-High, 'Z' Bldg, Basment, North-West Sump | TAB-DEW-P-8054 |  | Switch |  | LSHH | http://www.toronto.ca/TWONTO#level_switch |  | Pump,Sump, Z Bldg
43825 | FCL-ACC-FS-0102 | Switch, Loss of Air Flow, AHU-0101, Low Lift PS Electrical Room S | FCL-ACC-AHU-0102 | Switch,Flow | Switch |  | FS | http://www.toronto.ca/TWONTO#flow_switch |  | Air Handling Unit, Low Lift MCC Room Ventilation System, Low Lift MCC Room
43826 | FCL-ACC-FS-0104 | Switch, Loss of Air Flow, Low Lift Pump Room Recirculation System West | FCL-ACC-FN-0106 | Switch,Flow | Switch |  | FS | http://www.toronto.ca/TWONTO#flow_switch |  | Fan, Heater HTR-0104 Supply, Low Lift Pump Room Recirculation System West
43827 | FCL-ACC-FS-0202 | Switch, Loss of Air Flow, Fire Alarm, Ventilation System, Dry Chemical Building Alum Tank Room Bsmnt | FCL-ACC-FN-AM | Switch,Flow | Switch |  | FS | http://www.toronto.ca/TWONTO#flow_switch |  | Alum Storge & Tank RM. VENT. Sys.
43828 | FCL-ACC-FS-0203 | Switch, Loss of Air Flow, Ventilation System Air to Alum Storage Room, Dry Chemical Bldg. Basement | FCL-ACC-FN-0208 | Switch,Flow | Switch |  | FS | http://www.toronto.ca/TWONTO#flow_switch |  | Fan, Vane, Axial, Dry Chemical Building Ventilation System, Dry Chemical Storage Area East
43829 | FCL-ACC-FS-0204 | Switch, Loss of Air Flow, Lunch/Locker/Meeting Room Heat Pump System,Dry Chemical Bldg. Lunch Room | FCL-ACC-AHU-0203 | Switch,Flow | Switch |  | FS | http://www.toronto.ca/TWONTO#flow_switch |  | Air Handling Unit(Heat Pump- HU 4), Lunch/Locker/Meeting Room Heat Pump System, Dry Chemical Building Locker Room, low lift area
43830 | FCL-ACC-FS-0401 | Switch, Loss of Air Flow, FN-0401, N/E Recirculation System, High Lift Pump Room N/E | FCL-ACC-FN-0401 | Switch,Flow | Switch |  | FS | http://www.toronto.ca/TWONTO#flow_switch |  | Fan, Tube, Axial, N/E Recirculation System, Beside High Lift Pump floor, HVAC Room
43831 | FCL-ACC-FS-0402 | Switch, Loss of Air Flow, FN-0402, S/E Recirculation System, High Lift Pump Room S/E | FCL-ACC-FN-0402 | Switch,Flow | Switch |  | FS | http://www.toronto.ca/TWONTO#flow_switch |  | Fan, Tube, Axial, S/E Recirculation System, High Lift PS Room S/E, HVAC Room
43832 | FCL-ACC-FS-0403 | Switch, Loss of Air Flow, FN-0403, N/W Recirculation System, High Lift Pump Room N/W | FCL-ACC-FN-0403 | Switch,Flow | Switch |  | FS | http://www.toronto.ca/TWONTO#flow_switch |  | Fan, Tube, Axial, N/E Recirculation System, Beside High Lift Pump floor, HVAC Room
43833 | FCL-ACC-FS-0404 | Switch, Loss of Air Flow, FN-0404, S/W Recirculation System, High Lift Pump Room S/W | FCL-ACC-FN-0404 | Switch,Flow | Switch |  | FS | http://www.toronto.ca/TWONTO#flow_switch |  | Fan, Tube, Axial, N/W Recirculation System, Beside High Lift Pump floor, HVAC Room
43834 | FCL-ACC-FS-0405 | Switch, Loss of Air Flow, FN-0405, High Lift Pumping Station Ventilation, High Lift Electrical Shop | FCL-ACC-FN-405,6,7 | Switch,Flow | Switch |  | FS | http://www.toronto.ca/TWONTO#flow_switch |  | Pump Stn. Vent. (FN-0405,6,7) FN-23, 26-1,26-2
43835 | FCL-ACC-FS-0406 | Switch, Loss of Water Flow, Chilled Water System, High Lift Heating & Ventilation Room | FCL-ACC-P-0401,2 | Switch,Flow | Switch |  | FS | http://www.toronto.ca/TWONTO#flow_switch |  | Pump Stn.-Chilled Water Sys. CU-1, PCW-1, PCW-2
43836 | FCL-ACC-FS-0407 | Switch, Loss of Air Flow, AHU-0401 Air Discharge, High Lift Heating & Ventilation Room | FCL-ACC-AHU-0401 | Switch,Flow | Switch |  | FS | http://www.toronto.ca/TWONTO#flow_switch |  | Air Handling Unit, High Lift PS Control Room,Electrical Shop,Basement Office Air Supply,Control Room
43838 | FCL-ACC-FS-0409 | Switch, Loss of Air Flow, Supply Air to Control Room, High Lift Heating and Ventilation Room | FCL-ACC-AHU-0401 | Switch,Flow | Switch |  | FS | http://www.toronto.ca/TWONTO#flow_switch |  | Air Handling Unit, High Lift PS Control Room,Electrical Shop,Basement Office Air Supply,Control Room
43839 | FCL-ACC-FS-0702 | Switch, Loss of Air Flow, Fan FN-0701 Discharge to Machine Room,Gaseous Chemical Bldg. 2nd Floor S/W | FCL-ACC-FN-0701 | Switch,Flow | Switch |  | FS | http://www.toronto.ca/TWONTO#flow_switch |  | Fan, Vane, Axial, Supply, Cl&SO2 Machine Room/Storage Room Ventilation System, Gaseous Chemical Bldg
43840 | FCL-ACC-FS-0720 | Switch, Loss of Air Flow, AHU-0701 Air Discharge. Gaseous Chemical Building Roof | FCL-ACC-AHU-0701 | Switch,Flow | Switch |  | FS | http://www.toronto.ca/TWONTO#flow_switch |  | Air Handling Unit,Gaseous Chlorine Building, Roof S/W
43993 | TAB-DEW-PSH-0611 | Switch, Pressure,High, Sludge Feed Pump 0611 | TAB-DEW-P-0611 | Switch,Pressure-High | Switch |  | PSH | http://www.toronto.ca/TWONTO#pressure_switch |  | Pump, Sludge Feed 0611
43994 | TAB-DEW-PSH-0711 | Switch, Pressure,High, Sludge Feed Pump 0711 | TAB-DEW-P-0711 | Switch,Pressure-High | Switch |  | PSH | http://www.toronto.ca/TWONTO#pressure_switch |  | Pump, Sludge Feed 0711
43995 | TAB-DEW-PSH-0811 | Switch,Pressure,High, Sludge Feed Pump 0811 | TAB-DEW-P-0811 | Switch,Flow | Switch |  | PSH | http://www.toronto.ca/TWONTO#pressure_switch |  | Pump, Sludge Feed 0811
43996 | TAB-DEW-PSH-3141 | Switch Pressure,High,Delivery, Pump-3141 | TAB-DEW-P-3141 | Switch,Pressure | Switch |  | PSH | http://www.toronto.ca/TWONTO#pressure_switch |  | Pump, Polymer Solution Transfer #4
43997 | TAB-DEW-PSH-3161 | Switch Pressure,High,Delivery, Pump-3161 | TAB-DEW-P-3161 | Switch,Pressure | Switch |  | PSH | http://www.toronto.ca/TWONTO#pressure_switch |  | Pump, Polymer Solution Transfer #6
43998 | TAB-DEW-PSH-3310 | Switch Pressure,High,Delivery, Pump-3310 | TAB-DEW-P-3310 | Switch,Pressure | Switch |  | PSH | http://www.toronto.ca/TWONTO#pressure_switch |  | Pump, Polymer Solution Feed #1
43999 | TAB-DEW-PSH-3320 | Switch Pressure,High,Delivery, Pump-3320 | TAB-DEW-P-3320 | Switch,Pressure | Switch |  | PSH | http://www.toronto.ca/TWONTO#pressure_switch |  | Pump , Polymer Solution Feed #2
44000 | TAB-DEW-PSH-3340 | Switch Pressure,High,Delivery, Pump-3340 | TAB-DEW-P-3340 | Switch,Pressure | Switch |  | PSH | http://www.toronto.ca/TWONTO#pressure_switch |  | Pump , Polymer Solution Feed #4
44001 | TAB-DEW-PSH-3360 | Switch Pressure,High,Delivery, Pump-3360 | TAB-DEW-P-3360 | Switch,Pressure | Switch |  | PSH | http://www.toronto.ca/TWONTO#pressure_switch |  | Pump, Polymer Solution Feed #6
44002 | TAB-DEW-PSH-3370 | Switch Pressure,High,Delivery, Pump-3370 | TAB-DEW-P-3370 | Switch,Pressure | Switch |  | PSH | http://www.toronto.ca/TWONTO#pressure_switch |  | Pump, Polymer Solution Feed #7
44003 | TAB-DEW-PSH-3404 | Switch Pressure,High,Delivery,Centrate Pump-3404 | TAB-DEW-P-3404 | Switch,Pressure | Switch |  | PSH | http://www.toronto.ca/TWONTO#pressure_switch |  | Pump, Old Wet Well # 4
44004 | TAB-DEW-PSH-3503 | Switch Pressure,High,Delivery,Centrate Pump-3503 | TAB-DEW-P-3503 | Switch,Pressure | Switch |  | PSH | http://www.toronto.ca/TWONTO#pressure_switch |  | Pump, Decant #3, New Wet Well
44005 | TAB-DEW-PSH-3504 | Switch Pressure,High,Delivery,Centrate Pump-3504 | TAB-DEW-P-3504 | Switch,Pressure | Switch |  | PSH | http://www.toronto.ca/TWONTO#pressure_switch |  | Pump , Decant # 4, New Wet Well
44006 | TAB-DEW-PSH-4035 | Switch,pressure,High | TAB-DEW-P-4035 | Switch,Pressure-High | Switch |  | PSH | http://www.toronto.ca/TWONTO#pressure_switch |  | Pump, Centrifugal, Sludge Transfer #1
44007 | TAB-DEW-PSH-4036 | Switch,pressure,High | TAB-DEW-P-4036 | Switch,Pressure-High | Switch |  | PSH | http://www.toronto.ca/TWONTO#pressure_switch |  | Pump, Centrifugal, Sludge Transfer #2
44008 | TAB-DEW-PSL-6401 | Switch, Pressure-Low, Service Air Line to Air Receiver Tank DEW-T-6401, DEW Bsmt | TAB-DEW-T-6401 |  | Switch |  | PSL | http://www.toronto.ca/TWONTO#pressure_switch |  | Tank, Air Receiver, Service Air Line to DEW Plant Instruments, Service Air, DEW Bsmt
44056 | TAB-DEW-SSL-6001 | Speed Switch-low, Conveyor DEW-CV-6001, DEW Level 2 | TAB-DEW-CV-6001 |  | Switch |  | SSL | http://www.toronto.ca/TWONTO#speed_switch |  | Transfer Conveyor, Dewatered Solids from DEW-CF-0621&1221 to Main Conv DEW-CV-6009&6011, DEW Level 2
44057 | TAB-DEW-SSL-6003 | Speed Switch-low, Conveyor DEW-CV-6003, DEW Level 2 | TAB-DEW-CV-6003 |  | Switch |  | SSL | http://www.toronto.ca/TWONTO#speed_switch |  | Transfer Conveyor, Dewatered Solids from DEW-CF-0221&1021 to Main Conv DEW-CV-6010&6012, DEW Level 2
44058 | TAB-DEW-SSL-6005 | Speed Switch-low, Conveyor DEW-CV-6005, DEW Level 3 | TAB-DEW-CV-6005 |  | Switch |  | SSL | http://www.toronto.ca/TWONTO#speed_switch |  | Transfer Conveyor, Dewatered Solids from DEW-CF-0821 to Main Conv DEW-CV-6009&6011, DEW Level 3
44059 | TAB-DEW-SSL-6006 | Speed Switch-low, Conveyor DEW-CV-6006, DEW Level 3 | TAB-DEW-CV-6006 |  | Switch |  | SSL | http://www.toronto.ca/TWONTO#speed_switch |  | Transfer Conveyor, Dewatered Solids from DEW-CF-0721 to Main Conv DEW-CV-6009&6011, DEW Level 3
44060 | TAB-DEW-SSL-6008 | Speed Switch-low, Conveyor DEW-CV-6008, DEW Level 3 | TAB-DEW-CV-6008 |  | Switch |  | SSL | http://www.toronto.ca/TWONTO#speed_switch |  | Transfer Conveyor, Dewatered Solids from DEW-CF-0321 to Main Conv DEW-CV-6010&6012, DEW Level 3
44061 | TAB-DEW-SSL-6010 | Speed Switch-low, Conveyor DEW-CV-6010, DEW Level 2 | TAB-DEW-CV-6010 |  | Switch |  | SSL | http://www.toronto.ca/TWONTO#speed_switch |  | Conveyor, Main Distribution, Dewatered Solids East, DEW Level 2
44062 | TAB-DEW-SSL-6012 | Speed Switch-low, Conveyor DEW-CV-6012, DEW Level 2 | TAB-DEW-CV-6012 |  | Switch |  | SSL | http://www.toronto.ca/TWONTO#speed_switch |  | Conveyor, Main Distribution, Dewatered Solids East, DEW Level 2
44082 | TAB-DEW-TSH-0221B | Switch, Temperature, High, Lub Oil Return from Bearing, Drive end | TAB-DEW-CF-0221 | Switch,Temperature | Switch |  | TSH | http://www.toronto.ca/TWONTO#temperature_switch |  | Centrifuge # 2
44083 | TAB-DEW-TSH-0421A | Switch, Temperature, High, Lub Oil Return from Bearing back drive end | TAB-DEW-CF-0421 | Switch,Temperature | Switch |  | TSH | http://www.toronto.ca/TWONTO#temperature_switch |  | Centrifuge # 4
44084 | TAB-DEW-TSH-0521B | Switch, Temperature, High, Lub Oil Return from Bearing, Drive end | TAB-DEW-CF-0521 | Switch,Temperature | Switch |  | TSH | http://www.toronto.ca/TWONTO#temperature_switch |  | Centrifuge # 5
44085 | TAB-DEW-TSH-0621A | Switch, Temperature, High, Lub Oil Return from Bearing back drive end | TAB-DEW-CF-0621 | Switch,Temperature | Switch |  | TSH | http://www.toronto.ca/TWONTO#temperature_switch |  | Centrifuge # 6
44086 | TAB-DEW-TSH-0621B | Switch, Temperature, High, Lub Oil Return from Bearing, Drive end | TAB-DEW-CF-0621 | Switch,Temperature | Switch |  | TSH | http://www.toronto.ca/TWONTO#temperature_switch |  | Centrifuge # 6
44087 | TAB-DEW-TSH-0721A | Switch, Temperature, High, Lub Oil Return from Bearing back drive end | TAB-DEW-CF-0721 | Switch,Temperature | Switch |  | TSH | http://www.toronto.ca/TWONTO#temperature_switch |  | Centrifuge # 7
44088 | TAB-DEW-TSH-0721B | Switch, Temperature, High, Lub Oil Return from Bearing, Drive end | TAB-DEW-CF-0721 | Switch,Temperature | Switch |  | TSH | http://www.toronto.ca/TWONTO#temperature_switch |  | Centrifuge # 7
44089 | TAB-DEW-TSH-0821A | Switch, Temperature, High, Lub Oil Return from Bearing back drive end | TAB-DEW-CF-0821 | Switch,Temperature | Switch |  | TSH | http://www.toronto.ca/TWONTO#temperature_switch |  | Centrifuge # 8
44090 | TAB-DEW-TSH-0821B | Switch, Temperature, High, Lub Oil Return from Bearing, Drive end | TAB-DEW-CF-0821 | Switch,Temperature | Switch |  | TSH | http://www.toronto.ca/TWONTO#temperature_switch |  | Centrifuge # 8
44091 | TAB-DEW-TSH-0921A | Switch, Temperature, High, Lub Oil Return from Bearing back drive end | TAB-DEW-CF-0921 | Switch,Temperature | Switch |  | TSH | http://www.toronto.ca/TWONTO#temperature_switch |  | Centrifuge # 9
44092 | TAB-DEW-TSH-0921B | Switch, Temperature, High, Lub Oil Return from Bearing, Drive end | TAB-DEW-CF-0921 | Switch,Temperature | Switch |  | TSH | http://www.toronto.ca/TWONTO#temperature_switch |  | Centrifuge # 9
44093 | TAB-DEW-TSH-1121A | Switch, Temperature, High, Lub Oil Return from Bearing back drive end | TAB-DEW-CF-1121 | Switch,Temperature | Switch |  | TSH | http://www.toronto.ca/TWONTO#temperature_switch |  | Centrifuge # 11
44786 | TAB-DIG-ASH-0909A | Switch, Smoke, High, Panel TAP-DIG-RPU-0909A, Digester 5-12 Electrical Control Room | TAB-DIG-RPU-0909A | Fire Prevention,Smoke Detector | Switch |  | ASH | http://www.toronto.ca/TWONTO#flame_or_combustion_sensing_instrument |  | RPU Control Panel, PLC, Digester 5-12 Electrical Control Room
45025 | TAB-DIG-FSL-1433 | Switch ,Flow, Low,Seal water to Pump-1433 | TAB-DIG-P-1433 | Switch,Flow | Switch |  | FSL | http://www.toronto.ca/TWONTO#flow_switch |  | Pump, Sludge Recirculation (DX2613) Digester Tank 14
45026 | TAB-DIG-FSL-1434 | Switch ,Flow, Low,Seal water to Pump-1434 | TAB-DIG-P-1434 | Switch,Flow | Switch |  | FSL | http://www.toronto.ca/TWONTO#flow_switch |  | Pump, Sludge Recirculation (DX2614) Digester Tank 14
45027 | TAB-DIG-FSL-1634 | Switch ,Flow, Low,Seal water to Pump-1634 | TAB-DIG-P-1634 | Switch,Flow | Switch |  | FSL | http://www.toronto.ca/TWONTO#flow_switch |  | Pump, Sludge Recirculation (DX2618) Digester Tank 16
45028 | TAB-DIG-FSL-4135 | Switch ,Flow, Low,Chill water Supply to Compressor C-4135 | TAB-DIG-C-4135 | Switch,Flow | Switch |  | FSL | http://www.toronto.ca/TWONTO#flow_switch |  | Compressor # 2, Gas (DX2602)
45029 | TAB-DIG-FSL-4150 | Switch ,Flow, Low,Chill water Supply to Compressor C-4150 | TAB-DIG-C-4150 | Switch,Flow | Switch |  | FSL | http://www.toronto.ca/TWONTO#flow_switch |  | Compressor # 3, Gas(DX2603)
45030 | TAB-DIG-FSL-4160 | Switch ,Flow, Low,Chill water Supply to Compressor C-4160 | TAB-DIG-C-4160 | Switch,Flow | Switch |  | FSL | http://www.toronto.ca/TWONTO#flow_switch |  | Compressor # 6, Gas(DX2606)
45031 | TAB-DIG-FSL-4200 | Switch ,Flow, Low,Chill water Supply to Compressor C-4200 | TAB-DIG-C-4200 | Switch,Flow | Switch |  | FSL | http://www.toronto.ca/TWONTO#flow_switch |  | Compressor #4, Gas (DX5004A) Digester Tank 20 & 22,
45032 | TAB-DIG-FSL-4210 | Switch ,Flow, Low,Chill water Supply to Compressor C-4210 | TAB-DIG-C-4210 | Switch,Flow | Switch |  | FSL | http://www.toronto.ca/TWONTO#flow_switch |  | Compressor #3, Gas (DX5003A) Digester Tank 19 & 21
45033 | TAB-DIG-FSL-4220 | Switch ,Flow, Low,Chill water Supply to Compressor C-4220 | TAB-DIG-C-4220 | Switch,Flow | Switch |  | FSL | http://www.toronto.ca/TWONTO#flow_switch |  | Compressor #6, Gas (DX5006A) Digester Tank 20 & 22
45146 | TAB-DIG-LSH-0623 | Switch,Level, High, Digester # 6 | TAB-DIG-T-0600 | Switch,Level-High | Switch |  | LSH | http://www.toronto.ca/TWONTO#level_switch |  | Digestion Tank 06
45147 | TAB-DIG-LSH-0901 | Switch, Level-High, Emergency Overflow, Digester 9 Roof N/E. , Digester 9-12 Control Building. | TAB-DIG-T-0900 | Switch,Level-High | Switch |  | LSH | http://www.toronto.ca/TWONTO#level_switch |  | Tank, Digester tank, Digester 9
45148 | TAB-DIG-LSH-1001 | Switch, Level-High, Emergency Overflow, Digester 10 Roof N/W, Digester 9-12 Control Building. | TAB-DIG-T-1000 | Switch,Level-High | Switch |  | LSH | http://www.toronto.ca/TWONTO#level_switch |  | Tank, Digester tank, Digester 10
45149 | TAB-DIG-LSH-1203 | Switch, Level-High, Alarm, Digester 12 Roof, Digester 9-12 Control Building. | TAB-DIG-T-1200 | Switch,Level-High | Switch |  | LSH | http://www.toronto.ca/TWONTO#level_switch |  | Tank, Digester tank, Digester 12
45150 | TAB-DIG-LSH-1321 | Switch,Level -High,Digester Tank T-1300 | TAB-DIG-T-1300 | Switch,Level | Switch |  | LSH | http://www.toronto.ca/TWONTO#level_switch |  | Digestion Tank 13
45151 | TAB-DIG-LSH-1521 | Switch,Level -High, Digester Tank T-1500 | TAB-DIG-T-1500 | Switch,Level | Switch |  | LSH | http://www.toronto.ca/TWONTO#level_switch |  | Digestion Tank 15
45152 | TAB-DIG-LSH-1621 | Switch,Level -High, Digester Tank T-1600 | TAB-DIG-T-1600 | Switch,Level | Switch |  | LSH | http://www.toronto.ca/TWONTO#level_switch |  | Digestion Tank 16
45153 | TAB-DIG-LSH-1921 | Switch,Level -High,Digester Tank T-1900 | TAB-DIG-T-1900 | Switch,Level | Switch |  | LSH | http://www.toronto.ca/TWONTO#level_switch |  | Digestion Tank 19
45154 | TAB-DIG-LSH-2021 | Switch,Level -High,Digester Tank T-2000 | TAB-DIG-T-2000 | Switch,Level | Switch |  | LSH | http://www.toronto.ca/TWONTO#level_switch |  | Digestion Tank 20
45158 | TAB-DIG-LSH-6702 | Switch, Level, High | TAB-DIG-P-6702 | Switch,Level-High | Switch |  | LSH | http://www.toronto.ca/TWONTO#level_switch |  | Pump, Sump, #2, DX8602A, Digester Gas Control Building
45159 | TAB-DIG-LSHH-0224 | Switch,Level -High-High,Digester Tank T-0200 | TAB-DIG-T-0200 | Switch,Level-High-High | Switch |  | LSHH | http://www.toronto.ca/TWONTO#level_switch |  | Digestion Tank 02
45160 | TAB-DIG-LSHH-0324 | Switch,Level -High-High,Digester Tank T-0300 | TAB-DIG-T-0300 | Switch,Level-High-High | Switch |  | LSHH | http://www.toronto.ca/TWONTO#level_switch |  | Digestion Tank 03
45161 | TAB-DIG-LSHH-0424 | Switch,Level -High-High,Digester Tank T-0400 | TAB-DIG-T-0400 | Switch,Level-High-High | Switch |  | LSHH | http://www.toronto.ca/TWONTO#level_switch |  | Digestion Tank 04
45162 | TAB-DIG-LSHH-0624 | Switch,Level, High,High, Digester #6 | TAB-DIG-T-0500 | Switch,Level-High-High | Switch |  | LSHH | http://www.toronto.ca/TWONTO#level_switch |  | Digestion Tank 05
45163 | TAB-DIG-LSHH-1002 | Switch, Level-High-High, Emergency Overflow, Digester 10 Roof N/W, Digester 9-12 Control Building. | TAB-DIG-T-1000 | Switch,Level-High-High | Switch |  | LSHH | http://www.toronto.ca/TWONTO#level_switch |  | Tank, Digester tank, Digester 10
45164 | TAB-DIG-LSHH-1102 | Switch, Level -High- High, Emergency Overflow, Digester 11 Roof S/E, Digester 9-12 Control Building. | TAB-DIG-T-1100 | Switch,Level-High-High | Switch |  | LSHH | http://www.toronto.ca/TWONTO#level_switch |  | Tank, Digester tank, Digester 11
45165 | TAB-DIG-LSHH-1322 | Switch,Level -High-High,Digester Tank T-1300 | TAB-DIG-T-1300 | Switch,Level | Switch |  | LSHH | http://www.toronto.ca/TWONTO#level_switch |  | Digestion Tank 13
45166 | TAB-DIG-LSHH-1522 | Switch,Level -High,High, Digester Tank T-1500 | TAB-DIG-T-1500 | Switch,Level | Switch |  | LSHH | http://www.toronto.ca/TWONTO#level_switch |  | Digestion Tank 15
45167 | TAB-DIG-LSHH-1622 | Switch,Level -High,High, Digester Tank T-1600 | TAB-DIG-T-1600 | Switch,Level | Switch |  | LSHH | http://www.toronto.ca/TWONTO#level_switch |  | Digestion Tank 16
45168 | TAB-DIG-LSHH-6701 | Switch, Level, High High | TAB-DIG-P-6701 | Switch,Level-High-High | Switch |  | LSHH | http://www.toronto.ca/TWONTO#level_switch |  | Pump, Sump, #1, Digester Gas Control Building
45169 | TAB-DIG-LSHH-6711 | Switch, Level High-High, Gas Compressor Bldg, Basement, East Sump | TAB-DIG-P-6711 |  | Switch |  | LSHH | http://www.toronto.ca/TWONTO#level_switch |  | Pump, Sump, #11, Digester Gas Control Building
45170 | TAB-DIG-LSHH-8079A | Switch, Level High-High, Digesters 19-22, Basement, South-West Sump | TAB-DIG-P-8079 |  | Switch |  | LSHH | http://www.toronto.ca/TWONTO#level_switch |  | Pump, Process Sump, 1A, Digestion Tank #19 - 22 Basement
45171 | TAB-DIG-LSHH-8080A | Switch, Level High-High, Digesters 19-22, Basement, South-East Sump | TAB-DIG-P-8080 |  | Switch |  | LSHH | http://www.toronto.ca/TWONTO#level_switch |  | Pump, Process Sump, 2A, Digestion Tank #19 - 22 Basement
45172 | TAB-DIG-LSHH-8083A | Switch, Level High-High, Digesters 13-16, Basement, South-East Sump | TAB-DIG-P-8083 |  | Switch |  | LSHH | http://www.toronto.ca/TWONTO#level_switch |  | Pump,Sump
45173 | TAB-DIG-LSL-4145 | Switch,Level,Low,Lube Oil, G.Compr. C4145 | TAB-DIG-C-4145 | Switch,Level | Switch |  | LSL | http://www.toronto.ca/TWONTO#level_switch |  | Compressor # 5, Gas(DX2605)
45174 | TAB-DIG-LSL-4195 | Switch,Level,Low,Lube Oil, G.Compr. C4195 | TAB-DIG-C-4195 | Switch,Level | Switch |  | LSL | http://www.toronto.ca/TWONTO#level_switch |  | Compressor #2,Gas (DX5002A) Digester Tank 19 & 21
45175 | TAB-DIG-LSL-4200 | Switch,Level,Low,Lube Oil, G.Compr. C4200 | TAB-DIG-C-4200 | Switch,Level | Switch |  | LSL | http://www.toronto.ca/TWONTO#level_switch |  | Compressor #4, Gas (DX5004A) Digester Tank 20 & 22,
45176 | TAB-DIG-LSL-4205 | Switch,Level,Low,Lube Oil, G.Compr. C4205 | TAB-DIG-C-4205 | Switch,Level | Switch |  | LSL | http://www.toronto.ca/TWONTO#level_switch |  | Compressor #5, Gas (DX5005A) Digester Tank 20 & 22
45177 | TAB-DIG-LSL-4210 | Switch,Level,Low,Lube Oil, G.Compr. C4210 | TAB-DIG-C-4210 | Switch,Level | Switch |  | LSL | http://www.toronto.ca/TWONTO#level_switch |  | Compressor #3, Gas (DX5003A) Digester Tank 19 & 21
45178 | TAB-DIG-LSL-4220 | Switch,Level,Low,Lube Oil, G.Compr. C4220 | TAB-DIG-C-4220 | Switch,Level | Switch |  | LSL | http://www.toronto.ca/TWONTO#level_switch |  | Compressor #6, Gas (DX5006A) Digester Tank 20 & 22
45180 | TAB-DIG-LSL-6701 | Switch, Level, low | TAB-DIG-P-6701 | Switch,Level-Low | Switch |  | LSL | http://www.toronto.ca/TWONTO#level_switch |  | Pump, Sump, #1, Digester Gas Control Building
45181 | TAB-DIG-LSM-8062 | Switch, Level - Medium, Sump Pumps 8062 & 8063, Pump Room, Digesters 9-12 Control Building. | TAB-DIG-P-8062 | Switch,Level | Switch |  | LSM | http://www.toronto.ca/TWONTO#level_switch |  | Pump, Centrifugal, Submersible Sump Pump, Digester 9-12 Control Building Basement
45328 | TAB-DIG-PDSL-0140 | Switch,Pressure Differential, Low ( between Hotwater & Sludge) | TAB-DIG-HE-0148 | Switch,Pressure-Low | Switch |  | PDSL | http://www.toronto.ca/TWONTO#pressure_switch |  | Heat Exchanger #01,
45329 | TAB-DIG-PDSL-0240 | Switch,Pressure Differential, Low ( between Hotwater & Sludge) | TAB-DIG-HE-0248 | Switch,Pressure-Low | Switch |  | PDSL | http://www.toronto.ca/TWONTO#pressure_switch |  | Heat Exchanger #02
45330 | TAB-DIG-PDSL-0540 | Switch,Pressure Differential, Low ( between Hotwater & Sludge) | TAB-DIG-HE-0548 | Switch,Pressure-Low | Switch |  | PDSL | http://www.toronto.ca/TWONTO#pressure_switch |  | Heat Exchanger #5, DS,
45331 | TAB-DIG-PDSL-0640 | Switch,Pressure Differential, Low ( between Hotwater & Sludge) | TAB-DIG-HE-0648 | Switch,Pressure-Low | Switch |  | PDSL | http://www.toronto.ca/TWONTO#pressure_switch |  | Heat Exchanger #6, DS,
45397 | TAB-DIG-PSH-0134 | Switch,Pressure, High | TAB-DIG-P-0134 | Switch,Pressure-High | Switch |  | PSH | http://www.toronto.ca/TWONTO#pressure_switch |  | Pump, Sludge Recirculation #1
45398 | TAB-DIG-PSH-0334 | Switch,Pressure, High | TAB-DIG-P-0334 | Switch,Pressure-High | Switch |  | PSH | http://www.toronto.ca/TWONTO#pressure_switch |  | Pump, Sludge Recirculation #3
45399 | TAB-DIG-PSH-0434 | Switch,Pressure, High | TAB-DIG-P-0434 | Switch,Pressure-High | Switch |  | PSH | http://www.toronto.ca/TWONTO#pressure_switch |  | Pump, Sludge Recirculation #4
45400 | TAB-DIG-PSH-0534 | Switch,Pressure, High | TAB-DIG-P-0534 | Switch,Pressure-High | Switch |  | PSH | http://www.toronto.ca/TWONTO#pressure_switch |  | Pump, Sludge Recirculation #5
45401 | TAB-DIG-PSH-1334 | Switch Pressure,High,Delivery,Recirc. Pump-1334 | TAB-DIG-P-1334 | Switch,Pressure | Switch |  | PSH | http://www.toronto.ca/TWONTO#pressure_switch |  | Pump, Sludge Recirculation (DX2612) Digester Tank 13
45404 | TAB-DIG-PSH-1433 | Switch Pressure,High,Delivery,Recirc. Pump-1433 | TAB-DIG-P-1433 | Switch,Pressure | Switch |  | PSH | http://www.toronto.ca/TWONTO#pressure_switch |  | Pump, Sludge Recirculation (DX2613) Digester Tank 14
45405 | TAB-DIG-PSH-1474 | Switch Pressure,High,Sludge Delivery, Transfer Pump-1474 | TAB-DIG-P-1474 | Switch,Pressure | Switch |  | PSH | http://www.toronto.ca/TWONTO#pressure_switch |  | Pump, Centrifugal, Sludge Transfer (DX2622), Digester Tank 14
45406 | TAB-DIG-PSH-1482 | Switch,Pressure, High | TAB-DIG-P-1482 | Switch,Pressure-High | Switch |  | PSH | http://www.toronto.ca/TWONTO#pressure_switch |  | Pump, Sludge Transfer #1B
45408 | TAB-DIG-PSH-1533 | Switch Pressure,High,Delivery,Recirc. Pump-1533 | TAB-DIG-P-1533 | Switch,Pressure | Switch |  | PSH | http://www.toronto.ca/TWONTO#pressure_switch |  | Pump, Sludge Recirculation (DX2615) Digester Tank 15
45409 | TAB-DIG-PSH-1633 | Switch Pressure,High,Delivery,Recirc. Pump-1633 | TAB-DIG-P-1633 | Switch,Pressure | Switch |  | PSH | http://www.toronto.ca/TWONTO#pressure_switch |  | Pump, Sludge Recirculation (DX2617) Digester Tank 16
45410 | TAB-DIG-PSH-1634 | Switch Pressure,High,Delivery,Recirc. Pump-1634 | TAB-DIG-P-1634 | Switch,Pressure | Switch |  | PSH | http://www.toronto.ca/TWONTO#pressure_switch |  | Pump, Sludge Recirculation (DX2618) Digester Tank 16
45411 | TAB-DIG-PSH-1673 | Switch Pressure,High,Delivery,Sludge Transfer Pump-1673 | TAB-DIG-P-1673 | Switch,Pressure | Switch |  | PSH | http://www.toronto.ca/TWONTO#pressure_switch |  | Pump, Sludge Transfer (DX2625) Digester Tank-16
45412 | TAB-DIG-PSH-4013 | Switch,Pressure, High | TAB-DIG-P-4013 | Switch,Pressure-High | Switch |  | PSH | http://www.toronto.ca/TWONTO#pressure_switch |  | Pump, Digester Mixing #1A
45413 | TAB-DIG-PSH-4014 | Switch,Pressure, High | TAB-DIG-P-4014 | Switch,Pressure-High | Switch |  | PSH | http://www.toronto.ca/TWONTO#pressure_switch |  | Pump, Digester Mixing #1B
45414 | TAB-DIG-PSH-4024 | Switch,Pressure, High | TAB-DIG-P-4024 | Switch,Pressure-High | Switch |  | PSH | http://www.toronto.ca/TWONTO#pressure_switch |  | Pump, Digester Mixing #2B
45415 | TAB-DIG-PSH-4034 | Switch,Pressure, High | TAB-DIG-P-4034 | Switch,Pressure-High | Switch |  | PSH | http://www.toronto.ca/TWONTO#pressure_switch |  | Pump, Digester Mixing #3B
45416 | TAB-DIG-PSH-4043 | Switch,Pressure, High | TAB-DIG-P-4043 | Switch,Pressure-High | Switch |  | PSH | http://www.toronto.ca/TWONTO#pressure_switch |  | Pump, Digester Mixing #4A
45417 | TAB-DIG-PSH-4063 | Switch, Pressure, High, | TAB-DIG-P-4063 | Switch,Pressure-High | Switch |  | PSH | http://www.toronto.ca/TWONTO#pressure_switch |  | Pump, Sludge Mixing, Digester # 6A
45418 | TAB-DIG-PSH-4083 | Switch, Pressure, High, | TAB-DIG-P-4083 | Switch,Pressure-High | Switch |  | PSH | http://www.toronto.ca/TWONTO#pressure_switch |  | Pump, Sludge Mixing, Digester # 8A
45419 | TAB-DIG-PSH-4160 | Switch Pressure,High,Delivery,Digester Gas Compressor C-4160 | TAB-DIG-C-4160 | Switch,Pressure | Switch |  | PSH | http://www.toronto.ca/TWONTO#pressure_switch |  | Compressor # 6, Gas(DX2606)
45420 | TAB-DIG-PSH-4190 | Switch Pressure,High,Delivery,Digester Gas Compressor C-4190 | TAB-DIG-C-4190 | Switch,Pressure | Switch |  | PSH | http://www.toronto.ca/TWONTO#pressure_switch |  | Compressor #1,Gas (DX5001A) Digester Tank 19 & 21
45421 | TAB-DIG-PSH-4195 | Switch Pressure,High,Delivery,Digester Gas Compressor C-4195 | TAB-DIG-C-4195 | Switch,Pressure | Switch |  | PSH | http://www.toronto.ca/TWONTO#pressure_switch |  | Compressor #2,Gas (DX5002A) Digester Tank 19 & 21
45422 | TAB-DIG-PSH-4200 | Switch Pressure,High,Delivery,Digester Gas Compressor C-4200 | TAB-DIG-C-4200 | Switch,Pressure | Switch |  | PSH | http://www.toronto.ca/TWONTO#pressure_switch |  | Compressor #4, Gas (DX5004A) Digester Tank 20 & 22,
45423 | TAB-DIG-PSH-4205 | Switch Pressure,High,Delivery,Digester Gas Compressor C-4205 | TAB-DIG-C-4205 | Switch,Pressure | Switch |  | PSH | http://www.toronto.ca/TWONTO#pressure_switch |  | Compressor #5, Gas (DX5005A) Digester Tank 20 & 22
45424 | TAB-DIG-PSH-9301S | Switch,Pressure,High, PSH300, Digester Gas Train, Boiler #3, Z Building | TAB-ACC-DIG-0030 | Switch,Pressure | Switch | 47595 | PSH | http://www.toronto.ca/TWONTO#pressure_switch |  | Digester Gas Train, Boiler #3, Z Building
45425 | TAB-DIG-PSH-9301S | Switch,Pressure,High, PSH300, Digester Gas Train, Boiler #3, Z Building | TAB-SUSPENDED ENTITY | Switch,Pressure | Switch | 47595 | PSH | http://www.toronto.ca/TWONTO#pressure_switch |  | Suspended entities
45426 | TAB-DIG-PSH-9601 | Switch,Pressure,High, PSH300-6, Digester Gas Train, Boiler #6, Z Building | TAB-ACC-DIG-0060 | Switch,Pressure | Switch |  | PSH | http://www.toronto.ca/TWONTO#pressure_switch |  | Digester Gas Train, Boiler #6, Z Building
45427 | TAB-DIG-PSH-9801 | Switch,Pressure,High, Digester Gas Train, | TAB-DIG-BLR20 | Switch,Pressure | Switch |  | PSH | http://www.toronto.ca/TWONTO#pressure_switch |  | #20 Vocano Boiler , Digester Gas Train
45428 | TAB-DIG-PSL-4130 | Switch,Pressure,Low, Digester Gas,Inlet, Compressor-C4130 | TAB-DIG-C-4130 | Switch,Pressure | Switch |  | PSL | http://www.toronto.ca/TWONTO#pressure_switch |  | Compressor # 1, Gas (DX2601)
45429 | TAB-DIG-PSL-4140 | Switch,Pressure,Low, Digester Gas, Compressor-C4140 | TAB-DIG-C-4140 | Switch,Pressure | Switch |  | PSL | http://www.toronto.ca/TWONTO#pressure_switch |  | Compressor # 4, Gas(DX2604)
45430 | TAB-DIG-PSL-4140A | Switch,Pressure,Low, Oil supply to G.Compr. C4140 | TAB-DIG-C-4140 | Switch,Pressure | Switch |  | PSL | http://www.toronto.ca/TWONTO#pressure_switch |  | Compressor # 4, Gas(DX2604)
45431 | TAB-DIG-PSL-4145A | Switch,Pressure,Low,, Oil supply to G.Compr. C4145 | TAB-DIG-C-4145 | Switch,Pressure | Switch |  | PSL | http://www.toronto.ca/TWONTO#pressure_switch |  | Compressor # 5, Gas(DX2605)
45432 | TAB-DIG-PSL-4150 | Switch,Pressure,Low, Digester Gas, Compressor-C4150 | TAB-DIG-C-4150 | Switch,Pressure | Switch |  | PSL | http://www.toronto.ca/TWONTO#pressure_switch |  | Compressor # 3, Gas(DX2603)
45433 | TAB-DIG-PSL-4160 | Switch,Pressure,Low, Digester Gas, Compressor-C4160 | TAB-DIG-C-4160 | Switch,Pressure | Switch |  | PSL | http://www.toronto.ca/TWONTO#pressure_switch |  | Compressor # 6, Gas(DX2606)
45434 | TAB-DIG-PSL-4160A | Switch,Pressure,Low, Oil supply to G.Compr. C4160 | TAB-DIG-C-4160 | Switch,Pressure | Switch |  | PSL | http://www.toronto.ca/TWONTO#pressure_switch |  | Compressor # 6, Gas(DX2606)
45435 | TAB-DIG-PSL-4190G | Switch,Pressure,Low, Digester Gas,Inlet, Compressor-C4190 | TAB-DIG-C-4190 | Switch,Pressure | Switch |  | PSL | http://www.toronto.ca/TWONTO#pressure_switch |  | Compressor #1,Gas (DX5001A) Digester Tank 19 & 21
45436 | TAB-DIG-PSL-4205G | Switch,Pressure,Low, Digester Gas,Inlet, Compressor-C4205 | TAB-DIG-C-4205 | Switch,Pressure | Switch |  | PSL | http://www.toronto.ca/TWONTO#pressure_switch |  | Compressor #5, Gas (DX5005A) Digester Tank 20 & 22
45437 | TAB-DIG-PSL-4210G | Switch,Pressure,Low, Digester Gas,Inlet, Compressor-C4210 | TAB-DIG-C-4210 | Switch,Pressure | Switch |  | PSL | http://www.toronto.ca/TWONTO#pressure_switch |  | Compressor #3, Gas (DX5003A) Digester Tank 19 & 21
45438 | TAB-DIG-PSL-4220G | Switch,Pressure,Low, Digester Gas,Inlet, Compressor-C4205 | TAB-DIG-C-4220 | Switch,Pressure | Switch |  | PSL | http://www.toronto.ca/TWONTO#pressure_switch |  | Compressor #6, Gas (DX5006A) Digester Tank 20 & 22
45439 | TAB-DIG-PSL-6233 | Switch, Pressure,Low, Gas Inlet to Compressor | TAB-DIG-C-9713 | Switch,Pressure | Switch |  | PSL | http://www.toronto.ca/TWONTO#pressure_switch |  | Compressor #2, Digester Gas
45440 | TAB-DIG-PSL-6604 | Switch, Pressure,Nitrogen to Digester Gas Process Streams | TAB-DIG-SB-6120 | Switch,Pressure | Switch |  | PSL | http://www.toronto.ca/TWONTO#pressure_switch |  | Gas Scrubber, Gas Stream #1
45442 | TAB-DIG-PSL-9201 | Switch,Pressure, Low,PSL300-2, Digester Gas Train, Boiler #2, Z Building | TAB-ACC-DIG-0020 | Switch,Pressure | Switch |  | PSL | http://www.toronto.ca/TWONTO#pressure_switch |  | Digester Gas Train, Boiler #2, Z Building
45443 | TAB-DIG-PSL-9401 | Switch,Pressure,Low, PSL300-4, Digester Gas Train, Boiler #4, Z Building | TAB-ACC-DIG-0040 | Switch,Pressure | Switch |  | PSL | http://www.toronto.ca/TWONTO#pressure_switch |  | Digester Gas Train, Boiler #4, Z Building
45444 | TAB-DIG-PSL-9601 | Switch,Pressure,Low, PSL300-6, Digester Gas Train, Boiler #6, Z Building | TAB-ACC-DIG-0060 | Switch,Pressure | Switch |  | PSL | http://www.toronto.ca/TWONTO#pressure_switch |  | Digester Gas Train, Boiler #6, Z Building
45445 | TAB-DIG-PSL-9726 | Switch, Pressure,Low, | TAB-DIG-P-9726 | Switch,Pressure | Switch |  | PSL | http://www.toronto.ca/TWONTO#pressure_switch |  | Pump, Chilled Water Circulating, CWCP-1, Digester Gas Control Build, Basement
45571 | TAB-DIG-TSH-4130 | Switch,Temperature, High, Discharge, Digester Gas, Compressor C-4130 | TAB-DIG-C-4130 | Switch,Temperature | Switch |  | TSH | http://www.toronto.ca/TWONTO#temperature_switch |  | Compressor # 1, Gas (DX2601)
45572 | TAB-DIG-TSH-4135B | Switch,Temperature, High, Chill Water Return, Compressor C-4135 | TAB-DIG-C-4135 | Switch,Temperature | Switch |  | TSH | http://www.toronto.ca/TWONTO#temperature_switch |  | Compressor # 2, Gas (DX2602)
45573 | TAB-DIG-TSH-4145 | Switch,Temperature, High, Discharge, Digester Gas, Compressor C-4145 | TAB-DIG-C-4145 | Switch,Temperature | Switch |  | TSH | http://www.toronto.ca/TWONTO#temperature_switch |  | Compressor # 5, Gas(DX2605)
45574 | TAB-DIG-TSH-4145B | Switch,Temperature, High, Chill Water Return, Compressor C-4145 | TAB-DIG-C-4145 | Switch,Temperature | Switch |  | TSH | http://www.toronto.ca/TWONTO#temperature_switch |  | Compressor # 5, Gas(DX2605)
45575 | TAB-DIG-TSH-4150B | Switch,Temperature, High, Chill Water Return, Compressor C-4150 | TAB-DIG-C-4150 | Switch,Temperature | Switch |  | TSH | http://www.toronto.ca/TWONTO#temperature_switch |  | Compressor # 3, Gas(DX2603)
45576 | TAB-DIG-TSH-4160 | Switch,Temperature, High, Discharge, Digester Gas, Compressor C-4160 | TAB-DIG-C-4160 | Switch,Temperature | Switch |  | TSH | http://www.toronto.ca/TWONTO#temperature_switch |  | Compressor # 6, Gas(DX2606)
45577 | TAB-DIG-TSH-4160B | Switch,Temperature, High, Chill Water Return, Compressor C-4160 | TAB-DIG-C-4160 | Switch,Temperature | Switch |  | TSH | http://www.toronto.ca/TWONTO#temperature_switch |  | Compressor # 6, Gas(DX2606)
45578 | TAB-DIG-TSH-4195 | Switch,Temperature, High, Discharge, Digester Gas, Compressor C-4195 | TAB-DIG-C-4195 | Switch,Temperature | Switch |  | TSH | http://www.toronto.ca/TWONTO#temperature_switch |  | Compressor #2,Gas (DX5002A) Digester Tank 19 & 21
45579 | TAB-DIG-TSH-4210 | Switch,Temperature, High, Discharge, Digester Gas, Compressor C-4210 | TAB-DIG-C-4210 | Switch,Temperature | Switch |  | TSH | http://www.toronto.ca/TWONTO#temperature_switch |  | Compressor #3, Gas (DX5003A) Digester Tank 19 & 21
45580 | TAB-DIG-TSH-4220 | Switch,Temperature, High, Discharge, Digester Gas, Compressor C-4220 | TAB-DIG-C-4220 | Switch,Temperature | Switch |  | TSH | http://www.toronto.ca/TWONTO#temperature_switch |  | Compressor #6, Gas (DX5006A) Digester Tank 20 & 22
45621 | TAB-DIG-TSL-9035 | Switch, Temperature-Low, Outdoor Air Temperature, Waste Gas Burner Station | TAB-DIG-BU | Switch,Temperature-Low | Switch |  | TSL | http://www.toronto.ca/TWONTO#temperature_switch |  | Waste Gas Burner
46639 | TAB-DIS-FSL-2201 | Switch ,Flow, Low,Return Pump Discharge | TAB-DIS-P-2201 | Switch,Flow | Switch |  | FSL | http://www.toronto.ca/TWONTO#flow_switch |  | Pump, KOH Return from Scrubber #1 To Storage Tank
46640 | TAB-DIS-FSL-2207 | Switch ,Flow, Low,KOH to Scrubber, Chlorine Bldg | TAB-DIS-P-2207 | Switch,Flow | Switch |  | FSL | http://www.toronto.ca/TWONTO#flow_switch |  | Pump, Spray,KOH
46644 | TAB-DIS-LS-8091 | Switch, Level, Sump Pit | TAB-DIS-P-8091 | Switch,Level | Switch |  | LS | http://www.toronto.ca/TWONTO#level_switch |  | Pump, Sump
46645 | TAB-DIS-LSH-2002 | Switch, Level, High,Scrubber SB2001 | TAB-DIS-SB-2001 | Switch,Level | Switch |  | LSH | http://www.toronto.ca/TWONTO#level_switch |  | Scrubber #1,Chlorine Bldg
46646 | TAB-DIS-LSHH-2003 | Switch, Level, High,High,Scrubber SB2001 | TAB-DIS-SB-2001 | Switch,Level | Switch |  | LSHH | http://www.toronto.ca/TWONTO#level_switch |  | Scrubber #1,Chlorine Bldg
46647 | TAB-DIS-LSHH-2630 | Switch, Level High-High, Chlorine Bldg, Scrubber Room, North Sump | TAB-DIS-P-2630 |  | Switch |  | LSHH | http://www.toronto.ca/TWONTO#level_switch |  | Pump, Sump
46648 | TAB-DIS-LSL-2001 | Switch, Level, Low,Scrubber SB2001 | TAB-DIS-SB-2001 | Switch,Level | Switch |  | LSL | http://www.toronto.ca/TWONTO#level_switch |  | Scrubber #1,Chlorine Bldg
46683 | TAB-DIS-PSH-0015 | Switch, Pressure,High, Chlorine , Relief Valve Line | TAB-DIS-CHL-5 | Switch,Pressure-High | Switch |  | PSH | http://www.toronto.ca/TWONTO#pressure_switch |  | Chlorination Train #5
46684 | TAB-DIS-PSH-0016 | Switch, Pressure,High, Chlorine , Relief Valve Line | TAB-DIS-CHL-6 | Switch,Pressure-High | Switch |  | PSH | http://www.toronto.ca/TWONTO#pressure_switch |  | Chlorination Train #6
46685 | TAB-DIS-PSH-0017 | Switch, Pressure,High, Chlorine , Relief Valve Line | TAB-DIS-CHL-7 | Switch,Pressure-High | Switch |  | PSH | http://www.toronto.ca/TWONTO#pressure_switch |  | Chlorination Train #7
46686 | TAB-DIS-PSH-0018 | Switch, Pressure,High, Chlorine , Relief Valve Line | TAB-DIS-CHL-8 | Switch,Pressure-High | Switch |  | PSH | http://www.toronto.ca/TWONTO#pressure_switch |  | Chlorination Train #8
47236 | TAB-EL1-LS-8060 | Switch,Level | TAB-EL1-P-8060 | Switch,Level | Switch |  | LS | http://www.toronto.ca/TWONTO#level_switch |  | Pump,Submersible,North Substation,Outdoor Chamber
47237 | TAB-EL1-LS-8061B | Switch,Limit,North Substation,Basement | NORTH SUBSTATION_BASEMENT | Switch,Level | Switch |  | LS | http://www.toronto.ca/TWONTO#level_switch |  | MSA Substation,Basement
47238 | TAB-EL1-LSHH-8060 | Switch,Level-High-High,Sump Flood,North Substation,Outdoor Chamber | TAB-EL1-BLDG-0001 | Switch,Level-High-High | Switch |  | LSHH | http://www.toronto.ca/TWONTO#level_switch |  | MSA Substation
47239 | TAB-EL1-LSHH-8061 | Switch,Level High-High,North Substation,Basement | NORTH SUBSTATION_BASEMENT | Switch,Level | Switch |  | LSHH | http://www.toronto.ca/TWONTO#level_switch |  | MSA Substation,Basement
47240 | TAB-EL1-LSHH-8061 | Switch,Level High-High,North Substation,Basement | TAB-EL1-P-8061 | Switch,Level | Switch |  | LSHH | http://www.toronto.ca/TWONTO#level_switch |  | Pump,Sump,North Substation,Basement
47241 | TAB-EL1-LSHH-8062 | Switch, Level High-High, Old North Substation, Basement | TAB-EL1-P-8062 |  | Switch |  | LSHH | http://www.toronto.ca/TWONTO#level_switch |  | Pump, Sump
47242 | TAB-EL1-LSL-1503 | Switch,Level,Low,Oil,EL1-TR-1503,North Substation | TAB-EL1-TR-1503 | Switch,Level-Low | Switch |  | LSL | http://www.toronto.ca/TWONTO#level_switch |  | Transformer,EL1-TR-1503,13.8-4.16KV,3 PH
47243 | TAB-EL1-LSL-1506 | Switch,Level,Low,Oil,EL1-TR-1506,North Substation | TAB-EL1-TR-1506 | Switch,Level-Low | Switch |  | LSL | http://www.toronto.ca/TWONTO#level_switch |  | Transformer,EL1-TR-1506,13.8-4.16KV,3 PH
47427 | TAB-EL1-PSH-1501A | Switch,Pressure,High,EL1-TR-1501,North Substation | TAB-EL1-TR-1501 | Switch,Pressure-High | Switch |  | PSH | http://www.toronto.ca/TWONTO#pressure_switch |  | Transformer,EL1-TR-1501,13.8-4.16KV,3 PH
47428 | TAB-EL1-PSH-1501B | Switch,Sudden Pressure,EL1-TR-1501,North Substation | TAB-EL1-TR-1501 | Switch,Pressure-High | Switch |  | PSH | http://www.toronto.ca/TWONTO#pressure_switch |  | Transformer,EL1-TR-1501,13.8-4.16KV,3 PH
47429 | TAB-EL1-PSH-1502A | Switch,Pressure,High,EL1-TR-1502,North Substation | TAB-EL1-TR-1502 | Switch,Pressure-High | Switch |  | PSH | http://www.toronto.ca/TWONTO#pressure_switch |  | Transformer,EL1-TR-1502,13.8-4.16KV,3 PH
47430 | TAB-EL1-PSH-1502B | Switch,Sudden Pressure,EL1-TR-1502,North Substation | TAB-EL1-TR-1502 | Switch,Pressure-High | Switch |  | PSH | http://www.toronto.ca/TWONTO#pressure_switch |  | Transformer,EL1-TR-1502,13.8-4.16KV,3 PH
47431 | TAB-EL1-PSH-1503A | Switch,Pressure,High,EL1-TR-1503,North Substation | TAB-EL1-TR-1503 | Switch,Pressure-High | Switch |  | PSH | http://www.toronto.ca/TWONTO#pressure_switch |  | Transformer,EL1-TR-1503,13.8-4.16KV,3 PH
47432 | TAB-EL1-PSH-1503B | Switch,Sudden Pressure,EL1-TR-1503,North Substation | TAB-EL1-TR-1503 | Switch,Pressure-High | Switch |  | PSH | http://www.toronto.ca/TWONTO#pressure_switch |  | Transformer,EL1-TR-1503,13.8-4.16KV,3 PH
47443 | TAB-EL1-SW-1501 | Switch,Load Break,Power,13.8 KV Supply,A-17-BN | TAB-EL1-BUS-1501 | Load Break Switch | Switch |  | SW | http://www.toronto.ca/TWONTO#load_break_disconnect_switch |  | Electrical Distribution Cabinet,13.8 KV
47444 | TAB-EL1-SW-1502 | Switch,Load Break,Power,13.8 KV Feeder,A-19-BN | TAB-EL1-BUS-1501 | Load Break Switch | Switch |  | SW | http://www.toronto.ca/TWONTO#load_break_disconnect_switch |  | Electrical Distribution Cabinet,13.8 KV
47541 | TAB-EL1-TS-6161 | Switch, Automatic Transfer 600V - Aeration Chemical Gallery | TAB-EL1-MCC-6125 |  | Switch |  | TS | http://www.toronto.ca/TWONTO#transfer_switch |  | Motor Control Centre, 600V
47542 | TAB-EL1-TS-6226 | MCC, Standby Power. East Control Building | TAB-EL1-MCC-6126 | Switch | Switch |  | TS | ? |  | Motor Control Centre, 600V
47543 | TAB-EL1-TS-6226 | MCC, Standby Power. East Control Building | TAB-EL1-PDP-6004 | Switch | Switch |  | TS | ? |  | Switchgear, 600V, D Building Outdoor Sub.
47544 | TAB-EL1-TS-6260 | Switch, Automatic Transfer 600V - D Bldg | TAB-EL1-MCC-6125 |  | Switch |  | TS | http://www.toronto.ca/TWONTO#transfer_switch |  | Motor Control Centre, 600V
47546 | TAB-EL1-TS-6321 | Automatic Transfer Switch,600V/100A/3PH,Standby Power,600V,Electrical Control Room,South Wall | NRTH SUBSTN_ELE_CNTRL_RM | Switch | Switch |  | TS | http://www.toronto.ca/TWONTO#transfer_switch |  | MSA Substation,Electrical Control Room
47547 | TAB-EL1-TS-6321 | Automatic Transfer Switch,600V/100A/3PH,Standby Power,600V,Electrical Control Room,South Wall | TAB-EL1-GEN-6320 | Switch | Switch |  | TS | http://www.toronto.ca/TWONTO#transfer_switch |  | Generator, Standby Power, 600V 500kw - Blower Bldg
47548 | TAB-EL1-TS-6510B | Uninterruptible Power Supply B,Transfer Switch,North Substation,1st Floor,East Wall | NORTH SUBSTN_1ST FLR | Switch | Switch |  | TS | http://www.toronto.ca/TWONTO#transfer_switch |  | MSA Substation,1st Floor
47558 | TAB-EL1-TSH-1501A | Switch,Winding Temperature,High,EL1-TR-1501,North Substation | TAB-EL1-TR-1501 | Switch,Temperature-High | Switch |  | TSH | http://www.toronto.ca/TWONTO#temperature_switch |  | Transformer,EL1-TR-1501,13.8-4.16KV,3 PH
47559 | TAB-EL1-TSH-1502A | Switch,Winding Temperature,High,EL1-TR-1502,North Substation | TAB-EL1-TR-1502 | Switch,Temperature-High | Switch |  | TSH | http://www.toronto.ca/TWONTO#temperature_switch |  | Transformer,EL1-TR-1502,13.8-4.16KV,3 PH
47592 | TAB-EL1-TSH-1504B | Switch,Liquid Temperature,High,EL1-TR-1504,North Substation | TAB-EL1-TR-1504 | Switch,Temperature-High | Switch |  | TSH | http://www.toronto.ca/TWONTO#temperature_switch |  | Transformer,EL1-TR-1504,13.8-4.16KV,3 PH
47593 | TAB-EL1-TSH-1505B | Switch,Liquid Temperature,High,EL1-TR-1505,North Substation | TAB-EL1-TR-1505 | Switch,Temperature-High | Switch |  | TSH | http://www.toronto.ca/TWONTO#temperature_switch |  | Transformer,EL1-TR-1505,13.8-4.16KV,3 PH
47594 | TAB-EL1-TSH-1506B | Switch,Liquid Temperature,High,EL1-TR-1506,North Substation | TAB-EL1-TR-1506 | Switch,Temperature-High | Switch |  | TSH | http://www.toronto.ca/TWONTO#temperature_switch |  | Transformer,EL1-TR-1506,13.8-4.16KV,3 PH
47682 | TAB-EL2-LSHH-8063 | Switch, Level High-High, South Substation, Basement | TAB-EL2-P-8063 |  | Switch |  | LSHH | http://www.toronto.ca/TWONTO#level_switch |  | Pump, Sump
47896 | FCL-AI-PSH-0100-SUS | Switch,Pressure | FCL-SUSPENDED |  | Switch | 36329 | PSH | http://www.toronto.ca/TWONTO#pressure_switch |  | Suspended entity
47958 | TAB-EL3-LSHH-8073 | Switch, Level High-High, Seawall Tunnel, West Outfall Tunnel Drop | TAB-EL3-P-8073 |  | Switch |  | LSHH | http://www.toronto.ca/TWONTO#level_switch |  | Pump, Sump, #9, Digester Gas Control Building
47959 | TAB-EL3-LSHH-8077A | Switch, Level High-High, Seawall Tunnel, Digester 19-22 Entrance | TAB-EL3-P-8077 |  | Switch |  | LSHH | http://www.toronto.ca/TWONTO#level_switch |  | Pump, Sump, #7, DX8607A, Tunnel
47960 | TAB-EL3-LSHH-8085 | Switch, Level High-High, Seawall Substation, Basement | TAB-EL3-P-8085 |  | Switch |  | LSHH | http://www.toronto.ca/TWONTO#level_switch |  | Pump, Sump, Seawall Substation, Basement
48150 | FCL-ALM-FSL-0101 | Magmeter, Flow, Low, Alum, Flocculation & Sedimentation Tank 0101, Flocculation & Sedimentation Tanks | FCL-FLO-T-0101 | Switch,Flow-Low | Switch | 35564 | FSL | http://www.toronto.ca/TWONTO#flow_switch |  | Tank, Flocculation
48151 | FCL-ALM-FSL-0101(S) | Switch, Flow, Low, Alum, Flocculation & Sedimentation Tank 0101, Flocculation & Sedimentation Tanks | FCL-FLO-T-0101 | Switch,Flow-Low | Switch | 35206 | FSL | http://www.toronto.ca/TWONTO#flow_switch |  | Tank, Flocculation
48152 | FCL-ALM-FSL-0201 | Magmeter, Flow, Low, Alum, Flocculation & Sedimentation Tank 0201, Flocculation & Sedimentation Tanks | FCL-FLO-T-0101 | Switch,Flow-Low | Switch | 35565 | FSL | http://www.toronto.ca/TWONTO#flow_switch |  | Tank, Flocculation
48153 | FCL-ALM-FSL-0301(S) | Switch, Flow, Low, Alum, Flocculation & Sedimentation Tank 0301, Flocculation & Sedimentation Tanks | FCL-FLO-T-0201 | Switch,Flow-Low | Switch | 35208 | FSL | http://www.toronto.ca/TWONTO#flow_switch |  | Tank, Flocculation
48154 | FCL-ALM-FSL-0301(S) | Switch, Flow, Low, Alum, Flocculation & Sedimentation Tank 0301, Flocculation & Sedimentation Tanks | FCL-FLO-T-0301 | Switch,Flow-Low | Switch | 35208 | FSL | http://www.toronto.ca/TWONTO#flow_switch |  | Tank, Flocculation
48157 | FCL-ALM-LSH-0001 | Switch, Level-High, Concrete Spill Containment, Liquid Alum System | FCL-ALM | Switch,Level-High | Switch |  | LSH | http://www.toronto.ca/TWONTO#level_switch |  | Coagulation
48158 | FCL-ALM-LSH-0002 | Switch, Level-High, Spill Containment Area, Alum System | FCL-ALM | Switch,Level-High | Switch |  | LSH | http://www.toronto.ca/TWONTO#level_switch |  | Coagulation
48318 | TAB-EPG-LSL-6001 | Transmitter,Level,Oil Tank,Generator 6001,Emergency Power,P Building | TAB-EL1-GEN-6001 | Switch,Level-Low | Switch |  | LSL | http://www.toronto.ca/TWONTO#level_switch |  | Generator, Standby Power, 600V 1000kw - P Bldg
48472 | FCL-AM-FSL-0101-SUS | Switch, Flow, Low, Ammoniation | FCL-AM | Switch,Flow-Low | Switch | 36357 | FSL | http://www.toronto.ca/TWONTO#flow_switch |  | Ammoniation
48473 | FCL-AM-FSL-0101-SUS | Switch, Flow, Low, Ammoniation | FCL-SUSPENDED | Switch,Flow-Low | Switch | 36357 | FSL | http://www.toronto.ca/TWONTO#flow_switch |  | Suspended entity
48478 | FCL-AM-LSH-0001 | Switch, Level, High, Tanks Area Spill Containment, Aqua Ammonia System | FCL-AM | Switch,Level-High | Switch |  | LSH | http://www.toronto.ca/TWONTO#level_switch |  | Ammoniation
48479 | FCL-AM-LSH-0004 | Switch, Level-high, Scrubber, Aqua Ammonia Scrubber System | FCL-AM-SCRUBBER | Switch,Level-Low | Switch |  | LSH | http://www.toronto.ca/TWONTO#level_switch |  | Ammonia Scrubber System
48480 | FCL-AM-LSH-0101 | Switch, Level-High, Tank 0101, , Aqua Ammonia System | FCL-AM-T-0101 | Switch,Level-High | Switch |  | LSH | http://www.toronto.ca/TWONTO#level_switch |  | Tank, Storage, Pressurised, Aqua Ammonia Storage Room, Dry Chemical Building
48481 | FCL-AM-LSH-0301 | Switch, Level-High, Tank 0301, , Aqua Ammonia System | FCL-AM-T-0301 | Switch,Level-High | Switch |  | LSH | http://www.toronto.ca/TWONTO#level_switch |  | Tank, Storage, Pressurised, Aqua Ammonia Storage Room, Dry Chemical Building
48574 | TAB-INC-LS-8047 | Switch, Level, Elevator sump Pit | TAB-SLO-P-8047 | Switch,Level | Switch |  | LS | http://www.toronto.ca/TWONTO#level_switch |  | Pump, Elevator Sump
48575 | TAB-INC-LSH-8045A | Switch, Level High, Incinerator Bldg, Basement, Center Sump | TAB-SLO-P-8045 |  | Switch |  | LSH | http://www.toronto.ca/TWONTO#level_switch |  | Pump, Sump, 3127-180 (#1)
48576 | TAB-INC-LSHH-8046 | Switch, Level High-High, Incinerator Bldg, Basement, West Sump | TAB-INC-P-8046 |  | Switch |  | LSHH | http://www.toronto.ca/TWONTO#level_switch |  | Pump, Sump, S/ W Corner Incenerator Basement
48577 | TAB-INC-LSHH-8047 | Switch, Level High-High, Incinerator Bldg, Basement, East Elevator Sump, Pelletizer Entrance | TAB-SLO-P-8047 |  | Switch |  | LSHH | http://www.toronto.ca/TWONTO#level_switch |  | Pump, Elevator Sump
48725 | TAB-NGS-PLS-0702 | Switch,Pressure,Low, Natural Gas Train, | TAB-NGS-BLR19 | Switch,Pressure-Low | Switch |  | PLS | http://www.toronto.ca/TWONTO#pressure_switch |  | #19 Volcano Boiler - Natural Gas Train,
48726 | TAB-NGS-PSH-0201 | Switch,Pressure, High,PSH100-2, Natural Gas Train, Boiler #2, Z Building | TAB-ACC-NGS-0020A | Switch,Pressure | Switch |  | PSH | http://www.toronto.ca/TWONTO#pressure_switch |  | Natural Gas Train, Boiler #2, Z Building
48727 | TAB-NGS-PSH-0401 | Switch,Pressure,High, PSH100-4, Digester Gas Train, Boiler #4, Z Building | TAB-ACC-NGS-0040A | Switch,Pressure | Switch |  | PSH | http://www.toronto.ca/TWONTO#pressure_switch |  | Natural Gas Train, Boiler #4, Z Building
48728 | TAB-NGS-PSL-0101 | Switch,Pressure,Low, PSL100-1, Natural Gas Train, Boiler #1, Z Building | TAB-ACC-NGS-0010A | Switch,Pressure | Switch |  | PSL | http://www.toronto.ca/TWONTO#pressure_switch |  | Natural Gas Train, Boiler #1, Z Building
48729 | TAB-NGS-PSL-0202 | Switch,Pressure,Low, PSL200-2, Manual Reset, Natural Gas Pilot Train, Boiler #2, Z Building | TAB-ACC-NGS-0020B | Switch,Pressure | Switch |  | PSL | http://www.toronto.ca/TWONTO#pressure_switch |  | Natural Gas Train, Pilot,Boiler #2, Z Building
48730 | TAB-NGS-PSL-0301 | Switch,Pressure,Low, PSL100-3, Natural Gas Train, Boiler #3, Z Building | TAB-ACC-NGS-0030A | Switch,Pressure | Switch |  | PSL | http://www.toronto.ca/TWONTO#pressure_switch |  | Natural Gas Train, Boiler #3, Z Building
48731 | TAB-NGS-PSL-0402 | Switch,Pressure,Low,PSL200-4, Manual Reset, Natural Gas Pilot Train, Boiler #4, Z Building | TAB-ACC-NGS-0040B | Switch,Pressure | Switch |  | PSL | http://www.toronto.ca/TWONTO#pressure_switch |  | Natural Gas Pilot Train, Boiler #4, Z Building
48732 | TAB-NGS-PSL-0801 | Switch,Pressure,Low | TAB-NGS-BLR20 | Switch,Pressure-Low | Switch |  | PSL | http://www.toronto.ca/TWONTO#pressure_switch |  | #20 Volcano Boiler - Natural Gas Train,
48733 | TAB-NGS-PSL-0802 | Switch,Pressure,Low | TAB-NGS-BLR20 | Switch,Pressure-Low | Switch |  | PSL | http://www.toronto.ca/TWONTO#pressure_switch |  | #20 Volcano Boiler - Natural Gas Train,
48758 | FCL-BW-LSL-0101 | Switch, Level, Low, Backwash Pump P-0101 Loss of Prime, High Lift Building, Pump Room | FCL-BW-P-0101 | Switch,Level-Low | Switch |  | LSL | http://www.toronto.ca/TWONTO#level_switch |  | Pump, Centrifugal, Water Back Wash,High Lift Bu
48759 | FCL-BW-LSL-0301 | Switch, Level, Low, Backwash Pump P-0201 Loss of Prime, High Lift Building, Pump Room | FCL-BW-P-0301 | Switch,Level-Low | Switch |  | LSL | http://www.toronto.ca/TWONTO#level_switch |  | Pump, Centrifugal, Water Back Wash,
49097 | TAB-OCS-FSL-6701 | Switch, Flow Low, Biofilter Recirculation Pumps, Biofilter Area, P Bldg. | TAB-OCS-P-6720 | Switch,Flow-Low | Switch |  | FSL | http://www.toronto.ca/TWONTO#flow_switch |  | Pump, Recirculation, Humidification Unit, Biofilter Area, P Bldg.
49098 | TAB-OCS-FSL-6741 | Switch, Flow Low, Separated Water, Biofilter F-6740 Inlet, Biofilter Area, P Bldg. | TAB-OCS-F-6740 | Switch,Flow-Low | Switch |  | FSL | http://www.toronto.ca/TWONTO#flow_switch |  | Biofilter, Odour Control, Biofilter Area, P Bldg,.
49113 | TAB-OCS-LSH-6701 | Switch, Level High, Biofilter Humidification Unit HU-6710, Biofilter Area, P Bldg. | TAB-OCS-HU-6710 | Switch,Level-High | Switch |  | LSH | http://www.toronto.ca/TWONTO#level_switch |  | Humidifier, Humidification Chamber, Biofilter Area, P Bldg.
49207 | FCL-CLA-PSH-0101 | Switch, Pressure High, Chlorine Gas, Expansion Tank 0101, Chlorination System | FCL-CLA | Switch,Pressure-High | Switch |  | PSH | http://www.toronto.ca/TWONTO#pressure_switch |  | Pre-Chlorination
49208 | FCL-CLA-PSH-0102 | Switch, Pressure High, Inlet, CLA Evaporator 0101, Chlorination System | FCL-CLA-CHL-0101 | Switch,Pressure-High | Switch |  | PSH | http://www.toronto.ca/TWONTO#pressure_switch |  | Chlorinator, Chlorine Gas, Chlorination System
49209 | FCL-CLA-PSL-0101 | Switch, Pressure Low, Chlorine Gas, CLA Weigh Scale 0101, Chlorination System | FCL-CLA | Switch,Pressure-Low | Switch |  | PSL | http://www.toronto.ca/TWONTO#pressure_switch |  | Pre-Chlorination
49210 | FCL-CLA-PSL-0101 | Switch, Pressure Low, Chlorine Gas, CLA Weigh Scale 0101, Chlorination System | FCL-CLA-CHL-0101 | Switch,Pressure-Low | Switch |  | PSL | http://www.toronto.ca/TWONTO#pressure_switch |  | Chlorinator, Chlorine Gas, Chlorination System
49211 | FCL-CLA-PSL-0102 | Switch, Pressure Low, Discharge, CLA Evaporator 0101, Chlorination System | FCL-CLA | Switch,Pressure-Low | Switch |  | PSL | http://www.toronto.ca/TWONTO#pressure_switch |  | Pre-Chlorination
49212 | FCL-CLA-PSL-0102 | Switch, Pressure Low, Discharge, CLA Evaporator 0101, Chlorination System | FCL-CLA-CHL-0101 | Switch,Pressure-Low | Switch |  | PSL | http://www.toronto.ca/TWONTO#pressure_switch |  | Chlorinator, Chlorine Gas, Chlorination System
49213 | FCL-CLA-PSL-0103 | Switch, Pressure Low, Vent, CLA Evaporator 0101, Chlorination System | FCL-CLA-CHL-0101 | Switch,Pressure-Low | Switch |  | PSL | http://www.toronto.ca/TWONTO#pressure_switch |  | Chlorinator, Chlorine Gas, Chlorination System
49214 | FCL-CLA-PSL-0201 | Switch, Pressure Low, Chlorine Gas, CLA Weigh Scale 0201, Chlorination System | FCL-CLA | Switch,Pressure-Low | Switch |  | PSL | http://www.toronto.ca/TWONTO#pressure_switch |  | Pre-Chlorination
49215 | FCL-CLA-PSL-0203 | Switch, Pressure Low, Vent, CLA Evaporator 0201, Chlorination System | FCL-CLA-CHL-0201 | Switch,Pressure-Low | Switch |  | PSL | http://www.toronto.ca/TWONTO#pressure_switch |  | Chlorinator, Chlorine Gas, Chlorination System
49390 | FCL-CLB-FSL-0001A | Switch, Flow Low, Discharge, Sampling Pump 0001A, Dewatering Pumps Area First Level | FCL-CLB-P-0001A | Switch,Flow-Low | Switch |  | FSL | http://www.toronto.ca/TWONTO#flow_switch |  | Pump, Centrifugal, After Post, Sampling Pumps, Dewatering Pumps Area Second Level
49391 | FCL-CLB-FSL-0001B | Switch, Flow Low, Discharge, Sampling Pump 0001B, Dewatering Pumps Area First Level | FCL-CLB-P-0001B | Switch,Flow-Low | Switch |  | FSL | http://www.toronto.ca/TWONTO#flow_switch |  | Pump, Centrifugal, After Post, Sampling Pumps, Dewatering Pumps Area Second Level
49392 | FCL-CLB-FSL-0003A-SUS | Switch,Flow | FCL-CLB |  | Switch | 36388 | FSL | http://www.toronto.ca/TWONTO#flow_switch |  | Post-Chlorination
49393 | FCL-CLB-FSL-0003A-SUS | Switch,Flow | FCL-SUSPENDED |  | Switch | 36388 | FSL | http://www.toronto.ca/TWONTO#flow_switch |  | Suspended entity
49394 | FCL-CLB-FSL-0003B-SUS | Switch,Flow | FCL-SUSPENDED |  | Switch | 36389 | FSL | http://www.toronto.ca/TWONTO#flow_switch |  | Suspended entity
49397 | FCL-CLB-PSH-0102 | Switch, Pressure High, Inlet, CLB Evaporator 0101, Chlorination System | FCL-CLB | Switch,Pressure-High | Switch |  | PSH | http://www.toronto.ca/TWONTO#pressure_switch |  | Post-Chlorination
49398 | FCL-CLB-PSH-0102 | Switch, Pressure High, Inlet, CLB Evaporator 0101, Chlorination System | FCL-CLB-CHL-0101 | Switch,Pressure-High | Switch |  | PSH | http://www.toronto.ca/TWONTO#pressure_switch |  | Chlorinator, Chlorine Gas, Chlorination System
49399 | FCL-CLB-PSH-0201 | Switch, Pressure High, Chlorine Gas, Expansion Tank 0201, Chlorination System | FCL-CLB | Switch,Pressure-High | Switch |  | PSH | http://www.toronto.ca/TWONTO#pressure_switch |  | Post-Chlorination
49400 | FCL-CLB-PSH-0202 | Switch, Pressure High, Inlet, CLB Evaporator 0201, Chlorination System | FCL-CLB | Switch,Pressure-High | Switch |  | PSH | http://www.toronto.ca/TWONTO#pressure_switch |  | Post-Chlorination
49691 | FCL-CLB-PSH-0202 | Switch, Pressure High, Inlet, CLB Evaporator 0201, Chlorination System | FCL-CLB-CHL-0201 | Switch,Pressure-High | Switch |  | PSH | http://www.toronto.ca/TWONTO#pressure_switch |  | Chlorinator, Chlorine Gas, Chlorination System
49692 | FCL-CLB-PSL-0101 | Switch, Pressure Low, Chlorine Gas, CLB Weigh Scale 0101, Chlorination System | FCL-CLB-CHL-0101 | Switch,Pressure-Low | Switch |  | PSL | http://www.toronto.ca/TWONTO#pressure_switch |  | Chlorinator, Chlorine Gas, Chlorination System
49693 | FCL-CLB-PSL-0201 | Switch, Pressure Low, Chlorine Gas, CLB Weigh Scale 0201, Chlorination System | FCL-CLB | Switch,Pressure-Low | Switch |  | PSL | http://www.toronto.ca/TWONTO#pressure_switch |  | Post-Chlorination
49694 | FCL-CLB-PSL-0201 | Switch, Pressure Low, Chlorine Gas, CLB Weigh Scale 0201, Chlorination System | FCL-CLB-CHL-0201 | Switch,Pressure-Low | Switch |  | PSL | http://www.toronto.ca/TWONTO#pressure_switch |  | Chlorinator, Chlorine Gas, Chlorination System
49695 | FCL-CLB-PSL-0202 | Switch, Pressure Low, Discharge, CLB Evaporator 0201, Chlorination System | FCL-CLB | Switch,Pressure-Low | Switch |  | PSL | http://www.toronto.ca/TWONTO#pressure_switch |  | Post-Chlorination
49738 | TAB-PLT-FSL-0101 | Switch, Flow, Low, Spray Water, Screen SC-0100 | TAB-PLT-SC-0100 | Switch,Flow-Low | Switch |  | FSL | http://www.toronto.ca/TWONTO#flow_switch |  | Screen, Perforated Plate, Screen Area
49739 | TAB-PLT-FSL-0181 | Switch, Flow Low, Plant Water, Screen SC-0180, P Bldg. | TAB-PLT-SC-0180 | Switch,Flow-Low | Switch |  | FSL | http://www.toronto.ca/TWONTO#flow_switch |  | Screen, Perforated Plate, Screen Area, P Bldg.
49740 | TAB-PLT-FSL-0184 | Switch ,Flow, Low,Odour Control | TAB-PLT-FN-0182 | Switch,Flow | Switch |  | FSL | http://www.toronto.ca/TWONTO#flow_switch |  | Fan, Scrubber Exhaust, P Bldg, Roof
49741 | TAB-PLT-FSL-0201 | Switch, Flow, Low, Spray Water, Screen SC-0200 | TAB-PLT-SC-0200 | Switch,Flow-Low | Switch |  | FSL | http://www.toronto.ca/TWONTO#flow_switch |  | Screen, Perforated Plate, Screen Area
49742 | TAB-PLT-FSL-0281 | Switch, Flow Low, Plant Water, Screen SC-0280, P Bldg. | TAB-PLT-SC-0280 | Switch,Flow-Low | Switch |  | FSL | http://www.toronto.ca/TWONTO#flow_switch |  | Screen, Perforated Plate, Screen Area, P Bldg.
49743 | TAB-PLT-FSL-0381 | Switch, Flow Low, Plant Water, Screen SC-0480, P Bldg. | TAB-PLT-SC-0380 | Switch,Flow-Low | Switch |  | FSL | http://www.toronto.ca/TWONTO#flow_switch |  | Screen, Perforated Plate, Screen Area, P Bldg.
49744 | TAB-PLT-FSL-0401 | Switch, Flow, Low, Spray Water, Screen SC-0400 | TAB-PLT-SC-0400 | Switch,Flow-Low | Switch |  | FSL | http://www.toronto.ca/TWONTO#flow_switch |  | Screen, Perforated Plate, Screen Area
49745 | TAB-PLT-FSL-0501 | Switch, Flow, Low, Spray Water, Screen SC-0500 | TAB-PLT-SC-0500 | Switch,Flow-Low | Switch |  | FSL | http://www.toronto.ca/TWONTO#flow_switch |  | Screen, Perforated Plate, Screen Area
49746 | TAB-PLT-FSL-0541 | Switch, Flow, Low, Sluicing Water Pump Discharge, Screen Area | TAB-PLT-SC-D | Switch,Flow-Low | Switch |  | FSL | http://www.toronto.ca/TWONTO#flow_switch |  | D Building - Bar / Perforated Screen
49747 | TAB-PLT-FSL-0681 | Switch, Flow Low, Plant Water, Screen SC-0580, P Bldg. | TAB-PLT-SC-0680 | Switch,Flow-Low | Switch |  | FSL | http://www.toronto.ca/TWONTO#flow_switch |  | Screen, Perforated Plate, Screen Area, P Bldg.
49748 | TAB-PLT-FSL-0771 | Switch, Flow Low, Plant Water, Grit Classifier CL-0770 Inlet, Grit Handling Area, P Bldg. | TAB-PLT-CL-0770 | Switch,Flow-Low | Switch |  | FSL | http://www.toronto.ca/TWONTO#flow_switch |  | Classifier, Grit, Grit Handling Area, P Bldg.
49749 | TAB-PLT-FSL-1182 | Switch ,Flow, Low,Odour Control | TAB-PLT-FN-1182 | Switch,Flow | Switch |  | FSL | http://www.toronto.ca/TWONTO#flow_switch |  | Fan, Exhaust,
49750 | TAB-PLT-FSL-2301 | Switch, Flow, Low, Seal Water, Grit Pump 2300, Grit Slurry Pump Area | TAB-PLT-P-2300 | Switch,Flow-Low | Switch |  | FSL | http://www.toronto.ca/TWONTO#flow_switch |  | Pump, Centrifugal,Grit Slury, West Grit Gallery
49751 | TAB-PLT-FSL-2501 | Switch, Flow, Low, Seal Water, Grit Pump 2500, Great Slury Pump Area, City water | TAB-PLT-P-2500 | Switch,Flow-Low | Switch |  | FSL | http://www.toronto.ca/TWONTO#flow_switch |  | Pump, Centrifugal,Grit Slury, West Grit Gallery
49752 | TAB-PLT-FSL-7001 | Switch, Flow, Low, Split Flow Conduit Drain, Primary Sludge Gallery | TAB-PLT-T-D | Switch,Flow-Low | Switch |  | FSL | http://www.toronto.ca/TWONTO#flow_switch |  | D Building - Grit Tanks & Hoppers 13 - 16
49968 | TAB-PLT-LS-1950 | Switch, Level, Washer Compactor 1901 and 2001 | TAB-PLT-CMP-1901 | Switch,Level | Switch |  | LS | http://www.toronto.ca/TWONTO#level_switch |  | Compactor, Washer, Screenings, CMP-1901, Dewatering Area
49969 | TAB-PLT-LS-5130 | Switch,Level | TAB-PLT-P-5130 | Switch,Level | Switch |  | LS | http://www.toronto.ca/TWONTO#level_switch |  | Pump, Sump
49970 | TAB-PLT-LSH-0031 | Switch, Level High, Screening Sluicing Channel No.1, P Bldg. | TAB-PLT-SC-0580 | Switch,Level-High | Switch |  | LSH | http://www.toronto.ca/TWONTO#level_switch |  | Screen, Perforated Plate, Screen Area, P Bldg.
49971 | TAB-PLT-LSH-0032 | Switch, Level High, Screening Sluicing Channel No.2, P Bldg. | TAB-PLT-SC-0680 | Switch,Level-High | Switch |  | LSH | http://www.toronto.ca/TWONTO#level_switch |  | Screen, Perforated Plate, Screen Area, P Bldg.
49972 | TAB-PLT-LSH-0141 | Switch,Level, High,Inlet Channel, Screen 0141 | TAB-PLT-SC-0141 | Switch,Level | Switch |  | LSH | http://www.toronto.ca/TWONTO#level_switch |  | Bar Screen #1
49973 | TAB-PLT-LSH-0541? | Switch,Level, High,Inlet Channel, Screen 0541 | TAB-SUSPENDED ENTITY | Switch,Level | Switch | 35870 | LSH | http://www.toronto.ca/TWONTO#level_switch |  | Suspended entities
49974 | TAB-PLT-LSH-0641? | Switch,Level, High,Inlet Channel, Screen 0641 | TAB-PLT-SC-0641? | Switch,Level | Switch | 35871 | LSH | http://www.toronto.ca/TWONTO#level_switch |  | Bar Screen #6
49975 | TAB-PLT-LSH-0641? | Switch,Level, High,Inlet Channel, Screen 0641 | TAB-SUSPENDED ENTITY | Switch,Level | Switch | 35871 | LSH | http://www.toronto.ca/TWONTO#level_switch |  | Suspended entities
49976 | TAB-PLT-LSH-0771 | Switch, Level High, Grit Classifier CL-0770, Grit Handling Area, P Bldg. | TAB-PLT-CL-0770 | Switch,Level-High | Switch |  | LSH | http://www.toronto.ca/TWONTO#level_switch |  | Classifier, Grit, Grit Handling Area, P Bldg.
49977 | TAB-PLT-LSH-5590 | Switch, Level, High, Pump Chamber, Vacuum Truck Unloading Bay | TAB-PLT-P-5590 | Switch,Level-High | Switch |  | LSH | http://www.toronto.ca/TWONTO#level_switch |  | Pump, Centrifugal, Submersible, Pump Chamber, Vacuum Truck Unloading Bay
49978 | TAB-PLT-LSH-6002 | Switch, Level, High, Humidification Chamber, Biofilter Area | TAB-PLT-HU-6000 | Switch,Level-High | Switch |  | LSH | http://www.toronto.ca/TWONTO#level_switch |  | Humidifier,Chamber, Biofilter Area
49979 | TAB-PLT-LSHH-0033 | Switch, Level High High, Screening Influent Channel, P Bldg. | TAB-PLT-SC-0680 | Switch,Level-High | Switch |  | LSHH | http://www.toronto.ca/TWONTO#level_switch |  | Screen, Perforated Plate, Screen Area, P Bldg.
49980 | TAB-PLT-LSHH-5120 | Switch, Level High High, Sump Pumps P-5128/5129, Unwatering Pump Room | TAB-PLT-P-5128 | Switch,Level-High-High | Switch |  | LSHH | http://www.toronto.ca/TWONTO#level_switch |  | Pump, Sump
49981 | TAB-PLT-LSHH-5130 | Switch, Level High High, Sump Pumps P-5130/5131, Primary Tank, T-0900 Gallery | TAB-PLT-P-5130 | Switch,Level-High-High | Switch |  | LSHH | http://www.toronto.ca/TWONTO#level_switch |  | Pump, Sump
49982 | TAB-PLT-LSHH-5575 | Switch, Level, High-High, Pump 5570, Drain Sump Area, D. Bldg. | TAB-PLT-P-5570 | Switch,Level-High-High | Switch |  | LSHH | http://www.toronto.ca/TWONTO#level_switch |  | Pump, Centrifugal (Wet), Underdrain, Drain Sump Area, D. Bldg.
49983 | TAB-PLT-LSL-0070 | Switch, Level Low, Screen Bldg. Sump, Pump Room, P Bldg. | TAB-PLT-P-0071 | Switch,Level-Low | Switch |  | LSL | http://www.toronto.ca/TWONTO#level_switch |  | Pump, Centrifugal (Wet), Screen Bldg. Sump, Pump Room, P Bldg.
49984 | TAB-PLT-LSL-5590 | Switch, Level, Low, Pump Chamber, Vacuum Truck Unloading Bay | TAB-PLT-P-5590 | Switch,Level-Low | Switch |  | LSL | http://www.toronto.ca/TWONTO#level_switch |  | Pump, Centrifugal, Submersible, Pump Chamber, Vacuum Truck Unloading Bay
49985 | TAB-PLT-LSL-6001 | Switch, Level, Low, Humidification Chamber, Biofilter Area | TAB-PLT-HU-6000 | Switch,Level-Low | Switch |  | LSL | http://www.toronto.ca/TWONTO#level_switch |  | Humidifier,Chamber, Biofilter Area
49986 | TAB-PLT-LSLL-0070 | Switch, Level Low Low, Screen Bldg. Sump, Pump Room, P Bldg. | TAB-PLT-P-0071 | Switch,Level-Low-Low | Switch |  | LSLL | http://www.toronto.ca/TWONTO#level_switch |  | Pump, Centrifugal (Wet), Screen Bldg. Sump, Pump Room, P Bldg.
49987 | TAB-PLT-LSLL-0287 | Switch,Level, Low,Low,Sump, Scrubber Room, Odour Control Bldg( Emmission Air Control) | TAB-PLT-P-5127 | Switch,Level | Switch |  | LSLL | http://www.toronto.ca/TWONTO#level_switch |  | Pump, Sump, P Bldg, Scrubber Rm
49988 | TAB-PLT-LSLL-5120 | Switch, Level Low Low, Sump Pumps P-5128/5129, Unwatering Pump Room | TAB-PLT-P-5128 | Switch,Level-Low-Low | Switch |  | LSLL | http://www.toronto.ca/TWONTO#level_switch |  | Pump, Sump
49989 | TAB-PLT-LSLL-5130 | Switch, Level Low Low, Sump Pumps P-5130/5131, Primary Tank, T-0900 Gallery | TAB-PLT-P-5130 | Switch,Level-Low-Low | Switch |  | LSLL | http://www.toronto.ca/TWONTO#level_switch |  | Pump, Sump
50015 | TAB-PLT-MSL-0100 | Switch, Motion Low, Grit Conveyor CV-0100, Grit Tank Area, Grit Bldg., P Bldg. | TAB-PLT-CV-0100 | Switch,Motion | Switch |  | MSL | http://www.toronto.ca/TWONTO#motion_sensor_element |  | Conveyor, Screw, Submersible, Grit Tank, T-0100, Grit Bldg., P Bldg.
50016 | TAB-PLT-MSL-0141 | Switch, Motion Low, Grit Distribution Conveyor CV-0140, Truck Loading Area, P Bldg. | TAB-PLT-CV-0140 | Switch,Motion | Switch |  | MSL | http://www.toronto.ca/TWONTO#motion_sensor_element |  | Conveyor, Reversing, Grit Distribution, Truck Loading Area, P Bldg.
50017 | TAB-PLT-MSL-0200 | Switch, Motion Low, Grit Conveyor CV-0200, Grit Tank Area, Grit Bldg., P Bldg. | TAB-PLT-CV-0160 | Switch,Motion | Switch |  | MSL | http://www.toronto.ca/TWONTO#motion_sensor_element |  | Conveyor, Shaftless Spiral, Screenings, Screenings Handling Area, P Bldg.
50018 | TAB-PLT-MSL-0200 | Switch, Motion Low, Grit Conveyor CV-0200, Grit Tank Area, Grit Bldg., P Bldg. | TAB-PLT-CV-0200 | Switch,Motion | Switch |  | MSL | http://www.toronto.ca/TWONTO#motion_sensor_element |  | Conveyor, Screw, Submersible, Grit Tank, T-0200, Grit Bldg., P Bldg.
50019 | TAB-PLT-MSL-0261 | Switch, Motion Low, Screenings Conveyor CV-0260, Screenings Handling Area, P Bldg. | TAB-PLT-CV-0260 | Switch,Motion | Switch |  | MSL | http://www.toronto.ca/TWONTO#motion_sensor_element |  | Conveyor, Shaftless Spiral, Screenings, Screenings Handling Area, P Bldg.
50020 | TAB-PLT-MSL-0361 | Switch, Motion Low, Grit Conveyor CV-0360, Grit Handling Area, P Bldg. | TAB-PLT-CV-0360 | Switch,Motion | Switch |  | MSL | http://www.toronto.ca/TWONTO#motion_sensor_element |  | Conveyor, Shaftless Spiral, Grit, Grit Handling Area, P Bldg.
50021 | TAB-PLT-MSL-0441 | Switch, Motion Low, Screenings Distribution Conveyor CV-0440, Truck Loading Area, P Bldg. | TAB-PLT-CV-0440 | Switch,Motion | Switch |  | MSL | http://www.toronto.ca/TWONTO#motion_sensor_element |  | Conveyor, Reversing, Screenings Distribution, Truck Loading Area, P Bldg.
50022 | TAB-PLT-MSL-0461 | Switch, Motion Low, Grit Conveyor CV-0460, Grit Handling Area, P Bldg. | TAB-PLT-CV-0460 | Switch,Motion | Switch |  | MSL | http://www.toronto.ca/TWONTO#motion_sensor_element |  | Conveyor, Shaftless Spiral, Grit, Grit Handling Area, P Bldg.
50023 | TAB-PLT-MSL-0500 | Switch, Motion Low, Grit Conveyor CV-0500, Grit Tank Area, Grit Bldg., P Bldg. | TAB-PLT-CV-0500 | Switch,Motion | Switch |  | MSL | http://www.toronto.ca/TWONTO#motion_sensor_element |  | Conveyor, Screw, Submersible, Grit Removal, Tank T-0500, Grit Bldg., P Bldg.
50024 | TAB-PLT-MSL-0641 | Switch, Motion Low, Screenings Distribution Conveyor CV-0640, Truck Loading Area, P Bldg. | TAB-PLT-CV-0640 | Switch,Motion | Switch |  | MSL | http://www.toronto.ca/TWONTO#motion_sensor_element |  | Conveyor, Reversing, Screenings Distribution, Truck Loading Area, P Bldg.
50025 | TAB-PLT-MSL-0741 | Switch, Motion Low, Grit Distribution Conveyor CV-0740, Truck Loading Area, P Bldg. | TAB-PLT-CV-0740 | Switch,Motion | Switch |  | MSL | http://www.toronto.ca/TWONTO#motion_sensor_element |  | Conveyor, Reversing, Grit Distribution, Truck Loading Area, P Bldg.
50090 | TAB-PLT-PSH-0221 | Switch, Pressure High, Grit Pump P-0221 Discharge, Grit Bldg., P Bldg. | TAB-PLT-P-0221 | Switch,Pressure-High | Switch |  | PSH | http://www.toronto.ca/TWONTO#pressure_switch |  | Pump, Centrifugal, Submersible, Grit Tank, T-0200, Grit Bldg., P Bldg.
50091 | TAB-PLT-PSH-0321 | Switch, Pressure High, Grit Pump P-0321 Discharge, Grit Bldg., P Bldg. | TAB-PLT-P-0321 | Switch,Pressure-High | Switch |  | PSH | http://www.toronto.ca/TWONTO#pressure_switch |  | Pump, Centrifugal, Submersible, Grit Tank, T-0300, Grit Bldg., P Bldg.
50092 | TAB-PLT-PSH-0422 | Switch, Pressure High, Grit Pump P-0422 Discharge, Grit Bldg., P Bldg. | TAB-PLT-P-0422 | Switch,Pressure-High | Switch |  | PSH | http://www.toronto.ca/TWONTO#pressure_switch |  | Pump, Centrifugal, Submersible, Grit Tank, T-0400, Grit Bldg., P Bldg.
50093 | TAB-PLT-PSH-0522 | Switch, Pressure High, Grit Pump P-0522 Discharge, Grit Bldg., P Bldg. | TAB-PLT-P-0522 | Switch,Pressure-High | Switch |  | PSH | http://www.toronto.ca/TWONTO#pressure_switch |  | Pump, Centrifugal, Submersible, Grit Tank, T-0500, Grit Bldg., P Bldg.
50094 | TAB-PLT-PSH-0622 | Switch, Pressure High, Grit Pump P-0622 Discharge, Grit Bldg., P Bldg. | TAB-PLT-P-0622 | Switch,Pressure-High | Switch |  | PSH | http://www.toronto.ca/TWONTO#pressure_switch |  | Pump, Centrifugal, Submersible, Grit Tank, T-0600, Grit Bldg., P Bldg.
50095 | TAB-PLT-PSL-1180 | Switch, Low Pressure, Odour Control | TAB-PLT-FN-1182 | Switch,Pressure | Switch |  | PSL | http://www.toronto.ca/TWONTO#pressure_switch |  | Fan, Exhaust,
50147 | TAB-PLT-SSL-1510 | Switch, Speed, Low, Submerged Conveyor, Grit Tank No. 15 | TAB-PLT-T-1501 | Switch,Speed-Low | Switch |  | SSL | http://www.toronto.ca/TWONTO#speed_switch |  | Grit Tank # 15
50148 | TAB-PLT-SSL-1610 | Switch, Speed, Low, Submerged Conveyor, Grit Tank No. 16 | TAB-PLT-T-1601 | Switch,Speed-Low | Switch |  | SSL | http://www.toronto.ca/TWONTO#speed_switch |  | Grit Tank # 16
50149 | TAB-PLT-SSL-4000 | Switch, Speed, Low, Grit Outloading Conveyor 4000, Conveyor Area | TAB-PLT-CV-3900 | Switch,Speed-Low | Switch |  | SSL | http://www.toronto.ca/TWONTO#speed_switch |  | Conveyor, Shaftless Spiral, Horizontal, Dewatering Area
50150 | TAB-PLT-SSL-4100 | Switch, Speed, Low, Grit Outloading Conveyor 4100, Conveyor Area | TAB-PLT-CV-4100 | Switch,Speed-Low | Switch |  | SSL | http://www.toronto.ca/TWONTO#speed_switch |  | Conveyor, Shaftless Spiral, Horizontal, Loading Bay
50152 | TAB-PLT-SSL-4400 | Switch, Speed, Low, Screenings Receiving Conveyor 4400, Conveyor Area | TAB-PLT-CV-4400 | Switch,Speed-Low | Switch |  | SSL | http://www.toronto.ca/TWONTO#speed_switch |  | Conveyor, Shaftless Spiral, Horizontal, Dewatering Area
50153 | TAB-PLT-SSL-4500 | Switch, Speed, Low, Screenings Receiving Conveyor 4500, Conveyor Area | TAB-PLT-CV-4500 | Switch,Speed-Low | Switch |  | SSL | http://www.toronto.ca/TWONTO#speed_switch |  | Conveyor, Shaftless Spiral, Horizontal, Dewatering Area
50154 | TAB-PLT-SSL-4800 | Switch, Speed, Low, Screenings Outloading Conveyor 4800, Conveyor Area | TAB-PLT-CV-4800 | Switch,Speed-Low | Switch |  | SSL | http://www.toronto.ca/TWONTO#speed_switch |  | Conveyor, Shaftless Spiral, Horizontal, Loading Bay
50155 | TAB-PLT-SSL-4900 | Switch, Speed, Low, Screenings Outloading Conveyor 4900, Conveyor Area | TAB-PLT-CV-4900 | Switch,Speed-Low | Switch |  | SSL | http://www.toronto.ca/TWONTO#speed_switch |  | Conveyor, Shaftless Spiral, Horizontal, Loading Bay
50156 | TAB-PLT-SSL-5000 | Switch, Speed, Low, Screenings Outloading Conveyor 4900, Conveyor Area | TAB-PLT-CV-5000 | Switch,Speed-Low | Switch |  | SSL | http://www.toronto.ca/TWONTO#speed_switch |  | Conveyor, Shaftless Spiral, Horizontal, Loading Bay
50157 | TAB-PLT-SSL-5100 | Switch, Speed, Low, Screenings Outloading Conveyor 4900, Conveyor Area | TAB-PLT-CV-5100 | Switch,Speed-Low | Switch |  | SSL | http://www.toronto.ca/TWONTO#speed_switch |  | Conveyor, Shaftless Spiral, Horizontal, Loading Bay
50539 | FCL-DCL-FSL-0001 | Switch, Flow, Low, Thermal, Sample to Before SO2 Analysers, Lab, Admin. Building | FCL-DCL | Switch | Switch |  | FSL | http://www.toronto.ca/TWONTO#flow_switch |  | Sulphur Dioxide System
50540 | FCL-DCL-FSL-0002 | Switch, Flow, Low, Thermal, Sample to After SO2 Analysers, Lab, Admin. Building | FCL-AFTER SO2 | Switch | Switch |  | FSL | http://www.toronto.ca/TWONTO#flow_switch |  | FCL-AFTER SO2 Sampling
50541 | FCL-DCL-FSL-0003A-SUS | Switch, Flow Low, Discharge, FCL-BEFORE SO2 Sample Pump 0001A, Sampling Pumps | FCL-SUSPENDED | Switch,Flow-Low | Switch | 36427 | FSL | http://www.toronto.ca/TWONTO#flow_switch |  | Suspended entity
50542 | FCL-DCL-FSL-0003B-SUS | Switch, Flow Low, Discharge, FCL-BEFORE SO2 Sample Pump 0001B, Sampling Pumps | FCL-DCL-P-0001B | Switch,Flow-Low | Switch | 36428 | FSL | http://www.toronto.ca/TWONTO#flow_switch |  | Pump, Centrifugal, Sampling Before SO2, Decant Liquor, Sampling Pumps
50543 | FCL-DCL-FSL-0004A-SUS | Switch, Flow Low, Discharge, FCL-AFTER SO2 Sample Pump 0002A, Sampling Pumps | FCL-SUSPENDED | Switch,Flow-Low | Switch | 36429 | FSL | http://www.toronto.ca/TWONTO#flow_switch |  | Suspended entity
50544 | FCL-DCL-FSL-0004B-SUS | Switch, Flow Low, Discharge, FCL-AFTER SO2 Sample Pump 0002B, Sampling Pumps | FCL-AFTER SO2 | Switch,Flow-Low | Switch | 36430 | FSL | http://www.toronto.ca/TWONTO#flow_switch |  | FCL-AFTER SO2 Sampling
50545 | FCL-DCL-FSL-0004B-SUS | Switch, Flow Low, Discharge, FCL-AFTER SO2 Sample Pump 0002B, Sampling Pumps | FCL-SUSPENDED | Switch,Flow-Low | Switch | 36430 | FSL | http://www.toronto.ca/TWONTO#flow_switch |  | Suspended entity
50551 | FCL-DCL-PSH-0101 | Switch, Pressure-High, Supply Header 1, Sulpher Dioxide System | FCL-DCL-SO-0101 | Switch,Pressure-High | Switch |  | PSH | http://www.toronto.ca/TWONTO#pressure_switch |  | Sulphonator, Sulphur Dioxide System, Machine Room,Gaseous Chemical Building
50553 | FCL-DCL-PSH-0202 | Switch, Pressure-High, Inlet, Evaporator 0201, Sulpher Dioxide System | FCL-DCL | Switch,Pressure-High | Switch |  | PSH | http://www.toronto.ca/TWONTO#pressure_switch |  | Sulphur Dioxide System
50555 | FCL-DCL-PSL-0101 | Switch, Pressure-Low, Supply Header 1, Sulpher Dioxide System | FCL-DCL | Switch,Pressure-Low | Switch |  | PSL | http://www.toronto.ca/TWONTO#pressure_switch |  | Sulphur Dioxide System
50556 | FCL-DCL-PSL-0102 | Switch, Pressure-Low, Outlet, Filter 0101, Sulpher Dioxide System | FCL-DCL | Switch,Pressure-Low | Switch |  | PSL | http://www.toronto.ca/TWONTO#pressure_switch |  | Sulphur Dioxide System
50557 | FCL-DCL-PSL-0201 | Switch, Pressure-Low, Supply Header 2, Sulpher Dioxide System | FCL-DCL | Switch,Pressure-Low | Switch |  | PSL | http://www.toronto.ca/TWONTO#pressure_switch |  | Sulphur Dioxide System
50558 | FCL-DCL-PSL-0201 | Switch, Pressure-Low, Supply Header 2, Sulpher Dioxide System | FCL-DCL-SO-0201 | Switch,Pressure-Low | Switch |  | PSL | http://www.toronto.ca/TWONTO#pressure_switch |  | Sulphonator, Sulphur Dioxide System, Machine Room,Gaseous Chemical Building
50559 | FCL-DCL-PSL-0202 | Switch, Pressure-Low, Outlet, Filter 0201, Sulpher Dioxide System | FCL-DCL-SO-0201 | Switch,Pressure-Low | Switch |  | PSL | http://www.toronto.ca/TWONTO#pressure_switch |  | Sulphonator, Sulphur Dioxide System, Machine Room,Gaseous Chemical Building
50560 | FCL-DCL-PSL-0301 | Switch, Pressure-Low, Supply Header 3, Sulpher Dioxide System | FCL-DCL-SO-0301 | Switch,Pressure-Low | Switch |  | PSL | http://www.toronto.ca/TWONTO#pressure_switch |  | Sulphonator, Sulphur Dioxide System, Machine Room,Gaseous Chemical Building
50561 | FCL-DCL-PSL-0302 | Switch, Pressure-Low, Outlet, Filter 0301, Sulpher Dioxide System | FCL-DCL | Switch,Pressure-Low | Switch |  | PSL | http://www.toronto.ca/TWONTO#pressure_switch |  | Sulphur Dioxide System
50562 | FCL-DCL-PSL-0506 | Switch, Pressure-Low, Outlet, Filter 0501, RMF Dechlorination,Machine Room,Gaseous Chemical Building | FCL-DCL-SO-0501 | Switch,Pressure-Low | Switch |  | PSL | http://www.toronto.ca/TWONTO#pressure_switch |  | Sulphonator, RMF Dechlorination, Machine Room,Gaseous Chemical Building
50667 | TAB-PLT-WSH-0341 | Switch,weight, High, Screen 0341 | TAB-PLT-SC-0341 | Switch,Weight-High | Switch |  | WSH | http://www.toronto.ca/TWONTO#weight_switch |  | Bar Screen #3
50668 | TAB-PLT-WSH-0541? | Switch,weight, High, Screen 0541 | TAB-PLT-SC-0541? | Switch,Weight-High | Switch | 35892 | WSH | http://www.toronto.ca/TWONTO#weight_switch |  | Bar Screen #5
50679 | TAB-PLTFSL-0381 | Switch, Flow Low, Plant Water, Screen SC-0380, P Bldg. | TAB-PLT-SC-0380 | Switch,Flow-Low | Switch |  | PLTFSL | http://www.toronto.ca/TWONTO#flow_switch |  | Screen, Perforated Plate, Screen Area, P Bldg.
50680 | TAB-POL-LSHH-2063 | Switch, Level High-High, Polymer Bldg, Basement | TAB-POL-P-2063 |  | Switch |  | LSHH | http://www.toronto.ca/TWONTO#level_switch |  | Pump, Sump
50686 | TAB-PRM- FSL-2100 | Switch ,Flow, Low, Seal Water to P-2100 | TAB-PRM-P-2100 | Switch,Flow | Switch |  |  | http://www.toronto.ca/TWONTO#flow_switch |  | Pump, Scum, PST 1 & 2
50803 | TAB-PRM-FSL-2401 | Switch ,Flow, Low,Seal water to Scum Pump P-2401 | TAB-PRM-P-2401 | Switch,Flow | Switch |  | FSL | http://www.toronto.ca/TWONTO#flow_switch |  | Pump, Positive Displacement , Primary Treatment, Scum Pumping, Primary Gallery
50804 | TAB-PRM-FSL-2402 | Switch ,Flow, Low,Seal water to Scum Pump P-2402 | TAB-PRM-P-2402 | Switch,Flow | Switch |  | FSL | http://www.toronto.ca/TWONTO#flow_switch |  | Pump, Positive Displacement , Primary Treatment, Scum Pumping, Primary Gallery
50805 | TAB-PRM-FSL-2601 | Switch ,Flow, Low,Seal water to Scum Pump P-2601 | TAB-PRM-P-2601 | Switch,Flow | Switch |  | FSL | http://www.toronto.ca/TWONTO#flow_switch |  | Pump, Scum
50806 | TAB-PRM-FSL-2702 | Switch ,Flow, Low,Seal water to Scum Pump P-2702 | TAB-PRM-P-2702 | Switch,Flow | Switch |  | FSL | http://www.toronto.ca/TWONTO#flow_switch |  | Pump, Scum
50807 | TAB-PRM-FSL-3101 | Switch ,Flow, Low,Seal water to Pump-3101 | TAB-PRM-P-3101 | Switch,Flow | Switch |  | FSL | http://www.toronto.ca/TWONTO#flow_switch |  | Pump, Raw Sludge
50808 | TAB-PRM-FSL-3102 | Switch ,Flow, Low,Seal water to Pump-3102 | TAB-PRM-P-3102 | Switch,Flow | Switch |  | FSL | http://www.toronto.ca/TWONTO#flow_switch |  | Pump, Raw Sludge
50809 | TAB-PRM-FSL-3201 | Switch ,Flow, Low,Seal water to Pump-3201 | TAB-PRM-P-3201 | Switch,Flow | Switch |  | FSL | http://www.toronto.ca/TWONTO#flow_switch |  | Pump, Raw Sludge
50810 | TAB-PRM-FSL-3202 | Switch ,Flow, Low,Seal water to Pump-3202 | TAB-PRM-P-3202 | Switch,Flow | Switch |  | FSL | http://www.toronto.ca/TWONTO#flow_switch |  | Pump, Raw Sludge
50811 | TAB-PRM-FSL-3301 | Switch ,Flow, Low,Seal water to Pump-3301 | TAB-PRM-P-3301 | Switch,Flow | Switch |  | FSL | http://www.toronto.ca/TWONTO#flow_switch |  | Pump, Raw Sludge
50812 | TAB-PRM-FSL-3401 | Switch ,Flow, Low,Seal water to Pump-3401 | TAB-PRM-P-3401 | Switch,Flow | Switch |  | FSL | http://www.toronto.ca/TWONTO#flow_switch |  | Pump, PRS from Primary Tank 0700, Primary Treatment, Sludge Pumping
50813 | TAB-PRM-FSL-3402 | Switch ,Flow, Low,Seal water to Pump-3402 | TAB-PRM-P-3402 | Switch,Flow | Switch |  | FSL | http://www.toronto.ca/TWONTO#flow_switch |  | Pump, PRS from Primary Tank 0700, Primary Treatment, Sludge Pumping
50814 | TAB-PRM-FSL-3501 | Switch, Flow Low, Raw Sludge Pump P-3501 Seal Water Line, Primary Gallery | TAB-PRM-P-3501 | Valve,Knife Gate | Switch |  | FSL | http://www.toronto.ca/TWONTO#flow_switch |  | Pump, , PRS from Primary Tank 0800, Primary Treatment, Sludge Pumping
50815 | TAB-PRM-FSL-3502 | Switch, Flow Low, Raw Sludge Pump P-3502 Seal Water Line, Primary Gallery | TAB-PRM-P-3502 | Valve,Knife Gate | Switch |  | FSL | http://www.toronto.ca/TWONTO#flow_switch |  | Pump, , PRS from Primary Tank 0800, Primary Treatment, Sludge Pumping
50816 | TAB-PRM-FSL-3601? | Switch ,Flow, Low,Seal water to Pump-3601 | TAB-SUSPENDED ENTITY | Switch,Flow | Switch | 34198 | FSL | http://www.toronto.ca/TWONTO#flow_switch |  | Suspended entities
50817 | TAB-PRM-FSL-3602 | Switch, Flow Low, Raw Sludge Pump P-3602 Seal Water Line, Primary Gallery | TAB-PRM-P-3601 | Switch,Flow-Low | Switch |  | FSL | http://www.toronto.ca/TWONTO#flow_switch |  | Pump, Centrifugal, PRS from Primary Tank 0900, Primary Treatment, Sludge Pumping
50818 | TAB-PRM-FSL-3702 | Switch ,Flow, Low,Seal water to Pump-3702 | TAB-PRM-P-3702 | Switch,Flow | Switch |  | FSL | http://www.toronto.ca/TWONTO#flow_switch |  | Pump, Raw Sludge
50819 | TAB-PRM-FSL-3902 | Switch ,Flow, Low,Seal water to Pump P-3902 | TAB-PRM-P-3902 | Switch,Flow | Switch |  | FSL | http://www.toronto.ca/TWONTO#flow_switch |  | Pump, Raw Sludge
50820 | TAB-PRM-FSL-4100 | Switch,Flow,Low | TAB-PRM-P-4100 | Switch,Flow-Low | Switch |  | FSL | http://www.toronto.ca/TWONTO#flow_switch |  | Pump, Density, Primary Sludge Line2
50821 | TAB-PRM-FSL-5001 | Switch ,Flow, Low,Hot Water Recirculation , Scum Hopper T-2100 | TAB-PRM-T-2100 | Switch,Flow | Switch |  | FSL | http://www.toronto.ca/TWONTO#flow_switch |  | Hopper, Scum - Primary Tank 1-2
50822 | TAB-PRM-FSL-5005 | Switch ,Flow, Low,Hot Water Return, Scum Hopper T-2500 | TAB-PRM-T-2500 | Switch,Flow | Switch | 34241 | FSL | http://www.toronto.ca/TWONTO#flow_switch |  | Hopper, Primary Tanks 7-9 Scum
50823 | TAB-PRM-FSL-5006 | Switch ,Flow, Low,Hot water to Tank -T-2600 | TAB-PRM-T-2600 | Switch,Flow | Switch |  | FSL | http://www.toronto.ca/TWONTO#flow_switch |  | D Building - Hopper, Scum
50824 | TAB-PRM-FSL-6502 | Switch ,Flow, Low,Seal Water injection to Scum Pump 2200 | TAB-PRM-T-2200 | Switch,Flow | Switch |  | FSL | http://www.toronto.ca/TWONTO#flow_switch |  | Hopper Scum - Primary Tank 3-4
50825 | TAB-PRM-FSL-6503 | Switch ,Flow, Low,Water injection to Scum Pump 2300 | TAB-PRM-P-2301 | Switch,Flow | Switch |  | FSL | http://www.toronto.ca/TWONTO#flow_switch |  | Pump, Hot Water Recirculating
50826 | TAB-PRM-FSL-6504 | Switch ,Flow, Low,Flushing water to Scum Pump-P-2402 | TAB-PRM-P-2402 | Switch,Flow | Switch |  | FSL | http://www.toronto.ca/TWONTO#flow_switch |  | Pump, Positive Displacement , Primary Treatment, Scum Pumping, Primary Gallery
50827 | TAB-PRM-FSL-6506 | Switch ,Flow, Low,Flushing water to Pump-P-2502 | TAB-SUSPENDED ENTITY | Switch,Flow | Switch | 34242 | FSL | http://www.toronto.ca/TWONTO#flow_switch |  | Suspended entities
50828 | TAB-PRM-FSL-6508 | Switch ,Flow, Low,Flushing water to Pump-P-2601 | TAB-PRM-P-2601 | Switch,Flow | Switch |  | FSL | http://www.toronto.ca/TWONTO#flow_switch |  | Pump, Scum
50829 | TAB-PRM-FSL-6509 | Switch ,Flow, Low, Flushing water to Pump-P-2602 | TAB-PRM-P-2602 | Switch,Flow | Switch |  | FSL | http://www.toronto.ca/TWONTO#flow_switch |  | Pump, Scum
50830 | TAB-PRM-FSL-7001 | Switch ,Flow, Low,Exhaust Air, FN7001 | TAB-PRM-T-2100 | Switch,Flow | Switch |  | FSL | http://www.toronto.ca/TWONTO#flow_switch |  | Hopper, Scum - Primary Tank 1-2
50831 | TAB-PRM-FSL-7002 | Switch ,Flow, Low,Exhaust Air, FN7002 | TAB-PRM-T-2200 | Switch,Flow | Switch |  | FSL | http://www.toronto.ca/TWONTO#flow_switch |  | Hopper Scum - Primary Tank 3-4
50832 | TAB-PRM-FSL-7004 | Switch ,Flow, Low, Exhaust Fan- FN-7004 | TAB-PRM-FN-7004 | Switch,Flow | Switch |  | FSL | http://www.toronto.ca/TWONTO#flow_switch |  | Fan, Exhaust (Primary Scum Air Process) NEF -26
50833 | TAB-PRM-FSL-7007 | Switch ,Flow, Low, Exhaust Fan- FN-7007 | TAB-PRM-FN-7007 | Switch,Flow | Switch |  | FSL | http://www.toronto.ca/TWONTO#flow_switch |  | Fan, Exhaust (Primary Scum Air Process)
50859 | TAB-PRM-LSH-0211 | Switch, Level High, Polymer Mix/Hold Tank T-0210, Polymer Room, Old Screen Bldg., P Bldg. | TAB-PRM-T-0210 | Switch,Level-High | Switch |  | LSH | http://www.toronto.ca/TWONTO#level_switch |  | Tank, Polymer Mix/Hold, Tank, Polymer Room, Old Screen Bldg., P Bldg.
50860 | TAB-PRM-LSH-0221 | Switch, Level High, Polymer Mix/Hold Tank T-0220, Polymer Room, Old Screen Bldg., P Bldg. | TAB-PRM-T-0220 | Switch,Level-High | Switch |  | LSH | http://www.toronto.ca/TWONTO#level_switch |  | Tank, Polymer Mix/Hold, Tank, Polymer Room, Old Screen Bldg., P Bldg.
50861 | TAB-PRM-LSH-0452 | Switch, Level High, Coagulant Tank Storage Containment Area No.1, Grit Bldg., P Bldg. | TAB-PRM-T-0410 | Switch,Level-High | Switch |  | LSH | http://www.toronto.ca/TWONTO#level_switch |  | Tank, Coagulant, CEPT Coagulant Dosing System, Grit Bldg., P Bldg.
50863 | TAB-PRM-LSHH-0422 | Switch, Level High High, CEPT Coagulant Tank T-0420, Grit Bldg., P Bldg. | TAB-PRM-T-0420 | Switch,Level-High-High | Switch |  | LSHH | http://www.toronto.ca/TWONTO#level_switch |  | Tank, Coagulant, CEPT Coagulant Dosing System, Grit Bldg., P Bldg.
50864 | TAB-PRM-LSHH-0462 | Switch, Level High,High, Coagulant Tank Storage Containment Area No.2, Grit Bldg., P Bldg. | TAB-PRM-T-0430 | Switch,Level-High-High | Switch |  | LSHH | http://www.toronto.ca/TWONTO#level_switch |  | Tank, Coagulant, CEPT Coagulant Dosing System, Grit Bldg., P Bldg.
50865 | TAB-PRM-LSHH-0521 | Switch, Level High High, Coagulant Tank Storage Containment Area No.2 Sump, Grit Bldg., P Bldg. | TAB-PRM-P-0520 | Switch,Level-High-High | Switch |  | LSHH | http://www.toronto.ca/TWONTO#level_switch |  | Pump, Submersible, Portable, Sump, Coagulant Tank Containment Area No. 2, Grit Bldg., P Bldg.
50867 | TAB-PRM-LSHH-8069 | Switch, Level High-High, Primary Tanks, P.S #2, Basement, Sludge Pump Room | TAB-PRM-P-8069 |  | Switch |  | LSHH | http://www.toronto.ca/TWONTO#level_switch |  | Pump, Sump
50868 | TAB-PRM-LSL-0211 | Switch, Level Low, Polymer Mix/Hold Tank T-0210, Polymer Room, Old Screen Bldg., P Bldg. | TAB-PRM-T-0210 | Switch,Level-Low | Switch |  | LSL | http://www.toronto.ca/TWONTO#level_switch |  | Tank, Polymer Mix/Hold, Tank, Polymer Room, Old Screen Bldg., P Bldg.
50928 | TAB-PRM-PSH-0311 | Switch, Pressure High, Polymer Feed Pump P-0310, Polymer Room, Old Screen Bldg., P Bldg. | TAB-PRM-P-0310 | Switch,Pressure-High | Switch |  | PSH | http://www.toronto.ca/TWONTO#pressure_switch |  | Pump, Polymer Feed, Positive Displacement, Polymer Room, Old Screen Bldg., P Bldg.
50929 | TAB-PRM-PSH-0361 | Switch, Pressure High, Polymer Feed Pump P-0360, Polymer Room, Old Screen Bldg., P Bldg. | TAB-PRM-P-0360 | Switch,Pressure-High | Switch |  | PSH | http://www.toronto.ca/TWONTO#pressure_switch |  | Pump, Polymer Feed, Positive Displacement, Polymer Room, Old Screen Bldg., P Bldg.
50930 | TAB-PRM-PSH-2200 | Switch Pressure,High,Scum Pump-2200 | TAB-PRM-P-2200 | Switch,Pressure | Switch |  | PSH | http://www.toronto.ca/TWONTO#pressure_switch |  | Pump, Scum, PST 3 & 4
50931 | TAB-PRM-PSH-2300 | Switch Pressure,High,Scum Pump-2300 | TAB-PRM-P-2300 | Switch,Pressure | Switch |  | PSH | http://www.toronto.ca/TWONTO#pressure_switch |  | Pump, Scum, PST 5 & 6
50932 | TAB-PRM-PSH-2402 | Switch Pressure,High, Scum Pump-2402 Discharge | TAB-PRM-P-2402 | Switch,Pressure | Switch |  | PSH | http://www.toronto.ca/TWONTO#pressure_switch |  | Pump, Positive Displacement , Primary Treatment, Scum Pumping, Primary Gallery
50934 | TAB-PRM-PSH-2501? | Switch Pressure,High, Pump-2501 Discharge | TAB-PRM-P-2501? | Switch,Pressure | Switch | 34233 | PSH | http://www.toronto.ca/TWONTO#pressure_switch |  | Pump, Scum
50935 | TAB-PRM-PSH-2501? | Switch Pressure,High, Pump-2501 Discharge | TAB-SUSPENDED ENTITY | Switch,Pressure | Switch | 34233 | PSH | http://www.toronto.ca/TWONTO#pressure_switch |  | Suspended entities
50936 | TAB-PRM-PSH-2502? | Switch Pressure,High, Pump-2502 Discharge | TAB-PRM-P-2502? | Switch,Pressure | Switch | 34234 | PSH | http://www.toronto.ca/TWONTO#pressure_switch |  | Pump, Scum
50937 | TAB-PRM-PSH-2602 | Switch Pressure,High, Pump-2602 Discharge | TAB-PRM-P-2602 | Switch,Pressure | Switch |  | PSH | http://www.toronto.ca/TWONTO#pressure_switch |  | Pump, Scum
50938 | TAB-PRM-PSH-2701 | Switch Pressure,High, Pump-2701 Discharge | TAB-PRM-P-2701 | Switch,Pressure | Switch |  | PSH | http://www.toronto.ca/TWONTO#pressure_switch |  | Pump, Scum
50939 | TAB-PRM-PSL-0111 | Switch, Pressure Low, Water to Polymer Make Up Tank T-0110, Polymer Room, Old Screen Bldg., P Bldg. | TAB-PRM-T-0110 | Switch,Pressure-Low | Switch |  | PSL | http://www.toronto.ca/TWONTO#pressure_switch |  | Tank, Polymer Make-Up, Polymer Room, Old Screen Bldg., P Bldg.
50940 | TAB-PRM-PSL-0112 | Switch, Pressure Differential, Water to Tank T-0110, Polymer Room, Old Screen Bldg., P Bldg. | TAB-PRM-T-0110 | Switch,Pressure-Low | Switch |  | PSL | http://www.toronto.ca/TWONTO#pressure_switch |  | Tank, Polymer Make-Up, Polymer Room, Old Screen Bldg., P Bldg.
50941 | TAB-PRM-PSL-2401 | Switch Pressure,Low, Pump-2401 Suction | TAB-PRM-P-2401 | Switch,Pressure | Switch |  | PSL | http://www.toronto.ca/TWONTO#pressure_switch |  | Pump, Positive Displacement , Primary Treatment, Scum Pumping, Primary Gallery
50943 | TAB-PRM-PSL-2501? | Switch Pressure,Low, Pump P-2501 Suction | TAB-PRM-P-2501? | Switch,Pressure | Switch | 34236 | PSL | http://www.toronto.ca/TWONTO#pressure_switch |  | Pump, Scum
50944 | TAB-PRM-PSL-2501? | Switch Pressure,Low, Pump P-2501 Suction | TAB-SUSPENDED ENTITY | Switch,Pressure | Switch | 34236 | PSL | http://www.toronto.ca/TWONTO#pressure_switch |  | Suspended entities
50946 | TAB-PRM-PSL-2502? | Switch Pressure,Low, Pump-2502 Suction | TAB-PRM-P-2502? | Switch,Pressure | Switch | 34235 | PSL | http://www.toronto.ca/TWONTO#pressure_switch |  | Pump, Scum
50947 | TAB-PRM-PSL-2502? | Switch Pressure,Low, Pump-2502 Suction | TAB-SUSPENDED ENTITY | Switch,Pressure | Switch | 34235 | PSL | http://www.toronto.ca/TWONTO#pressure_switch |  | Suspended entities
50948 | TAB-PRM-PSL-2601 | Switch , Low Pressure, Pump P-2601Suction | TAB-PRM-P-2601 | Switch,Pressure | Switch |  | PSL | http://www.toronto.ca/TWONTO#pressure_switch |  | Pump, Scum
50949 | TAB-PRM-PSL-2602 | Switch Pressure,Low, Pump-2602 Suction | TAB-PRM-P-2602 | Switch,Pressure | Switch |  | PSL | http://www.toronto.ca/TWONTO#pressure_switch |  | Pump, Scum
50950 | TAB-PRM-PSL-2702 | Switch Pressure,Low,Suction side of Pump-2701 | TAB-PRM-P-2702 | Switch,Pressure | Switch |  | PSL | http://www.toronto.ca/TWONTO#pressure_switch |  | Pump, Scum
50951 | TAB-PRM-PSL-3401 | Switch, Pressure Low, Primary Sludge, Pump P-3401 Suction, Primary Tank, T-0700 Gallery | TAB-PRM-P-3401 | Switch,Pressure-Low | Switch |  | PSL | http://www.toronto.ca/TWONTO#pressure_switch |  | Pump, PRS from Primary Tank 0700, Primary Treatment, Sludge Pumping
50952 | TAB-PRM-PSL-3501 | Switch, Pressure Low, Primary Sludge, Pump P-3501 Suction, Primary Tank, T-0800 Gallery | TAB-PRM-P-3501 | Valve,Knife Gate | Switch |  | PSL | http://www.toronto.ca/TWONTO#pressure_switch |  | Pump, , PRS from Primary Tank 0800, Primary Treatment, Sludge Pumping
50953 | TAB-PRM-PSL-3601 | Switch, Pressure Low, Primary Sludge, Pump P-3601 Suction, Primary Tank, T-0900 Gallery | TAB-PRM-P-3601 | Switch,Pressure-Low | Switch |  | PSL | http://www.toronto.ca/TWONTO#pressure_switch |  | Pump, Centrifugal, PRS from Primary Tank 0900, Primary Treatment, Sludge Pumping
50954 | TAB-PRM-PSL-4301 | Switch Pressure,Low,Grinder Inlet side, | TAB-PRM-GDR-4300 | Switch,Pressure | Switch |  | PSL | http://www.toronto.ca/TWONTO#pressure_switch |  | Grinder, Primary Sludge Line
50955 | TAB-PRM-PSL-7001 | Switch Pressure,Low ,Exhaust Fan FN-7002 | TAB-PRM-T-2100 | Switch,Pressure | Switch |  | PSL | http://www.toronto.ca/TWONTO#pressure_switch |  | Hopper, Scum - Primary Tank 1-2
50956 | TAB-PRM-PSL-7003 | Switch Pressure,Low ,Exhaust Fan-FN7003 | TAB-PRM-T-2300 | Switch,Pressure | Switch |  | PSL | http://www.toronto.ca/TWONTO#pressure_switch |  | Hopper, Scum - Primary Tank 5-6
50988 | TAB-PRM-TSH-0310 | Switch, Temperature High, Polymer Feed Pump P-0310, Polymer Room, Old Screen Bldg., P Bldg. | TAB-PRM-P-0310 | Switch,Temperature-High | Switch |  | TSH | http://www.toronto.ca/TWONTO#temperature_switch |  | Pump, Polymer Feed, Positive Displacement, Polymer Room, Old Screen Bldg., P Bldg.
50989 | TAB-PRM-TSH-0320 | Switch, Temperature High, Polymer Feed Pump P-0320, Polymer Room, Old Screen Bldg., P Bldg. | TAB-PRM-P-0320 | Switch,Temperature-High | Switch |  | TSH | http://www.toronto.ca/TWONTO#temperature_switch |  | Pump, Polymer Feed, Positive Displacement, Polymer Room, Old Screen Bldg., P Bldg.
50990 | TAB-PRM-TSH-0330 | Switch, Temperature High, Polymer Feed Pump P-0330, Polymer Room, Old Screen Bldg., P Bldg. | TAB-PRM-P-0330 | Switch,Temperature-High | Switch |  | TSH | http://www.toronto.ca/TWONTO#temperature_switch |  | Pump, Polymer Feed, Positive Displacement, Polymer Room, Old Screen Bldg., P Bldg.
50991 | TAB-PRM-TSH-0340 | Switch, Temperature High, Polymer Feed Pump P-0340, Polymer Room, Old Screen Bldg., P Bldg. | TAB-PRM-P-0340 | Switch,Temperature-High | Switch |  | TSH | http://www.toronto.ca/TWONTO#temperature_switch |  | Pump, Polymer Feed, Positive Displacement, Polymer Room, Old Screen Bldg., P Bldg.
51533 | TAB-PRS-LS-0712 | Switch, Level, Ferrous Chloride, Tank T-0710, Grit Bldg., P Bldg. | TAB-PRS-T-0710 | Switch,Level | Switch |  | LS | http://www.toronto.ca/TWONTO#level_switch |  | Tank, Coagulant, Phosphorus Removal System, Grit Bldg., P Bldg.
51534 | TAB-PRS-LS-8100 | Switch, Level,Sump Pit | TAB-PRS-P-8100 | Switch,Level | Switch |  | LS | http://www.toronto.ca/TWONTO#level_switch |  | Pump, Sump, GX3003A
51535 | TAB-PRS-LSH-0100 | Switch, Level-High, Strainers and Loading Room Transfer Skid Containment, Truck Unloading | TAB-PRS-V-FECL2 | Switch,Level-High | Switch |  | LSH | http://www.toronto.ca/TWONTO#level_switch |  | Ferrous Chloride Filters & Valves - Chemical Unloading Station
51536 | TAB-PRS-LSH-0411 | Switch, Level High, Sanitary Sump | TAB-PRS-P-0411 | Switch,Level-High | Switch |  | LSH | http://www.toronto.ca/TWONTO#level_switch |  | Pump, Submersible, Sanitary Sump , PRS Building Basement
51537 | TAB-PRS-LSH-0413 | Switch, Level High, Sanitary Sump | TAB-PRS-P-0413 | Switch,Level-High | Switch |  | LSH | http://www.toronto.ca/TWONTO#level_switch |  | Pump, Submersible, Sanitary Sump , Middle of the 'J' tunnel between PRS Building and RAS gallery
51538 | TAB-PRS-LSH-0721 | Switch, Level High, Phosphorus Removal Storage Containment Area, Grit Bldg., P Bldg. | TAB-PRS-T-2001 | Switch,Level-High | Switch |  | LSH | http://www.toronto.ca/TWONTO#level_switch |  | Tank, Ferrous Chloride Storage, Grit Bldg, P Bldg
51539 | TAB-PRS-LSH-2001 | Switch, Level-High, Chemical Storage Tank Containment, East Chemical Storage Tanks | TAB-PRS-T-FECL2 | Switch,Level-High | Switch |  | LSH | http://www.toronto.ca/TWONTO#level_switch |  | Ferrous Chloride Tanks & Valves
51540 | TAB-PRS-LSHH-0411 | Switch, Level High,High, Sanitary Sump | TAB-PRS-P-0411 | Switch,Level-High-High | Switch |  | LSHH | http://www.toronto.ca/TWONTO#level_switch |  | Pump, Submersible, Sanitary Sump , PRS Building Basement
51541 | TAB-PRS-LSHH-8100 | Switch, Level High-High, Chemical Gallery, Center-East Sump | TAB-PRS-P-8100 |  | Switch |  | LSHH | http://www.toronto.ca/TWONTO#level_switch |  | Pump, Sump, GX3003A
51542 | TAB-PRS-LSHH-8101A | Switch, Level High-High, Chemical Gallery, Main Sump | TAB-PRS-P-8101 |  | Switch |  | LSHH | http://www.toronto.ca/TWONTO#level_switch |  | Pump, Sump
51543 | TAB-PRS-LSHL-0994 | Swtich, Level, High-High Low-Low, Ferrous Chloride Day Tank, Ferrous Chloride Room | TAB-PRS-T-0990 | Switch,Level-High-High | Switch |  | LSHL | http://www.toronto.ca/TWONTO#level_switch |  | Tank, Ferrous Chloride, D Building
51544 | TAB-PRS-LSL-0401 | Switch, Level-Low, Containment Sump | TAB-PRS-T-0401 | Switch,Level-Low | Switch |  | LSL | http://www.toronto.ca/TWONTO#level_switch |  | Containment Sump, Miscellaneous Process
51545 | TAB-PRS-LSL-0411 | Switch, Level Low, Sanitary Sump | TAB-PRS-P-0411 | Switch,Level-Low | Switch |  | LSL | http://www.toronto.ca/TWONTO#level_switch |  | Pump, Submersible, Sanitary Sump , PRS Building Basement
51546 | TAB-PRS-LSL-0413 | Switch, Level Low, Sanitary Sump | TAB-PRS-P-0413 | Switch,Level-Low | Switch |  | LSL | http://www.toronto.ca/TWONTO#level_switch |  | Pump, Submersible, Sanitary Sump , Middle of the 'J' tunnel between PRS Building and RAS gallery
51547 | TAB-PRS-LSL-1002 | Switch,Level -Low,Ferrous Chloride,Tank 1001 | TAB-PRS-T-0990 | Switch,Level | Switch | 34509 | LSL | http://www.toronto.ca/TWONTO#level_switch |  | Tank, Ferrous Chloride, D Building
51649 | TAB-PRS-PSH-0301 | Switch,Pressure,High,Pump 0301 | TAB-PRS-P-0301 | Switch,Pressure | Switch |  | PSH | http://www.toronto.ca/TWONTO#pressure_switch |  | Pump, Transfer, Chemical Gallery to D Building
51650 | TAB-PRS-PSH-0302 | Switch,Pressure,High,Pump 0302 | TAB-PRS-P-0302 | Switch,Pressure | Switch |  | PSH | http://www.toronto.ca/TWONTO#pressure_switch |  | Pump, Transfer, Chemical Gallery to P Building
51651 | TAB-PRS-PSH-0401 | Switch, Pressure-High, Containment Sump | TAB-PRS-P-0401 | Switch,Pressure-High | Switch |  | PSH | http://www.toronto.ca/TWONTO#pressure_switch |  | Pump, Sump, Containment Sump
51652 | TAB-PRS-PSH-1003 | Switch, Pressure-High, Chemical Discharge, Rail Car Unloading | TAB-PRS-C | Switch,Pressure-High | Switch |  | PSH | http://www.toronto.ca/TWONTO#pressure_switch |  | Air Compressors & Receiver/ Unloading Station
51653 | TAB-PRS-PSH-1003 | Switch, Pressure-High, Chemical Discharge, Rail Car Unloading | TAB-PRS-V-FECL2 | Switch,Pressure-High | Switch |  | PSH | http://www.toronto.ca/TWONTO#pressure_switch |  | Ferrous Chloride Filters & Valves - Chemical Unloading Station
51654 | TAB-PRS-PSH-3010 | Switch, Pressure-High, Chemical Dosing Pump, Secondary Dosing | TAB-PRS-P-3010 | Switch,Pressure-High | Switch |  | PSH | http://www.toronto.ca/TWONTO#pressure_switch |  | Pump, Chemical Dosing, Secondary Dosing
51655 | TAB-PRS-PSH-3040 | Switch, Pressure-High, Chemical Dosing Pump, Secondary Dosing | TAB-PRS-P-3040 | Switch,Pressure-High | Switch |  | PSH | http://www.toronto.ca/TWONTO#pressure_switch |  | Pump, Chemical Dosing, Secondary Dosing
51656 | TAB-PRS-PSH-3110 | Switch, Pressure-High,Chemical Dosing Pump, Secondary Dosing | TAB-PRS-P-3110 | Switch,Pressure-High | Switch |  | PSH | http://www.toronto.ca/TWONTO#pressure_switch |  | Pump, Chemical Dosing, Secondary Dosing
51657 | TAB-PRS-PSH-3320 | Switch, Pressure-High, Chemical Dosing Pump, Secondary Dosing | TAB-PRS-P-3320 | Switch,Pressure-High | Switch |  | PSH | http://www.toronto.ca/TWONTO#pressure_switch |  | Pump, Chemical Dosing, Secondary Dosing
51658 | TAB-PRS-PSH-3330 | Switch, Pressure-High, Chemical Dosing Pump, Secondary Dosing | TAB-PRS-P-3330 | Switch,Pressure-High | Switch |  | PSH | http://www.toronto.ca/TWONTO#pressure_switch |  | Pump, Chemical Dosing, Secondary Dosing
51659 | TAB-PRS-PSH-4010 | Switch, Pressure-High, Primary Transfer Pump | TAB-PRS-P-4010 | Switch,Pressure-High | Switch |  | PSH | http://www.toronto.ca/TWONTO#pressure_switch |  | Pump, Primary Transfer
51660 | TAB-PRS-PSH-4030 | Switch, Pressure-High, Primary Transfer Pump | TAB-PRS-P-4030 | Switch,Pressure-High | Switch |  | PSH | http://www.toronto.ca/TWONTO#pressure_switch |  | Pump, Primary Transfer
51661 | TAB-PRS-PSL-3020 | Switch, Pressure-Low, Chemical Dosing Pump, Secondary Dosing | TAB-PRS-P-3020 | Switch,Pressure-Low | Switch |  | PSL | http://www.toronto.ca/TWONTO#pressure_switch |  | Pump, Chemical Dosing, Secondary Dosing
51662 | TAB-PRS-PSL-3030 | Switch, Pressure-Low, Chemical Dosing Pump, Secondary Dosing | TAB-PRS-P-3030 | Switch,Pressure-Low | Switch |  | PSL | http://www.toronto.ca/TWONTO#pressure_switch |  | Pump, Chemical Dosing, Secondary Dosing
51663 | TAB-PRS-PSL-3040 | Switch, Pressure-Low, Chemical Dosing Pump, Secondary Dosing | TAB-PRS-P-3040 | Switch,Pressure-Low | Switch |  | PSL | http://www.toronto.ca/TWONTO#pressure_switch |  | Pump, Chemical Dosing, Secondary Dosing
51664 | TAB-PRS-PSL-3110 | Switch, Pressure-Low,Chemical Dosing Pump, Secondary Dosing | TAB-PRS-P-3110 | Switch,Pressure-Low | Switch |  | PSL | http://www.toronto.ca/TWONTO#pressure_switch |  | Pump, Chemical Dosing, Secondary Dosing
51665 | TAB-PRS-PSL-3120 | Switch, Pressure-Low,Chemical Dosing Pump, Secondary Dosing | TAB-PRS-P-3120 | Switch,Pressure-Low | Switch |  | PSL | http://www.toronto.ca/TWONTO#pressure_switch |  | Pump, Chemical Dosing, Secondary Dosing
51666 | TAB-PRS-PSL-3210 | Switch, Pressure-Low, Chemical Dosing Pump, Secondary Dosing | TAB-PRS-P-3210 | Switch,Pressure-Low | Switch |  | PSL | http://www.toronto.ca/TWONTO#pressure_switch |  | Pump, Chemical Dosing, Secondary Dosing
51667 | TAB-PRS-PSL-3220 | Switch, Pressure-Low, Chemical Dosing Pump, Secondary Dosing | TAB-PRS-P-3220 | Switch,Pressure-Low | Switch |  | PSL | http://www.toronto.ca/TWONTO#pressure_switch |  | Pump, Chemical Dosing, Secondary Dosing
51668 | TAB-PRS-PSL-3230 | Switch, Pressure-Low, Chemical Dosing Pump, Secondary Dosing | TAB-PRS-P-3230 | Switch,Pressure-Low | Switch |  | PSL | http://www.toronto.ca/TWONTO#pressure_switch |  | Pump, Chemical Dosing, Secondary Dosing
51669 | TAB-PRS-PSL-3240 | Switch, Pressure-Low, Chemical Dosing Pump, Secondary Dosing | TAB-PRS-P-3240 | Switch,Pressure-Low | Switch |  | PSL | http://www.toronto.ca/TWONTO#pressure_switch |  | Pump, Chemical Dosing, Secondary Dosing
51670 | TAB-PRS-PSL-3310 | Switch, Pressure-Low, Chemical Dosing Pump, Secondary Dosing | TAB-PRS-P-3310 | Switch,Pressure-Low | Switch |  | PSL | http://www.toronto.ca/TWONTO#pressure_switch |  | Pump, Chemical Dosing, Secondary Dosing
51671 | TAB-PRS-PSL-3330 | Switch, Pressure-Low, Chemical Dosing Pump, Secondary Dosing | TAB-PRS-P-3330 | Switch,Pressure-Low | Switch |  | PSL | http://www.toronto.ca/TWONTO#pressure_switch |  | Pump, Chemical Dosing, Secondary Dosing
51672 | TAB-PRS-PSL-4010 | Switch, Pressure-Low, Primary Transfer Pump | TAB-PRS-P-4010 | Switch,Pressure-Low | Switch |  | PSL | http://www.toronto.ca/TWONTO#pressure_switch |  | Pump, Primary Transfer
51673 | TAB-PRS-PSL-4020 | Switch, Pressure-Low, Primary Transfer Pump | TAB-PRS-P-4020 | Switch,Pressure-Low | Switch |  | PSL | http://www.toronto.ca/TWONTO#pressure_switch |  | Pump, Primary Transfer
51738 | FCL-DEW-LSH-0001 | Switch, Level, High, Raw Water Dewatering Pump Dry Pit | FCL-DEW | Switch,Level-High | Switch |  | LSH | http://www.toronto.ca/TWONTO#level_switch |  | Dewatering
51739 | FCL-DEW-LSH-0002 | Switch, Level, High, Treated Water Dewatering Pump Dry Pit | FCL-DEW | Switch,Level-High | Switch |  | LSH | http://www.toronto.ca/TWONTO#level_switch |  | Dewatering
51740 | FCL-DEW-LSH-0003 | Switch, Level, High, Pre-Treatment Dewatering Pump Dry Pit | FCL-DEW | Switch,Level-High | Switch |  | LSH | http://www.toronto.ca/TWONTO#level_switch |  | Dewatering
51741 | FCL-DEW-LSH-0003 | Switch, Level, High, Pre-Treatment Dewatering Pump Dry Pit | FCL-DEW-SED | Switch,Level-High | Switch |  | LSH | http://www.toronto.ca/TWONTO#level_switch |  | Sedimentation Area Dewatering
51742 | FCL-DEW-LSH-0005 | Switch, Level High, Wet Well Tank, Dewatering & Sump Pumps@Settling Tanks | FCL-DEW | Switch,Level-High | Switch |  | LSH | http://www.toronto.ca/TWONTO#level_switch |  | Dewatering
51743 | FCL-DEW-LSH-0201 | Switch, Level, High, Treated Water Process Dewatering Pit T-0201 | FCL-DEW-RW | Switch,Level-High | Switch |  | LSH | http://www.toronto.ca/TWONTO#level_switch |  | Raw water Area Dewatering
51744 | FCL-DEW-LSH-0601 | Switch, Level, High , Treated Water Area Dewatering Pit T-0601 | FCL-DEW-RW | Switch,Level-High | Switch |  | LSH | http://www.toronto.ca/TWONTO#level_switch |  | Raw water Area Dewatering
51745 | FCL-DEW-LSHH-0401 | Switch, Level, High High, Raw Water Area Dewatering Pit T-0401 | FCL-DEW-RW | Switch,Level-High-High | Switch |  | LSHH | http://www.toronto.ca/TWONTO#level_switch |  | Raw water Area Dewatering
51746 | FCL-DEW-LSL-0201 | Switch, Level, Low, Treated Water Process Dewatering Pit T-0201 | FCL-DEW-RW | Switch,Level-High | Switch |  | LSL | http://www.toronto.ca/TWONTO#level_switch |  | Raw water Area Dewatering
51747 | FCL-DEW-LSLL-0501 | Switch, Level, Low Low, Pre-Treatment Area Dewatering Pit T-0501 | FCL-DEW-RW | Switch,Level-High | Switch |  | LSLL | http://www.toronto.ca/TWONTO#level_switch |  | Raw water Area Dewatering
51748 | FCL-DEW-LSLL-0601 | Switch, Level, Low Low, Treated Water Area Dewatering Pit T-0601 | FCL-DEW-RW | Switch,Level-High | Switch |  | LSLL | http://www.toronto.ca/TWONTO#level_switch |  | Raw water Area Dewatering
52071 | TAB-PRS-ZSL-0116 | Switch, Valve Position Closed, Truck Unloading Drain Valve | TAB-PRS-V-0116? | Switch,Position-Low | Switch | 46108 | ZSL | http://www.toronto.ca/TWONTO#position_switch |  | Valve, Inlet Immediate from Rail Car #3
52072 | TAB-PRS-ZSL-0117 | Switch, Valve Position Closed, Truck Unloading Drain Valve | TAB-PRS-V-0117 | Switch,Position-Low | Switch |  | ZSL | http://www.toronto.ca/TWONTO#position_switch |  | Valve, Ball, Drain, Truck Unloading line
52161 | TAB-PWA-LS-5144 | Switch, Level | TAB-PWA-P-5144 | Switch,Level | Switch |  | LS | http://www.toronto.ca/TWONTO#level_switch |  | Pump, Sanitary Sump
52162 | TAB-PWA-LSH-5121 | Switch,Level High,Washwater Sump, Plant Water Pumping | TAB-PWA-P-5120 | Switch,Level-High | Switch |  | LSH | http://www.toronto.ca/TWONTO#level_switch |  | Pump,Submersible,Washwater Sump, Plant Water Pumping
52163 | TAB-PWA-LSH-5142 | Switch, Level,High | TAB-PWA-P-5142 | Switch,Level | Switch |  | LSH | http://www.toronto.ca/TWONTO#level_switch |  | Pump, Sump
52164 | TAB-PWA-LSH-5143 | Switch, Level,High | TAB-PWA-P-5143 | Switch,Level | Switch |  | LSH | http://www.toronto.ca/TWONTO#level_switch |  | Pump, Sump
52165 | TAB-PWA-LSH-5145 | Switch, Level High, Plant Water Bldg, Main Floor, East Sump | TAB-PWA-P-5145 | Switch,Level | Switch |  | LSH | http://www.toronto.ca/TWONTO#level_switch |  | Pump, Sanitary Sump
52166 | TAB-PWA-LSH-5148 | Switch, Level,High | TAB-PWA-P-5148 | Switch,Level | Switch |  | LSH | http://www.toronto.ca/TWONTO#level_switch |  | Pump, Gutter Drain Sump
52167 | TAB-PWA-LSH-5152 | Switch, Level High, Plant Water Bldg, Main Floor, West Sump | TAB-PWA-P-5152 |  | Switch |  | LSH | http://www.toronto.ca/TWONTO#level_switch |  | Pump, Waste Wash Water Sump
52168 | TAB-PWA-LSHH-5101 | Switch,Level High High,Washwater Sump, Plant Water Pumping | TAB-PWA-P-5100 | Switch,Level-High-High | Switch |  | LSHH | http://www.toronto.ca/TWONTO#level_switch |  | Pump,Submersible,Washwater Sump, Plant Water Pumping
52169 | TAB-PWA-LSHH-5121 | Switch,Level High High,Washwater Sump, Plant Water Pumping | TAB-PWA-P-5120 | Switch,Level-High-High | Switch |  | LSHH | http://www.toronto.ca/TWONTO#level_switch |  | Pump,Submersible,Washwater Sump, Plant Water Pumping
52170 | TAB-PWA-LSHH-5135 | Switch, Level High-High, Plant Water Bldg, Seawall Tunnel, Digester 13-16 Entrance | TAB-PWA-P-5135 |  | Switch |  | LSHH | http://www.toronto.ca/TWONTO#level_switch |  | Pump, Sump, Seawall Tunnel, Digester 13-16 Entrance
52171 | TAB-PWA-LSHH-5137 | Switch, Level High-High, Plant Water Bldg, Seawall Tunnel, Plant Water East Entrance | TAB-PWA-P-5137 |  | Switch |  | LSHH | http://www.toronto.ca/TWONTO#level_switch |  | Pump, Sump, Seawall Tunnel, Plant Water East Entrance
52172 | TAB-PWA-LSHH-5139 | Switch, Level High-High, Plant Water Bldg, Basement, South Sump | TAB-PWA-P-5139 |  | Switch |  | LSHH | http://www.toronto.ca/TWONTO#level_switch |  | Pump, Sump, Seawall Tunnel E, near Dig 13-16
52173 | TAB-PWA-LSHH-5142A | Switch, Level High-High, Plant Water Bldg, Seawall Tunnel, Plant Water West Entrance | TAB-PWA-P-5142 |  | Switch |  | LSHH | http://www.toronto.ca/TWONTO#level_switch |  | Pump, Sump
52174 | TAB-PWA-LSHH-5152 | Switch, Level High-High, Plant Water Bldg, Main Floor, West Sump | TAB-PWA-P-5152 |  | Switch |  | LSHH | http://www.toronto.ca/TWONTO#level_switch |  | Pump, Waste Wash Water Sump
52175 | TAB-PWA-LSL-5121 | Switch,Level Low,Washwater Sump, Plant Water Pumping | TAB-PWA-P-5120 | Switch,Level-Low | Switch |  | LSL | http://www.toronto.ca/TWONTO#level_switch |  | Pump,Submersible,Washwater Sump, Plant Water Pumping
52176 | TAB-PWA-LSLL-5101 | Switch,Level Low Low,Washwater Sump, Plant Water Pumping | TAB-PWA-P-5100 | Switch,Level-Low-Low | Switch |  | LSLL | http://www.toronto.ca/TWONTO#level_switch |  | Pump,Submersible,Washwater Sump, Plant Water Pumping
52220 | TAB-PWA-PDSH-2620 | Switch, Pressure Differential, Strainer | TAB-PWA-STR-2620 | Switch,Pressure | Switch |  | PDSH | http://www.toronto.ca/TWONTO#pressure_switch |  | Strainer, Automatic, Pump Discharge, Plant Water Pumping
52221 | TAB-PWA-PDSH-2640 | Switch, Pressure Differential, Strainer | TAB-PWA-STR-2640 | Switch,Pressure | Switch |  | PDSH | http://www.toronto.ca/TWONTO#pressure_switch |  | Strainer, Automatic, Pump Discharge, Plant Water Pumping
52222 | TAB-PWA-PDSH-2660 | Switch, Pressure Differential, Strainer | TAB-PWA-STR-2660 | Switch,Pressure | Switch |  | PDSH | http://www.toronto.ca/TWONTO#pressure_switch |  | Strainer, Automatic, Pump Discharge, Plant Water Pumping
52228 | TAB-PWA-PSH-0555 | Switch, Pressure-High, Plant Water Process Piping | TAB-PWA-P-0555 | Switch,Pressure-High | Switch |  | PSH | http://www.toronto.ca/TWONTO#pressure_switch |  | Pump, Effluent, Filtered, Plant Water
52229 | TAB-PWA-PSH-0840 | Switch, Pressure, High, Plant Water Pump | TAB-PWA-P-0840 | Switch,Pressure-High | Switch |  | PSH | http://www.toronto.ca/TWONTO#pressure_switch |  | Pump, Centifugal, Plant Water
52230 | TAB-PWA-PSH-1001 | Switch,Pressure,High | TAB-PWA-F-1001 | Switch,Pressure-High | Switch |  | PSH | http://www.toronto.ca/TWONTO#pressure_switch |  | Filter, Plant Water, Gas Control Building
52232 | TAB-PWA-PSH-2701 | Switch, Pressure, High | TAB-DIS-NAOCL | Switch,Pressure-High | Switch |  | PSH | http://www.toronto.ca/TWONTO#pressure_switch |  | Disinfection - Sodium Hypochlorite
52233 | TAB-PWA-PSL-0090 | Switch,Pressure,Low | TAB-PWA-P-0090 | Switch,Pressure-Low | Switch |  | PSL | http://www.toronto.ca/TWONTO#pressure_switch |  | Pump, Chiller Cir.
52234 | TAB-PWA-PSL-0840 | Switch, Pressure, Low, Plant Water Pump | TAB-PWA-P-0840 | Switch,Pressure-Low | Switch |  | PSL | http://www.toronto.ca/TWONTO#pressure_switch |  | Pump, Centifugal, Plant Water
52257 | TAB-PWA-TSH-0090 | Switch,Temperature,High | TAB-PWA-P-0090 | Switch,Temperature-High | Switch |  | TSH | http://www.toronto.ca/TWONTO#temperature_switch |  | Pump, Chiller Cir.
52810 | TAB-RSP-FSL-1021 | Switch ,Flow, Low,Intake Air, T Bldg. Gate Monument | TAB-RSP-SB-1020 | Switch,Flow | Switch |  | FSL | http://www.toronto.ca/TWONTO#flow_switch |  | Carbon Scrubber, Monument Bldg East of T Bldg
52812 | TAB-RSP-FSL-1211 | Flow Switch, Low, LOR Heat Exchanger.,Raw Sewage Pump #1 | TAB-RSP-P-1210 | Switch,Flow | Switch |  | FSL | http://www.toronto.ca/TWONTO#flow_switch |  | Pump,Raw Sewage Transfer #1
52813 | TAB-RSP-FSL-1220 | Flow Switch, Low,Coolingl Water, Motor Brg.,Raw Sewage Pump #2 | TAB-RSP-P-1220 | Switch,Flow | Switch |  | FSL | http://www.toronto.ca/TWONTO#flow_switch |  | Pump,Raw Sewage Transfer #2
52815 | TAB-RSP-FSL-1221 | Flow Switch, Low, LOR.,Raw Sewage Pump #2 | TAB-RSP-P-1220 | Switch,Flow | Switch |  | FSL | http://www.toronto.ca/TWONTO#flow_switch |  | Pump,Raw Sewage Transfer #2
52816 | TAB-RSP-FSL-1221C | Flow Switch, Low, Lubrication Oil Skid #2, Raw Sewage Pump #2 | TAB-RSP-P-1220 |  | Switch |  | FSL | http://www.toronto.ca/TWONTO#flow_switch |  | Pump,Raw Sewage Transfer #2
52817 | TAB-RSP-FSL-1221D | Flow Switch, Low, Cooling Water Supply to Heat Exchanger | TAB-RSP-P-1220 | Switch,Flow | Switch |  | FSL | http://www.toronto.ca/TWONTO#flow_switch |  | Pump,Raw Sewage Transfer #2
52818 | TAB-RSP-FSL-1230 | Flow Switch, Low,Coolingl Water, Motor Brg.,Raw Sewage Pump #3 | TAB-RSP-P-1230 | Switch,Flow | Switch |  | FSL | http://www.toronto.ca/TWONTO#flow_switch |  | Pump,Raw Sewage Transfer #3
52819 | TAB-RSP-FSL-1231C | Flow Switch, Low, Lubrication Oil Skid #3, Raw Sewage Pump #3 | TAB-RSP-P-1230 |  | Switch |  | FSL | http://www.toronto.ca/TWONTO#flow_switch |  | Pump,Raw Sewage Transfer #3
52820 | TAB-RSP-FSL-1241C | Flow Switch, Low, Lubrication Oil Skid #4, Raw Sewage Pump #4 | TAB-RSP-P-1240 |  | Switch |  | FSL | http://www.toronto.ca/TWONTO#flow_switch |  | Pump,Raw Sewage Transfer #4
52821 | TAB-RSP-FSL-1241D | Flow Switch, Low, Cooling Water Supply to Heat Exchanger | TAB-RSP-P-1240 | Switch,Flow | Switch |  | FSL | http://www.toronto.ca/TWONTO#flow_switch |  | Pump,Raw Sewage Transfer #4
52822 | TAB-RSP-FSL-1251C | Flow Switch, Low, Lubrication Oil Skid #5, Raw Sewage Pump #5 | TAB-RSP-P-1250 |  | Switch |  | FSL | http://www.toronto.ca/TWONTO#flow_switch |  | Pump,Raw Sewage Transfer #5
52823 | TAB-RSP-FSL-1251D | Flow Switch, Low, Cooling Water Supply to Heat Exchanger | TAB-RSP-P-1250 | Switch,Flow | Switch |  | FSL | http://www.toronto.ca/TWONTO#flow_switch |  | Pump,Raw Sewage Transfer #5
52825 | TAB-RSP-FSL-2203 | Flow Switch, Low,Seal Water, Raw Sewage Pump P-2203 | TAB-RSP-P-2203 | Switch,Flow | Switch |  | FSL | http://www.toronto.ca/TWONTO#flow_switch |  | Pump, Raw Sewage #3
52826 | TAB-RSP-FSL-2204 | Flow Switch, Low,Seal Water, Raw Sewage Pump P-2204 | TAB-RSP-P-2204 | Switch,Flow | Switch |  | FSL | http://www.toronto.ca/TWONTO#flow_switch |  | Pump, Raw Sewage #4
52827 | TAB-RSP-FSL-2206 | Flow Switch, Low,Seal Water, Raw Sewage Pump P-2206 | TAB-RSP-P-2206 | Switch,Flow | Switch |  | FSL | http://www.toronto.ca/TWONTO#flow_switch |  | Pump, Raw Sewage #6
52828 | TAB-RSP-FSL-2208 | Flow Switch, Low,Seal Water, Raw Sewage Pump P-2208 | TAB-RSP-P-2208 | Switch,Flow | Switch |  | FSL | http://www.toronto.ca/TWONTO#flow_switch |  | Pump, Raw Sewage #8
52829 | TAB-RSP-FSL-3003 | Flow Switch Low Alarm, OCU 5-2 Discharge | TAB-RSP-FN-3003 | Switch,Flow | Switch |  | FSL | http://www.toronto.ca/TWONTO#flow_switch |  | M Building Odour Control Fan, OCU 5-2
52876 | TAB-RSP-LSH-5138 | Switch,Level,High | TAB-RSP-P-5138 | Switch,Level-High | Switch |  | LSH | http://www.toronto.ca/TWONTO#level_switch |  | Pump, Sump, Flood Level
52877 | TAB-RSP-LSHH-5001B | Switch, Level High-High, 'T' Bldg, Level B4, East Sump | TAB-RSP-P-5001 |  | Switch |  | LSHH | http://www.toronto.ca/TWONTO#level_switch |  | Pump, Sump, T Bldg, Level B4, East Sump
52878 | TAB-RSP-LSL-1211 | Switch, Level,Low, Oil, Tank-1211 | TAB-RSP-T-1211 | Switch,Level | Switch |  | LSL | http://www.toronto.ca/TWONTO#level_switch |  | Tank, Oil, Raw Sewage Pump #1 Bearing Lubrication System
52879 | TAB-RSP-LSL-1221 | Switch, Level-Low, Bearing Lubrication Oil System Tank T-1221, T-Building | TAB-RSP-T-1221 | Switch,Level | Switch |  | LSL | http://www.toronto.ca/TWONTO#level_switch |  | Tank, Oil, Raw Sewage Pump #2 Bearing Lubrication System
52880 | TAB-RSP-LSL-1251 | Switch, Level-Low, Bearing Lubrication Oil System Tank T-1251, T-Building | TAB-RSP-T-1251 | Switch,Level | Switch |  | LSL | http://www.toronto.ca/TWONTO#level_switch |  | Tank, Oil, Raw Sewage Pump #5 Bearing Lubrication System
52882 | TAB-RSP-LSL-5138 | Switch,Level,Low | TAB-RSP-P-5138 | Switch,Level-Low | Switch |  | LSL | http://www.toronto.ca/TWONTO#level_switch |  | Pump, Sump, Flood Level
52968 | TAB-RSP-PSL-1221 | Switch, Pressure-Low, Lubrication Oil, Raw Sewage Pump #2, T-Building | TAB-RSP-P-1220 | Switch,Pressure | Switch |  | PSL | http://www.toronto.ca/TWONTO#pressure_switch |  | Pump,Raw Sewage Transfer #2
52969 | TAB-RSP-PSL-1231 | Switch, Pressure-Low, Lubrication Oil, Raw Sewage Pump #3, T-Building | TAB-RSP-P-1230 | Switch,Pressure | Switch |  | PSL | http://www.toronto.ca/TWONTO#pressure_switch |  | Pump,Raw Sewage Transfer #3
52970 | TAB-RSP-PSL-1231 | Switch, Pressure-Low, Lubrication Oil, Raw Sewage Pump #3, T-Building | TAB-RSP-T-1231 | Switch,Pressure | Switch |  | PSL | http://www.toronto.ca/TWONTO#pressure_switch |  | Tank, Oil, Raw Sewage Pump #3 Bearing Lubrication System
52971 | TAB-RSP-PSL-1241 | Switch, Pressure-Low, Lubrication Oil, Raw Sewage Pump #4, T-Building | TAB-RSP-P-1240 | Switch,Pressure | Switch |  | PSL | http://www.toronto.ca/TWONTO#pressure_switch |  | Pump,Raw Sewage Transfer #4
52972 | TAB-RSP-PSL-1251 | Switch, Pressure-Low, Lubrication Oil, Raw Sewage Pump #5, T-Building | TAB-RSP-T-1251 | Switch,Pressure | Switch |  | PSL | http://www.toronto.ca/TWONTO#pressure_switch |  | Tank, Oil, Raw Sewage Pump #5 Bearing Lubrication System
52973 | TAB-RSP-PSL-2201 | Switch, Pressure,Low, Seal Water to Pump-2201 | TAB-RSP-P-2201 | Switch,Pressure | Switch |  | PSL | http://www.toronto.ca/TWONTO#pressure_switch |  | Pump, Raw Sewage #1
52974 | TAB-RSP-PSL-2205 | Switch, Pressure,Low, Seal Water to Pump-2205 | TAB-RSP-P-2205 | Switch,Pressure | Switch |  | PSL | http://www.toronto.ca/TWONTO#pressure_switch |  | Pump, Raw Sewage #5
52975 | TAB-RSP-PSL-2206 | Switch, Pressure,Low, Seal Water to Raw Sewage Pump P-2206 | TAB-RSP-P-2206 | Switch,Pressure | Switch |  | PSL | http://www.toronto.ca/TWONTO#pressure_switch |  | Pump, Raw Sewage #6
52976 | TAB-RSP-PSL-2210 | Switch, Pressure,Low, Seal Water to Raw Sewage Pump P-2210 | TAB-RSP-P-2210 | Switch,Pressure | Switch |  | PSL | http://www.toronto.ca/TWONTO#pressure_switch |  | Pump, Raw Sewage #10
52977 | TAB-RSP-PSL-2603 | Switch, Pressure,Low, WPS to High level RS Pump Seals | TAB-RSP-PM | Switch,Pressure | Switch |  | PSL | http://www.toronto.ca/TWONTO#pressure_switch |  | M Building - Raw Sewage Pumping
53011 | TAB-RSP-TSH-1220I | Switch, Temperature, High, RSPump-1220 | TAB-RSP-P-1220 | Switch,Temperature | Switch |  | TSH | http://www.toronto.ca/TWONTO#temperature_switch |  | Pump,Raw Sewage Transfer #2
53012 | TAB-RSP-TSH-1230I | Switch, Temperature, High, RSPump-1230 | TAB-RSP-P-1230 | Switch,Temperature | Switch |  | TSH | http://www.toronto.ca/TWONTO#temperature_switch |  | Pump,Raw Sewage Transfer #3
53013 | TAB-RSP-TSH-1240I | Switch, Temperature, High, RSPump-1240 | TAB-RSP-P-1240 | Switch,Temperature | Switch |  | TSH | http://www.toronto.ca/TWONTO#temperature_switch |  | Pump,Raw Sewage Transfer #4
53014 | TAB-RSP-TSH-1250I | Switch, Temperature, High, RSPump-1250 | TAB-RSP-P-1250 | Switch,Temperature | Switch |  | TSH | http://www.toronto.ca/TWONTO#temperature_switch |  | Pump,Raw Sewage Transfer #5
53102 | TAB-RUU-SW-1403 | Switch,Load Break,Power,13.8 KV Feeder,Tunnel EL1-BUS-1403 | TAB-RUU-BUS-1403 | Load Break Switch | Switch |  | SW | http://www.toronto.ca/TWONTO#load_break_disconnect_switch |  | Electrical Distribution Cabinet,13.8 KV
53103 | TAB-RUU-SW-1423 | Switch,Load Break,Power,13.8 KV Feeder,Spare | TAB-RUU-BUS-1403 | Load Break Switch | Switch |  | SW | http://www.toronto.ca/TWONTO#load_break_disconnect_switch |  | Electrical Distribution Cabinet,13.8 KV
53563 | TAB-SES-FSH-2205 | Switch, Flow, High, Emergency Eyewash/Shower, Secondary Dosing | TAB-SES-SQ-2205 | Switch,Flow-High | Switch |  | FSH | http://www.toronto.ca/TWONTO#flow_switch |  | Chemical Dosing Emergency Eyewash/Shower, Secondary Dosing
53564 | TAB-SES-FSH-2206 | Switch, Flow, High, Emergency Eyewash/Shower, Chemical Pipe Flushing area | TAB-SES-SQ-2206 | Switch,Flow-High | Switch |  | FSH | http://www.toronto.ca/TWONTO#flow_switch |  | Emergency Eyewash/Shower, Chemical Pipe Flushing area
53672 | TAB-SES-SQ-6301 | Switch, Flow switch, dry contact, Sludge Heater Room, Digester 9-12 Control Building. | 50675 | Switch,Flow | Switch |  | SQ | http://www.toronto.ca/TWONTO#flow_switch |  | Emerg. Eyewash & Shower Stns, Dig Tanks 9-12
53673 | TAB-SES-SQ-6301 | Switch, Flow switch, dry contact, Sludge Heater Room, Digester 9-12 Control Building. | TAB-DIG-STRC-T9-12 | Switch,Flow | Switch |  | SQ | http://www.toronto.ca/TWONTO#flow_switch |  | Digester Tanks 9-12 - Structure, Drains, Electrical Service(110/220V), Lighting, Plumbing, Grounds
53778 | TAB-SLO-LSH-0301 | Switch,level,High-Hopper | TAB-SLO-T-0301 | Switch,Level | Switch |  | LSH | http://www.toronto.ca/TWONTO#level_switch |  | Hopper #1, HBS-301
53779 | TAB-SLO-LSH-0302 | Switch,level,High-Hopper | TAB-SLO-T-0301 | Switch,Level | Switch |  | LSH | http://www.toronto.ca/TWONTO#level_switch |  | Hopper #1, HBS-301
53780 | TAB-SLO-LSH-0303 | Switch,level,High | TAB-SLO-T-0303 | Switch,Level | Switch |  | LSH | http://www.toronto.ca/TWONTO#level_switch |  | Hopper #3, HBS-305
53781 | TAB-SLO-LSH-0304 | Switch,level,High-Hopper | TAB-SLO-T-0304 | Switch,Level | Switch |  | LSH | http://www.toronto.ca/TWONTO#level_switch |  | Hopper #4, HBS-307
53782 | TAB-SLO-LSH-0305 | Switch,level,High-Sludge Cake Feed-conveyor | TAB-SLO-CV-0301 | Switch,Level | Switch |  | LSH | http://www.toronto.ca/TWONTO#level_switch |  | Conveyor, Screw, Hopper #1 Feed, SC-301
53783 | TAB-SLO-LSH-0306 | Switch,level,High-Sludge Cake Feed-conveyor | TAB-SLO-CV-0302 | Switch,Level | Switch |  | LSH | http://www.toronto.ca/TWONTO#level_switch |  | Conveyor, Screw, Hopper #2 Feed, SC-302
53784 | TAB-SLO-LSH-0307 | Switch,level,High-Sludge Cake Feed-conveyor | TAB-SLO-CV-0303 | Switch,Level | Switch |  | LSH | http://www.toronto.ca/TWONTO#level_switch |  | Conveyor, Screw,Hopper #3 Feed SC-303
53785 | TAB-SLO-LSH-0308 | Switch,level,High-Sludge Cake Feed-conveyor | TAB-SLO-CV-0304 | Switch,Level | Switch |  | LSH | http://www.toronto.ca/TWONTO#level_switch |  | Conveyor, Screw, Hopper #4 Feed SC-304
53786 | TAB-SLO-LSH-8087B | Switch,Level, High, Sump Pump-8087B | TAB-SLO-P-8087B | Switch,Level | Switch |  | LSH | http://www.toronto.ca/TWONTO#level_switch |  | Pump, Sump, Bio-Solid Truck Loading Facility, Ground Floor
53787 | TAB-SLO-LSHH-8087 | Switch,Level, High High, Sump Pump-8087 | TAB-SLO-P-8087 | Switch,Level | Switch |  | LSHH | http://www.toronto.ca/TWONTO#level_switch |  | Pump, Sump, Bio-Solid Truck Loading Facility, Ground Floor
53788 | TAB-SLO-LSL-8086 | Switch,Level, Low, Sump, Pump-8086 | TAB-SLO-P-8086 | Switch,Level | Switch |  | LSL | http://www.toronto.ca/TWONTO#level_switch |  | Pump, Elevator Sump
53789 | TAB-SLO-LSLL-8087 | Switch,Level, Low Low, Sump, Pump-8087 | TAB-SLO-P-8087 | Switch,Level | Switch |  | LSLL | http://www.toronto.ca/TWONTO#level_switch |  | Pump, Sump, Bio-Solid Truck Loading Facility, Ground Floor
53830 | TAB-SLO-PSL-0412 | Switch, Pressure, Low, Water to Biofilter Cell | TAB-SLO-BCF-0402 | Switch,Pressure | Switch |  | PSL | http://www.toronto.ca/TWONTO#pressure_switch |  | Filter, Bio-Filter Cell 2, BFC402
53831 | TAB-SLO-PSL-0412 | Switch, Pressure, Low, Water to Biofilter Cell | TAB-SUSPENDED ENTITY | Switch,Pressure | Switch |  | PSL | http://www.toronto.ca/TWONTO#pressure_switch |  | Suspended entities
53832 | TAB-SLO-PSL-0413 | Switch, Pressure, Low, Water to Biofilter Cell | TAB-SLO-BCF-0403 | Switch,Pressure | Switch | 46249 | PSL | http://www.toronto.ca/TWONTO#pressure_switch |  | Filter, Bio-Filter Cell 3, BFC403
53833 | TAB-SLO-PSL-0420 | Switch, Pressure-Low, City Water, Discharge From Pump 0420, Biofilter System | TAB-SLO-P-0420 | Switch,Pressure | Switch | 46251 | PSL | http://www.toronto.ca/TWONTO#pressure_switch |  | Biofilter Pump, Humidification Booster
53834 | TAB-SLO-PSL-0420 | Switch, Pressure-Low, City Water, Discharge From Pump 0420, Biofilter System | TAB-SUSPENDED ENTITY | Switch,Pressure | Switch | 46251 | PSL | http://www.toronto.ca/TWONTO#pressure_switch |  | Suspended entities
53835 | TAB-SLO-PSL-250 | Switch, Pressure,Low, Air | TAB-SLO-T-0221 | Switch,Pressure | Switch |  | PSL | http://www.toronto.ca/TWONTO#pressure_switch |  | Receiver, Air Tank, Silo Bldg, 2nd Floor
53836 | TAB-SLO-PSL-378 | Switch,Pressure,Low, Air | TAB-SLO-T-0302A | Switch,Pressure-Low | Switch |  | PSL | http://www.toronto.ca/TWONTO#pressure_switch |  | Tank, Air Receiver
54375 | TAB-STR-LS-6094 | Switch, Level,Sump Pit | TAB-STR-P-6094 | Switch,Level | Switch |  | LS | http://www.toronto.ca/TWONTO#level_switch |  | Pump, Sump, GX2017A
54376 | TAB-STR-LS-6095 | Switch, Level,Sump Pit | TAB-STR-P-6095 | Switch,Level | Switch |  | LS | http://www.toronto.ca/TWONTO#level_switch |  | Pump, Sump, GX2018A
54377 | TAB-STR-LS-8036 | Switch, Level,Sump Pit | TAB-STR-P-8036 | Switch,Level | Switch |  | LS | http://www.toronto.ca/TWONTO#level_switch |  | Pump, Sump
54379 | TAB-STR-LSHH-5101 | Switch, Level High-High, Chemical Gallery, Ground Water Building | TAB-STR-P-5101 |  | Switch |  | LSHH | http://www.toronto.ca/TWONTO#level_switch |  | Pump, Centrifugal, Ground Water Pumping Station
54380 | TAB-STR-LSHH-5109 | Switch, Level High-High, Blower Bldg, Basement, North-East Corner | TAB-STR-P-5111 |  | Switch |  | LSHH | http://www.toronto.ca/TWONTO#level_switch |  | Pump, Sump
54381 | TAB-STR-LSHH-6092 | Switch, Level High-High, Aeration Gallery, East, Tank #1 | TAB-STR-P-6092 |  | Switch |  | LSHH | http://www.toronto.ca/TWONTO#level_switch |  | Pump, Sump,GX2015A
54382 | TAB-STR-LSHH-6093 | Switch, Level High-High, Aeration Gallery, East, Tank #3 | TAB-STR-P-6093 |  | Switch |  | LSHH | http://www.toronto.ca/TWONTO#level_switch |  | Pump, Sump, GX2016A
54383 | TAB-STR-LSHH-8038A | Switch, Level High-High, Blower Bldg Sub-Basement, South Tunnel Entrance | TAB-STR-P-8038A |  | Switch |  | LSHH | http://www.toronto.ca/TWONTO#level_switch |  | Pump,Sump, Z Bldg
54772 | FCL-ELS-DS-00B2-A | Load Break Switch,Low Lift Bldg - Switchgear Room,Isolation Disconnect Switch:FCL-ELS-BUS-00B2-A/FCL-ELS-BUS-00B1-A | FCL-ELS-BUS-00B2-A | Load Break Switch | Switch |  | DS | http://www.toronto.ca/TWONTO#load_break_disconnect_switch |  | Switchgear,Indoor,Low Lift Bldg - Switchgear Room,4.16 kV Line 2A
54773 | FCL-ELS-DS-0200-A | Switch,High Lift Bldg - Switchgear Room,Disconnect | FCL_ELS_120/208V_ELECABS | Switch | Switch |  | DS | http://www.toronto.ca/TWONTO#disconnect_switch |  | Electrical Distribution Cabinets,120/208V
54774 | FCL-ELS-DS-0200-O | Switch,High Lift Bldg - Switchgear Room,Disconnect | FCL_ELS_120/208V_ELECABS | Switch | Switch |  | DS | http://www.toronto.ca/TWONTO#disconnect_switch |  | Electrical Distribution Cabinets,120/208V
54775 | FCL-ELS-DS-0301-E | Switch,High Lift Bldg - Switchgear Room,UPS Load Disconnect,Fused | FCL_ELS_600V_ELECABS | Switch | Switch |  | DS | http://www.toronto.ca/TWONTO#disconnect_switch |  | Electrical Cabinets,600V
54776 | FCL-ELS-DS-B1B2 | Switch,High Lift Bldg - Switchgear Room,Tie:BUS-00B1/BUS-00B2 | FCL-ELS-BUS-00B2 | Load Break Switch | Switch |  |  | http://www.toronto.ca/TWONTO#level_switch |  | Switchgear,Indoor,High Lift Bldg - Switchgear Room,4.16 kV Line 2
54910 | TAB-STR-ZSH-0210 | Switch, Valve Position Open, Air Supply Valve | TAB-STR-T-0200 | Switch,Position-High | Switch |  | ZSH | http://www.toronto.ca/TWONTO#position_switch |  | Aeration Tank 02
54911 | TAB-STR-ZSH-0210 | Switch, Valve Position Open, Air Supply Valve | TAB-STR-V-0210 | Switch,Position-High | Switch |  | ZSH | http://www.toronto.ca/TWONTO#position_switch |  | Valve, Butterfly,Manual, Air Control Valve, Aeration Tank 2 Pass 2A Drop Leg Isolation Group 3
54912 | TAB-STR-ZSH-1202 | Switch, Valve Position Open, RAS Discharge to Aerated Section, Pass 1 | TAB-STR-V-1202 | Switch,Position-High | Switch |  | ZSH | http://www.toronto.ca/TWONTO#position_switch |  | Valve, Manual, Knife Gate, c/w limit Switches, RAS discharge
54913 | TAB-STR-ZSL-0210 | Switch, Valve Position Closed, Air Supply Valve | TAB-STR-V-0210 | Switch,Position-Low | Switch |  | ZSL | http://www.toronto.ca/TWONTO#position_switch |  | Valve, Butterfly,Manual, Air Control Valve, Aeration Tank 2 Pass 2A Drop Leg Isolation Group 3
54914 | TAB-STR-ZSL-1201 | Switch, Valve Position Closed, RAS Discharge to Fermentation Cell 1 | TAB-STR-V-1201 | Switch,Position-Low | Switch |  | ZSL | http://www.toronto.ca/TWONTO#position_switch |  | Valve, Manual, Knife Gate, c/w limit Switches, RAS discharge
54915 | TAB-STR-ZSL-1202 | Switch, Valve Position Closed, RAS Discharge to Aerated Section, Pass 1 | TAB-STR-V-1202 | Switch,Position-Low | Switch |  | ZSL | http://www.toronto.ca/TWONTO#position_switch |  | Valve, Manual, Knife Gate, c/w limit Switches, RAS discharge
54960 | TAB-THK-FSL-2301 | Switch,Flow Indication, Seal Water to Pump P-2301 | TAB-THK-P-2301 | Switch,Flow | Switch |  | FSL | http://www.toronto.ca/TWONTO#flow_switch |  | Pump, TWAS Transfer
54961 | TAB-THK-FSL-2302 | Switch,Flow Indication, Seal Water to Pump P-2302 | TAB-THK-P-2302 | Switch,Flow | Switch |  | FSL | http://www.toronto.ca/TWONTO#flow_switch |  | Pump, TWAS Transfer
54962 | TAB-THK-FSL-2501 | Switch,Flow Indication, Seal Water to Pump P-2501 | TAB-SUSPENDED ENTITY | Switch,Flow | Switch |  | FSL | http://www.toronto.ca/TWONTO#flow_switch |  | Suspended entities
54963 | TAB-THK-FSL-4122 | Switch,Flow Indication, Polymer inlet to Pump-P-4122 | TAB-THK-P-4122 | Switch,Flow | Switch |  | FSL | http://www.toronto.ca/TWONTO#flow_switch |  | Pump, Polymer Solution Transfer SX2033
54964 | TAB-THK-FSL-4303 | Switch,Flow Indication, Polymer inlet to Pump-P-4303 | TAB-THK-P-4303 | Switch,Flow | Switch |  | FSL | http://www.toronto.ca/TWONTO#flow_switch |  | Pump, Mixed Polymer Feed
54965 | TAB-THK-FSL-4304 | Switch,Flow Indication, Polymer inlet to Pump-P-4304 | TAB-THK-P-4304 | Switch,Flow | Switch |  | FSL | http://www.toronto.ca/TWONTO#flow_switch |  | Pump, Mixed Polymer Feed
54966 | TAB-THK-FSL-4305 | Switch,Flow Indication, Polymer inlet to Pump-P-4305 | TAB-THK-P-4305 | Switch,Flow | Switch |  | FSL | http://www.toronto.ca/TWONTO#flow_switch |  | Pump, Mixed Polymer Feed
54967 | TAB-THK-FSL-4306 | Switch,Flow Indication, Polymer inlet to Pump-P-4306 | TAB-THK-P-4306 | Switch,Flow | Switch |  | FSL | http://www.toronto.ca/TWONTO#flow_switch |  | Pump, Mixed Polymer Feed
54968 | TAB-THK-FSL-4310 | Switch,Flow Indication, Polymer inlet to Pump-P-4310 | TAB-THK-P-4310 | Switch,Flow | Switch |  | FSL | http://www.toronto.ca/TWONTO#flow_switch |  | Pump, Mixed Polymer Feed
54969 | TAB-THK-FSL-4311 | Switch,Flow Indication, Polymer inlet to Pump-P-4311 | TAB-THK-P-4311 | Switch,Flow | Switch |  | FSL | http://www.toronto.ca/TWONTO#flow_switch |  | Pump, Mixed Polymer Feed (Standby)
54983 | TAB-THK-LSHH-8049A | Switch, Level High-High, Flotation Bldg, Basement, North Sump | TAB-THK-P-8049 |  | Switch |  | LSHH | http://www.toronto.ca/TWONTO#level_switch |  | Pump,Sump
54984 | TAB-THK-LSHH-8051A | Switch, Level High-High, 'Z' Bldg, Basement | TAB-THK-P-8051 |  | Switch |  | LSHH | http://www.toronto.ca/TWONTO#level_switch |  | Pump,Sump
55048 | TAB-THK-PSH-4132 | Switch,Pressure,High,Pump 4132 | TAB-THK-P-4132 | Switch,Pressure | Switch |  | PSH | http://www.toronto.ca/TWONTO#pressure_switch |  | Pump, Polymer Solution Transfer SX2034
55049 | TAB-THK-PSH-4303 | Switch,Pressure,High,Pump 4303 | TAB-THK-P-4303 | Switch,Pressure | Switch |  | PSH | http://www.toronto.ca/TWONTO#pressure_switch |  | Pump, Mixed Polymer Feed
55050 | TAB-THK-PSH-4305 | Switch,Pressure,High,Pump 4305 | TAB-THK-P-4305 | Switch,Pressure | Switch |  | PSH | http://www.toronto.ca/TWONTO#pressure_switch |  | Pump, Mixed Polymer Feed
55051 | TAB-THK-PSH-4306 | Switch,Pressure,High,Pump 4306 | TAB-THK-P-4306 | Switch,Pressure | Switch |  | PSH | http://www.toronto.ca/TWONTO#pressure_switch |  | Pump, Mixed Polymer Feed
55052 | TAB-THK-PSH-4308 | Switch,Pressure,High,Pump 4308 | TAB-THK-P-4308 | Switch,Pressure | Switch |  | PSH | http://www.toronto.ca/TWONTO#pressure_switch |  | Pump, Mixed Polymer Feed
55053 | TAB-THK-PSH-4310 | Switch,Pressure,High,Pump 4310 | TAB-THK-P-4310 | Switch,Pressure | Switch |  | PSH | http://www.toronto.ca/TWONTO#pressure_switch |  | Pump, Mixed Polymer Feed
55054 | TAB-THK-PSH-4311 | Switch,Pressure,High,Pump 4311 | TAB-THK-P-4311 | Switch,Pressure | Switch |  | PSH | http://www.toronto.ca/TWONTO#pressure_switch |  | Pump, Mixed Polymer Feed (Standby)
55055 | TAB-THK-PSH-4313 | Switch,Pressure,High,Pump 4313 | TAB-THK-P-4313 | Switch,Pressure | Switch |  | PSH | http://www.toronto.ca/TWONTO#pressure_switch |  | Pump, Mixed Polymer Feed (Standby)
55056 | TAB-THK-PSL-0205 | Switch,Pressure,Low,AIS to Recycle Pump P-0205 Discharge | TAB-THK-P-0205 | Switch,Pressure | Switch |  | PSL | http://www.toronto.ca/TWONTO#pressure_switch |  | Pump,Recycle SX2002
55057 | TAB-THK-PSL-0405 | Switch,Pressure,Low,AIS to Recycle Pump P-0405 Discharge | TAB-THK-P-0405 | Switch,Pressure | Switch |  | PSL | http://www.toronto.ca/TWONTO#pressure_switch |  | Pump,Recycle SX2004
55058 | TAB-THK-PSL-0505 | Switch,Pressure,Low,AIS to Recycle Pump P-0505 Discharge | TAB-THK-P-0505 | Switch,Pressure | Switch |  | PSL | http://www.toronto.ca/TWONTO#pressure_switch |  | Pump,Recycle SX2005
55059 | TAB-THK-PSL-0805 | Switch, Pressure, Low, AIS to Recycle Pump P-0805 Discharge | TAB-THK-P-0805 | Switch,Pressure | Switch |  | PSL | http://www.toronto.ca/TWONTO#pressure_switch |  | Pump, Centrifugal, SUB, Flotation Tank 0800
55060 | TAB-THK-PSL-0905 | Switch,Pressure,Low,AIS to Recycle Pump P-0905 Discharge | TAB-SUSPENDED ENTITY | Switch,Pressure | Switch |  | PSL | http://www.toronto.ca/TWONTO#pressure_switch |  | Suspended entities
55061 | TAB-THK-PSL-0905 | Switch,Pressure,Low,AIS to Recycle Pump P-0905 Discharge | TAB-THK-P-0905 | Switch,Pressure | Switch |  | PSL | http://www.toronto.ca/TWONTO#pressure_switch |  | Pump, Recycle SX2009
55116 | FCL-ELS-LB-0101-SUS | Switch, Isolation, Transformer FCL-ELS-TR-0101, Switchgear Room | FCL-ELS-PS-0001 | Switch | Switch | 36529 | LB | http://www.toronto.ca/TWONTO#disconnect_switch |  | Uninterruptible Power Supply,High Lift Bldg - Switchgear Room,LP-0001
55314 | FCL-ELS-LB-01CF | Load Break Switch,Centrifuge Bldg - Electrical Room,Isolation Switch; TR-01CF | FCL-ELS-BUS-00B1-A | Load Break Switch | Switch |  | LB | http://www.toronto.ca/TWONTO#load_break_disconnect_switch |  | Switchgear,Indoor,Low Lift Bldg - Switchgear Room,4.16 kV Line 1A
55315 | FCL-ELS-LB-0201-SUS | Switch, Isolation, Transformer FCL-ELS-TR-0201, Switchgear Room | FCL-ELS-PS-0001 | Switch | Switch | 36530 | LB | http://www.toronto.ca/TWONTO#disconnect_switch |  | Uninterruptible Power Supply,High Lift Bldg - Switchgear Room,LP-0001
55316 | FCL-ELS-LB-0201-SUS | Switch, Isolation, Transformer FCL-ELS-TR-0201, Switchgear Room | FCL-SUSPENDED | Switch | Switch | 36530 | LB | http://www.toronto.ca/TWONTO#disconnect_switch |  | Suspended entity
55317 | FCL-ELS-LB-0202-SUS | Switch, Main, Line 1, TR-0301, Switchgear Room | FCL-ELS-PS-0001 | Switch | Switch | 36531 | LB | http://www.toronto.ca/TWONTO#disconnect_switch |  | Uninterruptible Power Supply,High Lift Bldg - Switchgear Room,LP-0001
55318 | FCL-ELS-LB-0202-SUS | Switch, Main, Line 1, TR-0301, Switchgear Room | FCL-SUSPENDED | Switch | Switch | 36531 | LB | http://www.toronto.ca/TWONTO#disconnect_switch |  | Suspended entity
55319 | FCL-ELS-LB-02CL | Load Break Switch,Clarification - Electrical Room,Isolation Switch; TR-02CL | FCL-ELS-BUS-00B2-A | Load Break Switch | Switch |  | LB | http://www.toronto.ca/TWONTO#load_break_disconnect_switch |  | Switchgear,Indoor,Low Lift Bldg - Switchgear Room,4.16 kV Line 2A
55320 | FCL-ELS-LB-0301-SUS | Switch, Isolation, Transformer FCL-ELS-TR-0301, Switchgear Room | FCL-ELS-PS-0001 | Switch | Switch | 36532 | LB | http://www.toronto.ca/TWONTO#disconnect_switch |  | Uninterruptible Power Supply,High Lift Bldg - Switchgear Room,LP-0001
55862 | FCL-ELS-LSH-0001 | Switch, Level, High, Transfer Pump P-0100 Containment, Low Lift Building, Screen Room | FCL-ELS-PS-0003 | Switch,Level-High | Switch |  | LSH | http://www.toronto.ca/TWONTO#level_switch |  | Emergency Power
55863 | FCL-ELS-LSH-0002 | Switch, Level, High, Transfer Pump P-0200 Containment, Low Lift Building, Screen Room | FCL-ELS-PS-0003 | Switch,Level-High | Switch |  | LSH | http://www.toronto.ca/TWONTO#level_switch |  | Emergency Power
56133 | THC-ACC-ALR-0400A | COMMON ALARM - DIGESTER AREA,AHU,Roof,Digesters | THC-ACC-AHU-0400 | Damper/Louver | Switch | 47556 | ALR | http://www.toronto.ca/TWONTO#alarm_device |  | Air Handling Unit, Digester Building, bldg. U
56134 | THC-ACC-ALR-0400B | COMMON ALARM - TUNNELS AND SWITCHGEAR AREA,Roof,Digesters | THC-ACC-AHU-0400 | Damper/Louver | Switch | 47557 | ALR | http://www.toronto.ca/TWONTO#alarm_device |  | Air Handling Unit, Digester Building, bldg. U
56137 | THC-ACC-ASH-0412 | Transmitter,Analyzer,Methane,AHU-0412 Shutdown,Compressor Room,Building U | THC-ACC-AHU-0412 | Damper/Louver | Switch |  | ASH | http://www.toronto.ca/TWONTO#flame_or_combustion_sensing_instrument |  | Air Handling Unit,Compressor Room,Roof,Building U
56281 | FCL-ELS-LSL-0100 | Switch,Level-Low,Outdoor Main Substation,Transformer TR-0100 Oil | FCL-ELS-TR-0100 | Switch,Level-Low | Switch |  | LSL | http://www.toronto.ca/TWONTO#level_switch |  | Transformer,Power,Oil Filled,Outdoor Main Substation,27.6-4.16kV,10/13.3MVA
56701 | THC-ACC-HS-0115 | Hand Switch Fan,Centrifugal,Supply,Pressurization System,Access Building No.1,Phase 1 | THC-ACC-FN-0115 | Air Handling Unit | Switch |  | HS | hand_switch |  | Fan,Centrifugal,Supply,Pressurization System,Access Building No.1,Phase 1
56702 | THC-ACC-HS-0565 | Hand Switch Fan,Centrifugal,Supply,Electrical Room,Blower Building,Lower Plant | THC-ACC-FN-0565 | Air Handling Unit | Switch |  | HS | hand_switch |  | Fan,Centrifugal,Exhaust,South MCC 1 Room, Old Blower (Bldg A)
56722 | FCL-ELS-PSHA-0100 | Switch,Pressure-High,Outdoor Main Substation,Transformer TR-0100 Sudden Gas | FCL-ELS-TR-0100 | Switch,Pressure-High | Switch |  | PSHA | http://www.toronto.ca/TWONTO#pressure_switch |  | Transformer,Power,Oil Filled,Outdoor Main Substation,27.6-4.16kV,10/13.3MVA
56723 | FCL-ELS-PSHA-0200 | Switch,Pressure-High,Outdoor Main Substation,Transformer TR-0200 Sudden Gas | FCL-ELS-TR-0200 | Switch,Pressure-High | Switch |  | PSHA | http://www.toronto.ca/TWONTO#pressure_switch |  | Transformer,Power,Oil Filled,Outdoor Main Substation,27.6-4.16kV,10/13.3MVA
56724 | FCL-ELS-PSHB-0100 | Switch,Pressure-High,Outdoor Main Substation,Transformer TR-0100 Relife Gas | FCL-ELS-TR-0100 | Switch,Pressure-High | Switch |  | PSHB | http://www.toronto.ca/TWONTO#pressure_switch |  | Transformer,Power,Oil Filled,Outdoor Main Substation,27.6-4.16kV,10/13.3MVA
56725 | FCL-ELS-PSHB-0200 | Switch,Pressure-High,Outdoor Main Substation,Transformer TR-0200 Relife Gas | FCL-ELS-TR-0200 | Switch,Pressure-High | Switch |  | PSHB | http://www.toronto.ca/TWONTO#pressure_switch |  | Transformer,Power,Oil Filled,Outdoor Main Substation,27.6-4.16kV,10/13.3MVA
57063 | THC-ACC-PSL-0121 | Switch,Pressure-Low,Air Handling Unit 0120,Scrubber Room,Phase 4 | THC-ACC-AHU-0120 | Air Handling Unit | Switch |  | PSL | http://www.toronto.ca/TWONTO#pressure_switch |  | Air Handlling Unit,Roof,Scrubber Room,Phase 4
57064 | THC-ACC-PSL-3343 | Switch, Pressure-Low, Hot Water Pump 3307&3303, Flotation Building | THC-ACC-BLDG J | Switch,Pressure-Low | Switch |  | PSL | http://www.toronto.ca/TWONTO#pressure_switch |  | TWAS Building, HVAC
57065 | THC-ACC-PSL-3812 | Switch,Pressure-Low,Hot Water Supply Header,Old Section FT-0500 | THC-ACC-TUNNEL | Switch,Pressure-Low | Switch |  | PSL | http://www.toronto.ca/TWONTO#pressure_switch |  | Plant Tunnels, HVAC
57153 | FCL-ELS-SW-00L1 | Switch,Pole Mounted,Line 1 | FCL_ELS_CBL_00L1 | Switch | Switch |  | SW | http://www.toronto.ca/TWONTO#disconnect_switch |  | Electrical Power Line,From SW-00L1 to BUS-00L1,27.6-4.16 KV
57265 | THC-ACC-TSH-0412 | Switch,Temperature-High,Supply Air,FN-0412 Shutdown,Roof,Building U | THC-ACC-AHU-0412 | Damper/Louver | Switch |  | TSH | http://www.toronto.ca/TWONTO#temperature_switch |  | Air Handling Unit,Compressor Room,Roof,Building U
57266 | THC-ACC-TSH-0412 | Switch,Temperature-High,Supply Air,FN-0412 Shutdown,Roof,Building U | THC-ACC-F-0412B | Damper/Louver | Switch |  | TSH | http://www.toronto.ca/TWONTO#temperature_switch |  | Filter,Final,FN-0412,AHU-0412,Building U
57267 | THC-ACC-TSH-0413 | Switch,Temperature-High,Exhaust Air,AHU-0411 Shutdown,Roof,Building U | THC-ACC-FN-0411 | Damper/Louver | Switch |  | TSH | http://www.toronto.ca/TWONTO#temperature_switch |  | Fan,Supply,AHU-0411,Basement/Sub-Basement,AHU-0411,Building U
57268 | THC-ACC-TSH-0413 | Switch,Temperature-High,Exhaust Air,AHU-0411 Shutdown,Roof,Building U | THC-ACC-FN-0413 | Damper/Louver | Switch |  | TSH | http://www.toronto.ca/TWONTO#temperature_switch |  | Fan,Exhaust,AHU-0411,Basement/Sub-Basement,Roof,Building U
57286 | THC-ACC-TSL-0411 | Switch,Temperature-Low,Supply Air,HTR-4030,AHU-0411 Shutdown,Roof,Building U | THC-ACC-FN-0411 | Damper/Louver | Switch |  | TSL | http://www.toronto.ca/TWONTO#temperature_switch |  | Fan,Supply,AHU-0411,Basement/Sub-Basement,AHU-0411,Building U
57882 | THC-AER-LSHH-0134 | Switch,Level-High,Sump Pump 0133 & 0134,Phase 1 & Aeration Tank 3200 | THC-AER-P-0134 | Switch,Level-High | Switch |  | LSHH | http://www.toronto.ca/TWONTO#level_switch |  | Pump,Centrifugal,Sump,Phase 1 & Aeration Tank 3200
57883 | THC-AER-LSL-7141 | Switch,Level-Low,Oil Tank 7140, Blower 7100,Phase I & IV Blower Building | THC-AER-T-7140 | Switch,Level-Low | Switch |  | LSL | http://www.toronto.ca/TWONTO#level_switch |  | Tank, Oil, Blower, Aeration
57884 | THC-AER-LSL-7241 | Switch,Level-Low,Oil Tank 7240, Blower 7200,Phase I & IV Blower Building | THC-AER-T-7240 | Switch,Level-Low | Switch |  | LSL | http://www.toronto.ca/TWONTO#level_switch |  | Tank, Oil, Blower, Aeration
57906 | THC-AER-PDSH-7122 | Switch,Pressure Differential-High,Filter 7120,Blow 7100,Phase I & IV Blower Building | THC-AER-BL-7100 | Switch,Pressure | Switch |  | PDSH | http://www.toronto.ca/TWONTO#pressure_switch |  | Blower, Aeration
57907 | THC-AER-PDSH-7322 | Switch,Pressure Differential-High,Filter 7320,Blow 7300,Phase I & IV Blower Building | THC-AER-BL-7300 | Switch,Pressure | Switch |  | PDSH | http://www.toronto.ca/TWONTO#pressure_switch |  | Blower, Aeration
57908 | THC-AER-PDSH-7422 | Switch,Pressure Differential-High,Filter 7420,Blow 7400,Phase I & IV Blower Building | THC-AER-BL-7400 | Switch,Pressure | Switch |  | PDSH | http://www.toronto.ca/TWONTO#pressure_switch |  | Blower, Aeration
57920 | THC-AER-PSH-7104 | Switch, Surge Protection Press-High, Outlet, Blower 7100, Phase I & IV Blower Building | THC-AER-BL-7100 | Switch,Pressure | Switch |  | PSH | http://www.toronto.ca/TWONTO#pressure_switch |  | Blower, Aeration
57921 | THC-AER-PSH-7161 | Switch, Press-High, Outlet, Blower 7100, Phase I & IV Blower Building | THC-AER-BL-7100 | Switch,Pressure | Switch |  | PSH | http://www.toronto.ca/TWONTO#pressure_switch |  | Blower, Aeration
57922 | THC-AER-PSH-7404 | Switch, Surge Protection Press-High, Outlet, Blower 7400, Phase I & IV Blower Building | THC-AER-BL-7300 | Switch,Pressure | Switch |  | PSH | http://www.toronto.ca/TWONTO#pressure_switch |  | Blower, Aeration
57925 | THC-AER-PSL-7151 | Switch, Pressure-Low, Outlet, Oil Pumps 7150 & 7160, Blow 7100, Phase I & IV Blower Building | THC-AER-BL-7100-I-IV | Switch,Pressure | Switch |  | PSL | http://www.toronto.ca/TWONTO#pressure_switch |  | Blower, Aeration System
57926 | THC-AER-PSL-7156 | Switch,Pressure-Low,Oil Pumps 7150&7160 to Blower Header,Blow 7100,Phase I & IV Blower Building | THC-AER-BL-7100-I-IV | Switch,Pressure | Switch |  | PSL | http://www.toronto.ca/TWONTO#pressure_switch |  | Blower, Aeration System
57927 | THC-AER-PSL-7356 | Switch,Pressure-Low,Oil Pumps 7350 & 7360 to Blower Header,Blow 7300,Phase I & IV Blower Building | THC-AER-BL-7300-I-IV | Switch,Pressure | Switch |  | PSL | http://www.toronto.ca/TWONTO#pressure_switch |  | Blower, Aeration System
57966 | THC-AER-TSH-7209 | Switch, Inlet, Temperature-High, Blower 7200,Phase I & IV Blower Building | THC-AER-BL-7200-I-IV | Switch,Temperature | Switch |  | TSH | http://www.toronto.ca/TWONTO#temperature_switch |  | Blower, Aeration System
57967 | THC-AER-TSH-7242 | Switch,Temperature-High,Oil Tank 7240,Blower 7200,Phase I & IV Blower Building | THC-AER-BL-7200-I-IV | Switch,Temperature | Switch |  | TSH | http://www.toronto.ca/TWONTO#temperature_switch |  | Blower, Aeration System
57968 | THC-AER-TSH-7309 | Switch, Inlet, Temperature-High, Blower 7300,Phase I & IV Blower Building | THC-AER-BL-7300-I-IV | Switch,Temperature | Switch |  | TSH | http://www.toronto.ca/TWONTO#temperature_switch |  | Blower, Aeration System
57969 | THC-AER-TSH-7369 | Switch,Temperature-High,Blower 7300 Room,Blower Air System Phase I &IV | THC-AER-BL-7300-I-IV | Switch,Temperature | Switch |  | TSH | http://www.toronto.ca/TWONTO#temperature_switch |  | Blower, Aeration System
57970 | THC-AER-TSH-7409 | Switch, Inlet, Temperature-High, Blower 7400,Phase I & IV Blower Building | THC-AER-BL-7400-I-IV | Switch,Temperature | Switch |  | TSH | http://www.toronto.ca/TWONTO#temperature_switch |  | Blower, Aeration System
57971 | THC-AER-TSH-7469 | Switch,Temperature-High,Blower 7400 Room,Blower Air System Phase I &IV | THC-AER-BL-7400-I-IV | Switch,Temperature | Switch |  | TSH | http://www.toronto.ca/TWONTO#temperature_switch |  | Blower, Aeration System
58096 | THC-AER-VSH-6026 | Switch,Vibration,Blower 6020,Old Plant Blower Building | THC-AER-BL-6020SUSP | Switch,Vibration | Switch |  | VSH | http://www.toronto.ca/TWONTO#vibration_sensor_element |  | Blower, Aeration
58097 | THC-AER-VSH-6046 | Switch,Vibration,Blower 6040,Old Plant Blower Building | THC-AER-BL-6040SUSP | Switch,Vibration | Switch |  | VSH | http://www.toronto.ca/TWONTO#vibration_sensor_element |  | Blower, Aeration
58098 | THC-AER-VSH-6086 | Switch,Vibration,Blower 6080,Old Plant Blower Building | THC-AER-BL-6080SUSP | Switch,Vibration | Switch |  | VSH | http://www.toronto.ca/TWONTO#vibration_sensor_element |  | Blower, Aeration
58099 | THC-AER-VSH-6306 | Switch,Vibration,Blower 6300,Old Plant Blower Building | THC-AER-BL-6300 | Switch,Vibration | Switch |  | VSH | http://www.toronto.ca/TWONTO#vibration_sensor_element |  | Blower, Aeration
58239 | THC-CW-PSH-3001 | Switch,Pressure-High,Incinerator City Water Supply | THC-PWA-POTAB METER | Switch,Pressure-High | Switch |  | PSH | http://www.toronto.ca/TWONTO#pressure_switch |  | Potable Water Flow Meters
58240 | THC-CW-PSL-3001 | Switch,Pressure-Low,Incinerator City Water Supply | THC-PWA-POTAB METER | Switch,Pressure-Low | Switch |  | PSL | http://www.toronto.ca/TWONTO#pressure_switch |  | Potable Water Flow Meters
58381 | THC-DCL-LSH-0101 | Level Switch High, Tank T-0100 38% Sodium Bisulphite, Dechlorination | THC-DCL-T-0100 |  | Switch |  | LSH | http://www.toronto.ca/TWONTO#level_switch |  | Tank, Storage 38% Sodium Bisulphite, Dechlorination
58382 | THC-DCL-LSH-0201 | Level Switch High, Tank T-0200 38% Sodium Bisulphite, Dechlorination | THC-DCL-T-0200 |  | Switch |  | LSH | http://www.toronto.ca/TWONTO#level_switch |  | Tank, Storage 38% Sodium Bisulphite, Dechlorination
58383 | THC-DCL-LSH-0301 | Level Switch High, SBS Dilution Tank, Dechlorination | THC-DCL-T-0100 |  | Switch |  | LSH | http://www.toronto.ca/TWONTO#level_switch |  | Tank, Storage 38% Sodium Bisulphite, Dechlorination
58384 | THC-DCL-LSH-0301 | Level Switch High, SBS Dilution Tank, Dechlorination | THC-DCL-T-0300 |  | Switch |  | LSH | http://www.toronto.ca/TWONTO#level_switch |  | Tank, Dilution Sodium Bisulphite, Dechlorination
58386 | THC-DCL-LSL-0401 | Level Switch Low, SBSS Feed Tank, Dechlorination | THC-DCL-T-0100 |  | Switch | 34142 | LSL | http://www.toronto.ca/TWONTO#level_switch |  | Tank, Storage 38% Sodium Bisulphite, Dechlorination
58387 | THC-DCL-LSL-0601 | Level Switch Low, SBSS Feed Tank, Dechlorination | THC-DCL-T-0100 |  | Switch | 34141 | LSL | http://www.toronto.ca/TWONTO#level_switch |  | Tank, Storage 38% Sodium Bisulphite, Dechlorination
58388 | THC-DCL-LSL-0601 | Level Switch Low, SBSS Feed Tank, Dechlorination | THC-DCL-T-0600 |  | Switch | 34141 | LSL | http://www.toronto.ca/TWONTO#level_switch |  | Tank, Feed 2% SBSS, Dechlorination
58389 | THC-DCL-LSLL-0401 | Level Switch Low-Low, SBSS Feed Tank, Dechlorination | THC-DCL-T-0400 |  | Switch | 34140 | LSLL | http://www.toronto.ca/TWONTO#level_switch |  | Tank, Feed 2% SBSS, Dechlorination
58390 | THC-DCL-LSLL-0401 | Level Switch Low-Low, SBSS Feed Tank, Dechlorination | THC-SUSPENDED |  | Switch | 34140 | LSLL | http://www.toronto.ca/TWONTO#level_switch |  | Suspended entity
58391 | THC-DCL-LSLL-0601 | Level Switch Low-Low, SBSS Feed Tank, Dechlorination | THC-DCL-T-0100 |  | Switch | 34143 | LSLL | http://www.toronto.ca/TWONTO#level_switch |  | Tank, Storage 38% Sodium Bisulphite, Dechlorination
58680 | THC-DEW-MSL-6201 | Switch, Motion-Low, Conveyor 6200, Dewatering Conveyance System | THC-DEW-CV-6200 | Switch,Motion | Switch |  | MSL | http://www.toronto.ca/TWONTO#motion_sensor_element |  | Conveyor, Main Cake Transfer, Dewatering
58764 | THC-DEW-PSH-2346 | Switch, Pressure-High, Outlet, Transfer Pump 2340, Polymer Make Up System | THC-DEW-T-2300 | Switch,Pressure-High | Switch |  | PSH | http://www.toronto.ca/TWONTO#pressure_switch |  | Tank,Polymer Make-up,Polymer Make Up System
58765 | THC-DEW-PSH-5826 | Switch, Pressure-High, Outlet, Blended Sludge, Centrifuge Feed Pump 5820, Solid Treatment | THC-DEW-P-5820 | Switch,Pressure | Switch |  | PSH | http://www.toronto.ca/TWONTO#pressure_switch |  | Pump,Centrifugal,Blended Sludge,Feed,Centrifuge 1500(& future1600),Solid Treatment
58766 | THC-DEW-PSH-5846 | Switch, Pressure-High, Outlet, Blended Sludge, Centrifuge Feed Pump 5840, Solid Treatment | THC-DEW-P-5840 | Switch,Pressure | Switch |  | PSH | http://www.toronto.ca/TWONTO#pressure_switch |  | Sludge, Feed Pump, Centrifuge, System Dewatering
58769 | THC-DEW-PSL-1108 | Switch, Pressure-Low, City Water, Centrifuge 1100, Solid Treatment, Incinerator building. | THC-DEW-CF-1100 | Switch,Pressure-Low | Switch |  | PSL | http://www.toronto.ca/TWONTO#pressure_switch |  | Centrifuge,Dewatering,BLS/PYS - Solid Treatment,Incinerator Building
59322 | FCL-ELS-TS-0500 | Switch,Low Lift Bldg - Electrical Room,Transfer | FCL-ELS-MCC-0500 | Switch | Switch |  | TS | http://www.toronto.ca/TWONTO#transfer_switch |  | Control Panel,MCC,Low Lift Bldg - Electrical Room,600V
59323 | FCL-ELS-TS-0613-SUS | Switch, Transfer, Generator 0100, Electrical Switchgear Room | FCL-ELS-PS-0002 | Switch | Switch | 36601 | TS | http://www.toronto.ca/TWONTO#transfer_switch |  | Uninterruptible Power Supply,Low Lift Bldg - Switchgear Room,LP-0002
59324 | FCL-ELS-TS-0613-SUS | Switch, Transfer, Generator 0100, Electrical Switchgear Room | FCL-SUSPENDED | Switch | Switch | 36601 | TS | http://www.toronto.ca/TWONTO#transfer_switch |  | Suspended entity
59325 | FCL-ELS-TS-1011-SUS | Switch, Transfer, Generator 0200, Electrical Switchgear Room | FCL-SUSPENDED | Switch | Switch | 36602 | TS | http://www.toronto.ca/TWONTO#transfer_switch |  | Suspended entity
59326 | FCL-ELS-TSH-002D | Switch,Temperature-High,Low Lift Bldg - Electrical Room,Transformer TR-002D | FCL-ELS-TR-002D | Switch,Temperature-High | Switch |  | TSH | http://www.toronto.ca/TWONTO#temperature_switch |  | Transformer,Power,Dry,Low Lift Bldg - Electrical Room,4160-600V,500KVA
59327 | FCL-ELS-TSH-002H | Switch,Temperature-High,High Lift Bldg - Switchgear Room,Transformer TR-002H | FCL-ELS-TR-002H | Switch,Temperature-High | Switch |  | TSH | http://www.toronto.ca/TWONTO#temperature_switch |  | Transformer,Power,Dry,High Lift Bldg - Switchgear Room,4160-600V,750KVA
59328 | FCL-ELS-TSH-003F | Switch,Temperature-High,High Lift Bldg - Electrical Room,Transformer TR-003F | FCL-ELS-TR-003F | Switch,Temperature-High | Switch |  | TSH | http://www.toronto.ca/TWONTO#temperature_switch |  | Transformer,Power,Dry,High Lift Bldg - Electrical Room,4160-600V,750KVA
59329 | FCL-ELS-TSH-01CF | Switch,Temperature-High,Centrifuge Bldg - Electrical Room,Transformer TR-01CF | FCL-ELS-TR-01CF | Switch,Temperature-High | Switch |  | TSH | http://www.toronto.ca/TWONTO#temperature_switch |  | Transformer,Power,Dry,Centrifuge Bldg - Electrical Room,4160-600V,500KVA
59330 | FCL-ELS-TSH-01CL | Switch,Temperature-High,Clarification - Electrical Room,Transformer TR-01CL | FCL-ELS-TR-01CL | Switch,Temperature-High | Switch |  | TSH | http://www.toronto.ca/TWONTO#temperature_switch |  | Transformer,Power,Dry,Clarification - Electrical Room,4160-600V,400KVA
59331 | FCL-ELS-TSHB-0200 | Switch,Temperature-High,Outdoor Main Substation,Transformer TR-0200 Oil | FCL-ELS-TR-0200 | Switch,Temperature-High | Switch |  | TSHB | http://www.toronto.ca/TWONTO#temperature_switch |  | Transformer,Power,Oil Filled,Outdoor Main Substation,27.6-4.16kV,10/13.3MVA
59388 | THC-DIG-LSH-0114 | Switch,Level-High, Sump Pump 0114, Sludge Holding Tanks | THC-DIG-P-0114 | Switch,Level | Switch | 35368 | LSH | http://www.toronto.ca/TWONTO#level_switch |  | Pump,Centrifugal,Sump,Old Digesters
59389 | THC-DIG-LSH-0115 | Switch,Level-High, Sump Pump 0115,Sludge Holding Tanks | THC-DIG-P-0115 | Switch,Level | Switch |  | LSH | http://www.toronto.ca/TWONTO#level_switch |  | Pump,Centrifugal,Sump,Old Digesters
59390 | THC-DIG-LSH-0193 | Switch,Level-High,Sump,Tunnel Sump Pump 0193,Anerobic Filter Building | THC-DIG-P-0193 | Switch,Level | Switch |  | LSH | http://www.toronto.ca/TWONTO#level_switch |  | Pump,Centrifugal,Tunnel Sump,Anerobic Filter Building
59391 | THC-DIG-LSH-0194 | Switch,Level-High,Sump Pumps 0194 & 0195,Anerobic Filter Building | THC-GRK-SUMP PUMP | Switch,Level | Switch |  | LSH | http://www.toronto.ca/TWONTO#level_switch |  | Sump Pumps,
59392 | THC-DIG-LSH-0405 | Switch,Level-High,Sump Pumps 5290A & 5290B,Lower Basement,Building U | THC-DIG-CP-5290 | Switch,Level | Switch |  | LSH | http://www.toronto.ca/TWONTO#level_switch |  | Control Panel,Electrical,Lower Basement Sump,P-5290A & P-5290B,Building U
59393 | THC-DIG-LSH-0405 | Switch,Level-High,Sump Pumps 5290A & 5290B,Lower Basement,Building U | THC-GRK-SUMP PUMP | Switch,Level | Switch |  | LSH | http://www.toronto.ca/TWONTO#level_switch |  | Sump Pumps,
59394 | THC-DIG-LSH-3120 | Switch,Level,High,Interstage Separator,F­3120,Gas High Pressure System,Building U | THC-DIG-CYC-3120 | Switch,Level-High | Switch |  | LSH | http://www.toronto.ca/TWONTO#level_switch |  | Cyclone,Separator,Outlet,Intercooler C­3101,Gas High Pressure System,Building U
59395 | THC-DIG-LSH-3413 | Switch,Level,High,Wet Receiver,T­3413,Gas High Pressure System,Building U | THC-DIG-T-3413 | Switch,Level-High | Switch |  | LSH | http://www.toronto.ca/TWONTO#level_switch |  | Tank,Wet Gas Storage,Gas High Pressure System,Building U
59397 | THC-DIG-LSH-5240 | Eliminated Role: Switch,Level-High,Sump,Burner Sump Pump 5240,Building U | THC-DIG-P-5240 | Switch,Level | Switch | 40489 | LSH | http://www.toronto.ca/TWONTO#level_switch |  | Eliminated Role: Pump,Centrifugal,Sump,Lower Basement,Building U
59398 | THC-DIG-LSH-5285 | Switch,Level-High,South-West Storm Sump,CP-5285,Building U | THC-DIG-CP-5285 | Switch,Level | Switch |  | LSH | http://www.toronto.ca/TWONTO#level_switch |  | Control Panel,Electrical,South-West Storm Sump,P-5285A & P-5285B,Building U
59399 | THC-DIG-LSH-5286 | Switch,Level-High,South-East Storm Sump,CP-5286,Building U | THC-DIG-CP-5286 | Switch,Level | Switch |  | LSH | http://www.toronto.ca/TWONTO#level_switch |  | Control Panel,Electrical,South-East Storm Sump,P-5286A & P-5286B,Building U
59400 | THC-DIG-LSH-5286 | Switch,Level-High,South-East Storm Sump,CP-5286,Building U | THC-GRK-SUMP PUMP | Switch,Level | Switch |  | LSH | http://www.toronto.ca/TWONTO#level_switch |  | Sump Pumps,
59401 | THC-DIG-LSH-5290 | Switch,Level-High,Lower Basement Sump,CP-5290,Building U | THC-DIG-CP-5290 | Switch,Level | Switch |  | LSH | http://www.toronto.ca/TWONTO#level_switch |  | Control Panel,Electrical,Lower Basement Sump,P-5290A & P-5290B,Building U
59404 | THC-DIG-LSHH-0114 | Switch,Level-High High, Sump Pump 0114, Sludge Holding Tanks | THC-DIG-P-0114 | Switch,Level | Switch |  | LSHH | http://www.toronto.ca/TWONTO#level_switch |  | Pump,Centrifugal,Sump,Old Digesters
59405 | THC-DIG-LSHH-5240 | Eliminated Role: Switch,Level-High High, Sump,Burner Sump Pump 5240, Primary Digesters | THC-SUS | Switch,Level | Switch | 40487 | LSHH | http://www.toronto.ca/TWONTO#level_switch |  | THC records of assets and roles that are no longer in service or exists
59406 | THC-DIG-LSHH-5286 | Eliminated Role: Switch,Level-High High,Sump, East Storm Sump Pump 5286A, Primary Digesters,Building U | THC-DIG-P-5286A | Switch,Level | Switch | 40488 | LSHH | http://www.toronto.ca/TWONTO#level_switch |  | Pump,Submersible,South-East Storm Sump,Building U
59409 | THC-DIG-LSHHA-5286 | Switch,Level-High-High,South-East Storm Sump,CP-5286,Building U | THC-DIG-CP-5286 | Valve,Gate | Switch |  | LSHHA | http://www.toronto.ca/TWONTO#level_switch |  | Control Panel,Electrical,South-East Storm Sump,P-5286A & P-5286B,Building U
59411 | THC-DIG-LSHHB-5285 | Switch,Level-High-High,South-West Storm Sump,CP-5285,Building U | THC-DIG-CP-5285 | Valve,Gate | Switch |  | LSHHB | http://www.toronto.ca/TWONTO#level_switch |  | Control Panel,Electrical,South-West Storm Sump,P-5285A & P-5285B,Building U
59413 | THC-DIG-LSL-5286 | Switch,Level-Low,South-East Storm Sump,CP-5286,Building U | THC-DIG-CP-5286 | Valve,Gate | Switch |  | LSL | http://www.toronto.ca/TWONTO#level_switch |  | Control Panel,Electrical,South-East Storm Sump,P-5286A & P-5286B,Building U
59417 | THC-DIG-LSLL-3413 | Switch,Level,Low-Low,Wet Receiver,T­3413,Gas High Pressure System,Building U | THC-DIG-T-3413 | Switch,Level-Low-Low | Switch |  | LSLL | http://www.toronto.ca/TWONTO#level_switch |  | Tank,Wet Gas Storage,Gas High Pressure System,Building U
59559 | THC-DIG-PSH-0444 | Switch,Pressure-High,Discharge,Gas Mixing,C-0437,Gas Low Pressure System,Building U | THC-DIG-C-0437 | Switch,Pressure-High | Switch |  | PSH | http://www.toronto.ca/TWONTO#pressure_switch |  | Compressor,Sliding Vane,Primary Digester Gas MIxing,PD-0400,Gas Low Pressure System,Building U
59560 | THC-DIG-PSH-0544 | Switch,Pressure-High,Discharge,Gas Mixing,C-0537,Gas Low Pressure System,Building U | THC-DIG-C-0537 | Switch,Pressure-High | Switch |  | PSH | http://www.toronto.ca/TWONTO#pressure_switch |  | Compressor,Sliding Vane,Primary Digester Gas MIxing,PD-0500,Gas Low Pressure System,Building U
59561 | THC-DIG-PSH-1444 | Switch,Pressure-High,Discharge,Gas Mixing,C-5437,Gas Low Pressure System,Building U | THC-DIG-C-1437 | Switch,Pressure-High | Switch |  | PSH | http://www.toronto.ca/TWONTO#pressure_switch |  | Compressor,Sliding Vane,Back-Up,Primary Digester Gas Mixing,PD-0400-0700,Gas Low Pressure System,Building U
59565 | THC-DIG-PSH-3100 | Switch,Pressure-High,Discharge,C-3100B,Gas High Pressure System,Building U | THC-DIG-C-3100 | Switch,Pressure-High | Switch |  | PSH | http://www.toronto.ca/TWONTO#pressure_switch |  | Compressor,Sliding Vane,Building U Gas Booster,Gas High Pressure System,Building U
59566 | THC-DIG-PSH-3300 | Switch,Pressure-High,Discharge,C-3300B,Gas High Pressure System,Building U | THC-DIG-C-3300 | Switch,Pressure-High | Switch |  | PSH | http://www.toronto.ca/TWONTO#pressure_switch |  | Compressor,Sliding Vane,Building U Gas Booster,Gas High Pressure System,Building U
59567 | THC-DIG-PSH-3300 | Switch,Pressure-High,Discharge,C-3300B,Gas High Pressure System,Building U | THC-DIG-C-3300B | Switch,Pressure-High | Switch |  | PSH | http://www.toronto.ca/TWONTO#pressure_switch |  | Compressor, Gas, Booster, Digester 0400-0700
59570 | THC-DIG-PSH-5066 | Switch,Pressure-High,Duty,Digested Gas Header,Gas Low Pressure System,Building U | THC-DIG-BURNERS | Switch,Pressure | Switch |  | PSH | http://www.toronto.ca/TWONTO#pressure_switch |  | Waste Gas Burners
59571 | THC-DIG-PSH-5066 | Switch,Pressure-High,Duty,Digested Gas Header,Gas Low Pressure System,Building U | THC-DIG-GAS-LOW-PRESS | Switch,Pressure | Switch |  | PSH | http://www.toronto.ca/TWONTO#pressure_switch |  | Digester Gas Low Pressure System
59575 | THC-DIG-PSL-5063 | Switch,Pressure-Low,Auto Reset,Digested Gas Header,Gas Low Pressure System,Building U | THC-DIG-BURNERS | Switch,Pressure-Low | Switch |  | PSL | http://www.toronto.ca/TWONTO#pressure_switch |  | Waste Gas Burners
59576 | THC-DIG-PSLL-5065 | Switch,Pressure-Low-Low,Manual Reset,Digested Gas Header,Gas Low Pressure System,Building U | THC-DIG-BURNERS | Switch,Pressure-Low | Switch |  | PSLL | http://www.toronto.ca/TWONTO#pressure_switch |  | Waste Gas Burners
59577 | THC-DIG-PSLL-5065 | Switch,Pressure-Low-Low,Manual Reset,Digested Gas Header,Gas Low Pressure System,Building U | THC-DIG-GAS-LOW-PRESS | Switch,Pressure-Low | Switch |  | PSLL | http://www.toronto.ca/TWONTO#pressure_switch |  | Digester Gas Low Pressure System
59628 | THC-DIG-TSH-0543 | Switch,Temperature-High,Discharge,Primary Digester Gas MIxing,C-0537,Gas Low Pressure System,Building U | THC-DIG-C-0537 | Switch,Temperature | Switch |  | TSH | http://www.toronto.ca/TWONTO#temperature_switch |  | Compressor,Sliding Vane,Primary Digester Gas MIxing,PD-0500,Gas Low Pressure System,Building U
59629 | THC-DIG-TSH-0643 | Switch,Temperature-High,Discharge,Primary Digester Gas MIxing,C-0637,Gas Low Pressure System,Building U | THC-DIG-C-0637 | Switch,Temperature | Switch |  | TSH | http://www.toronto.ca/TWONTO#temperature_switch |  | Compressor,Sliding Vane,Primary Digester Gas MIxing,PD-0600,Gas Low Pressure System,Building U
59630 | THC-DIG-TSH-1443 | Switch,Temperature-High,Discharge,Primary Digester Gas MIxing,C-5437,Gas Low Pressure System,Building U | THC-DIG-C-1437 | Switch,Temperature | Switch |  | TSH | http://www.toronto.ca/TWONTO#temperature_switch |  | Compressor,Sliding Vane,Back-Up,Primary Digester Gas Mixing,PD-0400-0700,Gas Low Pressure System,Building U
59631 | THC-DIG-TSH-3426 | Switch,Temperature,High,Aftercooler Discharge Header,Gas High Pressure System,Building U | THC-DIG-C-BOOST-3100 | Switch,Temperature-High | Switch |  | TSH | http://www.toronto.ca/TWONTO#temperature_switch |  | Eliminated Role: Compressors Unit, Gas Booster, Digester 0400-0700
60798 | THC-ELS-LB-0900 | Switch,Load Break,Indoor 5KV,Biosolids Building | THC-ELS-SWG-0900 | Load Break Switch | Switch |  | LB | http://www.toronto.ca/TWONTO#load_break_disconnect_switch |  | Switchgear
60800 | THC-ELS-LB-1000 | Switch,Load Break,Indoor 5KV,Biosolids Building | THC-ELS-SWG-1000 | Load Break Switch | Switch |  | LB | http://www.toronto.ca/TWONTO#load_break_disconnect_switch |  | Switchgear
60850 | THC-ELS-LSH-0148 | Switch,Level-High,Sump,Sump Pump 0148,Oil Storage Building | THC-ELS-P-0148 | Switch,Level | Switch |  | LSH | http://www.toronto.ca/TWONTO#level_switch |  | Pump, Sump, Building F
61361 | THC-EPG-LSL-4020 | Switch, Level, Low, Fuel Tank, Diesel Generator, Headworks | THC-ELS-GEN-4020 | Switch,Level-Low | Switch |  | LSL | http://www.toronto.ca/TWONTO#level_switch |  | Standby Generator, DS00400-6S, Between old Headworks and New Head House
61700 | THC-FT-PSH-0996 | Switch,Pressure-High,Outlet,Scum Transfer Pump 0990,Secondary, Phase I | THC-FT-P-0990SUSPEND | Switch,Pressure-High | Switch |  | PSH | http://www.toronto.ca/TWONTO#pressure_switch |  | Pump, for Scum Pit Tank 0980, for final tank 0900, Secondary Clarifier
61701 | THC-FT-PSH-1096 | Switch,Pressure-High,Outlet,Scum Transfer Pump 1090,Secondary, Phase I | THC-FT-P-1090SUSPENDED | Switch,Pressure-High | Switch |  | PSH | http://www.toronto.ca/TWONTO#pressure_switch |  | Pump, for Scum Pit Tank 1080, for final tank 1000, Secondary Clarifier
61702 | THC-FT-PSH-1196 | Switch,Pressure-High,Outlet,Scum Transfer Pump 1190,Secondary, Phase I | THC-FT-P-1190SUSPENDED | Switch,Pressure-High | Switch |  | PSH | http://www.toronto.ca/TWONTO#pressure_switch |  | Pump, for Scum Pit Tank 1180, for final tank 1100, Secondary Clarifier
61703 | THC-FT-PSH-1296 | Switch,Pressure-High,Outlet,Scum Transfer Pump 1290,Secondary,Phase I | THC-FT-P-1290SUSPENDED | Switch,Pressure-High | Switch |  | PSH | http://www.toronto.ca/TWONTO#pressure_switch |  | Pump, for Scum Pit Tank 1280, for final tank 1200, Secondary Clarifier
61705 | THC-FT-PSH-5826 | Switch, Pressure High, Scum Control, SE Plant, SE Plant Blowers Part 1 and Train #8 | THC-FT-P-5820SP | Switch,Pressure-High | Switch |  | PSH | http://www.toronto.ca/TWONTO#pressure_switch |  | Pump, Scum Pit, Tank 0500-0800, Secondary Clarifier
61706 | THC-FT-PSH-5826 | Switch, Pressure High, Scum Control, SE Plant, SE Plant Blowers Part 1 and Train #8 | THC-STR-P-SP02 | Switch,Pressure-High | Switch |  | PSH | http://www.toronto.ca/TWONTO#pressure_switch |  | Pump, Spare
61708 | THC-FT-PSL-1095 | Switch, Inlet, Pressure-Low, Scum Transfer Pump 1090,Secondary, Phase I | THC-FT-P-1090SUSPENDED | Switch,Pressure-Low | Switch |  | PSL | http://www.toronto.ca/TWONTO#pressure_switch |  | Pump, for Scum Pit Tank 1080, for final tank 1000, Secondary Clarifier
61709 | THC-FT-PSL-1195 | Switch, Inlet, Pressure-Low, Scum Transfer Pump 1190,Secondary, Phase I | THC-FT-P-1190SUSPENDED | Switch,Pressure-Low | Switch |  | PSL | http://www.toronto.ca/TWONTO#pressure_switch |  | Pump, for Scum Pit Tank 1180, for final tank 1100, Secondary Clarifier
61710 | THC-FT-PSL-1295 | Switch, Inlet, Pressure-Low, Scum Transfer Pump 1290,Secondary, Phase I | THC-FT-P-1290SUSPENDED | Switch,Pressure-Low | Switch |  | PSL | http://www.toronto.ca/TWONTO#pressure_switch |  | Pump, for Scum Pit Tank 1280, for final tank 1200, Secondary Clarifier
61711 | THC-FT-PSL-1595 | Switch, Inlet, Pressure-Low, Scum Transfer Pump 1590,Secondary,Phase IV | THC-FT-P-1590-SCRP | Switch,Pressure-Low | Switch |  | PSL | http://www.toronto.ca/TWONTO#pressure_switch |  | Pump, for Scum Pit Tank 1580, for final tank 1500, Secondary Clarifier
61712 | THC-FT-PSL-1695 | Switch, Inlet, Pressure-Low,Scum Transfer Pump 1690,Secondary,Phase IV | THC-FT-P-1690-SCRP | Switch,Pressure-Low | Switch |  | PSL | http://www.toronto.ca/TWONTO#pressure_switch |  | Pump, for Scum Pit Tank 1680, for final tank 1600, Secondary Clarifier
61865 | FCL-FL-FSL-0101-SUS | Switch, Flow-Low, Feed Line, Hydrofluosilicic Acid System | FCL-FL | Switch,Flow-Low | Switch | 36605 | FSL | http://www.toronto.ca/TWONTO#flow_switch |  | Fluoridation
61866 | FCL-FL-FSL-0101-SUS | Switch, Flow-Low, Feed Line, Hydrofluosilicic Acid System | FCL-SUSPENDED | Switch,Flow-Low | Switch | 36605 | FSL | http://www.toronto.ca/TWONTO#flow_switch |  | Suspended entity
61868 | FCL-FL-LSH-0002 | Switch, Level-High, Spill Containment, Hydrofluosilicic Acid System | FCL-FL | Switch,Level-High | Switch |  | LSH | http://www.toronto.ca/TWONTO#level_switch |  | Fluoridation
61869 | FCL-FL-LSH-0003 | Switch, Level-High, Spill Containment, Hydrofluosilicic Acid System | FCL-FL | Switch,Level-High | Switch |  | LSH | http://www.toronto.ca/TWONTO#level_switch |  | Fluoridation
61870 | FCL-FL-LSH-0004 | Switch, Level-High, Spill Containment, Hydrofluosilicic Acid System | FCL-FL | Switch,Level-High | Switch |  | LSH | http://www.toronto.ca/TWONTO#level_switch |  | Fluoridation
61871 | FCL-FL-LSH-0101(S) | Switch, Level-High, Tank 0101, Hydrofluosilicic Acid System | FCL-FL | Switch,Level-High | Switch | 35931 | LSH | http://www.toronto.ca/TWONTO#level_switch |  | Fluoridation
61872 | FCL-FL-LSH-0101(S) | Switch, Level-High, Tank 0101, Hydrofluosilicic Acid System | FCL-FL-T-0101 | Switch,Level-High | Switch | 35931 | LSH | http://www.toronto.ca/TWONTO#level_switch |  | Tank, Non-Pressurized, Hydrofluosilicic Acid System
61873 | FCL-FL-LSH-0201(S) | Switch, Level-High, Tank 0201, Hydrofluosilicic Acid System | FCL-FL-T-0201 | Switch,Level-High | Switch | 35932 | LSH | http://www.toronto.ca/TWONTO#level_switch |  | Tank, Non-Pressurized, Hydrofluosilicic Acid System
62193 | THC-INC-LSH-3012 | Switch, Level-High, Sump, Air Plenum, Incinerator Area | THC-GRK-SUMP PUMP | Switch,Level | Switch |  | LSH | http://www.toronto.ca/TWONTO#level_switch |  | Sump Pumps,
62228 | THC-INC-PSH-0611 | Switch, Pressure-High, Digester Gas Train, Incinerators 1000 & 2000 | THC-INC | Switch,Pressure-High | Switch |  | PSH | http://www.toronto.ca/TWONTO#pressure_switch |  | Incineration Process
62229 | THC-INC-PSH-1064 | Switch, Pressure-High, Natural Gas Train, Incinerator 1000 | THC-INC-FU-1000 | Switch,Pressure-High | Switch |  | PSH | http://www.toronto.ca/TWONTO#pressure_switch |  | Furnace, Incinerator 1000
62230 | THC-INC-PSL-0203 | Switch, Pressure-low, Digester Gas Train, Incinerators 1000 & 2000 | THC-INC | Switch,Pressure-Low | Switch |  | PSL | http://www.toronto.ca/TWONTO#pressure_switch |  | Incineration Process
62232 | THC-INC-PSL-1053 | Switch, Pressure-Low, Shaft Seal, Slurry Pump 1053 | THC-INC-P-1053 |  | Switch |  | PSL | http://www.toronto.ca/TWONTO#pressure_switch |  | Pump, Ash Slurry, Incinerator 1000
62233 | THC-INC-PSL-1064 | Switch, Pressure-Low, Natural Gas Train, Incinerator 1000 | THC-INC-FU-1000 | Switch,Pressure-Low | Switch | 34752 | PSL | http://www.toronto.ca/TWONTO#pressure_switch |  | Furnace, Incinerator 1000
62234 | THC-INC-PSL-1064 | Switch, Pressure-Low, Natural Gas Train, Incinerator 1000 | THC-SUSPENDED | Switch,Pressure-Low | Switch | 34752 | PSL | http://www.toronto.ca/TWONTO#pressure_switch |  | Suspended entity
62235 | THC-INC-PSL-2053 | Switch, Pressure-Low, Shaft Seal, Slurry Pump 2053 | THC-INC-P-2053 |  | Switch |  | PSL | http://www.toronto.ca/TWONTO#pressure_switch |  | Pump, Ash Slurry, Incinerator 2000
62572 | FCL-FLT-FSL-0003A | Switch, Flow Low, Discharge, Filtered Water Sampling Pump 0004A, Sampling Pumps | FCL-FLT | Switch,Flow-Low | Switch |  | FSL | http://www.toronto.ca/TWONTO#flow_switch |  | Filtration
62573 | FCL-FLT-FSL-0003A | Switch, Flow Low, Discharge, Filtered Water Sampling Pump 0004A, Sampling Pumps | FCL-FLT-P-0004A | Switch,Flow-Low | Switch |  | FSL | http://www.toronto.ca/TWONTO#flow_switch |  | Pump, Centrifugal, Filtered Water, Sampling Pumps
62574 | FCL-FLT-FSL-0003B | Switch, Flow Low, Discharge, Filtered Water Sampling Pump 0004B, Sampling Pumps | FCL-FLT-P-0004B | Switch,Flow-Low | Switch |  | FSL | http://www.toronto.ca/TWONTO#flow_switch |  | Pump, Centrifugal, Filtered Water, Sampling Pumps
62575 | FCL-FLT-FSL-0004 | Switch, Flow, Low, Thermal, Sample to Filter Composite Analysers. Admin Building Lab | FCL-FLT | Switch | Switch |  | FSL | http://www.toronto.ca/TWONTO#flow_switch |  | Filtration
62576 | FCL-FLT-FSL-0005 | Switch, Flow, Low, Thermal, Sample to Turbidity Analyser AIT-0006, Admin Building Lab | FCL-FLT-SAMP | Switch | Switch |  | FSL | http://www.toronto.ca/TWONTO#flow_switch |  | Filter Composite Sampling
62587 | FCL-FLT-LSH-0001-SUS | Switch, Level-High, Wash Water Drain West, Filter No.1701 | FCL-FLT-F-1701 | Switch,Level-High | Switch | 36606 | LSH | http://www.toronto.ca/TWONTO#level_switch |  | Filter, Carbon Activated, Filter Building, Filter Gallery West
62588 | FCL-FLT-LSH-0002-SUS | Switch, Level-High, Wash Water Drain West, Filter No.0701 | FCL-SUSPENDED | Switch,Level-High | Switch | 36607 | LSH | http://www.toronto.ca/TWONTO#level_switch |  | Suspended entity
62594 | FCL-FLT-LSL-0005-SUS | Switch, Level-Low, Filter 0501, Filter No.0501 | FCL-FLT-F-0501 | Switch,Level-Low | Switch | 36613 | LSL | http://www.toronto.ca/TWONTO#level_switch |  | Filter, Carbon Activated, Filter Building, Filter Gallery West
62595 | FCL-FLT-LSL-0005-SUS | Switch, Level-Low, Filter 0501, Filter No.0501 | FCL-SUSPENDED | Switch,Level-Low | Switch | 36613 | LSL | http://www.toronto.ca/TWONTO#level_switch |  | Suspended entity
62596 | FCL-FLT-LSL-0006-SUS | Switch, Level-Low, Filter 0601, , Filter No.0601 | FCL-SUSPENDED | Switch,Level-Low | Switch | 36614 | LSL | http://www.toronto.ca/TWONTO#level_switch |  | Suspended entity
62597 | FCL-FLT-LSL-0007-SUS | Switch, Level-Low, Filter 0701, Filter No.0701 | FCL-FLT-F-0701 | Switch,Level-Low | Switch | 36615 | LSL | http://www.toronto.ca/TWONTO#level_switch |  | Filter, Carbon Activated, Filter Building, Filter Gallery West
62710 | THC-NGS-PSL-3042 | Switch, Pressure Low, Pilot Natural Gas, Hot Water Boiler BO-3041 | THC-ACC-BO-3041 |  | Switch | 33796 | PSL | http://www.toronto.ca/TWONTO#pressure_switch |  | Boiler, Hot Water, Boiler Building
62711 | THC-NGS-PSL-3052 | Switch, Pressure Low, Pilot Natural Gas, Hot Water Boiler BO-3051 | THC-ACC-BO-3051 |  | Switch | 33797 | PSL | http://www.toronto.ca/TWONTO#pressure_switch |  | Boiler, Hot Water, Boiler Building
62712 | THC-NGS-PSL-3052 | Switch, Pressure Low, Pilot Natural Gas, Hot Water Boiler BO-3051 | THC-SUSPENDED |  | Switch | 33797 | PSL | http://www.toronto.ca/TWONTO#pressure_switch |  | Suspended entity
62715 | THC-NGS-PSL-3072 | Switch, Pressure Low, Pilot Natural Gas, Hot Water Boiler BO-3071 | THC-SUSPENDED |  | Switch | 33799 | PSL | http://www.toronto.ca/TWONTO#pressure_switch |  | Suspended entity
62780 | FCL-FLT-LSL-0008-SUS | Switch, Level-Low, Filter 0801, , Filter No.0801 | FCL-SUSPENDED | Switch,Level-Low | Switch | 36616 | LSL | http://www.toronto.ca/TWONTO#level_switch |  | Suspended entity
62781 | FCL-FLT-LSL-0009-SUS | Switch, Level-Low, Filter 1101, Filter No.1101 | FCL-FLT-F-0901 | Switch,Level-Low | Switch | 36617 | LSL | http://www.toronto.ca/TWONTO#level_switch |  | Filter, Carbon Activated, Filter Building, Filter Gallery West
62782 | FCL-FLT-LSL-0009-SUS | Switch, Level-Low, Filter 1101, Filter No.1101 | FCL-SUSPENDED | Switch,Level-Low | Switch | 36617 | LSL | http://www.toronto.ca/TWONTO#level_switch |  | Suspended entity
62783 | FCL-FLT-LSL-0010-SUS | Switch, Level-Low, Filter 1001, , Filter No.1001 | FCL-SUSPENDED | Switch,Level-Low | Switch | 36619 | LSL | http://www.toronto.ca/TWONTO#level_switch |  | Suspended entity
62784 | FCL-FLT-LSL-0011 | Switch, Level-Low, Filter 1101, Filter No.1101 | FCL-FLT-F-1101 | Switch,Level-Low | Switch |  | LSL | http://www.toronto.ca/TWONTO#level_switch |  | Filter, Carbon Activated, Filter Building, Filter Gallery West
62785 | FCL-FLT-LSL-0013-SUS | Switch, Level-Low, Filter 1301, Filter No.1301 | FCL-FLT-F-1301 | Switch,Level-Low | Switch | 36620 | LSL | http://www.toronto.ca/TWONTO#level_switch |  | Filter, Carbon Activated, Filter Building, Filter Gallery West
62786 | FCL-FLT-LSL-0015-SUS | Switch, Level-Low, Filter 1501, Filter No.1501 | FCL-FLT-F-1501 | Switch,Level-Low | Switch | 36621 | LSL | http://www.toronto.ca/TWONTO#level_switch |  | Filter, Carbon Activated, Filter Building, Filter Gallery West
62787 | FCL-FLT-LSL-0017-SUS | Switch, Level-Low, Filter 1701, Filter No.1701 | FCL-FLT-F-1701 | Switch,Level-Low | Switch | 36623 | LSL | http://www.toronto.ca/TWONTO#level_switch |  | Filter, Carbon Activated, Filter Building, Filter Gallery West
62788 | FCL-FLT-LSL-1201-SUS | Switch, Level-Low, Filter 1201, , Filter No.1201 | FCL-SUSPENDED | Switch,Level-Low | Switch | 36624 | LSL | http://www.toronto.ca/TWONTO#level_switch |  | Suspended entity
62789 | FCL-FLT-LSL-1801-SUS | Switch, Level-Low, Filter 1801, , Filter No.1801 | FCL-FLT-F-1801 | Switch,Level-Low | Switch | 36626 | LSL | http://www.toronto.ca/TWONTO#level_switch |  | Filter, Carbon Activated, Filter Building, Filter Gallery East
62790 | FCL-FLT-LSL-1801-SUS | Switch, Level-Low, Filter 1801, , Filter No.1801 | FCL-SUSPENDED | Switch,Level-Low | Switch | 36626 | LSL | http://www.toronto.ca/TWONTO#level_switch |  | Suspended entity
63210 | THC-OCS-LSH-0200 | Switch, Sump Level High, Phase I/IV Biofilter Sump, Phase I/IV Odour Control | THC-OCS-P-0210 | Switch,Level-High | Switch |  | LSH | http://www.toronto.ca/TWONTO#level_switch |  | Sump Pump No.1, Phase I/IV Biofilter Sump, Phase I/IV Odour Control
63211 | THC-OCS-LSH-0400 | Switch, Level High, Humidification Chamber #2, Phase I/IV Odour Control | THC-OCS-HU-0400 | Switch,Level-High | Switch |  | LSH | http://www.toronto.ca/TWONTO#level_switch |  | Integrated Humidification Chamber #2, Humidification Chamber #2, Phase I/IV Odour Control
63213 | THC-OCS-LSH-6200 | Switch, Level, High, Sump, Biofilter, Headworks Odour Control | THC-OCS-P-6210 | Switch,Level-High | Switch |  | LSH | http://www.toronto.ca/TWONTO#level_switch |  | Sump Pump, Biofilter, Headworks Odour Control
63214 | THC-OCS-LSHH-0100 | Switch, Level High High, Humidification Chamber #1, Phase I/IV Odour Control | THC-OCS-HU-0100 | Switch,Level-High-High | Switch |  | LSHH | http://www.toronto.ca/TWONTO#level_switch |  | Integrated Humidification Chamber #1, Humidification Chamber #1, Phase I/IV Odour Control
63216 | THC-OCS-LSHH-6030 | Switch, Level, High High, Humidification Chamber HU-6030, Headworks Odour Control | THC-OCS-HU-6030 | Switch,Level-High-High | Switch |  | LSHH | http://www.toronto.ca/TWONTO#level_switch |  | Humidification Chamber, Biofilter, Headworks Odour Control
63217 | THC-OCS-LSL-0100 | Switch, Level Low, Humidification Chamber #1, Phase I/IV Odour Control | THC-OCS-HU-0100 | Switch,Level-Low | Switch |  | LSL | http://www.toronto.ca/TWONTO#level_switch |  | Integrated Humidification Chamber #1, Humidification Chamber #1, Phase I/IV Odour Control
63218 | THC-OCS-LSL-0400 | Switch, Level Low, Humidification Chamber #2, Phase I/IV Odour Control | THC-OCS-HU-0400 | Switch,Level-Low | Switch |  | LSL | http://www.toronto.ca/TWONTO#level_switch |  | Integrated Humidification Chamber #2, Humidification Chamber #2, Phase I/IV Odour Control
63219 | THC-OCS-LSL-6030 | Switch, Level, Low, Humidification Chamber HU-6030, Headworks Odour Control | THC-OCS-HU-6030 | Switch,Level-Low | Switch |  | LSL | http://www.toronto.ca/TWONTO#level_switch |  | Humidification Chamber, Biofilter, Headworks Odour Control
63220 | THC-OCS-LSLL-0100 | Switch, Level Low Low, Humidification Chamber #1, Phase I/IV Odour Control | THC-OCS-HU-0100 | Switch,Level-Low-Low | Switch |  | LSLL | http://www.toronto.ca/TWONTO#level_switch |  | Integrated Humidification Chamber #1, Humidification Chamber #1, Phase I/IV Odour Control
63221 | THC-OCS-LSLL-0200 | Switch, Sump Level Lo Lo, Phase I/IV Biofilter Sump, Phase I/IV Odour Control | THC-OCS-P-0210 | Switch,Level-Low-Low | Switch |  | LSLL | http://www.toronto.ca/TWONTO#level_switch |  | Sump Pump No.1, Phase I/IV Biofilter Sump, Phase I/IV Odour Control
63222 | THC-OCS-LSLL-0400 | Switch, Level Low Low, Humidification Chamber #2, Phase I/IV Odour Control | THC-OCS-HU-0100 | Switch,Level-Low-Low | Switch |  | LSLL | http://www.toronto.ca/TWONTO#level_switch |  | Integrated Humidification Chamber #1, Humidification Chamber #1, Phase I/IV Odour Control
63223 | THC-OCS-LSLL-6030 | Switch, Level, Low Low, Humidification Chamber HU-6030, Headworks Odour Control | THC-OCS-HU-6030 | Switch,Level-Low-Low | Switch |  | LSLL | http://www.toronto.ca/TWONTO#level_switch |  | Humidification Chamber, Biofilter, Headworks Odour Control
63490 | FCL-PAC-LS-0301A | Switch, Level, PAC Dust Collector, Dry Chemical Building Basement | FCL-PAC | Switch | Switch |  | LS | http://www.toronto.ca/TWONTO#level_switch |  | Taste and Odour Control (PAC)
63491 | FCL-PAC-LSH-0001 | Switch, Level High, PAC Slurry Splitter Tank Overflow, Flocculation Tanks Splitter Box Area | FCL-PAC | Switch,Level-High | Switch |  | LSH | http://www.toronto.ca/TWONTO#level_switch |  | Taste and Odour Control (PAC)
63492 | FCL-PAC-LSH-0201A | Switch, Position-High, Inlet, Dust Collector DCU-0201, Dry Chemical Building Basement | FCL-PAC-T-0201 | Switch,Position-High | Switch |  | LSH | http://www.toronto.ca/TWONTO#level_switch |  | Tank, Storage, Powder Activated Carbon, Dry Chemical Building PAC Tanks
63493 | FCL-PAC-LSH-0301A | Switch, Position-High, Inlet, Dust Collector DCU-0301, Dry Chemical Building Basement | FCL-PAC-T-0301 | Switch,Position-High | Switch |  | LSH | http://www.toronto.ca/TWONTO#level_switch |  | Tank, Storage, Powder Activated Carbon, ry Chemical Building PAC Tanks
63494 | FCL-PAC-LSH-0501 | Switch, Level High, Feed Tank T-0501, Dry Chemical Building Basement | FCL-PAC-T-0501 | Switch,Level-High | Switch |  | LSH | http://www.toronto.ca/TWONTO#level_switch |  | Tank, Reservoir, PAC Slurry Calibrated Cylinder, Dry Chemical Building, Basement
63495 | FCL-PAC-LSL-0501 | Switch, Low Level, Feed Tank T-0501, Dry Chemical Building Basement | FCL-PAC-T-0501 | Switch,Level-Low | Switch |  | LSL | http://www.toronto.ca/TWONTO#level_switch |  | Tank, Reservoir, PAC Slurry Calibrated Cylinder, Dry Chemical Building, Basement
63603 | THC-PLT-FSL-0610 | Switch, Flow, Low, Pump P-0610 Seal Water, Pipe Gallery, Raw Sewage Screening | THC-PLT-P-0610 | Switch,Flow-Low | Switch |  | FSL | http://www.toronto.ca/TWONTO#flow_switch |  | Pump, Dewatering, Screen and Bypass Channels, Pipe Gallery, Raw Sewage Screening
63604 | THC-PLT-FSL-0920 | Switch, Flow, Low, Seal Water, Pump P-0920, Vortex Grit Pipe Gallery, Grit Removal | THC-PLT-P-0920 | Switch,Flow-Low | Switch |  | FSL | http://www.toronto.ca/TWONTO#flow_switch |  | Pump, Grit Slurry, Vortex Grit Pipe Gallery, Grit Removal
63605 | THC-PLT-FSL-0960 | Switch, Flow, Low, Seal Water, Pump P-0960, Vortex Grit Pipe Gallery, Grit Removal | THC-PLT-P-0960 | Switch,Flow-Low | Switch |  | FSL | http://www.toronto.ca/TWONTO#flow_switch |  | Pump, Grit Slurry, Vortex Grit Pipe Gallery, Grit Removal
63606 | THC-PLT-FSL-1015 | Switch, Flow, Low, Classifier CL-1010 Spray Water, Grit Processing and Conveyance | THC-PLT-CL-1010 | Switch,Flow-Low | Switch |  | FSL | http://www.toronto.ca/TWONTO#flow_switch |  | Classifier, Grit System, Grit Processing and Conveyance
63607 | THC-PLT-FSL-1025 | Switch, Flow, Low, Classifier CL-1020 Spray Water, Grit Processing and Conveyance | THC-PLT-CL-1020 | Switch,Flow-Low | Switch |  | FSL | http://www.toronto.ca/TWONTO#flow_switch |  | Classifier, Grit System, Grit Processing and Conveyance
63608 | THC-PLT-FSL-6411 | Switch,Flow Low,Grit Tank 0100-5 to Fans 6410 & 6420,Odour Control,Headhouse | THC-ODOUR-HEADHOUSE | Switch,Flow-Low | Switch |  | FSL | http://www.toronto.ca/TWONTO#flow_switch |  | Odour Control
63609 | THC-PLT-FSL-6431 | Switch,Flow Low,Grit Tank 0100-0500 to Fans 6430&6440,Odour Control,Headhouse | THC-ODOUR-HEADHOUSE | Switch,Flow-Low | Switch |  | FSL | http://www.toronto.ca/TWONTO#flow_switch |  | Odour Control
63610 | THC-PLT-FSL-6451 | Switch,Flow Low,Grit Classifiers,Dewatering Press and Screens to Fans 6450&6460,Odour Control,Headhouse | THC-ODOUR-HEADHOUSE | Switch,Flow-Low | Switch |  | FSL | http://www.toronto.ca/TWONTO#flow_switch |  | Odour Control
63643 | THC-PLT-HS-0840 | Switch, Rope, Emergency Stop, Conveyor, Screen Room, Screenings Conveyance | THC-PLT-CV-0840 |  | Switch |  | HS | hand_switch |  | Conveyor, Screw, Screen Room, Screenings Conveyance
63644 | THC-PLT-HS-1020 | Switch, Rope, Emergency Stop, Classifier CL-1020, Grit Processing and Conveyance | THC-PLT-CL-1020 |  | Switch |  | HS | hand_switch |  | Classifier, Grit System, Grit Processing and Conveyance
63645 | THC-PLT-HS-1100 | Switch, Rope, Emergency Stop, Conveyor CV-1100, Screenings and Grit Conveyance | THC-PLT-CV-1100 |  | Switch |  | HS | hand_switch |  | Conveyor, Screw, Conveyor, Screenings and Grit Conveyance
63646 | THC-PLT-HS-1120 | Switch, Rope, Emergency Stop, Conveyor CV-1120, Screenings and Grit Conveyance | THC-PLT-CV-1120 |  | Switch |  | HS | hand_switch |  | Conveyor, Screw, Conveyor, Truck Loading, Screenings and Grit Conveyance
63666 | THC-PLT-LSH-0101 | Switch,Level-High, Sump Pump 0100, Headhouse | THC-GRK-SUMP PUMP | Switch,Level | Switch |  | LSH | http://www.toronto.ca/TWONTO#level_switch |  | Sump Pumps,
63667 | THC-PLT-LSH-0101 | Switch,Level-High, Sump Pump 0100, Headhouse | THC-PLT-P-0100 | Switch,Level | Switch |  | LSH | http://www.toronto.ca/TWONTO#level_switch |  | Pump, Sump, Headhouse
63668 | THC-PLT-LSH-0201 | Switch, Level-High, Sump Pump 0200, Headhouse | THC-GRK-SUMP PUMP | Switch,Level | Switch |  | LSH | http://www.toronto.ca/TWONTO#level_switch |  | Sump Pumps,
63669 | THC-PLT-LSH-0201 | Switch, Level-High, Sump Pump 0200, Headhouse | THC-PLT-P-0200 | Switch,Level | Switch |  | LSH | http://www.toronto.ca/TWONTO#level_switch |  | Pump, Sump, Headhouse
63670 | THC-PLT-LSH-0810 | Switch,Level-High, Washer Compactor CMP-0810, Headworks | THC-PLT-CMP-0810 | Switch,Level | Switch |  | LSH | http://www.toronto.ca/TWONTO#level_switch |  | Washer Compactor, Screen Room, Screenings Conveyance
63671 | THC-PLT-LSH-1010 | Switch, Level, High, Classifier CL-1010, Grit Processing and Conveyance | THC-PLT-CL-1010 | Switch,Level-High | Switch |  | LSH | http://www.toronto.ca/TWONTO#level_switch |  | Classifier, Grit System, Grit Processing and Conveyance
63672 | THC-PLT-LSH-1500 | Switch, Level, High, Sump, Storage Room | THC-PLT-P-1510 | Switch,Level-High | Switch |  | LSH | http://www.toronto.ca/TWONTO#level_switch |  | Pump, Sump, Storage Room
63673 | THC-PLT-LSH-1600 | Switch, Level, High, Sump, Vortex Common Effluent Channel | THC-PLT-P-1610 | Switch,Level-High | Switch |  | LSH | http://www.toronto.ca/TWONTO#level_switch |  | Pump, Sump, Vortex Common Effluent Channel
63674 | THC-PLT-LSH-5153 | Switch, Level-High, Collector channel, Headhouse | THC-PLT | Switch,Level | Switch |  | LSH | http://www.toronto.ca/TWONTO#level_switch |  | Preliminary Treatment (Grit and Screenings)
63675 | THC-PLT-LSH-5623 | Switch, Level-High, Overflow, Classifier 5630, East | THC-PLT-CL-5660 | Switch,Level | Switch |  | LSH | http://www.toronto.ca/TWONTO#level_switch |  | Classifier 5660, West
63676 | THC-PLT-LSHH-1500 | Level Switch, High High Level, Sump, Storage Room | THC-PLT-P-1510 | Switch,Level-High-High | Switch |  | LSHH | http://www.toronto.ca/TWONTO#level_switch |  | Pump, Sump, Storage Room
63677 | THC-PLT-LSHH-1600 | Level Switch, High High Level, Sump, Vortex Common Effluent Channel | THC-PLT-P-1610 | Switch,Level-High-High | Switch |  | LSHH | http://www.toronto.ca/TWONTO#level_switch |  | Pump, Sump, Vortex Common Effluent Channel
63678 | THC-PLT-LSHH-5104 | Level Switch High High,Sump, pump pit THC-PLT-P-5110 and 5120 | THC-PLT-P-5110 | Switch,Level | Switch |  | LSHH | http://www.toronto.ca/TWONTO#level_switch |  | Pump, Sump, Preliminary
63679 | THC-PLT-LSL-1400 | Switch, Level, Low, Sump, Vortex Gallery | THC-PLT-P-1410 | Switch,Level-Low | Switch |  | LSL | http://www.toronto.ca/TWONTO#level_switch |  | Pump, Sump, Vortex Gallery
63680 | THC-PLT-LSL-1500 | Switch, Level, Low, Sump, Storage Room | THC-PLT-P-1510 | Switch,Level-Low | Switch |  | LSL | http://www.toronto.ca/TWONTO#level_switch |  | Pump, Sump, Storage Room
63681 | THC-PLT-LSLL-1500 | Switch, Level, Low Low, Sump, Storage Room | THC-PLT-P-1510 | Switch,Level-Low-Low | Switch |  | LSLL | http://www.toronto.ca/TWONTO#level_switch |  | Pump, Sump, Storage Room
63682 | THC-PLT-LSLL-1600 | Switch, Level, Low Low, Sump, Vortex Gallery | THC-PLT-P-1610 | Switch,Level-Low-Low | Switch |  | LSLL | http://www.toronto.ca/TWONTO#level_switch |  | Pump, Sump, Vortex Common Effluent Channel
63696 | THC-PLT-MSL-0146 | Switch, Motion-Low, Bar screen 0140, Head House | THC-PLT-SC-0140 | Switch,Motion | Switch |  | MSL | http://www.toronto.ca/TWONTO#motion_sensor_element |  | Bar Screen 0140
63697 | THC-PLT-MSL-0246 | Switch,Motion-Low, Bar screen 0240,Head House | THC-PLT-SC-SP | Switch,Motion | Switch |  | MSL | http://www.toronto.ca/TWONTO#motion_sensor_element |  | Bar Screen Spare
63698 | THC-PLT-MSL-0346 | Switch,Motion-Low, Bar screen 0340,Head House | THC-PLT-SC-0340 | Switch,Motion | Switch |  | MSL | http://www.toronto.ca/TWONTO#motion_sensor_element |  | Bar Screen 0340
63699 | THC-PLT-MSL-0546 | Switch,Motion-Low,Level Bubbler System,Bar screen 0540,Head House | THC-PLT-SC-0540 | Switch,Motion | Switch |  | MSL | http://www.toronto.ca/TWONTO#motion_sensor_element |  | Bar Screen 0540
63700 | THC-PLT-MSL-0710 | Switch, Motion , Low, Conveyor, Screen Room, Screenings Conveyance | THC-PLT-CV-0710 |  | Switch |  | MSL | http://www.toronto.ca/TWONTO#motion_sensor_element |  | Conveyor, Screw, Screen Room, Screenings Conveyance
63701 | THC-PLT-MSL-0830 | Switch, Motion , Low, Conveyor, Screen Room, Screenings Conveyance | THC-PLT-CV-0830 |  | Switch |  | MSL | http://www.toronto.ca/TWONTO#motion_sensor_element |  | Conveyor, Screw, Screen Room, Screenings Conveyance
63702 | THC-PLT-MSL-1010 | Switch, Motion Low, Classifier CL-1010, Grit Processing and Conveyance | THC-PLT-CL-1010 |  | Switch |  | MSL | http://www.toronto.ca/TWONTO#motion_sensor_element |  | Classifier, Grit System, Grit Processing and Conveyance
63703 | THC-PLT-MSL-1100 | Switch, Motion, Low, Conveyor CV-1100, Screenings and Grit Conveyance | THC-PLT-CV-1100 |  | Switch |  | MSL | http://www.toronto.ca/TWONTO#motion_sensor_element |  | Conveyor, Screw, Conveyor, Screenings and Grit Conveyance
63704 | THC-PLT-MSL-1120 | Switch, Motion, Low, Conveyor CV-1120, Screenings and Grit Conveyance | THC-PLT-CV-1120 |  | Switch |  | MSL | http://www.toronto.ca/TWONTO#motion_sensor_element |  | Conveyor, Screw, Conveyor, Truck Loading, Screenings and Grit Conveyance
63705 | THC-PLT-MSL-1200 | Switch, Motion, Low, Conveyor CV-1200, Screenings and Grit Conveyance | THC-PLT-CV-1200 |  | Switch |  | MSL | http://www.toronto.ca/TWONTO#motion_sensor_element |  | Conveyor, Screw, Conveyor, Screenings and Grit Conveyance
63706 | THC-PLT-MSL-1220 | Switch, Motion, Low, Conveyor CV-1220, Screenings and Grit Conveyance | THC-PLT-CV-1220 |  | Switch |  | MSL | http://www.toronto.ca/TWONTO#motion_sensor_element |  | Conveyor, Screw, Conveyor, Truck Loading, Screenings and Grit Conveyance
63707 | THC-PLT-MSL-5171 | Switch, Motion-Low, Screening Transfer System, Head House | THC-PLT-SC-0140 | Switch,Motion | Switch |  | MSL | http://www.toronto.ca/TWONTO#motion_sensor_element |  | Bar Screen 0140
63708 | THC-PLT-MSL-5181 | Switch, Motion-Low, Screening Transfer System, Head House | THC-PLT-SC-0140 | Switch,Motion | Switch |  | MSL | http://www.toronto.ca/TWONTO#motion_sensor_element |  | Bar Screen 0140
63709 | THC-PLT-MSL-5641 | Switch, Motion-Low, Screening Transfer System, Head House | THC-PLT-SC-0140 | Switch,Motion | Switch |  | MSL | http://www.toronto.ca/TWONTO#motion_sensor_element |  | Bar Screen 0140
63710 | THC-PLT-MSL-5671 | Switch, Motion-Low, Screening Transfer System, Head House | THC-PLT-SC-0140 | Switch,Motion | Switch |  | MSL | http://www.toronto.ca/TWONTO#motion_sensor_element |  | Bar Screen 0140
63743 | THC-PLT-PSH-0443 | Switch,Pressure-High,Level Bubbler System,Bar screen 0440,Head House | THC-PLT-SC-0240 | Switch,Pressure-High | Switch |  | PSH | http://www.toronto.ca/TWONTO#pressure_switch |  | Bar Screen 0240
63744 | THC-PLT-PSH-2212 | Switch, Pressure, High, Blower BL-2200, Blower Room, Channel Aeration | THC-PLT-BL-2200 | Switch,Pressure-High | Switch |  | PSH | http://www.toronto.ca/TWONTO#pressure_switch |  | Blower, Blower Room, Channel Aeration
63745 | THC-PLT-PSH-2312 | Switch, Pressure, High, Blower BL-2300, Blower Room, Channel Aeration | THC-PLT-BL-2300 | Switch,Pressure-High | Switch |  | PSH | http://www.toronto.ca/TWONTO#pressure_switch |  | Blower, Blower Room, Channel Aeration
63746 | THC-PLT-PSH-2412 | Switch, Pressure, High, Blower BL-2400, Blower Room, Channel Aeration | THC-PLT-BL-2400 | Switch,Pressure-High | Switch |  | PSH | http://www.toronto.ca/TWONTO#pressure_switch |  | Blower, Blower Room, Channel Aeration
63747 | THC-PLT-PSH-6208 | Switch,Pressure-High,Outlet from Pump 6240 (post-filter) to Bar Screens,Hydr. Sys,Headhouse | THC-PLT-T-6200 | Switch,Pressure-High | Switch |  | PSH | http://www.toronto.ca/TWONTO#pressure_switch |  | Reservoir, Oil, Hydraulic Pack 2, Bar Screens
63748 | THC-PLT-PSL-0245 | Switch,Pressure-low,Level Bubbler System,Bar screen 0240,Head House | THC-PLT-SC-SP | Switch,Pressure-Low | Switch |  | PSL | http://www.toronto.ca/TWONTO#pressure_switch |  | Bar Screen Spare
63749 | THC-PLT-PSL-0345 | Switch,Pressure-low,Level Bubbler System,Bar screen 0340,Head House | THC-PLT-SC-0340 | Switch,Pressure-Low | Switch |  | PSL | http://www.toronto.ca/TWONTO#pressure_switch |  | Bar Screen 0340
63750 | THC-PLT-PSL-1011 | Switch, Pressure, Low, Hydrocyclone CYC-1011 Inlet, Grit Processing and Conveyance | THC-PLT-CYC-1011 | Switch,Pressure-Low | Switch |  | PSL | http://www.toronto.ca/TWONTO#pressure_switch |  | Hydrocyclone, Classifier CL-1010, Grit Processing and Conveyance
63751 | THC-PLT-PSL-1022 | Switch, Pressure, Low, Hydrocyclone CYC-1022 Inlet, Grit Processing and Conveyance | THC-PLT-CYC-1022 | Switch,Pressure-Low | Switch |  | PSL | http://www.toronto.ca/TWONTO#pressure_switch |  | Hydrocyclone, Classifier CL-1020, Grit Processing and Conveyance
63752 | THC-PLT-PSL-2202 | Switch, Pressure Differential, Low, Blower BL-2200, Blower Room, Channel Aeration | THC-PLT-BL-2200 | Switch,Pressure-Low | Switch |  | PSL | http://www.toronto.ca/TWONTO#pressure_switch |  | Blower, Blower Room, Channel Aeration
63753 | THC-PLT-PSL-5305 | Switch, Pressure-Low, Mechanical Seal from Pumps 5300, Headhouse | THC-PLT-P-5300 | Switch,Pressure-Low | Switch |  | PSL | http://www.toronto.ca/TWONTO#pressure_switch |  | Grit Pump 5300
63754 | THC-PLT-PSL-5325 | Switch, Pressure-Low, Mechanical Seal from Pumps 5320, Headhouse | THC-PLT-P-5320 | Switch,Pressure-Low | Switch |  | PSL | http://www.toronto.ca/TWONTO#pressure_switch |  | Grit Pump 5320
63755 | THC-PLT-PSL-5345 | Switch, Pressure-Low, Mechanical Seal from Pumps 5340, Headhouse | THC-PLT-P-5340 | Switch,Pressure-Low | Switch |  | PSL | http://www.toronto.ca/TWONTO#pressure_switch |  | Grit Pump 5340
63757 | THC-PLT-PSL-6109 | Switch,Pressure-Low,Outlet from Pumps 6140 & 6150 (post-filter) to Bar Screens,Hydr. Sys,Headhouse | THC-PLT-T-6100 | Switch,Pressure-Low | Switch |  | PSL | http://www.toronto.ca/TWONTO#pressure_switch |  | Reservoir, Oil, Hydraulic Pack 1, Bar Screens
63791 | THC-PLT-SW-5171 | Switch,Motion-Low,Conveyor 5170,Screening,Head House | THC-PLT-CV-5170 | Switch,Motion | Switch |  | SW | http://www.toronto.ca/TWONTO#motion_sensor_element |  | Conveyor, Screening
63792 | THC-PLT-SW-5181 | Switch,Motion-Low,Conveyor 5180,Screening,Head House | THC-PLT-CV-5180 | Switch,Motion | Switch |  | SW | http://www.toronto.ca/TWONTO#motion_sensor_element |  | Conveyor, Screening
63793 | THC-PLT-SW-5191 | Switch,Motion-Low,Conveyor 5190,Screening,Head House | THC-PLT-CV-5190 | Switch,Motion | Switch |  | SW | http://www.toronto.ca/TWONTO#motion_sensor_element |  | Conveyor, Incline, Screening
63794 | THC-PLT-SW-5641 | Switch, Motion-Low, Conveyor 5640, East | THC-PLT-CV-5640 | Switch,Motion | Switch |  | SW | http://www.toronto.ca/TWONTO#motion_sensor_element |  | Conveyor, Incline, Classifier 5630, East
63795 | THC-PLT-SW-5671 | Switch, Motion-Low, Conveyor 5670, West | THC-PLT-CV-5670 | Switch,Motion | Switch |  | SW | http://www.toronto.ca/TWONTO#motion_sensor_element |  | Conveyor, Incline, Classifier 5660, West
63808 | THC-PLT-TSH-2411 | Switch, Temperature, High, Blower BL-2400, Blower Room, Channel Aeration | THC-PLT-BL-2400 | Switch,Temperature-High | Switch |  | TSH | http://www.toronto.ca/TWONTO#temperature_switch |  | Blower, Blower Room, Channel Aeration
63809 | THC-PLT-TSL-6602 | Switch,Temperature Low,Ozonator Room South,Odour Control,Headhouse | THC-ODOUR-HEADHOUSE | Switch,Temperature | Switch | 37929 | TSL | http://www.toronto.ca/TWONTO#temperature_switch |  | Odour Control
63810 | THC-PLT-TSL-6602 | Switch,Temperature Low,Ozonator Room South,Odour Control,Headhouse | THC-SUSPENDED | Switch,Temperature | Switch | 37929 | TSL | http://www.toronto.ca/TWONTO#temperature_switch |  | Suspended entity
63882 | FCL-PAC-TSH-0201 | Switch,Temperature, High, Blower BL-0201 Discharge, Dry Chemical Building Basement | FCL-PAC-BL-0201 | Switch,Temperature-High | Switch |  | TSH | http://www.toronto.ca/TWONTO#temperature_switch |  | Blower, PD, PAC Mixing Air Supply, Dry Chemical Building Basement
63883 | FCL-PAC-TSH-0301 | Switch,Temperature, High, Blower BL-0201 Discharge, Dry Chemical Building Basement | FCL-PAC-BL-0301 | Switch,Temperature-High | Switch |  | TSH | http://www.toronto.ca/TWONTO#temperature_switch |  | Blower, PD, PAC Mixing Air Supply, Dry Chemical Building Basement
64076 | THC-PLT-ZSH-0147 | Switch, Torque, Rake, Bar screen 0140, Head House | THC-PLT-SC-0140 | Switch,Torque | Switch |  | ZSH | http://www.toronto.ca/TWONTO#position_switch |  | Bar Screen 0140
64077 | THC-PLT-ZSH-0247 | Switch, Torque, Rake, Bar screen 0240, Head House | THC-PLT-SC-SP | Switch,Torque | Switch |  | ZSH | http://www.toronto.ca/TWONTO#torque_switch |  | Bar Screen Spare
64078 | THC-PLT-ZSH-0447 | Switch, Torque, Rake, Bar screen 0440, Head House | THC-PLT-SC-0240 | Switch,Torque | Switch |  | ZSH | http://www.toronto.ca/TWONTO#torque_switch |  | Bar Screen 0240
64079 | THC-PLT-ZSH-0547 | Switch, Torque, Rake, Bar screen 0540, Head House | THC-PLT-SC-0540 | Switch,Torque | Switch |  | ZSH | http://www.toronto.ca/TWONTO#torque_switch |  | Bar Screen 0540
64080 | THC-PLT-ZSH-0820 | Switch, Position High (Open), Washer Compactor CMP-0820, Headworks | THC-PLT-CMP-0820 | Switch,Level | Switch |  | ZSH | http://www.toronto.ca/TWONTO#position_switch |  | Washer Compactor, Screen Room, Screenings Conveyance
64133 | FCL-RSP-LSH-0102-SUS | Switch, Level-High, Tank 0101 B Side, Sanitary Sewage System Monitoring | FCL-RSP-T-0101 | Switch,Level-High | Switch | 36674 | LSH | http://www.toronto.ca/TWONTO#level_switch |  | Tank, Sewage Ejector, Admin Building B3 Sewage Ejector Room
64166 | FCL-RW-FSL-0001 | Switch,Flow Low | FCL-RW | Switch,Flow-Low | Switch |  | FSL | http://www.toronto.ca/TWONTO#flow_switch |  | Raw Water
64167 | FCL-RW-FSL-0003 | Switch, Flow Low, Analyzer 0003, UV, Raw Water, Low Lift PS Basement | FCL-RW-AIT-0003 | Switch,Flow-Low | Switch |  | FSL | http://www.toronto.ca/TWONTO#flow_switch |  | Analyzer, UV, Raw Water, Low Lift PS Basement
64168 | FCL-RW-FSL-0003-SUS | Switch,Flow Low | FCL-RW | Switch,Flow-Low | Switch | 36689 | FSL | http://www.toronto.ca/TWONTO#flow_switch |  | Raw Water
64169 | FCL-RW-FSL-0005 | Switch, Flow Low, Analyzer,Chlorine, Raw Water, Low Lift PS Basement | FCL-RW-AIT-0005 | Switch,Flow-Low | Switch |  | FSL | http://www.toronto.ca/TWONTO#flow_switch |  | Analyzer,Chlorine, Raw Water, Low Lift PS Basement
64170 | FCL-RW-FSL-0701 | Switch, Flow Low, Sampling Pump 0701, Sampling Pumps, Low Lift PS Basement | FCL-RW-P-0701 | Switch,Flow-Low | Switch |  | FSL | http://www.toronto.ca/TWONTO#flow_switch |  | Pump, Centrifugal, Sampling Line 1A, Sampling Pumps Offshore, Low Lift PS Basement
64171 | FCL-RW-FSL-0701 | Switch, Flow Low, Sampling Pump 0701, Sampling Pumps, Low Lift PS Basement | FCL-RW-SAMP | Switch,Flow-Low | Switch |  | FSL | http://www.toronto.ca/TWONTO#flow_switch |  | Raw Water Sampling
64172 | FCL-RW-FSL-0801 | Switch, Flow Low, Sampling Pump 0801, Sampling Pumps, Low Lift PS Basement | FCL-RW-SAMP | Switch,Flow-Low | Switch |  | FSL | http://www.toronto.ca/TWONTO#flow_switch |  | Raw Water Sampling
64173 | FCL-RW-FSL-0901 | Switch, Flow Low, Sampling Pump 0901, Sampling Pumps, Low Lift PS Basement | FCL-RW-P-0901 | Switch,Flow-Low | Switch |  | FSL | http://www.toronto.ca/TWONTO#flow_switch |  | Pump, Centrifugal, Sampling Line 2, Sampling Pumps Onshore, Low Lift PS Basement
64174 | FCL-RW-FSL-0901 | Switch, Flow Low, Sampling Pump 0901, Sampling Pumps, Low Lift PS Basement | FCL-RW-SAMP | Switch,Flow-Low | Switch |  | FSL | http://www.toronto.ca/TWONTO#flow_switch |  | Raw Water Sampling
64175 | FCL-RW-FSL-1001 | Switch, Flow Low, Sampling Pump 1001, Sampling Pumps, Low Lift PS Basement | FCL-RW-P-1001 | Switch,Flow-Low | Switch |  | FSL | http://www.toronto.ca/TWONTO#flow_switch |  | Pump, Centrifugal, Sampling Line 2, Sampling Pumps Onshore, Low Lift PS Basement
64176 | FCL-RW-FSL-1001 | Switch, Flow Low, Sampling Pump 1001, Sampling Pumps, Low Lift PS Basement | FCL-RW-SAMP | Switch,Flow-Low | Switch |  | FSL | http://www.toronto.ca/TWONTO#flow_switch |  | Raw Water Sampling
64205 | FCL-RW-LSH-0001 | Switch, Level, High, Raw Water Distribution Channel | FCL-RW | Switch,Level-High | Switch |  | LSH | http://www.toronto.ca/TWONTO#level_switch |  | Raw Water
64206 | FCL-RW-LSH-0001 | Switch, Level, High, Raw Water Distribution Channel | FCL-RW-SCREENS | Switch,Level-High | Switch |  | LSH | http://www.toronto.ca/TWONTO#level_switch |  | Raw Water Sreening
64210 | FCL-RW-LSL-0401 | Switch, Level, Low, Raw Water Pump P-0401 Loss of Prime, Low Lift Building, Pump Room | FCL-RW-P-0401 | Switch,Level-Low | Switch |  | LSL | http://www.toronto.ca/TWONTO#level_switch |  | Pump Centrifugal, Raw Water
64211 | FCL-RW-LSL-0501 | Switch, Level, Low, Raw Water Pump P-0501 Loss of Prime, Low Lift Building, Pump Room | FCL-RW-P-0501 | Switch,Level-Low | Switch |  | LSL | http://www.toronto.ca/TWONTO#level_switch |  | Pump Centrifugal, Raw Water
64231 | FCL-RW-PSH-0101 | Switch, High Pressure, Discharge, Raw Water, Pump 0101, Raw Water Pumping Station | FCL-RW-P-0101 | Switch,Pressure-High | Switch |  | PSH | http://www.toronto.ca/TWONTO#pressure_switch |  | Pump Centrifugal, Raw Water
64232 | FCL-RW-PSH-0301 | Switch, High Pressure, Discharge, Raw Water, Pump 0301, Raw Water Pumping Station | FCL-RW-P-0301 | Switch,Pressure-High | Switch |  | PSH | http://www.toronto.ca/TWONTO#pressure_switch |  | Pump Centrifugal, Raw Water
64233 | FCL-RW-PSH-0501 | Raw Water Pumping Station | FCL-RW-P-0501 | Switch,Pressure-High | Switch |  | PSH | http://www.toronto.ca/TWONTO#pressure_switch |  | Pump Centrifugal, Raw Water
64234 | FCL-RW-PSH-0601 | Raw Water Pumping Station | FCL-RW-P-0601 | Switch,Pressure-High | Switch |  | PSH | http://www.toronto.ca/TWONTO#pressure_switch |  | Pump Centrifugal, Raw Water
64410 | THC-PRM-LSH-0124 | Level Switch High,Sump,Phase 1 Prim. T15 & T14 | THC-PRM-P-0124 | Switch,Level | Switch |  | LSH | http://www.toronto.ca/TWONTO#level_switch |  | Pump, Sump, Primary Treatment
64411 | THC-PRM-LSH-0143 | Level Switch High | THC-PRM-P-0143 | Switch,Level | Switch |  | LSH | http://www.toronto.ca/TWONTO#level_switch |  | Pump,Sump
64412 | THC-PRM-LSH-0152 | Level Switch High | THC-PRM-P-0152 | Switch,Level | Switch |  | LSH | http://www.toronto.ca/TWONTO#level_switch |  | Pump, Sump, Primary Treatment
64413 | THC-PRM-LSH-0160 | Level Switch High,T31 East Primary Tank 0200,Building A | THC-PRM-P-0160 | Switch,Level | Switch |  | LSH | http://www.toronto.ca/TWONTO#level_switch |  | Pump, Sump, Primary Treatment
64414 | THC-PRM-LSH-0174 | Switch, Level, High, Pump Start, NW Plant | THC-PRM-P-0174 | Switch,Level | Switch |  | LSH | http://www.toronto.ca/TWONTO#level_switch |  | Pump, Centrifugal Submersible, Drainage, NW Plant
64415 | THC-PRM-LSH-0174 | Switch, Level, High, Pump Start, NW Plant | THC-PRM-P-0174SUSP | Switch,Level | Switch |  | LSH | http://www.toronto.ca/TWONTO#level_switch |  | Pump, Sump, Primary Treatment
64416 | THC-PRM-LSH-0175 | Switch, Level, High, Pump Start, NW Plant | THC-PRM-P-0175 | Sensor,Level | Switch |  | LSH | http://www.toronto.ca/TWONTO#level_switch |  | Pump, Centrifugal Submersible, Drainage, NW Plant
64417 | THC-PRM-LSH-0177 | Switch, Level, High, Pump Start, NW Plant | THC-PRM-P-0177 | Switch,Level | Switch |  | LSH | http://www.toronto.ca/TWONTO#level_switch |  | Pump, Centrifugal Submersible, Drainage, NW Plant
64418 | THC-PRM-LSH-0178 | Switch, Level, High, Pump Start, NW Plant | THC-PRM-P-0178 |  | Switch |  | LSH | http://www.toronto.ca/TWONTO#level_switch |  | Pump, Centrifugal Submersible, Drainage, NW Plant
64419 | THC-PRM-LSHH-0124 | Level Switch High,Sump,Primary Tank 0900 | THC-PRM-P-0124 | Switch,Level | Switch |  | LSHH | http://www.toronto.ca/TWONTO#level_switch |  | Pump, Sump, Primary Treatment
64420 | THC-PRM-LSHH-0160 | Level Switch High,Sump,T31 West Primary Tank 0700,Building A | THC-PRM-P-0102 | Switch,Level | Switch |  | LSHH | http://www.toronto.ca/TWONTO#level_switch |  | Pump, Sump, Primary Treatment
64421 | THC-PRM-LSHH-0174 | Switch, Level High High, Sump Pump Control, NW Plant | THC-PRM-P-0174SUSP | Switch,Level | Switch |  | LSHH | http://www.toronto.ca/TWONTO#level_switch |  | Pump, Sump, Primary Treatment
64422 | THC-PRM-LSLL-0905 | Switch, Float, Level-Low Low, Oil Tank 0910 | THC-PRM-T-0910 |  | Switch |  | LSLL | http://www.toronto.ca/TWONTO#level_switch |  | Oil Tank, Hydraulic Power System for Sludge Bottom Scraper Mechanism, Primary Clarifier 0900, SW Plant
64423 | THC-PRM-LSLL-1105 | Switch, Float, Level-Low Low, Oil Tank 1110 | THC-PRM-T-1110 | Switch,Level-Low-Low | Switch |  | LSLL | http://www.toronto.ca/TWONTO#level_switch |  | Oil Tank, Hydraulic Power System for Sludge Bottom Scraper Mechanism, Primary Clarifier 1100, NW Plant
64424 | THC-PRM-LSLL-1205 | Switch, Float, Level-Low Low, Oil Tank 1210 | THC-PRM-T-1210 | Switch,Level-Low-Low | Switch |  | LSLL | http://www.toronto.ca/TWONTO#level_switch |  | Oil Tank, Hydraulic Power System for Sludge Bottom Scraper Mechanism, Primary Clarifier 1200, NW Plant
64425 | THC-PRM-LSLL-1215 | Switch, Float, Level-Low Low, Oil Tank 1270 | THC-PRM-T-1270 | Switch,Level-Low-Low | Switch |  | LSLL | http://www.toronto.ca/TWONTO#level_switch |  | Oil Tank, Hydraulic Power System for Scum Skimmer System, Primary Clarifier 1200
64585 | FCL-SA-PSH-0101 | Switch, Pressure-High, Supply Air, Service Air Monitoring - High Lift, Gaseous Chemicals, Filtration, Sedimentation and Floculation | FCL-SA | Switch,Pressure-High | Switch |  | PSH | http://www.toronto.ca/TWONTO#pressure_switch |  | Service Air
64586 | FCL-SA-PSH-0400 | Switch, Pressure-High, Compressor 0400, Service Air Monitoring - Low Lift Pumps, Dry Chemicals and Screen Room | FCL-SA | Switch,Position-High | Switch |  | PSH | http://www.toronto.ca/TWONTO#pressure_switch |  | Service Air
64637 | FCL-SED-FSL-0001A | Switch, Flow Low, Discharge, Sampling Pump 0001A, Sampling Pumps | FCL-SED-P-0001A | Switch,Flow-Low | Switch |  | FSL | http://www.toronto.ca/TWONTO#flow_switch |  | Pump, Centrifugal, Settled Water Sampling , Filter Building Drainage Pumping Station
64638 | FCL-SED-FSL-0001B | Switch, Flow Low, Discharge, Sampling Pump 0001B, Sampling Pumps | FCL-SED-P-0001B | Switch,Flow-Low | Switch |  | FSL | http://www.toronto.ca/TWONTO#flow_switch |  | Pump, Centrifugal, Settled Water Sampling , Filter Building Drainage Pumping Station
64639 | FCL-SED-FSL-0002 | Switch, Flow Low, Inlet, Settled Water Drain, Turbidity Analyzer 0001, Sampling Pumps | FCL-SED-SAMP | Switch,Flow-Low | Switch |  | FSL | http://www.toronto.ca/TWONTO#flow_switch |  | Sedimentation Sampling
64943 | THC-PRM-TSH-0980 | Switch, Temperature, High, Exhaust Fan Motor | THC-ACC-FN-0980 |  | Switch |  | TSH | http://www.toronto.ca/TWONTO#temperature_switch |  | Fan, Exhaust, PC9 HPU Building
64944 | THC-PRM-TSH-1180 | Switch, Temperature, High, Exhaust Fan Motor | THC-ACC-FN-1180 |  | Switch |  | TSH | http://www.toronto.ca/TWONTO#temperature_switch |  | Fan, Exhaust, PC11 HPU Building
65274 | THC-PRM-ZSH-0912 | Switch, Position High, Mech Collect, Valve 0912 | THC-PRM-V-0912 |  | Switch |  | ZSH | http://www.toronto.ca/TWONTO#position_switch |  | Valve, Hydraulic Cylinder, Bottom Scraper, Primary Clarifier 0900, SW Plant
65361 | THC-PRM-ZSH-0913 | Switch, Position High, Mech Collect, Valve 0913 | THC-PRM-V-0913 |  | Switch |  | ZSH | http://www.toronto.ca/TWONTO#position_switch |  | Valve, Hydraulic Cylinder, Bottom Scraper, Primary Clarifier 0900, SW Plant
65362 | THC-PRM-ZSH-0914 | Switch, Position High, Mech Collect, Valve 0914 | THC-PRM-V-0914 |  | Switch |  | ZSH | http://www.toronto.ca/TWONTO#position_switch |  | Valve, Hydraulic Cylinder, Bottom Scraper, Primary Clarifier 0900, SW Plant
65363 | THC-PRM-ZSH-0972 | Switch, Position High, Cylinder Extend, Valve 0972 | THC-PRM-V-0972 |  | Switch |  | ZSH | http://www.toronto.ca/TWONTO#position_switch |  | Valve, Hydraulic Cylinder, Scum Skimmer, Primary Clarifier 0900, SW Plant
65364 | THC-PRM-ZSH-0974 | Switch, Position High, Flush Water, Valve 0974 | THC-PRM-CH-5200 |  | Switch |  | ZSH | http://www.toronto.ca/TWONTO#position_switch |  | Scum Pit,Tank 0900 & 1000, Primary Clarifier
65365 | THC-PRM-ZSH-0976 | Switch, Position High, Mech Away, Valve 0971 | THC-PRM-V-0971 |  | Switch |  | ZSH | http://www.toronto.ca/TWONTO#position_switch |  | Valve, Hydraulic Cylinder, Scum Skimmer, Primary Clarifier 0900, SW Plant
65366 | THC-PRM-ZSH-0977 | Switch, Position High, Mech Home, Valve 0972 | THC-PRM-V-0972 |  | Switch |  | ZSH | http://www.toronto.ca/TWONTO#position_switch |  | Valve, Hydraulic Cylinder, Scum Skimmer, Primary Clarifier 0900, SW Plant
65367 | THC-PRM-ZSH-0978 | Switch, Position High, Mech Away, Valve 0972 | THC-PRM-V-0972 |  | Switch |  | ZSH | http://www.toronto.ca/TWONTO#position_switch |  | Valve, Hydraulic Cylinder, Scum Skimmer, Primary Clarifier 0900, SW Plant
65368 | THC-PRM-ZSH-0980 | Switch, Position High, Mech Away, Valve 0973 | THC-PRM-V-0973 |  | Switch |  | ZSH | http://www.toronto.ca/TWONTO#position_switch |  | Valve, Hydraulic Cylinder, Scum Skimmer, Primary Clarifier 0900, SW Plant
65372 | THC-PRM-ZSH-1113 | Switch, Position High, Mech Collect, Valve 1113 | THC-PRM-V-1113 | Switch,Level-Low-Low | Switch |  | ZSH | http://www.toronto.ca/TWONTO#position_switch |  | Valve, Hydraulic Cylinder, Bottom Scraper, Primary Clarifier 1100, NW Plant
65373 | THC-PRM-ZSH-1114 | Switch, Position High, Mech Collect, Valve 1114 | THC-PRM-V-1114 | Switch,Level-Low-Low | Switch |  | ZSH | http://www.toronto.ca/TWONTO#position_switch |  | Valve, Hydraulic Cylinder, Bottom Scraper, Primary Clarifier 1100, NW Plant
65374 | THC-PRM-ZSH-1152 | Switch, Position High, Exhaust Damper, Damper 1152 | THC-PRM-DM-1152 | Switch,Position-High | Switch |  | ZSH | http://www.toronto.ca/TWONTO#position_switch |  | Damper/Louver, Damper 1152
65375 | THC-PRM-ZSH-1172 | Switch, Position High, Cylinder Extend, Valve 1172B | THC-PRM-V-1172 | Switch,Position-High | Switch |  | ZSH | http://www.toronto.ca/TWONTO#position_switch |  | Valve, Hydraulic Cylinder, Scum Skimmer, Tank 1100, Primary Clarifier, Phase IV
65376 | THC-PRM-ZSH-1172 | Switch, Position High, Cylinder Extend, Valve 1172B | THC-PRM-V-1172B | Switch,Position-High | Switch |  | ZSH | http://www.toronto.ca/TWONTO#position_switch |  | Valve, Knife Gate, Primary Sludge Pump (P-1170) Discharge Isolation, NW Plant
65377 | THC-PRM-ZSH-1175 | Switch, Position High, Mech Home, Valve 1171A | THC-PRM-V-1171 | Switch,Position-High | Switch |  | ZSH | http://www.toronto.ca/TWONTO#position_switch |  | Valve, Hydraulic Cylinder, Scum Skimmer, Tank 1100, Primary Clarifier, Phase IV
65378 | THC-PRM-ZSH-1177 | Switch, Position High, Mech Home, Valve 1172B | THC-PRM-V-1172 | Switch,Position-High | Switch |  | ZSH | http://www.toronto.ca/TWONTO#position_switch |  | Valve, Hydraulic Cylinder, Scum Skimmer, Tank 1100, Primary Clarifier, Phase IV
65379 | THC-PRM-ZSH-1177 | Switch, Position High, Mech Home, Valve 1172B | THC-PRM-V-1172B | Switch,Position-High | Switch |  | ZSH | http://www.toronto.ca/TWONTO#position_switch |  | Valve, Knife Gate, Primary Sludge Pump (P-1170) Discharge Isolation, NW Plant
65380 | THC-PRM-ZSH-1179 | Switch, Position High, Mech Home, Valve 1173C | THC-PRM-V-1173 | Switch,Position-High | Switch |  | ZSH | http://www.toronto.ca/TWONTO#position_switch |  | Valve, Hydraulic Cylinder, Scum Skimmer, Tank 1100, Primary Clarifier, Phase IV
65381 | THC-PRM-ZSH-1179 | Switch, Position High, Mech Home, Valve 1173C | THC-PRM-V-1173C | Switch,Position-High | Switch |  | ZSH | http://www.toronto.ca/TWONTO#position_switch |  | Valve, Inlet, Flow Transmitter Indicating, Primary Clarifier 1100, Primary Sludge Distribution
65382 | THC-PRM-ZSH-1180 | Switch, Position High, Mech Away, Valve 1173C | THC-PRM-V-1173 | Switch,Position-High | Switch |  | ZSH | http://www.toronto.ca/TWONTO#position_switch |  | Valve, Hydraulic Cylinder, Scum Skimmer, Tank 1100, Primary Clarifier, Phase IV
65383 | THC-PRM-ZSH-1211 | Switch, Position High, Mech Collect, Valve 1211 | THC-PRM-V-1211 | Switch,Level-Low-Low | Switch |  | ZSH | http://www.toronto.ca/TWONTO#position_switch |  | Valve, Hydraulic Cylinder, Bottom Scraper, Primary Clarifier 1200, NW Plant
65384 | THC-PRM-ZSH-1212 | Switch, Position High, Mech Collect, Valve 1212 | THC-PRM-V-1211 | Switch,Level-Low-Low | Switch |  | ZSH | http://www.toronto.ca/TWONTO#position_switch |  | Valve, Hydraulic Cylinder, Bottom Scraper, Primary Clarifier 1200, NW Plant
65385 | THC-PRM-ZSH-1214 | Switch, Position High, Mech Collect, Valve 1214 | THC-PRM-V-1214 | Switch,Level-Low-Low | Switch |  | ZSH | http://www.toronto.ca/TWONTO#position_switch |  | Valve, Hydraulic Cylinder, Bottom Scraper, Primary Clarifier 1200, NW Plant
65386 | THC-PRM-ZSH-1242 | Switch, Position High, Exhaust Damper, Damper 1242 | THC-PRM-DM-1242 | Switch,Position-High | Switch |  | ZSH | http://www.toronto.ca/TWONTO#position_switch |  | Damper/Louver, Exhaust Air, Fan 1240, Primary Clarifier 12
65387 | THC-PRM-ZSH-1252 | Switch, Position High, Exhaust Damper, Damper 1252 | THC-PRM-DM-1252 | Switch,Position-High | Switch |  | ZSH | http://www.toronto.ca/TWONTO#position_switch |  | Damper/Louver, Damper 1252
65388 | THC-PRM-ZSH-1272 | Switch, Position High, Cylinder Extend, Valve 1272 | THC-PRM-V-1272 | Switch,Position-High | Switch |  | ZSH | http://www.toronto.ca/TWONTO#position_switch |  | Valve, Hydraulic Cylinder, Scum Skimmer, Primary Clarifier 1200, NW Plant
65389 | THC-PRM-ZSH-1273 | Switch, Position High, Cylinder Extend, Valve 1273 | THC-PRM-V-1273 | Switch,Position-High | Switch |  | ZSH | http://www.toronto.ca/TWONTO#position_switch |  | Valve, Hydraulic Cylinder, Scum Skimmer, Primary Clarifier 1200, NW Plant
65390 | THC-PRM-ZSH-1274 | Switch, Position High, Flush Water, Valve 1274 | THC-PRM-V-1274 | Switch,Position-High | Switch |  | ZSH | http://www.toronto.ca/TWONTO#position_switch |  | Valve, Gate, Actuated, Discharge, Valve 1274
65391 | THC-PRM-ZSH-1275 | Switch, Position High, Mech Home, Valve 1271 | THC-PRM-V-1271 | Switch,Position-High | Switch |  | ZSH | http://www.toronto.ca/TWONTO#position_switch |  | Valve, Hydraulic Cylinder, Scum Skimmer, Primary Clarifier 1200, NW Plant
65392 | THC-PRM-ZSH-1277 | Switch, Position High, Mech Home, Valve 1272 | THC-PRM-V-1272 | Switch,Position-High | Switch |  | ZSH | http://www.toronto.ca/TWONTO#position_switch |  | Valve, Hydraulic Cylinder, Scum Skimmer, Primary Clarifier 1200, NW Plant
65393 | THC-PRM-ZSL-0913 | Switch, Position Low, Mech Return, Valve 0913 | THC-PRM-V-0913 |  | Switch |  | ZSL | http://www.toronto.ca/TWONTO#position_switch |  | Valve, Hydraulic Cylinder, Bottom Scraper, Primary Clarifier 0900, SW Plant
65394 | THC-PRM-ZSL-0972 | Switch, Position Low, Cylinder Retract, Valve 0972 | THC-PRM-V-0972 |  | Switch |  | ZSL | http://www.toronto.ca/TWONTO#position_switch |  | Valve, Hydraulic Cylinder, Scum Skimmer, Primary Clarifier 0900, SW Plant
65395 | THC-PRM-ZSL-0973 | Switch, Position Low, Cylinder Retract, Valve 0973 | THC-PRM-V-0973 |  | Switch |  | ZSL | http://www.toronto.ca/TWONTO#position_switch |  | Valve, Hydraulic Cylinder, Scum Skimmer, Primary Clarifier 0900, SW Plant
65396 | THC-PRM-ZSL-0974 | Switch, Position Low, Flush Water, Valve 0974 | THC-PRM-CH-5200 |  | Switch |  | ZSL | http://www.toronto.ca/TWONTO#position_switch |  | Scum Pit,Tank 0900 & 1000, Primary Clarifier
65399 | THC-PRM-ZSL-1111 | Switch, Position Low, Mech Return, Valve 1111 | THC-PRM-V-1111 | Switch,Level-Low-Low | Switch |  | ZSL | http://www.toronto.ca/TWONTO#position_switch |  | Valve, Hydraulic Cylinder, Bottom Scraper, Primary Clarifier 1100, NW Plant
65400 | THC-PRM-ZSL-1113 | Switch, Position Low, Mech Return, Valve 1113 | THC-PRM-V-1113 | Switch,Level-Low-Low | Switch |  | ZSL | http://www.toronto.ca/TWONTO#position_switch |  | Valve, Hydraulic Cylinder, Bottom Scraper, Primary Clarifier 1100, NW Plant
65401 | THC-PRM-ZSL-1171 | Switch, Position Low, Cylinder Retract, Valve 1171A | THC-PRM-V-1171A | Switch,Position-Low | Switch |  | ZSL | http://www.toronto.ca/TWONTO#position_switch |  | Valve, Knife Gate, Primary Sludge Pump (P-1170) Inlet Isolation, NW Plant
65402 | THC-PRM-ZSL-1173 | Switch, Position Low, Cylinder Retract, Valve 1173C | THC-PRM-V-1173 | Switch,Position-Low | Switch |  | ZSL | http://www.toronto.ca/TWONTO#position_switch |  | Valve, Hydraulic Cylinder, Scum Skimmer, Tank 1100, Primary Clarifier, Phase IV
65403 | THC-PRM-ZSL-1173 | Switch, Position Low, Cylinder Retract, Valve 1173C | THC-PRM-V-1173C | Switch,Position-Low | Switch |  | ZSL | http://www.toronto.ca/TWONTO#position_switch |  | Valve, Inlet, Flow Transmitter Indicating, Primary Clarifier 1100, Primary Sludge Distribution
65404 | THC-PRM-ZSL-1174 | Switch, Position Low, Flush Water, Valve 1174 | THC-PRM-CH-5300 | Switch,Position-Low | Switch |  | ZSL | http://www.toronto.ca/TWONTO#position_switch |  | Scum Pit,Tank 1100 & 1200, Primary Clarifier
65405 | THC-PRM-ZSL-1174 | Switch, Position Low, Flush Water, Valve 1174 | THC-PRM-V-1174 | Switch,Position-Low | Switch |  | ZSL | http://www.toronto.ca/TWONTO#position_switch |  | Valve, Actuated, Scum Trough Flushing Valve
65406 | THC-PRM-ZSL-1212 | Switch, Position Low, Mech Return, Valve 1212 | THC-PRM-V-1212 | Switch,Level-Low-Low | Switch |  | ZSL | http://www.toronto.ca/TWONTO#position_switch |  | Valve, Hydraulic Cylinder, Bottom Scraper, Primary Clarifier 1200, NW Plant
65407 | THC-PRM-ZSL-1213 | Switch, Position Low, Mech Return, Valve 1213 | THC-PRM-V-1213 | Switch,Level-Low-Low | Switch |  | ZSL | http://www.toronto.ca/TWONTO#position_switch |  | Valve, Hydraulic Cylinder, Bottom Scraper, Primary Clarifier 1200, NW Plant
65408 | THC-PRM-ZSL-1272 | Switch, Position Low, Cylinder Retract, Valve 1272 | THC-PRM-V-1272 | Switch,Position-Low | Switch |  | ZSL | http://www.toronto.ca/TWONTO#position_switch |  | Valve, Hydraulic Cylinder, Scum Skimmer, Primary Clarifier 1200, NW Plant
65409 | THC-PRM-ZSL-1273 | Switch, Position Low, Cylinder Retract, Valve 1273 | THC-PRM-V-1273 | Switch,Position-Low | Switch |  | ZSL | http://www.toronto.ca/TWONTO#position_switch |  | Valve, Hydraulic Cylinder, Scum Skimmer, Primary Clarifier 1200, NW Plant
65410 | THC-PRM-ZSL-1274 | Switch, Position Low, Flush Water, Valve 1274 | THC-PRM-V-1274 | Switch,Position-Low | Switch |  | ZSL | http://www.toronto.ca/TWONTO#position_switch |  | Valve, Gate, Actuated, Discharge, Valve 1274
65499 | FCL-SM-FSH-0001-SUS | Switch, Flow-High, Scrub 0101, Caustic Soda System | FCL-SUSPENDED | Switch,Flow-High | Switch | 36711 | FSH | http://www.toronto.ca/TWONTO#flow_switch |  | Suspended entity
65500 | FCL-SM-LSH-0001-SUS | Switch, Level-High, Tank Containment System, Caustic Soda System | FCL-SM | Switch,Level-High | Switch | 36712 | LSH | http://www.toronto.ca/TWONTO#level_switch |  | Spill Management
65596 | THC-PWA-LSH-0001 | Switch, Level, Ultrasonic, Station Flooding, S.E. Pumping Station | THC-PWA-EFFLUENT |  | Switch |  | LSH | http://www.toronto.ca/TWONTO#level_switch |  | Plant Water Effluent
65597 | THC-PWA-LSH-0001 | Switch, Level, Ultrasonic, Station Flooding, S.E. Pumping Station | THC-PWA-SOUTH |  | Switch |  | LSH | http://www.toronto.ca/TWONTO#level_switch |  | South Pumping Station
65598 | THC-PWA-LSH-0002 | Switch, Level, Capacitance, Station Flooding, S.E. Pumping Station | THC-PWA-EFFLUENT |  | Switch |  | LSH | http://www.toronto.ca/TWONTO#level_switch |  | Plant Water Effluent
65599 | THC-PWA-LSH-0316 | Level Switch High,Incineration. Plant Water Pumping Station | THC-PWA-P-0316 | Switch,Level | Switch |  | LSH | http://www.toronto.ca/TWONTO#level_switch |  | Pump,Sump, Incineration. Plant Water Pumping Station
65601 | THC-PWA-LSL-0065 | Switch,Level,Low Low,Sump,South Effluent Pump Station,Basement | THC-PWA-CP-0065 |  | Switch |  | LSL | http://www.toronto.ca/TWONTO#level_switch |  | Control Panel,Sump Pumps,South Effluent Pump Station,Intermediate Level
65616 | THC-PWA-PDIT-1010 | Transmitter, Pressure Differential, High, Filter, Strainer STR-1010, Plant Water System | THC-PWA-STR-1010 | Transmitter,Pressure,Differential | Switch |  | PDIT | http://www.toronto.ca/TWONTO#pressure_transmitter |  | Filter, Plant Water, Plant Water System
65617 | THC-PWA-PDIT-1020 | Transmitter, Pressure Differential, High, Filter, Strainer STR-1020, Plant Water System | THC-PWA-STR-1020 | Transmitter,Pressure,Differential | Switch |  | PDIT | http://www.toronto.ca/TWONTO#pressure_transmitter |  | Filter, Plant Water, Plant Water System
65618 | THC-PWA-PDSH-1001 | Switch, Pressure Differential, High, Local Indication, Strainer STR-1000, N.E. Pumping Station | THC-PWA-STR-1000 |  | Switch |  | PDSH | http://www.toronto.ca/TWONTO#pressure_switch |  | Strainer, N.E. Pumping Station
66097 | THC-SES-FSH-6010 | Switch, Flow, High, Eyewash Station, Plant Services, Headworks | THC-SES-SQ-6010 | Switch,Flow-High | Switch |  | FSH | http://www.toronto.ca/TWONTO#flow_switch |  | Emergency Eyewash & Shower, New Headhouse Screen Room West Side
66517 | THC-STR-LSH-0105 | Level Switch High,Sump,T33 East Final Tank 0500,Building A | THC-STR-P-0105 | Switch,Level | Switch |  | LSH | http://www.toronto.ca/TWONTO#level_switch |  | Pump, Sump, Secondary Treatment
66518 | THC-STR-LSH-0144 | Level Switch High,Sump,T33 West & T18 South Building A | THC-STR-P-0144 | Switch,Level | Switch |  | LSH | http://www.toronto.ca/TWONTO#level_switch |  | Pump, Sump, Tunnel T15 Phase I Secondary
66519 | THC-STR-LSH-0158 | Level Switch High,Sump,T33 East Final Tank 0200,Building A | THC-STR-P-0158 | Switch,Level | Switch |  | LSH | http://www.toronto.ca/TWONTO#level_switch |  | Pump, Sump, Secondary Treatment
66520 | THC-STR-LSH-0169 | Level Switch High,Sump,Building A Basement North | THC-STR-P-0169 | Switch,Level | Switch |  | LSH | http://www.toronto.ca/TWONTO#level_switch |  | Pump, Sump, Secondary Treatment
66521 | THC-STR-LSH-0179 | Switch, Level, High, Pump Start, NW Plant, Aeration Gallery | THC-STR-P-0179 |  | Switch |  | LSH | http://www.toronto.ca/TWONTO#level_switch |  | Pump, Centrifugal Submersible, Drainage, NW Plant
66522 | THC-STR-LSH-0182 | Switch, Level, High, Pump Start, NW Plant | THC-STR-P-0182 |  | Switch |  | LSH | http://www.toronto.ca/TWONTO#level_switch |  | Pump, Centrifugal Submersible, Drainage, NW Plant
66523 | THC-STR-LSH-0184 | Switch, Level, High, Pump Start, NW Plant | THC-STR-P-0184 |  | Switch |  | LSH | http://www.toronto.ca/TWONTO#level_switch |  | Pump, Centrifugal Submersible, Drainage, NW Plant
66524 | THC-STR-LSH-0187 | Level Switch High,Sump,T19 Phase 4 Final Area | THC-STR-P-0187 | Switch,Level | Switch |  | LSH | http://www.toronto.ca/TWONTO#level_switch |  | Pump, Sump, Tunnel T19 Phase IV Secondary
66525 | THC-STR-LSHH-0165 | Level Switch High,T33 West Final Tank 0700 & 0800, Old Plant | THC-STR-P-0165 | Switch,Level | Switch |  | LSHH | http://www.toronto.ca/TWONTO#level_switch |  | Pump, Sump, Secondary Treatment
66526 | THC-STR-LSHH-0187 | Level Switch High,Sump,T19 Phase 4 Final Area | THC-STR-P-0187 | Switch,Level | Switch |  | LSHH | http://www.toronto.ca/TWONTO#level_switch |  | Pump, Sump, Tunnel T19 Phase IV Secondary
66527 | THC-STR-LSHH-1301 | Level Switch High High,Sump,T15 Phase 1 Final Area | THC-STR-P-1301A | Switch,Level | Switch |  | LSHH | http://www.toronto.ca/TWONTO#level_switch |  | Pump, Sump, Secondary Treatment
66534 | THC-STR-LSLL-0179 | Switch, Level Low, Sump Pump Control, NW Plant | THC-STR-P-0179 |  | Switch |  | LSLL | http://www.toronto.ca/TWONTO#level_switch |  | Pump, Centrifugal Submersible, Drainage, NW Plant
66535 | THC-STR-LSLL-0181 | Switch, Level Low, Sump Pump Control, NW Plant | THC-STR-P-0181 |  | Switch |  | LSLL | http://www.toronto.ca/TWONTO#level_switch |  | Pump, Centrifugal Submersible, Drainage, NW Plant
66536 | THC-STR-LSLL-0184 | Switch, Level Low, Sump Pump Control, NW Plant | THC-STR-P-0184 |  | Switch |  | LSLL | http://www.toronto.ca/TWONTO#level_switch |  | Pump, Centrifugal Submersible, Drainage, NW Plant
66655 | THC-STR-PSL-0145 | Switch, Inlet, Pressure-Low, Pump 0140, Secondary Clarifiers 0100&0200 - Old Section | THC-STR-P-0140SUSP | Switch,Pressure-Low | Switch | 41052 | PSL | http://www.toronto.ca/TWONTO#pressure_switch |  | Pump, Tank 0100-0200, Secondary Clarifier, RAS/WAS
66656 | THC-STR-PSL-0245 | Switch, Inlet, Pressure-Low, Pump 0240, Secondary Clarifiers 0100&0200 - Old Section | THC-STR-P-0240 | Switch,Pressure-Low | Switch | 41054 | PSL | http://www.toronto.ca/TWONTO#pressure_switch |  | Pump, Tank 0100-0200, Secondary Clarifier, RAS/WAS
66657 | THC-STR-PSL-0345 | Switch, Inlet, Pressure-Low, Pump 0340, Secondary Clarifiers 0300&0400 - Old Section | THC-STR-P-0340 | Switch,Pressure-Low | Switch |  | PSL | http://www.toronto.ca/TWONTO#pressure_switch |  | Pump, Tank 0300-0400, Secondary Clarifier, RAS/WAS
66658 | THC-STR-PSL-0645 | Switch, Inlet, Pressure-Low, Pump 0640, Secondary Clarifiers 0500&0600 - Old Section | THC-STR-P-0640 | Switch,Pressure-Low | Switch |  | PSL | http://www.toronto.ca/TWONTO#pressure_switch |  | Pump, Tank 0500-0600, Secondary Clarifier, RAS/WAS
66659 | THC-STR-PSL-0945 | Switch, Inlet, Pressure-Low, Pump 0940,Secondary Clarifier 0900,RAS Pumping Distribution - Phase 1 | THC-STR-P-SP01UR | Switch,Pressure-Low | Switch |  | PSL | http://www.toronto.ca/TWONTO#pressure_switch |  | Pump, spare, under repair
66660 | THC-STR-PSL-1145 | Switch, Inlet, Pressure-Low, Pump 1140,Secondary Clarifier 1100,RAS Pumping Distribution - Phase 1 | THC-STR-P-1140 | Switch,Pressure-Low | Switch |  | PSL | http://www.toronto.ca/TWONTO#pressure_switch |  | Pump, Dewatering, Tank 1100, Secondary Clarifier, RAS/WAS
66661 | THC-STR-PSL-1445 | Switch, Inlet, Pressure-Low, Pump 1440,Secondary Clarifier 1400,RAS Pumping Distribution - Phase 4 | THC-STR-P-1440 | Switch,Pressure-Low | Switch |  | PSL | http://www.toronto.ca/TWONTO#pressure_switch |  | New Spare Pump, Dewatering, Tank 1400, Secondary Clarifier, RAS/WAS, Tunnel T19 Phase IV Secondary
66662 | THC-STR-PSL-1545 | Switch, Inlet, Pressure-Low, Pump 1540,Secondary Clarifier 1500,RAS Pumping Distribution - Phase 4 | THC-STR-P-1540 | Switch,Pressure-Low | Switch |  | PSL | http://www.toronto.ca/TWONTO#pressure_switch |  | New Spare Pump, Dewatering, Tank 1500, Secondary Clarifier, RAS/WAS, Tunnel T19 Phase IV Secondary
66663 | THC-STR-PSL-1645 | Switch, Inlet, Pressure-Low, Pump 1640,Secondary Clarifier 1600,RAS Pumping Distribution - Phase 4 | THC-STR-P-1640-SCRP | Switch,Pressure-Low | Switch |  | PSL | http://www.toronto.ca/TWONTO#pressure_switch |  | Pump, Dewatering, Tank 1600, Secondary Clarifier, RAS/WAS
66664 | THC-STR-PSL-5145 | Switch, Inlet, Pressure-Low,,Pump 5140, Secondary Clarifiers 0300&0400 - Old Section | THC-STR-P-5140 | Switch,Pressure-Low | Switch |  | PSL | http://www.toronto.ca/TWONTO#pressure_switch |  | Pump, Tank 0300-0400, Secondary Clarifier, RAS/WAS
66933 | THC-THK-LSH-0661 | Switch,Level-High,Sump,Sump Pump 0661,admin Building | THC-THK-P-0661 | Switch,Level | Switch |  | LSH | http://www.toronto.ca/TWONTO#level_switch |  | Pump,Sump,Admin Building
66941 | THC-THK-LSL-1101 | Switch, Level Low, for Mixing Tank-1100,Polymer Make-up System-1100 | THC-THK-MX-1101 | Mixer,Propeller | Switch |  | LSL | http://www.toronto.ca/TWONTO#level_switch |  | Mixing Assembly,Disperser,Polymer Make-up System-1100,Thickening Building
66947 | THC-THK-LSL-5973 | Switch, Level Low, Centrate Tank T-5970 | THC-THK-T-5970 | Switch,Level-Low | Switch |  | LSL | http://www.toronto.ca/TWONTO#level_switch |  | Tank,Centrate
66949 | THC-THK-LSL-5993 | Switch, Level Low, Centrate Tank T-5990 | THC-THK-T-5990 | Switch,Level-Low | Switch |  | LSL | http://www.toronto.ca/TWONTO#level_switch |  | Tank,Centrate
66997 | THC-THK-PSL-1101 | Switch, Pressure Low, Air Flow for Mixing Tank-1100,Polymer Make-up System-1100 | THC-THK-MX-1101 | Mixer,Propeller | Switch |  | PSL | http://www.toronto.ca/TWONTO#pressure_switch |  | Mixing Assembly,Disperser,Polymer Make-up System-1100,Thickening Building
66998 | THC-THK-PSL-1101 | Switch, Pressure Low, Air Flow for Mixing Tank-1100,Polymer Make-up System-1100 | THC-THK-T-1100 | Mixer,Propeller | Switch |  | PSL | http://www.toronto.ca/TWONTO#pressure_switch |  | Tank,Make-up,Polymer Make-up System-1100,Thickening Building
67305 | THC-WWW-LSHH-0003 | Switch, Float, High High, Sump Pump P-0100 & P-0200, S.E. Pumping Station | THC-PWA-EFFLUENT |  | Switch |  | LSHH | http://www.toronto.ca/TWONTO#level_switch |  | Plant Water Effluent
67306 | THC-WWW-LSHH-0003 | Switch, Float, High High, Sump Pump P-0100 & P-0200, S.E. Pumping Station | THC-PWA-SOUTH |  | Switch |  | LSHH | http://www.toronto.ca/TWONTO#level_switch |  | South Pumping Station
67307 | THC-WWW-LSL-0001 | Switch, Float, Low, Sump Pump P-0100 & P-0200, S.E. Pumping Station | THC-PWA-EFFLUENT |  | Switch |  | LSL | http://www.toronto.ca/TWONTO#level_switch |  | Plant Water Effluent
67308 | THC-WWW-LSL-0001 | Switch, Float, Low, Sump Pump P-0100 & P-0200, S.E. Pumping Station | THC-PWA-SOUTH |  | Switch |  | LSL | http://www.toronto.ca/TWONTO#level_switch |  | South Pumping Station
67323 | FCL-TRW-FSL-0003 | Switch, Flow, Low, Sample from District 2 to Analyser AIT-0003, High Lift District 2 Venturi Room | FCL-TRW |  | Switch |  | FSL | http://www.toronto.ca/TWONTO#flow_switch |  | Treated Water
67324 | FCL-TRW-FSL-0004 | Switch, Flow, Low, Mid Reservoir Sampling Pump P-0001 Outlet to Drain, Filter Pipe Gallery East | FCL-TRW |  | Switch |  | FSL | http://www.toronto.ca/TWONTO#flow_switch |  | Treated Water
67325 | FCL-TRW-FSL-0005 | Switch, Flow, Low, Orthophosphate Analyzer AIT-0007 Inlet, TW Sampling | FCL-TRW-AIT-0007 | Switch,Flow-Low | Switch |  | FSL | http://www.toronto.ca/TWONTO#flow_switch |  | Analyzer, Orthophosphate, Transmitter, Multichannel, District 2 venturi Room, TRW pumping station
67326 | FCL-TRW-FSL-0007 | Switch, Flow, Low, pH Analyzer AIT-0008 Inlet, TW Sampling | FCL-TRW-AIT-0008 | Switch,Flow-Low | Switch |  | FSL | http://www.toronto.ca/TWONTO#flow_switch |  | Analyzer, pH, TRW, High Lift PS Building, District 2 venturi Room, TRW pumping station
67348 | FCL-TRW-LSH-0001 | Switch, Level-High, Tank 0001, Surge Tank Building | FCL-TRW-T-0001 | Switch,Level-High | Switch |  | LSH | http://www.toronto.ca/TWONTO#level_switch |  | Vessel, Pressure, Surge, Surge Tank Building
67349 | FCL-TRW-LSH-0002 | Switch, Level-High, Tank 0002, Surge Tank Building | FCL-TRW-T-0002 | Switch,Level-High | Switch |  | LSH | http://www.toronto.ca/TWONTO#level_switch |  | Vessel, Pressure, Surge, Surge Tank Building
67350 | FCL-TRW-LSHH-0002 | Switch, Level-High-High, Tank 0002, Surge Tank Building | FCL-TRW-4 | Switch,Level-High-High | Switch |  | LSHH | http://www.toronto.ca/TWONTO#level_switch |  | Surge Suppression
67351 | FCL-TRW-LSHH-0002 | Switch, Level-High-High, Tank 0002, Surge Tank Building | FCL-TRW-T-0002 | Switch,Level-High-High | Switch |  | LSHH | http://www.toronto.ca/TWONTO#level_switch |  | Vessel, Pressure, Surge, Surge Tank Building
67352 | FCL-TRW-LSL-0001 | Switch, Level-Low, Tank 0001, Surge Tank Building | FCL-TRW-T-0001 | Switch,Level-Low | Switch |  | LSL | http://www.toronto.ca/TWONTO#level_switch |  | Vessel, Pressure, Surge, Surge Tank Building
67353 | FCL-TRW-LSL-0002 | Switch, Level-Low, Tank 0002, Surge Tank Building | FCL-TRW-T-0002 | Switch,Level-Low | Switch |  | LSL | http://www.toronto.ca/TWONTO#level_switch |  | Vessel, Pressure, Surge, Surge Tank Building
67354 | FCL-TRW-LSL-0700 | Switch, Level, Low, Treated Water Pump P-0700 Loss of Prime, High Lift Building, Pump Room | FCL-TRW-P-0700 | Switch,Level-Low | Switch |  | LSL | http://www.toronto.ca/TWONTO#level_switch |  | Pump, Treated Water
67355 | FCL-TRW-LSLL-0001 | Switch, Level-Low-Low, Tank 0001, Surge Tank Building | FCL-TRW-T-0001 | Switch,Level-Low-Low | Switch |  | LSLL | http://www.toronto.ca/TWONTO#level_switch |  | Vessel, Pressure, Surge, Surge Tank Building
67486 | THR-ACC-ASH-5013S | Carbon Monoxide(CO) and Smoke Detector (Eingie Room Basement-Boiler Area) | THR-ELS-HH | Fire Prevention,Heat Detector | Switch | 47418 | ASH | http://www.toronto.ca/TWONTO#flame_or_combustion_sensing_instrument |  | Electrical System, Head House and Engine Room
67615 | THR-ACC-DS-0711 | Switch, Disconnect, Pump 1, Glycol Skid, Compressor Building Main Floor, Glycol System | THR-ACC-P-0711 |  | Switch |  | DS | http://www.toronto.ca/TWONTO#disconnect_switch |  | Pump 1, Glycol Skid, Compressor Bldg Main Floor, Glycol System
67616 | THR-ACC-DS-0712 | Switch, Disconnect, Pump 2, Glycol Skid, Compressor Building Main Floor, Glycol System | THR-ACC-P-0712 |  | Switch |  | DS | http://www.toronto.ca/TWONTO#disconnect_switch |  | Pump 2, Glycol Skid, Compressor Bldg Main Floor, Glycol System
67764 | THR-ACC-FSH-0003 | Switch,Flow-High, Eye Wash flow,Eye wash satation,Disinfection Building | THR-ACC-EWS-0003S | Valve,Ball | Switch |  | FSH | http://www.toronto.ca/TWONTO#flow_switch |  | Eye Wash Station,Disinfection Bldg
67765 | THR-ACC-FSL-0001 | Switch, Flow-Low, P-0201A | THR-ACC-P-0201A | Switch,Flow-Low | Switch |  | FSL | http://www.toronto.ca/TWONTO#flow_switch |  | Pump, Centrifugal, Glycol Heating Supply to AHU-0001
67766 | THR-ACC-FSL-0002 | Switch, Flow-Low, P-0201B | THR-ACC-P-0201B | Switch,Flow-Low | Switch |  | FSL | http://www.toronto.ca/TWONTO#flow_switch |  | Pump, Centrifugal, Glycol Heating Supply to AHU-0001
67767 | THR-ACC-FSL-0006 | Switch, Flow-Low, P-0203B | THR-ACC-P-0203B | Switch,Flow-Low | Switch |  | FSL | http://www.toronto.ca/TWONTO#flow_switch |  | Pump, Centrifugal, Glycol Heating Supply to AHU-0003
67768 | THR-ACC-FSL-0011 | Switch, Flow, Low, Main Glycol Supply, Ground Floor | THR-ACC-T-0206 | Switch,Flow-Low | Switch |  | FSL | http://www.toronto.ca/TWONTO#flow_switch |  | Tank, Glycol Make-Up Package, STB Basement
67769 | THR-ACC-FSL-0012 | Switch, Flow, Low, Hot Water Recirculation Pump-0101, Ground Floor | THR-ACC-P-0101 | Switch,Flow-Low | Switch |  | FSL | http://www.toronto.ca/TWONTO#flow_switch |  | Pump, Hot Water Recirculation, STB Ground Floor
67770 | THR-ACC-FSL-0100 | Switch, Flow, Low, Air Flow, Air Handling Unit AHU-0100, Headhouse Roof | THR-ACC-AHU-0100 | Switch,Flow-Low | Switch |  | FSL | http://www.toronto.ca/TWONTO#flow_switch |  | Air Handling Unit,Main Equipment Room Mezzanine,Main Equipment Room Air Handling Unit
67771 | THR-ACC-FSL-0110 | Switch, Flow, Low, Supply Air Duct, Air Handling Unit AHU-0110, Headhouse Roof | THR-ACC-AHU-0110 | Switch,Flow-Low | Switch |  | FSL | http://www.toronto.ca/TWONTO#flow_switch |  | Air Handling Unit, Headhouse Grit Area Air Supply, Headhouse Roof
67772 | THR-ACC-FSL-0200 | Switch, Flow, Low, Supply Air Duct, Air Handling Unit AHU-0200, North Grit South Fan Room | THR-ACC-AHU-0200 | Switch,Flow-Low | Switch |  | FSL | http://www.toronto.ca/TWONTO#flow_switch |  | Air Handling Unit, Air Supply, North Grit Fan Room
67773 | THR-ACC-FSL-0202A | Switch, Flow-Low, P-0202A | THR-ACC-P-0202A | Switch,Flow-Low | Switch |  | FSL | http://www.toronto.ca/TWONTO#flow_switch |  | Pump, Centrifugal, Glycol Heating Supply to AHU-0002
67774 | THR-ACC-FSL-0202B | Switch, Flow-Low, P-0202B | THR-ACC-P-0202B | Switch,Flow-Low | Switch |  | FSL | http://www.toronto.ca/TWONTO#flow_switch |  | Pump, Centrifugal, Glycol Heating Supply to AHU-0002
67775 | THR-ACC-FSL-0231 | Switch, Flow, Low, Discharge Air FN-0231, AHU-0230, North Grit Storage Room | THR-ACC-AHU-0230 | Switch,Flow-Low | Switch |  | FSL | http://www.toronto.ca/TWONTO#flow_switch |  | Air Handling Unit, Air Supply, North Grit Fan Room
67776 | THR-ACC-FSL-0750 | Switch, Flow-Low, Discharge, AHU-0750, North Grit Bldg, Gallery Ventilation, Zone 1A and 1B | THR-ACC-AHU-0750 | Switch,Flow-Low | Switch |  | FSL | http://www.toronto.ca/TWONTO#flow_switch |  | Air Handling Unit, Blow Thru, North Grit Bldg, Gallery Ventilation, Zone 1A and 1B
67777 | THR-ACC-FSL-0755S | Switch, Flow-Low, Air Handling Unit 0755, RAS Pump, Centrifugaling Station, T-20, Plant Services, Gallery Ventilation, Zone 3B | THR-ACC-AHU-0755S | Switch,Flow-Low | Switch | 39340 | FSL | http://www.toronto.ca/TWONTO#flow_switch |  | Air Handling Unit, Blow Thru, RSPS Roof, Gallery Ventilation, Zone 3B
67778 | THR-ACC-FSL-0756 | Switch, Flow-Low, Air Handling Unit 0756, East Maintenance Bldg, Plant Services, Gallery Ventilation, Zone 3A | THR-ACC-AHU-0756 | Switch,Flow-Low | Switch |  | FSL | http://www.toronto.ca/TWONTO#flow_switch |  | Air Handling Unit, Blow Thru, East Maintenance Bldg, Gallery Ventilation, Zone 3A
67779 | THR-ACC-FSL-0757 | Switch, Flow-Low, Air Handling Unit 0757, East Maintenance Bldg, Plant Services, Gallery Ventilation, Zone 3A | THR-ACC-AHU-0757 | Switch,Flow-Low | Switch |  | FSL | http://www.toronto.ca/TWONTO#flow_switch |  | Air Handling Unit, Blow Thru, East Maintenance Bldg. Roof, Gallery Ventilation, Zone 3A
67780 | THR-ACC-FSL-0840 | Switch, Flow-Low, Discharge, Exhaust Fan 0840, T12 North, Plant Services, Gallery Ventilation, Zone 1A and 1B | THR-ACC-FN-0840 | Switch,Flow-Low | Switch |  | FSL | http://www.toronto.ca/TWONTO#flow_switch |  | Fan, Exhaust, T12 North, Plant Services, Gallery Ventilation, Zone 1A, 1B
67781 | THR-ACC-FSL-0841 | Switch, Flow-Low, Discharge, Exhaust Fan 0841, T12 North, Plant Services, Gallery Ventilation, Zone 1A and 1B | THR-ACC-FN-0841 | Switch,Flow-Low | Switch |  | FSL | http://www.toronto.ca/TWONTO#flow_switch |  | Fan, Exhaust, T12 North, Plant Services, Gallery Ventilation, Zone 1A, 1B
67782 | THR-ACC-FSL-0844S | Switch, Flow-Low, Exhaust Fan 0844, T14 North, Plant Services, Gallery Ventilation, Zone 2A and 2B | THR-ACC-FN-0844 | Switch,Flow-Low | Switch | 39342 | FSL | http://www.toronto.ca/TWONTO#flow_switch |  | Fan, Exhaust, T14 North, Plant Services, Gallery Ventilation, Zone 2A, 2B, 2C
67783 | THR-ACC-FSL-0848 | Switch, Flow-Low, Exhaust Fan 0848, T21, Plant Services, Gallery Ventilation, Zone 3A | THR-ACC-FN-0848 | Switch,Flow-Low | Switch |  | FSL | http://www.toronto.ca/TWONTO#flow_switch |  | Fan, Exhaust, T21, Access House, Gallery Ventilation, Zone 3A
67784 | THR-ACC-FSL-0850 | Switch, Flow-Low, Exhaust Fan 0850, T16, Plant Services, Gallery Ventilation, Zone 3A | THR-ACC-FN-0850 | Switch,Flow-Low | Switch |  | FSL | http://www.toronto.ca/TWONTO#flow_switch |  | Fan, Exhaust, T16, Plant Services, Gallery Ventilation, Zone 3A
67785 | THR-ACC-FSL-0853S | Switch, Flow-Low, Exhaust Fan 0853, T19, Plant Services, Gallery Ventilation, Zone 3B | THR-ACC-FN-0853S | Switch,Flow-Low | Switch | 39346 | FSL | http://www.toronto.ca/TWONTO#flow_switch |  | Fan, Exhaust, T19, Plant Services, Gallery Ventilation, Zone 3B
67786 | THR-ACC-FSL-0855S | Switch, Flow-Low, Exhaust Fan 0855, T13, Plant Services, Gallery Ventilation, Zone 3B | THR-ACC-FN-0855S | Switch,Flow-Low | Switch | 39348 | FSL | http://www.toronto.ca/TWONTO#flow_switch |  | Fan, Exhaust, T13, Plant Services, Gallery Ventilation, Zone 3B
67787 | THR-ACC-FSL-0858 | Switch, Flow-Low, Exhaust Fan 0858, T21, Plant Services, Gallery Ventilation, Zone 3A | THR-ACC-FN-0858 | Switch,Flow-Low | Switch |  | FSL | http://www.toronto.ca/TWONTO#flow_switch |  | Fan, Exhaust, T21B, Access House, Gallery Ventilation, Zone 3A
67788 | THR-ACC-FSL-0860 | Switch, Flow-Low, Exhaust Fan 0846, T12 North, Plant Services, Gallery Ventilation, Zone 2A and 2B | THR-ACC-FN-0860 | Switch,Flow-Low | Switch |  | FSL | http://www.toronto.ca/TWONTO#flow_switch |  | Fan, Exhaust, T12 North, Plant Services, Gallery Ventilation, Zone 2A, 2B, 2C
67789 | THR-ACC-FSL-0972S | Switch, Flow-Low, Air Curtain 0972, Plant Services, Gallery Ventilation, Zone 3B | THR-ACC-FN-0972S | Switch,Flow-Low | Switch | 39350 | FSL | http://www.toronto.ca/TWONTO#flow_switch |  | Fan, Air Curtain, T20, Plant Services, Gallery Ventilation, Zone 3B
67790 | THR-ACC-FSL-1301 | Switch, Flow-Low, Outlet, Boiler 1301, Hot Water Supply, Plant Central Hot Water System, Hot Water Boilers | THR-ACC-BO-1301 | Switch,Flow-Low | Switch |  | FSL | http://www.toronto.ca/TWONTO#flow_switch |  | Boiler, Low Pressure, Hot Water, Plant Central Hot Water System, Hot Water Boilers (CRN-H9308.5,TSSA UID-65022703, SNo.-5.1103723)
67791 | THR-ACC-FSL-1401 | Switch, Flow-Low, Outlet, Boiler 1401, Hot Water Supply, Plant Central Hot Water System, Hot Water Boilers | THR-ACC-BO-1401 | Switch,Flow-Low | Switch |  | FSL | http://www.toronto.ca/TWONTO#flow_switch |  | Boiler, Low Pressure, Hot Water, Plant Central Hot Water System, Hot Water Boilers (CRN-H9308.5,TSSA UID-65022704, SNo.-5.1103724)
67792 | THR-ACC-FSL-1402 | Switch, Flow-Low, Discharge, Blower for Boiler 1401, Plant Central Hot Water System, Hot Water Boilers | THR-ACC-BO-1401 | Switch,Flow-Low | Switch |  | FSL | http://www.toronto.ca/TWONTO#flow_switch |  | Boiler, Low Pressure, Hot Water, Plant Central Hot Water System, Hot Water Boilers (CRN-H9308.5,TSSA UID-65022704, SNo.-5.1103724)
67793 | THR-ACC-FSL-1502 | Switch, Flow-Low, Discharge, Blower for Boiler 1501, Plant Central Hot Water System, Hot Water Boilers | THR-ACC-BO-1501 | Switch,Flow-Low | Switch |  | FSL | http://www.toronto.ca/TWONTO#flow_switch |  | Boiler, Low Pressure, Hot Water, Plant Central Hot Water System, Hot Water Boilers (CRN-H9308.5,TSSA UID-65022705, SNo.-5.1103725)
67828 | THR-ACC-HMSH-5010 | Switch, High Ventilation,HVAC,Dechlorination Building | THR-ACC-DIS | Switch,Temperature-Low | Switch |  | HMSH | http://www.toronto.ca/TWONTO#thermostat_or_zone_controller_unit |  | Air Conditioning, HVAC, Chlorine Building
67922 | FCL-TRW-PSH-0002 | Switch, Pressure-High, District 2, Treated Water Pumping Station | FCL-TRW-2 | Switch,Pressure-High | Switch |  | PSH | http://www.toronto.ca/TWONTO#pressure_switch |  | Treated Water Pumping
67923 | FCL-TRW-PSH-0003 | Switch, Pressure-High, Air Supply, Surge Tank Building | FCL-TRW | Switch,Pressure-High | Switch |  | PSH | http://www.toronto.ca/TWONTO#pressure_switch |  | Treated Water
67924 | FCL-TRW-PSH-0003 | Switch, Pressure-High, Air Supply, Surge Tank Building | FCL-TRW-T-0003 | Switch,Pressure-High | Switch |  | PSH | http://www.toronto.ca/TWONTO#pressure_switch |  | Vessel, Pressure, Air Supply, Surge Tank Building
67925 | FCL-TRW-PSH-0004 | Switch, Pressure-High, Vacuum Priming Unit, Treated Water Pumping Station | FCL-TRW | Switch,Pressure-High | Switch |  | PSH | http://www.toronto.ca/TWONTO#pressure_switch |  | Treated Water
67926 | FCL-TRW-PSL-0001 | Switch, Pressure-Low, District 1W, Treated Water Pumping Station | FCL-TRW-2 | Switch,Pressure-Low | Switch |  | PSL | http://www.toronto.ca/TWONTO#pressure_switch |  | Treated Water Pumping
67927 | FCL-TRW-PSL-0002 | Switch, Pressure-Low, District 2, Treated Water Pumping Station | FCL-TRW | Switch,Pressure-Low | Switch |  | PSL | http://www.toronto.ca/TWONTO#pressure_switch |  | Treated Water
67928 | FCL-TRW-PSL-0002 | Switch, Pressure-Low, District 2, Treated Water Pumping Station | FCL-TRW-2 | Switch,Pressure-Low | Switch |  | PSL | http://www.toronto.ca/TWONTO#pressure_switch |  | Treated Water Pumping
67953 | THR-ACC-LSL-0900 | Switch, Low Water Cut Off, North Grit Boiler 0900, Plant Central Hot Water System | THR-ACC-BO-0900 | Switch,Level-Low | Switch |  | LSL | http://www.toronto.ca/TWONTO#level_switch |  | Boiler, Low Pressure, North Grit Boilers, Plant Services, Natural Gas Overview (CRN-B9917.5,TSSA UID-65022712, SNo.-5.867337,S-87072)
67954 | THR-ACC-LSL-1501 | Switch, Low Water Cut Off, Boiler 1501, Plant Central Hot Water System, Hot Water Boilers | THR-ACC-BO-1501 | Switch,Level-Low | Switch |  | LSL | http://www.toronto.ca/TWONTO#level_switch |  | Boiler, Low Pressure, Hot Water, Plant Central Hot Water System, Hot Water Boilers (CRN-H9308.5,TSSA UID-65022705, SNo.-5.1103725)
67955 | THR-ACC-LSL-1701 | Switch, Low Water Cut Off, Boiler 1701, Plant Central Hot Water System, Hot Water Boilers | THR-ACC-BO-1701 | Switch,Level-Low | Switch |  | LSL | http://www.toronto.ca/TWONTO#level_switch |  | Boiler, Low Pressure, Hot Water, Plant Central Hot Water System, Hot Water Boilers (CRN-H9308.5,TSSA UID-65022707, SNo.-5.1103727)
68047 | FCL-TRW-TSH-0002 | Switch, Temperature-High, Building, Treated Water Pumping Station | FCL-TRW | Switch,Temperature-High | Switch |  | TSH | http://www.toronto.ca/TWONTO#temperature_switch |  | Treated Water
68048 | FCL-TRW-TSH-0002 | Switch, Temperature-High, Building, Treated Water Pumping Station | FCL-TRW-2 | Switch,Temperature-High | Switch |  | TSH | http://www.toronto.ca/TWONTO#temperature_switch |  | Treated Water Pumping
68049 | FCL-TRW-TSL-0001 | Switch, Temperature-Low, Building, Treated Water Pumping Station | FCL-TRW | Switch,Temperature-Low | Switch |  | TSL | http://www.toronto.ca/TWONTO#temperature_switch |  | Treated Water
68403 | THR-ACC-PDSH-3500 | Switch, Pressure Differential, High, Serves THR-ACC-AHU-3500 | THR-ACC-AHU-3500 | Switch,Pressure | Switch |  | PDSH | http://www.toronto.ca/TWONTO#pressure_switch |  | Air Handling Unit, 100% Outside Air Draw Thru, Ferrous Chloride Facility Pump Rm
68404 | THR-ACC-PDSH-4001 | Switch, Pressure Differential, High, Serves THR-ACC-AHU-4001,Gallery T17E | THR-ACC-AHU-4001 | Switch,Pressure | Switch |  | PDSH | http://www.toronto.ca/TWONTO#pressure_switch |  | Air Handling Unit, 100% Outside Air Draw Thru, T17E
68405 | THR-ACC-PDSH-4501 | Switch, Pressure Differential, High, Serves THR-ACC-AHU-4501,SP RAS Pumping Station | THR-ACC-AHU-4501 | Switch,Pressure | Switch |  | PDSH | http://www.toronto.ca/TWONTO#pressure_switch |  | Air Handling Unit, 100% Outside Air Draw Thru, RAS Pumping Station
68406 | THR-ACC-PDSL-4000 | Switch, Pressure Differential, Low, Serves THR-ACC-FN-4005,Gallery 20N | THR-ACC-FN-4005 | Switch,Flow-Low | Switch |  | PDSL | http://www.toronto.ca/TWONTO#pressure_switch |  | Fan, Supply, T20N, Vault 3
68407 | THR-ACC-PDSL-4001 | Switch, Pressure Differential, Low, Serves THR-ACC-FN-4006,Gallery 20N | THR-ACC-FN-4006 | Switch,Flow-Low | Switch |  | PDSL | http://www.toronto.ca/TWONTO#pressure_switch |  | Fan, Exhaust, T20N, Vault 3
68408 | THR-ACC-PDSL-4003 | Switch, Pressure Differential, Low, Serves THR-ACC-FN-4008,Gallery 20N | THR-ACC-FN-4008 | Switch,Flow-Low | Switch |  | PDSL | http://www.toronto.ca/TWONTO#pressure_switch |  | Fan, Exhaust, T20N, Vault 2,Gallery T20N
68409 | THR-ACC-PDSL-4004 | Switch, Pressure Differential, Low, Serves THR-ACC-FN-4009,Gallery 20N | THR-ACC-FN-4008 | Switch,Flow-Low | Switch |  | PDSL | http://www.toronto.ca/TWONTO#pressure_switch |  | Fan, Exhaust, T20N, Vault 2,Gallery T20N
68410 | THR-ACC-PDSL-4004 | Switch, Pressure Differential, Low, Serves THR-ACC-FN-4009,Gallery 20N | THR-ACC-FN-4009 | Switch,Flow-Low | Switch |  | PDSL | http://www.toronto.ca/TWONTO#pressure_switch |  | Fan, Supply, T20N, Vault 1,Gallery T20N
68411 | THR-ACC-PDSL-4005 | Switch, Pressure Differential, Low, Serves THR-ACC-FN-4010,Gallery 20N | THR-ACC-FN-4010 | Switch,Flow-Low | Switch |  | PDSL | http://www.toronto.ca/TWONTO#pressure_switch |  | Fan, Exhaust, T20N, Vault 1,Gallery T20N
68423 | THR-ACC-PSH-0140 | Switch, Pressure, High, Filter Gauge Status, Air Handling Unit AHU-0140, Headhouse Loading Bay Roof | THR-ACC-AHU-0140 | Switch,Pressure-High | Switch |  | PSH | http://www.toronto.ca/TWONTO#pressure_switch |  | Air Handling Unit, Headhouse Loading Bay Air Supply, Headhouse Roof
68424 | THR-ACC-PSH-0150 | Switch, Pressure, High, Filter Gauge Status, Air Handling Unit AHU-0150, Headhouse Loading Bay Roof | THR-ACC-AHU-0150 | Switch,Pressure-High | Switch |  | PSH | http://www.toronto.ca/TWONTO#pressure_switch |  | Air Handling Unit, Headhouse Loading Bay Air Supply, Headhouse Roof
68425 | THR-ACC-PSH-0200 | Switch, Pressure, High, Filter Gauge Status, Air Handling Unit AHU-0200, North Grit South Fan Room | THR-ACC-AHU-0200 | Switch,Pressure-High | Switch |  | PSH | http://www.toronto.ca/TWONTO#pressure_switch |  | Air Handling Unit, Air Supply, North Grit Fan Room
68426 | THR-ACC-PSH-0240 | Switch, Pressure, High, Filter Gauge Status, Air Handling Unit MUA-558, North Grit South Fan Room | THR-ACC-FN-0240 | Switch,Pressure-High | Switch |  | PSH | http://www.toronto.ca/TWONTO#pressure_switch |  | Fan, Plenum, Supply, Existing Air Handling Unit MAU-558, North Grit Fan Room
68427 | THR-ACC-PSH-1301 | Switch,Pressure-High, NG Valve Train, Boiler 1301, Plant Central Hot Water System, Hot Water Boilers | THR-ACC-BO-1301 | Switch,Pressure-High | Switch |  | PSH | http://www.toronto.ca/TWONTO#pressure_switch |  | Boiler, Low Pressure, Hot Water, Plant Central Hot Water System, Hot Water Boilers (CRN-H9308.5,TSSA UID-65022703, SNo.-5.1103723)
68428 | THR-ACC-PSH-1303 | Switch,Pressure-High, DG Valve Train, Boiler 1301, Plant Central Hot Water System, Hot Water Boilers | THR-ACC-BO-1301 | Switch,Pressure-High | Switch |  | PSH | http://www.toronto.ca/TWONTO#pressure_switch |  | Boiler, Low Pressure, Hot Water, Plant Central Hot Water System, Hot Water Boilers (CRN-H9308.5,TSSA UID-65022703, SNo.-5.1103723)
68429 | THR-ACC-PSH-1402 | Switch,Pressure-High, DG Valve Train, Boiler 1401, Plant Central Hot Water System, Hot Water Boilers | THR-ACC-BO-1401 | Switch,Pressure-High | Switch |  | PSH | http://www.toronto.ca/TWONTO#pressure_switch |  | Boiler, Low Pressure, Hot Water, Plant Central Hot Water System, Hot Water Boilers (CRN-H9308.5,TSSA UID-65022704, SNo.-5.1103724)
68430 | THR-ACC-PSH-1403 | Switch,Pressure-High, DG Valve Train, Boiler 1401, Plant Central Hot Water System, Hot Water Boilers | THR-ACC-BO-1401 | Switch,Pressure-High | Switch |  | PSH | http://www.toronto.ca/TWONTO#pressure_switch |  | Boiler, Low Pressure, Hot Water, Plant Central Hot Water System, Hot Water Boilers (CRN-H9308.5,TSSA UID-65022704, SNo.-5.1103724)
68431 | THR-ACC-PSH-1501 | Switch,Pressure-High, NG Valve Train, Boiler 1501, Plant Central Hot Water System, Hot Water Boilers | THR-ACC-BO-1501 | Switch,Pressure-High | Switch |  | PSH | http://www.toronto.ca/TWONTO#pressure_switch |  | Boiler, Low Pressure, Hot Water, Plant Central Hot Water System, Hot Water Boilers (CRN-H9308.5,TSSA UID-65022705, SNo.-5.1103725)
68432 | THR-ACC-PSH-1602 | Switch,Pressure-High, DG Valve Train, Boiler 1601, Plant Central Hot Water System, Hot Water Boilers | THR-ACC-BO-1601 | Switch,Pressure-High | Switch |  | PSH | http://www.toronto.ca/TWONTO#pressure_switch |  | Boiler, Low Pressure, Hot Water, Plant Central Hot Water System, Hot Water Boilers (CRN-H9308.5,TSSA UID-65022706, SNo.-5.1103726)
68433 | THR-ACC-PSH-1701 | Switch,Pressure-High, NG Valve Train, Boiler 1701, Plant Central Hot Water System, Hot Water Boilers | THR-ACC-BO-1701 | Switch,Pressure-High | Switch |  | PSH | http://www.toronto.ca/TWONTO#pressure_switch |  | Boiler, Low Pressure, Hot Water, Plant Central Hot Water System, Hot Water Boilers (CRN-H9308.5,TSSA UID-65022707, SNo.-5.1103727)
68434 | THR-ACC-PSH-1702 | Switch,Pressure-High, DG Valve Train, Boiler 1701, Plant Central Hot Water System, Hot Water Boilers | THR-ACC-BO-1701 | Switch,Pressure-High | Switch |  | PSH | http://www.toronto.ca/TWONTO#pressure_switch |  | Boiler, Low Pressure, Hot Water, Plant Central Hot Water System, Hot Water Boilers (CRN-H9308.5,TSSA UID-65022707, SNo.-5.1103727)
68435 | THR-ACC-PSH-2101 | Switch, Pressurel-High, Discharge, Pump, Centrifugal 2101, Plant Central Hot Water System, Plant Central Hot Water System, Hot Water Recirculation Pump, Centrifugals | THR-ACC-P-2101 | Switch,Pressure-High | Switch |  | PSH | http://www.toronto.ca/TWONTO#pressure_switch |  | Pump, Centrifugal, Primary Loop Hot Water Recirculation, Plant Central Hot Water System,
68436 | THR-ACC-PSH-2201 | Switch, Pressurel-High, Discharge, Pump, Centrifugal 2201, Plant Central Hot Water System, Plant Central Hot Water System, Hot Water Recirculation Pump, Centrifugals | THR-ACC-P-2201 | Switch,Pressure-High | Switch |  | PSH | http://www.toronto.ca/TWONTO#pressure_switch |  | Pump, Centrifugal, Primary Loop Hot Water Recirculation, Plant Central Hot Water System,
68437 | THR-ACC-PSH-2401 | Switch, Pressurel-High, Discharge, Pump, Centrifugal 2401, Plant Central Hot Water System, Plant Central Hot Water System, Hot Water Recirculation Pump, Centrifugals | THR-ACC-P-2401 | Switch,Pressure-High | Switch |  | PSH | http://www.toronto.ca/TWONTO#pressure_switch |  | Pump, Centrifugal, Primary Loop Hot Water Recirculation, Plant Central Hot Water System,
68438 | THR-ACC-PSH-2601 | Switch, Pressurel-High, Discharge, Pump, Centrifugal 2601, Plant Central Hot Water System, Plant Central Hot Water System, Hot Water Recirculation Pump, Centrifugals | THR-ACC-P-2601 | Switch,Pressure-High | Switch |  | PSH | http://www.toronto.ca/TWONTO#pressure_switch |  | Pump, Centrifugal, Primary Loop Hot Water Recirculation, Plant Central Hot Water System,
68439 | THR-ACC-PSL-0510 | Switch, Pressure Low, Suction, Pump, Centrifugal 0520, Boiler Bldg, Plant Services, Gallery Ventilation, Zone 2A and 2B | THR-ACC-P-0510 | Switch,Pressure-Low | Switch |  | PSL | http://www.toronto.ca/TWONTO#pressure_switch |  | Pump, Centrifugal, Hot Water, Gallery Ventilation, Zone 2A, 2B and 2C
68440 | THR-ACC-PSL-0801 | Switch, Pressure-Low, Inlet Digester Gas Train for Boiler 0800, North Grit Boilers | THR-ACC-BO-0800 | Switch,Pressure-Low | Switch |  | PSL | http://www.toronto.ca/TWONTO#pressure_switch |  | Boiler, Low Pressure, North Grit Boilers, Plant Services, Natural Gas Overview (CRN-B9917.5,TSSA UID-65022713, SNo.-5.867338,S-87073)
68441 | THR-ACC-PSL-0901 | Switch, Pressure-Low, Digeter Gas Train for Boiler 0900, North Grit Boilers | THR-ACC-BO-0900 | Switch,Pressure-Low | Switch |  | PSL | http://www.toronto.ca/TWONTO#pressure_switch |  | Boiler, Low Pressure, North Grit Boilers, Plant Services, Natural Gas Overview (CRN-B9917.5,TSSA UID-65022712, SNo.-5.867337,S-87072)
68442 | THR-ACC-PSL-1301 | Switch, Pressure-Low,NG Valve Train, Boiler 1301, Plant Central Hot Water System, Hot Water Boilers | THR-ACC-BO-1301 | Switch,Pressure-Low | Switch |  | PSL | http://www.toronto.ca/TWONTO#pressure_switch |  | Boiler, Low Pressure, Hot Water, Plant Central Hot Water System, Hot Water Boilers (CRN-H9308.5,TSSA UID-65022703, SNo.-5.1103723)
68443 | THR-ACC-PSL-1302 | Switch, Pressure-Low, DG Valve Train, Boiler 1301, Plant Central Hot Water System, Hot Water Boilers | THR-ACC-BO-1301 | Switch,Pressure-Low | Switch |  | PSL | http://www.toronto.ca/TWONTO#pressure_switch |  | Boiler, Low Pressure, Hot Water, Plant Central Hot Water System, Hot Water Boilers (CRN-H9308.5,TSSA UID-65022703, SNo.-5.1103723)
68444 | THR-ACC-PSL-1402 | Switch, Pressure-Low, DG Valve Train, Boiler 1401, Plant Central Hot Water System, Hot Water Boilers | THR-ACC-BO-1401 | Switch,Pressure-Low | Switch |  | PSL | http://www.toronto.ca/TWONTO#pressure_switch |  | Boiler, Low Pressure, Hot Water, Plant Central Hot Water System, Hot Water Boilers (CRN-H9308.5,TSSA UID-65022704, SNo.-5.1103724)
68445 | THR-ACC-PSL-1501 | Switch, Pressure-Low, NG Valve Train, Boiler 1501, Plant Central Hot Water System, Hot Water Boilers | THR-ACC-BO-1501 | Switch,Pressure-Low | Switch |  | PSL | http://www.toronto.ca/TWONTO#pressure_switch |  | Boiler, Low Pressure, Hot Water, Plant Central Hot Water System, Hot Water Boilers (CRN-H9308.5,TSSA UID-65022705, SNo.-5.1103725)
68446 | THR-ACC-PSL-1601 | Switch, Pressure-Low, NG Valve Train, Boiler 1601, Plant Central Hot Water System, Hot Water Boilers | THR-ACC-BO-1601 | Switch,Pressure-Low | Switch |  | PSL | http://www.toronto.ca/TWONTO#pressure_switch |  | Boiler, Low Pressure, Hot Water, Plant Central Hot Water System, Hot Water Boilers (CRN-H9308.5,TSSA UID-65022706, SNo.-5.1103726)
68447 | THR-ACC-PSL-1602 | Switch, Pressure-Low,DG Valve Train, Boiler 1601, Plant Central Hot Water System, Hot Water Boilers | THR-ACC-BO-1601 | Switch,Pressure-Low | Switch |  | PSL | http://www.toronto.ca/TWONTO#pressure_switch |  | Boiler, Low Pressure, Hot Water, Plant Central Hot Water System, Hot Water Boilers (CRN-H9308.5,TSSA UID-65022706, SNo.-5.1103726)
68448 | THR-ACC-PSL-1701 | Switch, Pressure-Low, NG Valve Train, Boiler 1701, Plant Central Hot Water System, Hot Water Boilers | THR-ACC-BO-1701 | Switch,Pressure-Low | Switch |  | PSL | http://www.toronto.ca/TWONTO#pressure_switch |  | Boiler, Low Pressure, Hot Water, Plant Central Hot Water System, Hot Water Boilers (CRN-H9308.5,TSSA UID-65022707, SNo.-5.1103727)
68449 | THR-ACC-PSL-2101 | Switch, Pressurel-Low, Suction, Pump, Centrifugal 2101, Plant Central Hot Water System, Plant Central Hot Water System, Hot Water Recirculation Pump, Centrifugals | THR-ACC-P-2101 | Switch,Pressure-Low | Switch |  | PSL | http://www.toronto.ca/TWONTO#pressure_switch |  | Pump, Centrifugal, Primary Loop Hot Water Recirculation, Plant Central Hot Water System,
68450 | THR-ACC-PSL-2201 | Switch, Pressurel-Low, Suction, Pump, Centrifugal 2201, Plant Central Hot Water System, Plant Central Hot Water System, Hot Water Recirculation Pump, Centrifugals | THR-ACC-P-2201 | Switch,Pressure-Low | Switch |  | PSL | http://www.toronto.ca/TWONTO#pressure_switch |  | Pump, Centrifugal, Primary Loop Hot Water Recirculation, Plant Central Hot Water System,
68451 | THR-ACC-PSL-2501 | Switch, Pressurel-Low, Suction, Pump, Centrifugal 2501, Plant Central Hot Water System, Plant Central Hot Water System, Hot Water Recirculation Pump, Centrifugals | THR-ACC-P-2501 | Switch,Pressure-Low | Switch |  | PSL | http://www.toronto.ca/TWONTO#pressure_switch |  | Pump, Centrifugal, Primary Loop Hot Water Recirculation, Plant Central Hot Water System,
68452 | THR-ACC-PSL-2601 | Switch, Pressurel-Low, Suction, Pump, Centrifugal 2601, Plant Central Hot Water System, Plant Central Hot Water System, Hot Water Recirculation Pump, Centrifugals | THR-ACC-P-2601 | Switch,Pressure-Low | Switch |  | PSL | http://www.toronto.ca/TWONTO#pressure_switch |  | Pump, Centrifugal, Primary Loop Hot Water Recirculation, Plant Central Hot Water System,
68662 | THR-ACC-TS-0750 | Switch, Temperature, AHU-0750, North Grit Bldg, Gallery Ventilation, Zone 1A and 1B | THR-ACC-AHU-0750 | Switch,Temperature | Switch |  | TS | http://www.toronto.ca/TWONTO#temperature_switch |  | Air Handling Unit, Blow Thru, North Grit Bldg, Gallery Ventilation, Zone 1A and 1B
68663 | THR-ACC-TS-0756 | Switch, Temperature, Air Handling Unit 0756, East Maintenance Bldg, Plant Services, Gallery Ventilation, Zone 3A | THR-ACC-AHU-0756 | Switch,Temperature | Switch |  | TS | http://www.toronto.ca/TWONTO#temperature_switch |  | Air Handling Unit, Blow Thru, East Maintenance Bldg, Gallery Ventilation, Zone 3A
68664 | THR-ACC-TSH-0110 | Switch, Temperature, High, Discharge Air, Air Handling Unit AHU-0110, Headhouse Roof | THR-ACC-AHU-0110 | Switch,Temperature-High | Switch |  | TSH | http://www.toronto.ca/TWONTO#temperature_switch |  | Air Handling Unit, Headhouse Grit Area Air Supply, Headhouse Roof
68665 | THR-ACC-TSH-0120 | Switch, Temperature, High, Discharge, Air Handling Unit AHU-0120, Headhouse Roof | THR-ACC-AHU-0120 | Switch,Temperature-High | Switch |  | TSH | http://www.toronto.ca/TWONTO#temperature_switch |  | Air Handling Unit, Headhouse Screen Area Air Supply, Headhouse Roof
68666 | THR-ACC-TSH-0140 | Switch, Temperature, High, Discharge Air, Air Handling Unit AHU-0140, Headhouse Loading Bay Roof | THR-ACC-AHU-0140 | Switch,Temperature-High | Switch |  | TSH | http://www.toronto.ca/TWONTO#temperature_switch |  | Air Handling Unit, Headhouse Loading Bay Air Supply, Headhouse Roof
68667 | THR-ACC-TSH-0210 | Switch, Temperature, High, Discharge Air, Air Handling Unit AHU-0210, North Grit Loading Bay Roof | THR-ACC-AHU-0210 | Switch,Temperature-High | Switch |  | TSH | http://www.toronto.ca/TWONTO#temperature_switch |  | Air Handling Unit, Air Supply, North Grit Loading Bay Roof
68668 | THR-ACC-TSH-0220 | Switch, Temperature, High, Discharge Air, Air Handling Unit AHU-0210, North Grit Loading Bay Roof | THR-ACC-AHU-0220 | Switch,Temperature-High | Switch |  | TSH | http://www.toronto.ca/TWONTO#temperature_switch |  | Air Handling Unit, Air Supply, North Grit Loading Bay Roof
68669 | THR-ACC-TSH-0230 | Switch, Temperature, High, Discharge Air, Air Handling Unit MUA-556, North Grit South Fan Room | THR-ACC-FN-0230 | Switch,Temperature-High | Switch |  | TSH | http://www.toronto.ca/TWONTO#temperature_switch |  | Fan, Plenum, Supply, Existing Air Handling Unit MAU-556, North Grit Fan Room
68670 | THR-ACC-TSH-0240 | Switch, Temperature, High ,Discharge Air, Air Handling Unit MUA-558, North Grit South Fan Room | THR-ACC-FN-0240 | Switch,Temperature-High | Switch |  | TSH | http://www.toronto.ca/TWONTO#temperature_switch |  | Fan, Plenum, Supply, Existing Air Handling Unit MAU-558, North Grit Fan Room
68671 | THR-ACC-TSH-0790 | Switch,Temperature, High, WGB Bldg | THR-ACC-AHU-0780 | Switch,Temperature-High | Switch |  | TSH | http://www.toronto.ca/TWONTO#temperature_switch |  | Air handling Unit, South of WGB Bldg
68672 | THR-ACC-TSL-0100 | Switch, Temperature, Low, Supply Air, Air Handling Unit AHU-0100, Headhouse Roof | THR-ACC-AHU-0100A | Switch,Temperature-Low | Switch |  | TSL | http://www.toronto.ca/TWONTO#temperature_switch |  | Air Handling Unit, Headhouse Grit Area Air Supply, Headhouse Roof
68673 | THR-ACC-TSL-0110 | Switch, Temperature, Low, Supply Air, Air Handling Unit AHU-0110, Headhouse Roof | THR-ACC-AHU-0110 | Switch,Temperature-Low | Switch |  | TSL | http://www.toronto.ca/TWONTO#temperature_switch |  | Air Handling Unit, Headhouse Grit Area Air Supply, Headhouse Roof
68674 | THR-ACC-TSL-0130 | Switch, Temperature, Low, Supply Air, Air Handling Unit AHU-0130, Headhouse Roof | THR-ACC-AHU-0130 | Switch,Temperature-Low | Switch |  | TSL | http://www.toronto.ca/TWONTO#temperature_switch |  | Air Handling Unit, Headhouse Screen Area Air Supply, Headhouse Roof
68675 | THR-ACC-TSL-0140 | Switch, Temperature, Low, Supply Air, Air Handling Unit AHU-0140, Headhouse Loading Bay Roof | THR-ACC-AHU-0140 | Switch,Temperature-Low | Switch |  | TSL | http://www.toronto.ca/TWONTO#temperature_switch |  | Air Handling Unit, Headhouse Loading Bay Air Supply, Headhouse Roof
68676 | THR-ACC-TSL-0150 | Switch, Temperature, Low, Supply Air, Air Handling Unit AHU-0150, Headhouse Loading Bay Roof | THR-ACC-AHU-0150 | Switch,Temperature-Low | Switch |  | TSL | http://www.toronto.ca/TWONTO#temperature_switch |  | Air Handling Unit, Headhouse Loading Bay Air Supply, Headhouse Roof
68677 | THR-ACC-TSL-0200 | Switch, Temperature, Low, Supply Air, Air Handling Unit AHU-0200, North Grit South Fan Room | THR-ACC-AHU-0200 | Switch,Temperature-Low | Switch |  | TSL | http://www.toronto.ca/TWONTO#temperature_switch |  | Air Handling Unit, Air Supply, North Grit Fan Room
68678 | THR-ACC-TSL-0220 | Switch, Temperature, Low, Supply Air, Air Handling Unit AHU-0210, North Grit Loading Bay Roof | THR-ACC-AHU-0220 | Switch,Temperature-Low | Switch |  | TSL | http://www.toronto.ca/TWONTO#temperature_switch |  | Air Handling Unit, Air Supply, North Grit Loading Bay Roof
68679 | THR-ACC-TSL-0230 | Switch, Temperature, Low, Supply Air, Air Handling Unit AHU-0230, North Grit Fan Room | THR-ACC-AHU-0230 | Switch,Temperature-Low | Switch |  | TSL | http://www.toronto.ca/TWONTO#temperature_switch |  | Air Handling Unit, Air Supply, North Grit Fan Room
68680 | THR-ACC-TSL-0240 | Switch, Temperature, Low, Supply Air, Air Handling Unit AHU-0200, North Grit Fan Room | THR-ACC-AHU-0200 | Switch,Temperature-Low | Switch |  | TSL | http://www.toronto.ca/TWONTO#temperature_switch |  | Air Handling Unit, Air Supply, North Grit Fan Room
68681 | THR-ACC-TSL-3610 | Switch,Alarm,Temperature-Low, Supply Air,AHU-3610,East Workshop | THR-ACC-AHU-3610 | Switch,Temperature-Low | Switch |  | TSL | http://www.toronto.ca/TWONTO#temperature_switch |  | HVAC, Air Handling Unit,East Workshop
68682 | THR-ACC-TSL-3630 | Switch,Alarm,Temperature-Low, Supply Air,,AHU-3630,East Workshop | THR-ACC-AHU-3630 | Switch,Temperature-Low | Switch |  | TSL | http://www.toronto.ca/TWONTO#temperature_switch |  | Air Handling Unit,East Workshop
68683 | THR-ACC-TSL-4702 | Switch, Temperature, Low, HTR-4702,Old Main Sub Station | THR-ACC-HTR-4702 | Switch,Temperature-Low | Switch |  | TSL | http://www.toronto.ca/TWONTO#temperature_switch |  | Unit Heater, Electric,SP RAS Electrical Building RPU Rm
68684 | THR-ACC-TSL-4704 | Switch, Temperature, Low, HTR-4704,Old Main Sub Station | THR-ACC-HTR-4704 | Switch,Temperature-Low | Switch |  | TSL | http://www.toronto.ca/TWONTO#temperature_switch |  | Heater,Electric, Unit, 7.5 Kw,Old Main Sub Station
68685 | THR-ACC-TSL-4707 | Switch, Temperature, Low, HTR-4707,Old Main Sub Station | THR-ACC-HTR-4707 | Switch,Temperature-Low | Switch |  | TSL | http://www.toronto.ca/TWONTO#temperature_switch |  | Heater,Electric, Unit, 7.5 Kw,Old Main Sub Station
68934 | FCL-WWW-FSL-7014 | Switch, Flow, Low, Discharge, After SO2 Chlorine and Turbidity RMF Sampling Pumps, Effluent Chamber,P-7014A | FCL-WWW-AIT-7014 | Switch,Flow-Low | Switch |  | FSL | http://www.toronto.ca/TWONTO#flow_switch |  | Analyzer, Turbidity, RMF Final Effluent
69082 | THR-ACC-ZSH-3410 | Switch,Position-High, Outdoor Damper,Plant Water Building,Plant Water Building | THR-ACC-FN-3410 | Switch,Temperature-High | Switch |  | ZSH | http://www.toronto.ca/TWONTO#position_switch |  | Fan,Blower,Supply,FPW Bldg
69291 | THR-AER-LSH-4810 | Switch, Level-High, Sump, Gallery T-14S (North End), Flood Monitoring System | THR-AER-P-4810 | Switch,Level-High | Switch |  | LSH | http://www.toronto.ca/TWONTO#level_switch |  | Pump, Centrifugal, Sump, T14S
69292 | THR-AER-LSH-4890 | Switch, Level-High, Sump, Gallery T-17E, Flood Monitoring System | THR-AER-P-4890 | Switch,Level-High | Switch |  | LSH | http://www.toronto.ca/TWONTO#level_switch |  | Pump, Centrifugal, Sump, T17E
69293 | THR-AER-LSH-4890 | Switch, Level-High, Sump, Gallery T-17E, Flood Monitoring System | THR-FPW | Switch,Level-High | Switch |  | LSH | http://www.toronto.ca/TWONTO#level_switch |  | Filtered Plant Water
69294 | THR-AER-LSHH-3506 | Switch, Level-High-High,Pump 3505/3506,Sump,T14 | THR-FT-P-3506 | Switch,Level-High-High | Switch |  | LSHH | http://www.toronto.ca/TWONTO#level_switch |  | Pump, Sump, Aeration Gallery, Tunnel 14, North
69295 | THR-AER-LSHH-4800 | Switch, Level-High-High, Sump, Gallery T-14S (South End), Flood Monitoring System | THR-AER-P-4800 | Switch,Level-High | Switch |  | LSHH | http://www.toronto.ca/TWONTO#level_switch |  | Pump, Centrifugal, Sump, T14S
69296 | THR-AER-LSHH-4890 | Switch, Level-High-High, Sump, Gallery T-17E, Flood Monitoring System | THR-AER-P-4890 | Switch,Level-High | Switch |  | LSHH | http://www.toronto.ca/TWONTO#level_switch |  | Pump, Centrifugal, Sump, T17E
69297 | THR-AER-LSHH-5712 | High High Level Switch, Pump 5712 | THR-FT-P-5712 | Switch,Level-High-High | Switch |  | LSHH | http://www.toronto.ca/TWONTO#level_switch |  | Pump, Sump, Aeration Gallery, Tunnel 14, South
69298 | THR-AER-LSL-1115 | Switch, Level-Low, Pump 1115, Secondary Treatment, Aeration - Blower System - South | THR-AER-P-1115 | Switch,Level-Low | Switch |  | LSL | http://www.toronto.ca/TWONTO#level_switch |  | Pump, Centrifugal, Auxiliary Oil Supply to Blower 1111, Secondary Treatment, Aeration - Blower System - South
69299 | THR-AER-LSL-1215 | Switch, Level-Low, Pump 1215, Secondary Treatment, Aeration - Blower System - South | THR-AER-T-1214 | Switch,Level-Low | Switch |  | LSL | http://www.toronto.ca/TWONTO#level_switch |  | Tank, Reservoir, Auxiliary Oil for Blower 1211, Secondary Treatment, Aeration - Blower System - South
69300 | THR-AER-LSL-1315 | Switch, Level-Low, Pump 1315, Secondary Treatment, Aeration - Blower System - South | THR-AER-P-1315 | Switch,Level-Low | Switch |  | LSL | http://www.toronto.ca/TWONTO#level_switch |  | Pump, Centrifugal, Auxiliary Oil Supply to Blower 1311, Secondary Treatment, Aeration - Blower System - South
69301 | THR-AER-LSL-1401 | Switch, Level-Low, Lube Oil Tank, Blower 1411, Blower Building, Air Blower System | THR-AER-BL-1411 | Switch,Level-Low | Switch |  | LSL | http://www.toronto.ca/TWONTO#level_switch |  | Blower, Centrifugal, Secondary Treatment, Aeration Blower System - Engine Room
69302 | THR-AER-LSL-1401 | Switch, Level-Low, Lube Oil Tank, Blower 1411, Blower Building, Air Blower System | THR-AER-P-1401 | Switch,Level-Low | Switch |  | LSL | http://www.toronto.ca/TWONTO#level_switch |  | Pump, Centrifugal, Auxilliary Oil Supply to Blower 1411, Blower Building, Blower System
69303 | THR-AER-LSL-1501 | Switch, Level-Low, Lube Oil Tank, Blower 1511, Blower Building, Air Blower System | THR-AER-BL-1511 | Switch,Level-Low | Switch |  | LSL | http://www.toronto.ca/TWONTO#level_switch |  | Blower, Centrifugal, Secondary Treatment, Aeration Blower System - Engine Room
69304 | THR-AER-LSL-1914 | Switch, Level-Low, Auxiliary Oil Tank, Blower 1911, Secondary Treatment, Aeration Blower System - North | THR-AER-BL-1911 | Switch,Level-Low | Switch |  | LSL | http://www.toronto.ca/TWONTO#level_switch |  | Blower, Centrifugal, Secondary Treatment, Aeration Blower System - HPBB
69305 | THR-AER-LSL-4800 | Switch, Level-Low, Sump, Gallery T-14S (South End), Flood Monitoring System | THR-AER-P-4800 | Switch,Level-High | Switch |  | LSL | http://www.toronto.ca/TWONTO#level_switch |  | Pump, Centrifugal, Sump, T14S
69306 | THR-AER-LSL-4890 | Switch, Level-Low, Sump, Gallery T-17E, Flood Monitoring System | THR-AER-P-4890 | Switch,Level-High | Switch |  | LSL | http://www.toronto.ca/TWONTO#level_switch |  | Pump, Centrifugal, Sump, T17E
69350 | THR-AER-PSH-0715 | Switch, Pressure-High, Tank 700, Secondary Treatment, Secondary Treatment, Aeration - North | THR-AER-T-0700 | Switch,Pressure-High | Switch |  | PSH | http://www.toronto.ca/TWONTO#pressure_switch |  | Tank, Secondary Treatment, Aeration - North #07
69351 | THR-AER-PSH-0815 | Switch, Pressure-High, Tank 800, Secondary Treatment, Aeration - North | THR-AER-T-0800 | Switch,Pressure-High | Switch |  | PSH | http://www.toronto.ca/TWONTO#pressure_switch |  | Tank, Secondary Treatment, Aeration - North #08
69352 | THR-AER-PSH-1115 | Switch, Pressure-High, Pump 1115, Secondary Treatment, Aeration - Blower System - South | THR-AER-P-1115 | Switch,Pressure-High | Switch |  | PSH | http://www.toronto.ca/TWONTO#pressure_switch |  | Pump, Centrifugal, Auxiliary Oil Supply to Blower 1111, Secondary Treatment, Aeration - Blower System - South
69353 | THR-AER-PSH-1115 | Switch, Pressure-High, Pump 1115, Secondary Treatment, Aeration - Blower System - South | THR-AER-T-1114 | Switch,Pressure-High | Switch |  | PSH | http://www.toronto.ca/TWONTO#pressure_switch |  | Tank, Reservoir, Auxiliary Oil for Blower 1111, Secondary Treatment, Aeration - Blower System - South
69354 | THR-AER-PSH-1315 | Switch, Pressure-High, Pump 1315, Secondary Treatment, Aeration - Blower System - South | THR-AER-P-1315 | Switch,Pressure-High | Switch |  | PSH | http://www.toronto.ca/TWONTO#pressure_switch |  | Pump, Centrifugal, Auxiliary Oil Supply to Blower 1311, Secondary Treatment, Aeration - Blower System - South
69355 | THR-AER-PSH-1401 | Switch, Pressure-High, Lube Oil Tank, Blower 1411, Blower Building, Air Blower System | THR-AER-P-1401 | Switch,Pressure-High | Switch |  | PSH | http://www.toronto.ca/TWONTO#pressure_switch |  | Pump, Centrifugal, Auxilliary Oil Supply to Blower 1411, Blower Building, Blower System
69356 | THR-AER-PSH-1501 | Switch, Pressure-High, Lube Oil Tank, Blower 1511, Blower Building, Air Blower System | THR-AER-T-1501 | Switch,Pressure-High | Switch |  | PSH | http://www.toronto.ca/TWONTO#pressure_switch |  | Tank, Lube Oil, Blower 1511, Blower Building, Air Blower System
69357 | THR-AER-PSH-1715 | Switch, Pressure-High, Lube Oil, Blower 1711, Secondary Treatment, Aeration Blower System - North | THR-AER-BL-1711 | Switch,Pressure-High | Switch |  | PSH | http://www.toronto.ca/TWONTO#pressure_switch |  | Blower, Centrifugal, Secondary Treatment, Aeration Blower System - HPBB
69358 | THR-AER-PSH-1715 | Switch, Pressure-High, Lube Oil, Blower 1711, Secondary Treatment, Aeration Blower System - North | THR-AER-T-1714 | Switch,Pressure-High | Switch |  | PSH | http://www.toronto.ca/TWONTO#pressure_switch |  | Tank, Non-Pressurized, Auxiliary Oil, Blower 1711, Secondary Treatment, Aeration Blower System - North
69359 | THR-AER-PSH-1815 | Switch, Pressure-High, Lube Oil, Blower 1811, Secondary Treatment, Aeration Blower System - North | THR-AER-BL-1811 | Switch,Pressure-High | Switch |  | PSH | http://www.toronto.ca/TWONTO#pressure_switch |  | Blower, Centrifugal, Secondary Treatment, Aeration Blower System - HPBB
69360 | THR-AER-PSH-1815 | Switch, Pressure-High, Lube Oil, Blower 1811, Secondary Treatment, Aeration Blower System - North | THR-AER-T-1814 | Switch,Pressure-High | Switch |  | PSH | http://www.toronto.ca/TWONTO#pressure_switch |  | Tank, Non-Pressurized, Auxiliary Oil, Blower 1811, Secondary Treatment, Aeration Blower System - North
69361 | THR-AER-PSH-1915 | Switch, Pressure-High, Lube Oil, Blower 1911, Secondary Treatment, Aeration Blower System - North | THR-AER-T-1914 | Switch,Pressure-High | Switch |  | PSH | http://www.toronto.ca/TWONTO#pressure_switch |  | Tank, Non-Pressurized, Auxiliary Oil, Blower 1911, Secondary Treatment, Aeration Blower System - North
69362 | THR-AER-PSL-0055 | Switch, Pressure-Low, Pump 0556, Secondary Treatment, Aeration - North | THR-AER-P-0055 | Switch,Pressure-Low | Switch |  | PSL | http://www.toronto.ca/TWONTO#pressure_switch |  | Pump, Centrifugal, Drain, Aeration Tanks, Secondary Treatment, Aeration - North
69363 | THR-AER-PSL-0615 | Switch, Pressure-Low, Tank 600, Secondary Treatment, Aeration - North | THR-AER-T-0600 | Switch,Pressure-Low | Switch |  | PSL | http://www.toronto.ca/TWONTO#pressure_switch |  | Tank, Secondary Treatment, Aeration - North #06
69364 | THR-AER-PSL-0815 | Switch, Pressure-Low, Tank 800, Secondary Treatment, Aeration - North | THR-AER-T-0800 | Switch,Pressure-Low | Switch |  | PSL | http://www.toronto.ca/TWONTO#pressure_switch |  | Tank, Secondary Treatment, Aeration - North #08
69365 | THR-AER-PSL-1315 | Switch, Pressure-Low, Pump 1315, Secondary Treatment, Aeration - Blower System - South | THR-AER-P-1215 | Switch,Pressure-Low | Switch |  | PSL | http://www.toronto.ca/TWONTO#pressure_switch |  | Pump, Centrifugal, Auxiliary Oil Supply to Blower 1211, Secondary Treatment, Aeration - Blower System - South
69366 | THR-AER-PSL-1315 | Switch, Pressure-Low, Pump 1315, Secondary Treatment, Aeration - Blower System - South | THR-AER-T-1214 | Switch,Pressure-Low | Switch |  | PSL | http://www.toronto.ca/TWONTO#pressure_switch |  | Tank, Reservoir, Auxiliary Oil for Blower 1211, Secondary Treatment, Aeration - Blower System - South
69367 | THR-AER-PSL-1615 | Switch, Pressure-Low, Main Oil Pump, Blower 1611, Secondary Treatment, Aeration Blower System - North | THR-AER-BL-1611 | Switch,Pressure-Low | Switch |  | PSL | http://www.toronto.ca/TWONTO#pressure_switch |  | Blower, Centrifugal, Secondary Treatment, Aeration Blower System - HPBB
69368 | THR-AER-PSL-1715 | Switch, Pressure-Low, Main Oil Pump, Blower 1711, Secondary Treatment, Aeration Blower System - North | THR-AER-BL-1711 | Switch,Pressure-Low | Switch |  | PSL | http://www.toronto.ca/TWONTO#pressure_switch |  | Blower, Centrifugal, Secondary Treatment, Aeration Blower System - HPBB
69369 | THR-AER-PSL-1715 | Switch, Pressure-Low, Main Oil Pump, Blower 1711, Secondary Treatment, Aeration Blower System - North | THR-AER-T-1714 | Switch,Pressure-Low | Switch |  | PSL | http://www.toronto.ca/TWONTO#pressure_switch |  | Tank, Non-Pressurized, Auxiliary Oil, Blower 1711, Secondary Treatment, Aeration Blower System - North
69370 | THR-AER-PSL-1815 | Switch, Pressure-Low, Main Oil Pump, Blower 1811, Secondary Treatment, Aeration Blower System - North | THR-AER-BL-1811 | Switch,Pressure-Low | Switch |  | PSL | http://www.toronto.ca/TWONTO#pressure_switch |  | Blower, Centrifugal, Secondary Treatment, Aeration Blower System - HPBB
69371 | THR-AER-PSL-1815 | Switch, Pressure-Low, Main Oil Pump, Blower 1811, Secondary Treatment, Aeration Blower System - North | THR-AER-T-1814 | Switch,Pressure-Low | Switch |  | PSL | http://www.toronto.ca/TWONTO#pressure_switch |  | Tank, Non-Pressurized, Auxiliary Oil, Blower 1811, Secondary Treatment, Aeration Blower System - North
69372 | THR-AER-PSL-1915 | Switch, Pressure-Low, Main Oil Pump, Blower 1911, Secondary Treatment, Aeration Blower System - North | THR-AER-BL-1911 | Switch,Pressure-Low | Switch |  | PSL | http://www.toronto.ca/TWONTO#pressure_switch |  | Blower, Centrifugal, Secondary Treatment, Aeration Blower System - HPBB
69373 | THR-AER-PSLL-1111 | Switch, Pressure-Low-Low, Oil Pressure Blower 1111, Secondary Treatment, Aeration - Blower System - South | THR-AER-BL-1111 | Switch,Pressure-Low | Switch |  | PSLL | http://www.toronto.ca/TWONTO#pressure_switch |  | Blower, Centrifugal, Secondary Treatment, Aeration Blower System - Engine Room
69374 | THR-AER-PSLL-1211 | Switch, Pressure-Low-Low, Oil Pressure Blower 1211, Secondary Treatment, Aeration - Blower System - South | THR-AER-BL-1211 | Switch,Pressure-Low | Switch |  | PSLL | http://www.toronto.ca/TWONTO#pressure_switch |  | Blower, Centrifugal, Secondary Treatment, Aeration Blower System - Engine Room
69375 | THR-AER-PSLL-1211 | Switch, Pressure-Low-Low, Oil Pressure Blower 1211, Secondary Treatment, Aeration - Blower System - South | THR-AER-T-1214 | Switch,Pressure-Low | Switch |  | PSLL | http://www.toronto.ca/TWONTO#pressure_switch |  | Tank, Reservoir, Auxiliary Oil for Blower 1211, Secondary Treatment, Aeration - Blower System - South
69376 | THR-AER-PSLL-1311 | Switch, Pressure-Low-Low, Oil Pressure Blower 1311, Secondary Treatment, Aeration - Blower System - South | THR-AER-BL-1311 | Switch,Pressure-Low | Switch |  | PSLL | http://www.toronto.ca/TWONTO#pressure_switch |  | Blower, Centrifugal, Secondary Treatment, Aeration Blower System - Engine Room
69377 | THR-AER-PSLL-1311 | Switch, Pressure-Low-Low, Oil Pressure Blower 1311, Secondary Treatment, Aeration - Blower System - South | THR-AER-T-1314 | Switch,Pressure-Low | Switch |  | PSLL | http://www.toronto.ca/TWONTO#pressure_switch |  | Tank, Reservoir, Auxiliary Oil for Blower 1311, Secondary Treatment, Aeration - Blower System - South
69378 | THR-AER-PSLL-1611 | Switch, Pressure-Low-Low, Lube Oil, Blower 1611, Secondary Treatment, Aeration Blower System - North | THR-AER-BL-1611 | Switch,Pressure-Low | Switch |  | PSLL | http://www.toronto.ca/TWONTO#pressure_switch |  | Blower, Centrifugal, Secondary Treatment, Aeration Blower System - HPBB
69379 | THR-AER-PSLL-1611 | Switch, Pressure-Low-Low, Lube Oil, Blower 1611, Secondary Treatment, Aeration Blower System - North | THR-AER-T-1614 | Switch,Pressure-Low | Switch |  | PSLL | http://www.toronto.ca/TWONTO#pressure_switch |  | Tank, Non-Pressurized, Auxiliary Oil, Blower 1611, Secondary Treatment, Aeration Blower System - North
69380 | THR-AER-PSLL-1911 | Switch, Pressure-Low-Low, Lube Oil, Blower 1911, Secondary Treatment, Aeration Blower System - North | THR-AER-T-1914 | Switch,Pressure-Low | Switch |  | PSLL | http://www.toronto.ca/TWONTO#pressure_switch |  | Tank, Non-Pressurized, Auxiliary Oil, Blower 1911, Secondary Treatment, Aeration Blower System - North
69432 | THR-AER-TSH-1115 | Switch, Temperature-High, Pump 1115, Secondary Treatment, Aeration - Blower System - South | THR-AER-P-1115 | Switch,Temperature-High | Switch |  | TSH | http://www.toronto.ca/TWONTO#temperature_switch |  | Pump, Centrifugal, Auxiliary Oil Supply to Blower 1111, Secondary Treatment, Aeration - Blower System - South
69433 | THR-AER-TSH-1115 | Switch, Temperature-High, Pump 1115, Secondary Treatment, Aeration - Blower System - South | THR-AER-T-1114 | Switch,Temperature-High | Switch |  | TSH | http://www.toronto.ca/TWONTO#temperature_switch |  | Tank, Reservoir, Auxiliary Oil for Blower 1111, Secondary Treatment, Aeration - Blower System - South
69434 | THR-AER-TSH-1215 | Switch, Temperature-High, Pump 1215, Secondary Treatment, Aeration - Blower System - South | THR-AER-T-1214 | Switch,Temperature-High | Switch |  | TSH | http://www.toronto.ca/TWONTO#temperature_switch |  | Tank, Reservoir, Auxiliary Oil for Blower 1211, Secondary Treatment, Aeration - Blower System - South
69435 | THR-AER-TSH-1315 | Switch, Temperature-High, Pump 1315, Secondary Treatment, Aeration - Blower System - South | THR-AER-T-1314 | Switch,Temperature-High | Switch |  | TSH | http://www.toronto.ca/TWONTO#temperature_switch |  | Tank, Reservoir, Auxiliary Oil for Blower 1311, Secondary Treatment, Aeration - Blower System - South
69436 | THR-AER-TSL-1401 | Switch, Temperature, Lube Oil Heater, Blower 1411, Blower Building, Air Blower System | THR-AER-BL-1411 | Switch,Temperature-Low | Switch |  | TSL | http://www.toronto.ca/TWONTO#temperature_switch |  | Blower, Centrifugal, Secondary Treatment, Aeration Blower System - Engine Room
69437 | THR-AER-TSL-1501 | Switch, Temperature, Lube Oil Heater, Blower 1511, Blower Building, Air Blower System | THR-AER-BL-1511 | Switch,Temperature | Switch |  | TSL | http://www.toronto.ca/TWONTO#temperature_switch |  | Blower, Centrifugal, Secondary Treatment, Aeration Blower System - Engine Room
69712 | THR-BG-FS-1101 | Switch, Flow, Discharge Header, Oil Pump, Centrifugal, Engine Lubrication Oil System-Unit No 1, Engine-Generator & Heat Recovery System | THR-CG-ENG-1101 | Switch,Flow | Switch |  | FS | http://www.toronto.ca/TWONTO#flow_switch |  | Engine, Generator 1101, Engine Room, Engine-Generator & Heat Recovery System
69713 | THR-BG-FS-1201 | Switch, Flow, Discharge, Used Oil Pump, Centrifugals, Engine Lubrication Oil System-Unit No 2, Engine-Generator & Heat Recovery System | THR-CG-ENG-1201 | Switch,Flow | Switch |  | FS | http://www.toronto.ca/TWONTO#flow_switch |  | Engine, Generator NT1788901, Engine Room, Engine-Generator & Heat Recovery System
69714 | THR-BG-FSL-0112 | Switch, Flow, Low, Lube Oil Discharge, Stage 2 Inlet, Compressor 0101, Gas Compressor Bldg | THR-BG-C-0101 |  | Switch |  | FSL | http://www.toronto.ca/TWONTO#flow_switch |  | Compressor, Centrifugal, Fuel Gas, Compressor Building, Gas Compressor (And Dryer) for COGEN
69715 | THR-BG-FSL-0211 | Switch, Flow, Low, Lube Oil Discharge, Stage 2 Inlet, Compressor 0201, Gas Compressor Bldg | THR-BG-C-0201 |  | Switch |  | FSL | http://www.toronto.ca/TWONTO#flow_switch |  | Compressor, Centrifugal, Fuel Gas, Compressor Building, Gas Compressor (And Dryer), for COGEN
69727 | THR-BG-LSH-0112 | Switch, Level, High, Condensate, Heat Exch 0102, High Press Gas Cond Sys Train 1, Gas Comp Bldg | THR-BG-HE-0102 |  | Switch |  | LSH | http://www.toronto.ca/TWONTO#level_switch |  | Heat Exchanger, Oil for Fuel Gas Compressor 0101, Compressor Building, Gas Compressor (And Dryer)
69728 | THR-BG-LSH-0203 | Switch, Level, High, Condensate, Condensor 0203, High Press Gas Cond Sys Train 2, Gas Comp Bldg | THR-BG-CU-0203 |  | Switch |  | LSH | http://www.toronto.ca/TWONTO#level_switch |  | Condensor, Fuel Gas, High Press Gas Conditioning System Train 2, Gas Comp Bldg
69729 | THR-BG-LSH-0301 | Switch, Level-High, Water in Condensate Separator Tank F-0102, Compressor Building, Gas Compressor (And Dryer) | THR-BG-F-0102 | Switch,Level-High | Switch |  | LSH | http://www.toronto.ca/TWONTO#level_switch |  | Condensate Separator, Fuel Gas, Compressor Building, Gas Compressor (And Dryer)
69730 | THR-BG-LSH-0601 | Switch, Level-High, Water in Condensate Separator 0402, Compressor Building, Gas Compressor (And Dryer) | THR-BG-F-0402 | Switch,Level-High | Switch |  | LSH | http://www.toronto.ca/TWONTO#level_switch |  | Condensate Separator, Fuel Gas, Compressor Building, Gas Compressor (And Dryer)
69731 | THR-BG-LSH-0904 | Switch, Level-High, Liquid in West Dewatering System, Compressor Building, Digester and Natural Gas Supply System | THR-BG | Switch,Level-High | Switch |  | LSH | http://www.toronto.ca/TWONTO#level_switch |  | Blended Gas
69732 | THR-BG-LSH-0905 | Switch, Level-High, Liquid in East Dewatering System, Compressor Building, Digester and Natural Gas Supply System | THR-BG | Switch,Level-High | Switch |  | LSH | http://www.toronto.ca/TWONTO#level_switch |  | Blended Gas
69733 | THR-BG-LSL-0601 | Switch, Level_low-Low, Lube Oil 0400, Compressor Building, Gas Compressor (And Dryer) | THR-BG-T-0400 | Switch,Level-Low | Switch |  | LSL | http://www.toronto.ca/TWONTO#level_switch |  | Oil Separator, Compressor 0401, Compressor Building, Gas Compressor (And Dryer)
69734 | THR-BG-LSL-0901 | Switch, Level-Low, Liquid in West Dewatering System, Compressor Building, Digester and Natural Gas Supply System | THR-BG | Switch,Level-Low | Switch |  | LSL | http://www.toronto.ca/TWONTO#level_switch |  | Blended Gas
69735 | THR-BG-LSL-0902 | Switch, Level-Low, Liquid in East Dewatering System, Compressor Building, Digester and Natural Gas Supply System | THR-BG | Switch,Level-Low | Switch |  | LSL | http://www.toronto.ca/TWONTO#level_switch |  | Blended Gas
69755 | THR-BG-PSH-0023 | Switch, Pressure, High, Lines D and E De-Pressurization, DG and NG Transmission Sys, Gas Comp Bldg | THR-BG |  | Switch |  | PSH | http://www.toronto.ca/TWONTO#pressure_switch |  | Blended Gas
69756 | THR-BG-PSH-0102 | Switch,Pressurel-High, Condensate Separator Tank F-0102, Compressor Building, Gas Compressor (And Dryer) | THR-BG-F-0102 | Switch,Pressure-High | Switch |  | PSH | http://www.toronto.ca/TWONTO#pressure_switch |  | Condensate Separator, Fuel Gas, Compressor Building, Gas Compressor (And Dryer)
69757 | THR-BG-PSH-0301 | Switch,Pressurel-High, Inlet to Dryer System, Compressor Building, Gas Compressor (And Dryer) | THR-BG-DRY-0300 | Switch,Pressure-High | Switch |  | PSH | http://www.toronto.ca/TWONTO#pressure_switch |  | Dryer, Fuel Gas, Compressor Building, Gas Compressor (And Dryer)
69758 | THR-BG-PSH-0502 | Switch, Pressurel-High, DG Valve Train, Compressor Building, Gas Compressor (And Dryer) | THR-DIG-CG | Switch,Pressure-High | Switch |  | PSH | http://www.toronto.ca/TWONTO#pressure_switch |  | Digester Gas, Co-Generation
69759 | THR-BG-PSH-0504 | Switch,Pressurel-High, NG Valve Train, Compressor Building, Gas Compressor (And Dryer) | THR-NGS-CG | Switch,Pressure-High | Switch |  | PSH | http://www.toronto.ca/TWONTO#pressure_switch |  | Natural Gas System, Co-Generation
69760 | THR-BG-PSH-0901 | Switch,Pressure High,Plant Water Supply Inlet Strainer,Compressor Building, Digester and Natural Gas Supply System | THR-BG-P-0901 | Switch,Pressure-High | Switch |  | PSH | http://www.toronto.ca/TWONTO#pressure_switch |  | Pump, Centrifugal, West Dewatering System, Compressor Building, Digester and Natural Gas Supply System
69761 | THR-BG-PSHH-0101 | Switch,Pressurel-High-High, Emergency Purge System, Compressor Building, Gas Compressor (And Dryer) | THR-BG-C-0101 | Switch,Pressure-High | Switch |  | PSHH | http://www.toronto.ca/TWONTO#pressure_switch |  | Compressor, Centrifugal, Fuel Gas, Compressor Building, Gas Compressor (And Dryer) for COGEN
69762 | THR-BG-PSL-0109 | Switch, Pressure, Low, Compressed Air, Compressor 0101, Gas Compressor Bldg | THR-BG-C-0101 |  | Switch |  | PSL | http://www.toronto.ca/TWONTO#pressure_switch |  | Compressor, Centrifugal, Fuel Gas, Compressor Building, Gas Compressor (And Dryer) for COGEN
69763 | THR-BG-PSL-0501 | Switch, Pressure-Low, DG Valve Train, Compressor Building, Gas Compressor (And Dryer) | THR-DIG-CG | Switch,Pressure-Low | Switch |  | PSL | http://www.toronto.ca/TWONTO#pressure_switch |  | Digester Gas, Co-Generation
69764 | THR-BG-PSL-0503 | Switch,Pressure-Low, NG Valve Train, Compressor Building, Gas Compressor (And Dryer) | THR-NGS-CG | Switch,Pressure-Low | Switch |  | PSL | http://www.toronto.ca/TWONTO#pressure_switch |  | Natural Gas System, Co-Generation
69765 | THR-BG-PSL-1201 | Switch, Pressure Low, Engine 1201 Gas Valve Train, Engine Fuel System-Unit No 2, Engine-Generator & Heat Recovery System | THR-CG-ENG-1201 | Switch,Pressure-Low | Switch |  | PSL | http://www.toronto.ca/TWONTO#pressure_switch |  | Engine, Generator NT1788901, Engine Room, Engine-Generator & Heat Recovery System
69766 | THR-BG-PSLL-0101 | Sensor, Pressure-Low-Low, Emergency Purge System, Compressor Building, Gas Compressor (And Dryer) | THR-BG-C-0101 | Switch,Pressure-Low | Switch |  | PSLL | http://www.toronto.ca/TWONTO#pressure_switch |  | Compressor, Centrifugal, Fuel Gas, Compressor Building, Gas Compressor (And Dryer) for COGEN
69767 | THR-BG-PSLL-0401 | Sensor, Pressure-Low-Low, Emergency Purge System, Compressor Building, Gas Compressor (And Dryer) | THR-BG-CP-0403 | Switch,Pressure-Low | Switch |  | PSLL | http://www.toronto.ca/TWONTO#pressure_switch |  | Control Panel, Operator, Fuel Gas Compressor 1401, Compressor Building, Gas Compressor (And Dryer)
69845 | THR-BG-TSH-0101 | Switch, Temperature, High, Heat Exchanger 0101 Cooling Water, Gas Compressor Bldg | THR-BG-C-0101 |  | Switch |  | TSH | http://www.toronto.ca/TWONTO#temperature_switch |  | Compressor, Centrifugal, Fuel Gas, Compressor Building, Gas Compressor (And Dryer) for COGEN
69846 | THR-BG-TSH-0111 | Switch, Temperature, High, Fuel Gas, Heat Exchanger 0101 Inlet, Gas Compressor Bldg | THR-BG-C-0101 |  | Switch |  | TSH | http://www.toronto.ca/TWONTO#temperature_switch |  | Compressor, Centrifugal, Fuel Gas, Compressor Building, Gas Compressor (And Dryer) for COGEN
69847 | THR-BG-TSH-0112 | Switch, Temperature, High, Fuel Gas, Compressor 0101 Discharge, Gas Compressor Bldg | THR-BG-C-0101 |  | Switch |  | TSH | http://www.toronto.ca/TWONTO#temperature_switch |  | Compressor, Centrifugal, Fuel Gas, Compressor Building, Gas Compressor (And Dryer) for COGEN
69848 | THR-BG-TSH-0201 | Switch, Temperature, High, Heat Exchanger 0201 Cooling Water, Gas Compressor Bldg | THR-BG-C-0201 |  | Switch |  | TSH | http://www.toronto.ca/TWONTO#temperature_switch |  | Compressor, Centrifugal, Fuel Gas, Compressor Building, Gas Compressor (And Dryer), for COGEN
69849 | THR-BG-TSL-0401 | Switch,Temperature Low, Lube Oil for Fuel Gas Compressor 1401, Compressor Building, Gas Compressor (And Dryer) | THR-BG-T-0400 | Switch,Temperature-Low | Switch |  | TSL | http://www.toronto.ca/TWONTO#temperature_switch |  | Oil Separator, Compressor 0401, Compressor Building, Gas Compressor (And Dryer)
69959 | THR-BG-VSH-0113 | Switch, Vibration, High, Gearbox, Compressor 0101 Stage 2, Gas Compressor Bldg | THR-BG-C-0101 |  | Switch |  | VSH | http://www.toronto.ca/TWONTO#vibration_sensor_element |  | Compressor, Centrifugal, Fuel Gas, Compressor Building, Gas Compressor (And Dryer) for COGEN
69961 | THR-BG-VSH-0211 | Switch, Vibration, High, Compressor 0201 Stage 1, Gas Compressor Bldg | THR-BG-C-0201 |  | Switch |  | VSH | http://www.toronto.ca/TWONTO#vibration_sensor_element |  | Compressor, Centrifugal, Fuel Gas, Compressor Building, Gas Compressor (And Dryer), for COGEN
69962 | THR-BG-VSH-0212 | Switch, Vibration, High, Compressor 0201 Stage 2, Gas Compressor Bldg | THR-BG-C-0201 |  | Switch |  | VSH | http://www.toronto.ca/TWONTO#vibration_sensor_element |  | Compressor, Centrifugal, Fuel Gas, Compressor Building, Gas Compressor (And Dryer), for COGEN
69963 | THR-BG-VSH-0213 | Switch, Vibration, High, Gearbox, Compressor 0201 Stage 2, Gas Compressor Bldg | THR-BG-C-0201 |  | Switch |  | VSH | http://www.toronto.ca/TWONTO#vibration_sensor_element |  | Compressor, Centrifugal, Fuel Gas, Compressor Building, Gas Compressor (And Dryer), for COGEN
69964 | THR-BG-VSH-0214 | Switch, Vibration, High, Motor 0201, Compressor 0201, Gas Compressor Bldg | THR-BG-C-0201 |  | Switch |  | VSH | http://www.toronto.ca/TWONTO#vibration_sensor_element |  | Compressor, Centrifugal, Fuel Gas, Compressor Building, Gas Compressor (And Dryer), for COGEN
70004 | THR-CG-FSL-0001 | Switch, Flow, Low, Fan 0001, Engine 1101 Enclosure, Engine House | THR-CG-ENG-1101 |  | Switch |  | FSL | http://www.toronto.ca/TWONTO#flow_switch |  | Engine, Generator 1101, Engine Room, Engine-Generator & Heat Recovery System
70005 | THR-CG-FSL-0004 | Switch, Flow, Low, Fan 0004, Engine 1201 Enclosure, Engine House | THR-CG-ENG-1201 |  | Switch |  | FSL | http://www.toronto.ca/TWONTO#flow_switch |  | Engine, Generator NT1788901, Engine Room, Engine-Generator & Heat Recovery System
70006 | THR-CG-FSL-0150 | Switch, Flow, Low, Outlet, Chiller 0150, Coolant Supply, Gas Coolant System, Gas Comp Bldg | THR-CG-CI-0150 |  | Switch |  | FSL | http://www.toronto.ca/TWONTO#flow_switch |  | Chiller, Glycol, Gas Coolant System, High Press Gas Cond Sys Train 1, Gas Compressor Building
70014 | THR-CG-LSH-1101 | Switch, Level, High, Tank 1109, Lube Oil System, Engine-Gen 1101 | THR-DIG-T-0110 | Switch,Level-High | Switch |  | LSH | http://www.toronto.ca/TWONTO#level_switch |  | Tank, New Oil, Lube Oil System, Gas Compressor Building
70015 | THR-CG-LSH-1163 | Switch, Level, High, Engine Oil Sump, Lube Oil System, Engine-Gen 1101 | THR-CG-ENG-1101 |  | Switch |  | LSH | http://www.toronto.ca/TWONTO#level_switch |  | Engine, Generator 1101, Engine Room, Engine-Generator & Heat Recovery System
70016 | THR-CG-LSH-1263 | Switch, Level, High, Engine Oil Sump, Lube Oil System, Engine-Gen 1201 | THR-CG-ENG-1201 |  | Switch |  | LSH | http://www.toronto.ca/TWONTO#level_switch |  | Engine, Generator NT1788901, Engine Room, Engine-Generator & Heat Recovery System
70029 | THR-CG-PSH-0901 | Switch, Pressure, High, Strainer 0901, Gas Compressor Building | THR-DIG |  | Switch |  | PSH | http://www.toronto.ca/TWONTO#pressure_switch |  | Digester
70030 | THR-CG-PSH-1265 | Switch, Pressure High, P-1264 Pump Lube Oil, Air Starting System, Engine-Gen 1201 | THR-CG-ENG-1201 |  | Switch |  | PSH | http://www.toronto.ca/TWONTO#pressure_switch |  | Engine, Generator NT1788901, Engine Room, Engine-Generator & Heat Recovery System
70031 | THR-CG-PSH-1407 | Switch, Pressure, High, Engine Exhaust System, Engine-Gen 1101 | THR-CG-ENG-1101 |  | Switch |  | PSH | http://www.toronto.ca/TWONTO#pressure_switch |  | Engine, Generator 1101, Engine Room, Engine-Generator & Heat Recovery System
70032 | THR-CG-PSH-1417 | Switch, Pressure, High, Engine Exhaust System, Engine-Gen 1201 | THR-CG-ENG-1201 |  | Switch |  | PSH | http://www.toronto.ca/TWONTO#pressure_switch |  | Engine, Generator NT1788901, Engine Room, Engine-Generator & Heat Recovery System
70034 | THR-CG-PSL-1161 | Switch, Pressure, Low, Lube Oil System, Engine-Gen 1101 | THR-CG-ENG-1101 |  | Switch |  | PSL | http://www.toronto.ca/TWONTO#pressure_switch |  | Engine, Generator 1101, Engine Room, Engine-Generator & Heat Recovery System
70287 | FHA-ALM-FSL-0001 | Switch, Flow, Low, Alum Gravity Line, Service Building, Alum Room | FHA-ALM-T-0101 | Switch,Flow | Switch |  | FSL | http://www.toronto.ca/TWONTO#flow_switch |  | Tank, Alum Storage #1, Service Building
70386 | FHA-AM-LSHH-0201 | Switch, Level High, Aqua Ammonia | FHA-AM-T-0201 |  | Switch |  | LSHH | http://www.toronto.ca/TWONTO#level_switch |  | Tank, Aqua Ammonia, RMF Ammonia Storage Room South Tank
70392 | FHA-AM-PSH-0101 | Switch, Pressure, Ammonia Tank 1. | FHA-AM-T-0101 |  | Switch |  | PSH | http://www.toronto.ca/TWONTO#pressure_switch |  | Tank, Aqua Ammonia, RMF Ammonia Storage Room North Tank
70702 | THR-DCL-FSL-0201 | Switch, Flow, Low, NaSO3 Dosing P-0200 | THR-DCL-P-0200 | Switch,Flow-Low | Switch |  | FSL | http://www.toronto.ca/TWONTO#flow_switch |  | Pump, SBS Dosing to Outfall
70703 | THR-DCL-FSL-0701 | Switch, Flow, Low, NaSO3 Dosing P-0700 | THR-DCL-P-0700 | Switch,Flow-Low | Switch |  | FSL | http://www.toronto.ca/TWONTO#flow_switch |  | Pump, SBS Dosing to Outfall
70751 | THR-DCL-LSH-0002 | Switch, Level High, Containment Tank, Sodium Bisulphite | THR-DCL-T-0002 | Switch,Level-High | Switch |  | LSH | http://www.toronto.ca/TWONTO#level_switch |  | Tank, Containment, SBS, NaHSO3 Pump 0600 & 0700
70764 | THR-DCL-PSH-0301 | Switch, Pressure, High, Discharge P-0300 | THR-DCL-P-0300 | Switch,Pressure-High | Switch |  | PSH | http://www.toronto.ca/TWONTO#pressure_switch |  | Pump, Dechlorination Sample, Dechlorination Simulation Room
70765 | THR-DCL-PSH-0601 | Switch, Pressure, High, NaSO3 Dosing P-0600 | THR-DCL-P-0600 | Switch,Pressure-High | Switch |  | PSH | http://www.toronto.ca/TWONTO#pressure_switch |  | Pump, SBS Dosing to Outfall
70766 | THR-DCL-PSH-0701 | Switch, Pressure, High, NaSO3 Dosing P-0700 | THR-DCL-P-0700 | Switch,Pressure-High | Switch |  | PSH | http://www.toronto.ca/TWONTO#pressure_switch |  | Pump, SBS Dosing to Outfall
70768 | THR-DCL-SBCP-0001 | Control Panel, Containment Tank, Sodium Bisulphite | THR-ELS-DIS | Switch,Level-High | Switch |  | SBCP | http://www.toronto.ca/TWONTO#process_control_panel |  | Electrical System, Disinfection, Chlorine Building
70907 | THR-DGHT-LSHH | Switch,High High Level, Sump Pumps, Digesters/Grit/Headhouse/Thickening | THR-GRK-DRN-WA3 | Switch,Level-High-High | Switch |  |  | http://www.toronto.ca/TWONTO#level_switch |  | Drains, Floor, Gratings,Work Area 3
71144 | FHA-BW-PSL-1100 | Switch, Pressure, Air Intake, Filter Building, Blower Room,BL-1100 | FHA-BW-BL-1100 | Switch,Pressure-Low | Switch |  | PSL | http://www.toronto.ca/TWONTO#pressure_switch |  | Blower, Air, Filter Building, Blower Room
71148 | FHA-BW-TSH-0501 | Switch, Temperature High, Backwash Pump P-0501 Motor, Low Lift PS | FHA-BW-M-0501 | Switch,Temperature-High | Switch |  | TSH | http://www.toronto.ca/TWONTO#temperature_switch |  | Motor, Wash Water to Filter Bldg.
71149 | FHA-BW-TSH-0503 | Switch, Temperature High, Backwash Pump P-0501 Bearing, Low Lift PS | FHA-BW-P-0501 | Switch,Temperature-High | Switch |  | TSH | http://www.toronto.ca/TWONTO#temperature_switch |  | Pump Centrifugal, Wash Water to Filter Bldg.
71150 | FHA-BW-TSH-0504 | Switch, Temperature High, Backwash Pump P-0501 Bearing, Low Lift PS | FHA-BW-P-0501 | Switch,Temperature-High | Switch |  | TSH | http://www.toronto.ca/TWONTO#temperature_switch |  | Pump Centrifugal, Wash Water to Filter Bldg.
71151 | FHA-BW-TSH-0602 | Switch, Temperature High, Backwash Pump P-0501 Motor, Low Lift PS | FHA-BW-M-0501 | Switch,Temperature-High | Switch |  | TSH | http://www.toronto.ca/TWONTO#temperature_switch |  | Motor, Wash Water to Filter Bldg.
71152 | FHA-BW-TSH-0603 | Switch, Temperature High, Backwash Pump P-0501 Bearing, Low Lift PS | FHA-BW-P-0501 | Switch,Temperature-High | Switch |  | TSH | http://www.toronto.ca/TWONTO#temperature_switch |  | Pump Centrifugal, Wash Water to Filter Bldg.
71153 | FHA-BW-TSH-0604 | Switch, Temperature High, Backwash Pump P-0501 Bearing, Low Lift PS | FHA-BW-P-0501 | Switch,Temperature-High | Switch |  | TSH | http://www.toronto.ca/TWONTO#temperature_switch |  | Pump Centrifugal, Wash Water to Filter Bldg.
71154 | FHA-BW-TSH-0702 | Switch, Temperature High, Backwash Pump P-0701 Bearing, Low Lift PS | FHA-BW-P-0701 | Switch,Temperature-High | Switch |  | TSH | http://www.toronto.ca/TWONTO#temperature_switch |  | Pump Centrifugal, Wash Water to Filter Bldg.
71194 | THR-DIG-FSL-2214 | Flow Switch, Pump Seal Water | THR-DIG-P-2214 | Transmitter,Pressure | Switch |  | FSL | http://www.toronto.ca/TWONTO#flow_switch |  | Pump, Centrifugal, Primary Sludge Recirculation to Tank 0700
71195 | THR-DIG-FSL-2319 | Flow Switch, Pump Seal Water | THR-DIG-P-2319 | Transmitter,Pressure | Switch |  | FSL | http://www.toronto.ca/TWONTO#flow_switch |  | Pump, Centrifugal, Sludge Recirculation, Tank 0900
71196 | THR-DIG-FSL-2368 | Flow Switch, Pump Seal Water | THR-DIG-P-2368 | Transmitter,Pressure | Switch |  | FSL | http://www.toronto.ca/TWONTO#flow_switch |  | Pump, Centrifugal, Sludge Recirculation, Tank 1000
71197 | THR-DIG-FSL-3115 | Flow Switch, Pump Seal Water | THR-DIG-T | Transmitter,Pressure | Switch |  | FSL | http://www.toronto.ca/TWONTO#flow_switch |  | Digester, Tanks
71198 | THR-DIG-FSL-3116 | Flow Switch, Pump Seal Water | THR-DIG-P-3116 | Transmitter,Pressure | Switch |  | FSL | http://www.toronto.ca/TWONTO#flow_switch |  | Pump, Centrifugal, Sludge Transfer, Digester Tank 0700
71199 | THR-DIG-FSL-3116 | Flow Switch, Pump Seal Water | THR-DIG-T-7-10 | Transmitter,Pressure | Switch |  | FSL | http://www.toronto.ca/TWONTO#flow_switch |  | Digester, Entities Common to Tanks 7-10
71200 | THR-DIG-FSL-3211 | Flow Switch, Pump Seal Water | THR-DIG-P-3211 | Transmitter,Pressure | Switch |  | FSL | http://www.toronto.ca/TWONTO#flow_switch |  | Pump, Centrifugal, Sludge Transfer, Digester Tank 0900
71201 | THR-DIG-FSL-3212 | Flow Switch, Pump Seal Water | THR-DIG-T-9-10 | Transmitter,Pressure | Switch |  | FSL | http://www.toronto.ca/TWONTO#flow_switch |  | Digester, Entities Common to Tanks 9-10
71202 | THR-DIG-FSL-3271 | Flow Switch, Pump Seal Water | THR-DIG-T-9-10 | Transmitter,Pressure | Switch |  | FSL | http://www.toronto.ca/TWONTO#flow_switch |  | Digester, Entities Common to Tanks 9-10
71203 | THR-DIG-FSL-3272 | Flow Switch, Pump Seal Water | THR-DIG-P-3272 | Transmitter,Pressure | Switch |  | FSL | http://www.toronto.ca/TWONTO#flow_switch |  | Pump, Centrifugal, Sludge Transfer, Digester Tank 1000
71204 | THR-DIG-FSL-3272 | Flow Switch, Pump Seal Water | THR-DIG-T-9-10 | Transmitter,Pressure | Switch |  | FSL | http://www.toronto.ca/TWONTO#flow_switch |  | Digester, Entities Common to Tanks 9-10
71205 | THR-DIG-FSL-4710 | Flow Switch, Pump Seal Water (Removed from service as per D. Campolucci) | THR-DIG-P-4710 | Transmitter,Pressure | Switch | 34898 | FSL | http://www.toronto.ca/TWONTO#flow_switch |  | Pump, Centrifugal, Hot Water Recirculation, Tank 0700
71206 | THR-DIG-FSL-4711 | Flow Switch, Pump Seal Water (Removed from service as per D. Campolucci) | THR-DIG-P-4711 | Transmitter,Pressure | Switch | 34899 | FSL | http://www.toronto.ca/TWONTO#flow_switch |  | Pump, Centrifugal, Hot Water Recirculation, Tank 0700
71207 | THR-DIG-FSL-4760 | Flow Switch, Pump Seal Water (Removed from service as per D. Campolucci) | THR-DIG-P-4760 | Transmitter,Pressure | Switch | 34900 | FSL | http://www.toronto.ca/TWONTO#flow_switch |  | Pump, Centrifugal, Hot Water Recirculation, Tank 0800
71208 | THR-DIG-FSL-4761 | Flow Switch, Pump Seal Water (Removed from service as per D. Campolluci | THR-DIG-P-4761 | Transmitter,Pressure | Switch | 34908 | FSL | http://www.toronto.ca/TWONTO#flow_switch |  | Pump, Centrifugal, Hot Water Recirculation, Tank 0800
71209 | THR-DIG-FSL-4761 | Flow Switch, Pump Seal Water (Removed from service as per D. Campolluci | THR-S-E | Transmitter,Pressure | Switch | 34908 | FSL | http://www.toronto.ca/TWONTO#flow_switch |  | SUSPENDED ENTITY
71210 | THR-DIG-FSL-5240C | Switch, Flow-Low, Lube Oil, C-5240, Gas Mixing System | THR-DIG-T-5240 | Switch,Flow-Low | Switch |  | FSL | http://www.toronto.ca/TWONTO#flow_switch |  | Tank, Reservoir, Auxiliary Oil, Gas Compressor 5240, Digester Mixing System
71211 | THR-DIG-FSL-5280C | Switch, Flow-Low, Lube Oil, C-5280, Gas Mixing System | THR-DIG-T-5280 | Switch,Flow-Low | Switch |  | FSL | http://www.toronto.ca/TWONTO#flow_switch |  | Tank, Reservoir, Auxiliary Oil, Gas Compressor 5280, Digester Mixing System
71212 | THR-DIG-FSL-5440C | Switch, Flow-Low, Lube Oil, C-5440, Gas Mixing System | THR-DIG-T-5440 | Switch,Flow-Low | Switch |  | FSL | http://www.toronto.ca/TWONTO#flow_switch |  | Tank, Reservoir, Auxiliary Oil, Gas Compressor 5440, Digester Mixing System
71213 | THR-DIG-FSL-5480C | Switch, Flow-Low, Lube Oil, C-5480, Gas Mixing System | THR-DIG-T-5480 | Switch,Flow-Low | Switch |  | FSL | http://www.toronto.ca/TWONTO#flow_switch |  | Tank, Reservoir, Auxiliary Oil, Gas Compressor 5480, Digester Mixing System
71214 | THR-DIG-FSL-5640 | Switch, Flow-Low, Condensate Tank 5631 | THR-DIG-T-5631 | Switch,Flow-Low | Switch |  | FSL | http://www.toronto.ca/TWONTO#flow_switch |  | Tank, Condensate and Sediment Accumulator, C-5640, Digester Mixing System
71215 | THR-DIG-FSL-5642 | Switch, Flow-Low, Lube Oil, C-5640, Gas Mixing System | THR-DIG-C-5640 | Switch,Flow-Low | Switch |  | FSL | http://www.toronto.ca/TWONTO#flow_switch |  | Compressor, Gas, Mixing System, Digester Tank#7
71216 | THR-DIG-FSL-5642 | Switch, Flow-Low, Lube Oil, C-5640, Gas Mixing System | THR-DIG-T-5641 | Switch,Flow-Low | Switch |  | FSL | http://www.toronto.ca/TWONTO#flow_switch |  | Tank, Reservoir, Auxiliary Oil, Gas Compressor 5640, Digester Mixing System
71217 | THR-DIG-FSL-5660 | Switch, Flow-Low, Condensate T-5651 | THR-DIG-T-5651 | Switch,Flow-Low | Switch |  | FSL | http://www.toronto.ca/TWONTO#flow_switch |  | Tank, Condensate and Sediment Accumulator, C-5660, Digester Mixing System
71218 | THR-DIG-FSL-5662 | Switch, Flow-Low, Lube Oil, C-5660, Gas Mixing System | THR-DIG-C-5660 | Switch,Flow-Low | Switch |  | FSL | http://www.toronto.ca/TWONTO#flow_switch |  | Compressor, Gas, Mixing System, Digester Tank#7/8
71219 | THR-DIG-FSL-5662 | Switch, Flow-Low, Lube Oil, C-5660, Gas Mixing System | THR-DIG-T-5661 | Switch,Flow-Low | Switch |  | FSL | http://www.toronto.ca/TWONTO#flow_switch |  | Tank, Reservoir, Auxiliary Oil, Gas Compressor 5660, Digester Mixing System
71220 | THR-DIG-FSL-5680 | Switch, Flow-Low, Condensate, Tank 5671, Solids Treatment, Mixing System - Digesters - Tank 0700 & Tank 0800, Compressors | THR-DIG-T-5671 | Switch,Flow-Low | Switch |  | FSL | http://www.toronto.ca/TWONTO#flow_switch |  | Tank, Condensate and Sediment Accumulator, C-5680, Digester Mixing System
71221 | THR-DIG-FSL-5840 | Switch, Flow-Low, Condensate T-5832 | THR-DIG-T-5831 | Switch,Flow-Low | Switch |  | FSL | http://www.toronto.ca/TWONTO#flow_switch |  | Tank, Condensate and Sediment Accumulator, C-5840, Digester Mixing System
71222 | THR-DIG-FSL-5842 | Switch, Flow-Low, Lube Oil, C-5840, Gas Mixing System | THR-DIG-C-5840 | Switch,Flow-Low | Switch |  | FSL | http://www.toronto.ca/TWONTO#flow_switch |  | Compressor, Gas, Mixing System, Digester Tank#10
71223 | THR-DIG-FSL-5860 | Switch, Flow-Low, Condensate T-5852 | THR-DIG-T-5851 | Switch,Flow-Low | Switch |  | FSL | http://www.toronto.ca/TWONTO#flow_switch |  | Tank, Condensate and Sediment Accumulator, C-5860, Digester Mixing System
71224 | THR-DIG-FSL-5882 | Switch, Flow-Low, Lube Oil, C-5880, Gas Mixing System | THR-DIG-C-5880 | Switch,Flow-Low | Switch |  | FSL | http://www.toronto.ca/TWONTO#flow_switch |  | Compressor, Gas, Mixing System, Digester Tank#09
71325 | THR-DIG-LSH-0112 | Switch, Level, High, New Oil, Tank 0110, Lube Oil System, Gas Compressor Building | THR-DIG-T-0110 |  | Switch |  | LSH | http://www.toronto.ca/TWONTO#level_switch |  | Tank, New Oil, Lube Oil System, Gas Compressor Building
71326 | THR-DIG-LSH-0122 | Switch, Level, High, Waste Oil, Tank 0120, Lube Oil System, Gas Compressor Building | THR-DIG-T-0120 |  | Switch |  | LSH | http://www.toronto.ca/TWONTO#level_switch |  | Tank, Waste Oil, Lube Oil System, Gas Compressor Building
71327 | THR-DIG-LSH-0306 | Switch, Level-High, Over Flow Chamber, Tank 0300, Solids Treatment, Digester 3 Overflow Chamber | THR-DIG-PD-0300 | Switch,Level-High | Switch |  | LSH | http://www.toronto.ca/TWONTO#level_switch |  | Tank, Primary Digester-3, Solids Treatment
71328 | THR-DIG-LSH-0411 | Switch, Level-High, Liquid in Scrubber 0412, Digester Compressor Bldg. Basement South | THR-DIG-SB-0410 | Switch,Level-High | Switch |  | LSH | http://www.toronto.ca/TWONTO#level_switch |  | Scrubber, Gas, Low Pressure Digester Gas, Gas Compressor Building
71329 | THR-DIG-LSH-0421 | Switch, Level-High, Liquid in Scrubber 0420, Digester Gas Compressor Bldg. Basement South | THR-DIG-SB-0420 | Switch,Level-High | Switch |  | LSH | http://www.toronto.ca/TWONTO#level_switch |  | Scrubber, Gas, Low Pressure Digester Gas, Gas Compressor Building
71330 | THR-DIG-LSH-0431 | Switch, Level-High, Liquid in Scrubber 0430, Digester Gas Compressor Bldg. Basement South | THR-DIG-SB-0430 | Switch,Level-High | Switch |  | LSH | http://www.toronto.ca/TWONTO#level_switch |  | Scrubber, Gas, Low Pressure Digester Gas, Gas Compressor Building
71331 | THR-DIG-LSH-0606 | Switch, Level-High, Overflow Chamber,Tank 0600, Solids Treatment, Digester - Tanks 1-6 | THR-DIG-SD-0600 | Switch,Level-High | Switch |  | LSH | http://www.toronto.ca/TWONTO#level_switch |  | Tank, Secondary Digester-6, Solids Treatment
71332 | THR-DIG-LSH-1006 | Switch, Level-High, Tank 1000 Coffin Overflow, Primary Sludge, Solids Treatment, Transfer System - Digesters - Tank 0900 & Tank 1000 | THR-DIG-PD-1000 | Switch,Level-High | Switch |  | LSH | http://www.toronto.ca/TWONTO#level_switch |  | Tank, Primary Digester-10, Solids Treatment
71333 | THR-DIG-LSH-2171B | Switch, Level, High, Sump Pump, Near Digester Tank 6 | THR-DIG-CP-2171 | Pump,Centrifugal | Switch |  | LSH | http://www.toronto.ca/TWONTO#level_switch |  | Control Panel, Duplex Sump, Near Digester Tank 6
71334 | THR-DIG-LSH-3850 | Switch, Level High, Separator Overfill, Oil Tank, Gas Compressor Bldg Bsmnt, Oil Water Separator Sys | THR-BG-F-0102 | Switch,Level-High | Switch |  | LSH | http://www.toronto.ca/TWONTO#level_switch |  | Condensate Separator, Fuel Gas, Compressor Building, Gas Compressor (And Dryer)
71335 | THR-DIG-LSH-3850 | Switch, Level High, Separator Overfill, Oil Tank, Gas Compressor Bldg Bsmnt, Oil Water Separator Sys | THR-DIG-T-3850 | Switch,Level-High | Switch |  | LSH | http://www.toronto.ca/TWONTO#level_switch |  | Tank, Seperator, Oil Water, Gas Compressor Bldg Bsmnt, Oil Water Separator System
71336 | THR-DIG-LSH-3851 | Switch, Level High, Integral Oil Storage Tank, Gas Compressor Bldg Bsmnt, Oil Water Separator Sys | THR-DIG-T-3850 | Switch,Level-High | Switch |  | LSH | http://www.toronto.ca/TWONTO#level_switch |  | Tank, Seperator, Oil Water, Gas Compressor Bldg Bsmnt, Oil Water Separator System
71337 | THR-DIG-LSHH-0207 | Switch, Level-High-High, Over Flow Chamber, Tank 0200, Solids Treatment, Digester 2 Overflow Chamber | THR-DIG-PD-0200 | Switch,Level-High-High | Switch |  | LSHH | http://www.toronto.ca/TWONTO#level_switch |  | Tank, Primary Digester-2, Solids Treatment
71338 | THR-DIG-LSHH-0507 | Switch, Level-High-High,Overflow Chamber,Tank 0500, Solids Treatment, Digester - Tanks 1-6 | THR-DIG-PD-0500 | Switch,Level-High-High | Switch |  | LSHH | http://www.toronto.ca/TWONTO#level_switch |  | Tank, Primary Digester-5, Solids Treatment
71339 | THR-DIG-LSHH-0607 | Switch, Level-High-High,Overflow Chamber,Tank 0600, Solids Treatment, Digester - Tanks 1-6 | THR-DIG-SD-0600 | Switch,Level-High-High | Switch |  | LSHH | http://www.toronto.ca/TWONTO#level_switch |  | Tank, Secondary Digester-6, Solids Treatment
71340 | THR-DIG-LSHH-3971 | Switch, Level-High-High,Pump 3171/3172,Sump, Tank 0700 & Tank 0800 | THR-DIG-P-3171 | Pump,Centrifugal | Switch |  | LSHH | http://www.toronto.ca/TWONTO#level_switch |  | Pump, Sump, Centrifugal, Tank 0700 & Tank 0800
71341 | THR-DIG-LSHH-3971 | Switch, Level-High-High,Pump 3171/3172,Sump, Tank 0700 & Tank 0800 | THR-DIG-P-3977A | Pump,Centrifugal | Switch |  | LSHH | http://www.toronto.ca/TWONTO#level_switch |  | Pump, Sump, Digesters, Plant Services,Gallery T-10 Basement, Flood Monitoring System
71342 | THR-DIG-LSHH-3977 | Switch, Level-High-High,Pump 3977A/B,Sump, Digesters, Plant Services, Flood Monitoring System | THR-DIG-CP-2171 | Pump,Centrifugal | Switch |  | LSHH | http://www.toronto.ca/TWONTO#level_switch |  | Control Panel, Duplex Sump, Near Digester Tank 6
71343 | THR-DIG-LSHH-3977 | Switch, Level-High-High,Pump 3977A/B,Sump, Digesters, Plant Services, Flood Monitoring System | THR-DIG-P-3977A | Pump,Centrifugal | Switch |  | LSHH | http://www.toronto.ca/TWONTO#level_switch |  | Pump, Sump, Digesters, Plant Services,Gallery T-10 Basement, Flood Monitoring System
71344 | THR-DIG-LSHH-3978 | Switch, Level-High-High,Pump 3978A/B,Sump, Digesters, Plant Services, Flood Monitoring System | THR-DIG-P-3978A | Pump,Centrifugal | Switch |  | LSHH | http://www.toronto.ca/TWONTO#level_switch |  | Pump, Sump, Digesters, Plant Services,Gallery T-10 Basement, Flood Monitoring System
71345 | THR-DIG-LSL-0123 | Switch, Level, Low, Waste Oil, Tank 0120, Lube Oil System, Gas Compressor Building | THR-DIG-T-0120 |  | Switch |  | LSL | http://www.toronto.ca/TWONTO#level_switch |  | Tank, Waste Oil, Lube Oil System, Gas Compressor Building
71346 | THR-DIG-LSL-5240C | Switch, Level-Low, Lube Oil, C-5240, Gas Mixing System | THR-DIG-T-5240 | Switch,Level-Low | Switch |  | LSL | http://www.toronto.ca/TWONTO#level_switch |  | Tank, Reservoir, Auxiliary Oil, Gas Compressor 5240, Digester Mixing System
71347 | THR-DIG-LSL-5440C | Switch, Level-Low, Lube Oil, C-5440, Gas Mixing System | THR-DIG-T-5440 | Switch,Level-Low | Switch |  | LSL | http://www.toronto.ca/TWONTO#level_switch |  | Tank, Reservoir, Auxiliary Oil, Gas Compressor 5440, Digester Mixing System
71348 | THR-DIG-LSL-5480C | Switch, Level-Low, Lube Oil, C-5480, Gas Mixing System | THR-DIG-T-5480 | Switch,Level-Low | Switch |  | LSL | http://www.toronto.ca/TWONTO#level_switch |  | Tank, Reservoir, Auxiliary Oil, Gas Compressor 5480, Digester Mixing System
71349 | THR-DIG-LSL-5641 | Switch, Level-Low, Lube Oil, C-5640, Gas Mixing System | THR-DIG-P-5642 | Switch,Level-Low | Switch |  | LSL | http://www.toronto.ca/TWONTO#level_switch |  | Pump,Lube Oil for C-5640, Mixing System, Tank 7 & 8
71350 | THR-DIG-LSL-5641 | Switch, Level-Low, Lube Oil, C-5640, Gas Mixing System | THR-DIG-T-5641 | Switch,Level-Low | Switch |  | LSL | http://www.toronto.ca/TWONTO#level_switch |  | Tank, Reservoir, Auxiliary Oil, Gas Compressor 5640, Digester Mixing System
71351 | THR-DIG-LSL-5661 | Switch, Level-Low, Lube Oil, C-5660, Gas Mixing System | THR-DIG-P-5662 | Switch,Level-Low | Switch |  | LSL | http://www.toronto.ca/TWONTO#level_switch |  | Pump,Lube Oil for C-5660, Gas Mixing System
71352 | THR-DIG-LSL-5841 | Switch, Level-Low, Lube Oil, C-5840, Gas Mixing System | THR-DIG-T-5841 | Switch,Level-Low | Switch |  | LSL | http://www.toronto.ca/TWONTO#level_switch |  | Tank, Reservoir, Auxiliary Oil, Gas Compressor 5840, Digester Mixing System
71353 | THR-DIG-LSL-5861 | Switch, Level-Low, Lube Oil, C-5860, Gas Mixing System | THR-DIG-T-5861 | Switch,Level-Low | Switch |  | LSL | http://www.toronto.ca/TWONTO#level_switch |  | Tank, Reservoir, Auxiliary Oil, Gas Compressor 5860, Digester Mixing System
71628 | THR-DIG-PSH-0101 | Switch, Pressure, High, Discharge, Pump 0101, Lube Oil System, Gas Compressor Building | THR-DIG-P-0101 |  | Switch |  | PSH | http://www.toronto.ca/TWONTO#pressure_switch |  | Pump, Positive Displacement, Transfer, New Oil, Lube Oil System, Gas Compressor Building
71629 | THR-DIG-PSH-0801 | Switch, Pressure High, Tank 0800 Sampling Pump Discharge, Digester Tanks - Sampling System | THR-DIG-P-0801 | Switch,Pressure-High | Switch |  | PSH | http://www.toronto.ca/TWONTO#pressure_switch |  | Pump, Tank 0800 Sampling, Digester Tanks - Sampling System
71630 | THR-DIG-PSH-0901 | Switch, Pressure High, Tank 0900 Sampling Pump Discharge, Digester Tanks - Sampling System | THR-DIG-P-0901 | Switch,Pressure-High | Switch |  | PSH | http://www.toronto.ca/TWONTO#pressure_switch |  | Pump, Tank 0900 Sampling, Digester Tanks - Sampling System
71631 | THR-DIG-PSH-2264 | Switch, Pressure-High, Discharge, Pump 2264, Solids Treatment, Heating System - Digesters - Tank 0700 & Tank 0800 | THR-DIG-P-2264 | Switch,Pressure-High | Switch |  | PSH | http://www.toronto.ca/TWONTO#pressure_switch |  | Pump, Centrifugal, Primary Sludge Recirculation Tank 0800
71632 | THR-DIG-PSH-2265 | Switch, Pressure-High, Discharge, Pump 2265, Solids Treatment, Heating System - Digesters - Tank 0700 & Tank 0800 | THR-DIG-P-2265 | Switch,Pressure-High | Switch |  | PSH | http://www.toronto.ca/TWONTO#pressure_switch |  | Pump, Centrifugal, Primary Sludge Recirculation Tank 0800
71633 | THR-DIG-PSH-2318 | Switch, Pressure-High, Discharge, Pump 2318, Solids Treatment, Heating System - Digesters - Tank 0900 Tank 1000 | THR-DIG-P-2318 | Switch,Pressure-High | Switch |  | PSH | http://www.toronto.ca/TWONTO#pressure_switch |  | Pump, Centrifugal, Sludge Recirculation, Tank 0900
71634 | THR-DIG-PSH-2368 | Switch, Pressure-High, Discharge, Pump 2368, Solids Treatment, Heating System - Digesters - Tank 0900 Tank 1000 | THR-DIG-P-2368 | Switch,Pressure-High | Switch |  | PSH | http://www.toronto.ca/TWONTO#pressure_switch |  | Pump, Centrifugal, Sludge Recirculation, Tank 1000
71635 | THR-DIG-PSH-2369 | Switch, Pressure-High, Discharge, Pump 2369, Solids Treatment, Heating System - Digesters - Tank 0900 Tank 1000 | THR-DIG-P-2369 | Switch,Pressure-High | Switch |  | PSH | http://www.toronto.ca/TWONTO#pressure_switch |  | Pump, Centrifugal, Sludge Recirculation, Tank 1000
71636 | THR-DIG-PSH-2501 | Switch, Pressure-High, Discharge Pump 2501, Digester Tank 0100 | THR-DIG-P-2501 | Switch,Pressure-High | Switch |  | PSH | http://www.toronto.ca/TWONTO#pressure_switch |  | Pump, Centrifugal, Sludge Recirculation, Tank 0100
71637 | THR-DIG-PSH-2503 | Switch, Pressure-High, Discharge Pump 2503, Digester Tank 0100 | THR-DIG-P-2503 | Switch,Pressure-High | Switch |  | PSH | http://www.toronto.ca/TWONTO#pressure_switch |  | Pump, Centrifugal, Sludge Transfer, Tank 0100
71638 | THR-DIG-PSH-2504 | Switch, Pressure-High, Discharge Pump 2504, Digester Tank 0100 | THR-DIG-P-2504 | Switch,Pressure-High | Switch |  | PSH | http://www.toronto.ca/TWONTO#pressure_switch |  | Pump, Centrifugal, Sludge Transfer, Tank 0100
71639 | THR-DIG-PSH-2512 | Switch, Pressure-High, Discharge Pump 2512, Digester Tank 0200 | THR-DIG-P-2512 | Switch,Pressure-High | Switch |  | PSH | http://www.toronto.ca/TWONTO#pressure_switch |  | Pump, Centrifugal, Sludge Recirculation, Tank 0200
71640 | THR-DIG-PSH-2514 | Switch, Pressure-High, Discharge Pump 2514, Digester Tank 0200 | THR-DIG-P-2514 | Switch,Pressure-High | Switch |  | PSH | http://www.toronto.ca/TWONTO#pressure_switch |  | Pump, Centrifugal, Sludge Transfer, Tank 0200
71641 | THR-DIG-PSH-2524 | Switch, Pressure-High, Discharge Pump 2524, Digester Tank 0300 | THR-DIG-P-2524 | Switch,Pressure-High | Switch |  | PSH | http://www.toronto.ca/TWONTO#pressure_switch |  | Pump, Centrifugal, Sludge Transfer, Tank 0300
71642 | THR-DIG-PSH-2532 | Switch, Pressure-High, Discharge Pump 2532, Digester Tank 0500 | THR-DIG-P-2532 | Switch,Pressure-High | Switch |  | PSH | http://www.toronto.ca/TWONTO#pressure_switch |  | Pump, Centrifugal, Sludge Recirculation, Tank 0500
71643 | THR-DIG-PSH-2533 | Switch, Pressure-High, Discharge Pump 2533, Digester Tank 0500 | THR-DIG-P-2533 | Switch,Pressure-High | Switch |  | PSH | http://www.toronto.ca/TWONTO#pressure_switch |  | Pump, Centrifugal, Sludge Transfer, Tank 0500
71644 | THR-DIG-PSH-3041 | Switch, Pressure-High, Discharge Pump 3041, Digester Tank 0600, Digester Tank 1-6 | THR-DIG-P-3041 | Switch,Pressure-High | Switch |  | PSH | http://www.toronto.ca/TWONTO#pressure_switch |  | Centrifugal Pump, Sludge Transfer to MTI Line 1 & 2, Tank 0400
71645 | THR-DIG-PSH-3042 | Switch, Pressure-High, Discharge Pump 3042, Digester Tank 0600, Digester Tank 1-6 | THR-DIG-P-3042 | Switch,Pressure-High | Switch |  | PSH | http://www.toronto.ca/TWONTO#pressure_switch |  | Centrifugal Pump, Sludge Transfer to MTI Line 1 & 2, Tank 0400
71646 | THR-DIG-PSH-3071 | Switch, Pressure-High, Discharge Pump 3071, Digester Tank 0600, Digester Tank 1-6 | THR-DIG-P-3071 | Switch,Pressure-High | Switch |  | PSH | http://www.toronto.ca/TWONTO#pressure_switch |  | Centrifugal Pump, Sludge Transfer to MTI Line 1 & 2, Tank 0600
71647 | THR-DIG-PSH-3116 | Switch, Pressure-High, Pump 3116, Solids Treatment, Transfer System - Digesters - Tank 0700 & Tank 0800 | THR-DIG-P-3116 | Switch,Pressure-High | Switch |  | PSH | http://www.toronto.ca/TWONTO#pressure_switch |  | Pump, Centrifugal, Sludge Transfer, Digester Tank 0700
71648 | THR-DIG-PSH-3165 | Switch, Pressure-High, Pump 3165, Solids Treatment, Transfer System - Digesters - Tank 0700 & Tank 0800 | THR-DIG-P-3165 | Switch,Pressure-High | Switch |  | PSH | http://www.toronto.ca/TWONTO#pressure_switch |  | Pump, Centrifugal, Sludge Transfer, Digester Tank 0800
71649 | THR-DIG-PSH-3166 | Switch, Pressure-High, Pump 3166, Solids Treatment, Transfer System - Digesters - Tank 0700 & Tank 0800 | THR-DIG-P-3166 | Switch,Pressure-High | Switch |  | PSH | http://www.toronto.ca/TWONTO#pressure_switch |  | Pump, Centrifugal, Sludge Transfer, Digester Tank 0800
71650 | THR-DIG-PSH-3211 | Switch, Pressure-High, Discharge, Pump 3211, Solids Treatment, Transfer System - Digesters - Tank 0900 & Tank 1000 | THR-DIG-P-3211 | Switch,Pressure-High | Switch |  | PSH | http://www.toronto.ca/TWONTO#pressure_switch |  | Pump, Centrifugal, Sludge Transfer, Digester Tank 0900
71651 | THR-DIG-PSH-3212 | Switch, Pressure-High, Discharge, Pump 3212, Solids Treatment, Transfer System - Digesters - Tank 0900 & Tank 1000 | THR-DIG-P-3212 | Switch,Pressure-High | Switch |  | PSH | http://www.toronto.ca/TWONTO#pressure_switch |  | Pump, Centrifugal, Sludge Transfer, Digester Tank 0900
71652 | THR-DIG-PSH-3272 | Switch, Pressure-High, Discharge, Pump 3272, Solids Treatment, Transfer System - Digesters - Tank 0900 & Tank 1000 | THR-DIG-P-3272 | Switch,Pressure-High | Switch |  | PSH | http://www.toronto.ca/TWONTO#pressure_switch |  | Pump, Centrifugal, Sludge Transfer, Digester Tank 1000
71653 | THR-DIG-PSH-4011 | Switch, Pressure-High, Discharge Pump 4011/4012, Digester Tank 0200, Solid Treatment, Mezzanine Floor | THR-DIG-HE-4014 | Switch,Pressure-High | Switch |  | PSH | http://www.toronto.ca/TWONTO#pressure_switch |  | Heat Exchanger, Tank 0200, Solids Treatment, Digester Tank 2
71654 | THR-DIG-PSH-4031 | Switch, Pressure-High, Discharge Pump 4031/4032, Digester Tank 0100, Solid Treatment | THR-DIG-HE-4036 | Switch,Pressure-High | Switch |  | PSH | http://www.toronto.ca/TWONTO#pressure_switch |  | Heat Exchanger, Tank 0100, Solids Treatment, Digester Tank 1
71655 | THR-DIG-PSH-4051 | Switch, Pressure-High, Discharge Pump 4051/4052, Digester Tank 0300, Solid Treatment, Mezzanine Floor | THR-DIG-P-4051 | Switch,Pressure-High | Switch |  | PSH | http://www.toronto.ca/TWONTO#pressure_switch |  | Pump, Centrifugal, Hot Water Recirculation, Tank 0300
71656 | THR-DIG-PSH-4071 | Switch, Pressure-High, Discharge Pump 4071/4072, Digester Tank 0500, Solid Treatment | THR-DIG-HE-4077 | Switch,Pressure-High | Switch |  | PSH | http://www.toronto.ca/TWONTO#pressure_switch |  | Heat Exchanger, Tank 0500, Solids Treatment, Digester Tank 5
71657 | THR-DIG-PSH-4710 | Switch, Pressure-High, Discharge, Pump 4710, Solids Treatment, Heating System - Digesters - Tank 0700 & Tank 0800 | THR-DIG-P-4710 | Switch,Pressure-High | Switch |  | PSH | http://www.toronto.ca/TWONTO#pressure_switch |  | Pump, Centrifugal, Hot Water Recirculation, Tank 0700
71658 | THR-DIG-PSH-4760 | Switch, Pressure-High, Discharge, Pump 4760, Solids Treatment, Heating System - Digesters - Tank 0700 & Tank 0800 | THR-DIG-P-4760 | Switch,Pressure-High | Switch |  | PSH | http://www.toronto.ca/TWONTO#pressure_switch |  | Pump, Centrifugal, Hot Water Recirculation, Tank 0800
71659 | THR-DIG-PSH-4806 | Switch, Pressure-High, Discharge, Pump 4806, Solids Treatment, Heating System - Digesters - Tank 0900 Tank 1000 | THR-DIG-P-4806 | Switch,Pressure-High | Switch |  | PSH | http://www.toronto.ca/TWONTO#pressure_switch |  | Pump, Centrifugal, Hot Water Recirculation, Tank 0900
71660 | THR-DIG-PSH-5240 | Switch, Pressure-High, Outlet Gas compressor 5240 | THR-DIG-C-5240 | Switch,Pressure-High | Switch |  | PSH | http://www.toronto.ca/TWONTO#pressure_switch |  | Compressor, Gas, Mixing System, Digester Tank#1
71661 | THR-DIG-PSH-5260 | Switch, Pressure-High, Outlet Gas compressor 5260 | THR-DIG-C-5260 | Switch,Pressure-High | Switch |  | PSH | http://www.toronto.ca/TWONTO#pressure_switch |  | Compressor, Gas, Mixing System, Digester Tank#1/2
71662 | THR-DIG-PSH-5440 | Switch, Pressure-High, Outlet Gas compressor 5440 | THR-DIG-C-5440 | Switch,Pressure-High | Switch |  | PSH | http://www.toronto.ca/TWONTO#pressure_switch |  | Compressor, Gas, Mixing System, Digester Tank#3
71663 | THR-DIG-PSH-5460 | Switch, Pressure-High, Outlet Gas compressor 5460 | THR-DIG-C-5460 | Switch,Pressure-High | Switch |  | PSH | http://www.toronto.ca/TWONTO#pressure_switch |  | Compressor, Gas, Mixing System, Digester Tank#3/5
71664 | THR-DIG-PSH-5480 | Switch, Pressure-High, Outlet Gas compressor 5480 | THR-DIG-C-5480 | Switch,Pressure-High | Switch |  | PSH | http://www.toronto.ca/TWONTO#pressure_switch |  | Compressor, Gas, Mixing System, Digester Tank#5
71665 | THR-DIG-PSH-5640 | Switch, Pressure-High, Discharge, C-5640, Mixing System, Tank 7 & 8 | THR-DIG-C-5640 | Switch,Pressure-High | Switch |  | PSH | http://www.toronto.ca/TWONTO#pressure_switch |  | Compressor, Gas, Mixing System, Digester Tank#7
71666 | THR-DIG-PSH-5680 | Switch, Pressure-High, Discharge, Compress 5680, Solids Treatment, Mixing System - Digesters - Tank 0700 & Tank 0800, Compressors | THR-DIG-C-5680 | Switch,Pressure-High | Switch |  | PSH | http://www.toronto.ca/TWONTO#pressure_switch |  | Compressor, Gas, Mixing System, Digester Tank#8
71667 | THR-DIG-PSH-5860 | Switch, Pressure-High, Discharge, Compressor 5860, Solids Treatment - Thickening - Mixing System - Digesters - Tank 0900 & Tank 1000, Compressors | THR-DIG-C-5860 | Switch,Pressure-High | Switch |  | PSH | http://www.toronto.ca/TWONTO#pressure_switch |  | Compressor, Gas, Mixing System, Digester Tank#9/10
71668 | THR-DIG-PSH-6401 | Switch, Pressure-High, Discharge Pump 6401, Tank 0400 | THR-DIG-P-6401 | Switch,Pressure-High | Switch |  | PSH | http://www.toronto.ca/TWONTO#pressure_switch |  | Centrifugal Pump, Sampling, Tank 0400
71669 | THR-DIG-PSL-0301 | Switch, Pressure, Low, DG Fuel Train, Compressor 0201 Fuel Gas Train, Gas Compressor Building | THR-BG-C-0201 |  | Switch |  | PSL | http://www.toronto.ca/TWONTO#pressure_switch |  | Compressor, Centrifugal, Fuel Gas, Compressor Building, Gas Compressor (And Dryer), for COGEN
71670 | THR-DIG-PSL-0701 | Switch, Pressure Low, Tank 0700 Sampling Pump Suction, Digester Tanks - Sampling System | THR-DIG-P-0701 | Switch,Pressure-Low | Switch |  | PSL | http://www.toronto.ca/TWONTO#pressure_switch |  | Pump, Tank 0700 Sampling, Digester Tanks - Sampling System
71671 | THR-DIG-PSL-2214 | Switch, Pressure-Low, Suction, Pump 2214, Solids Treatment, Heating System - Digesters - Tank 0700 & Tank 0800 | THR-DIG-P-2214 | Switch,Pressure-Low | Switch |  | PSL | http://www.toronto.ca/TWONTO#pressure_switch |  | Pump, Centrifugal, Primary Sludge Recirculation to Tank 0700
71672 | THR-DIG-PSL-2215 | Switch, Pressure-Low, Suction, Pump 2215, Solids Treatment, Heating System - Digesters - Tank 0700 & Tank 0800 | THR-DIG-P-2215 | Switch,Pressure-Low | Switch |  | PSL | http://www.toronto.ca/TWONTO#pressure_switch |  | Pump, Centrifugal, Primary Sludge Recirculation to Tank 0700
71673 | THR-DIG-PSL-2264 | Switch, Pressure-Low, Suction, Pump 2264, Solids Treatment, Heating System - Digesters - Tank 0700 & Tank 0800 | THR-DIG-P-2264 | Switch,Pressure-Low | Switch |  | PSL | http://www.toronto.ca/TWONTO#pressure_switch |  | Pump, Centrifugal, Primary Sludge Recirculation Tank 0800
71674 | THR-DIG-PSL-2501 | Switch, Pressure-Low, Inlet Pump 2501, Digester Tank 0100 | THR-DIG-P-2501 | Switch,Pressure-Low | Switch |  | PSL | http://www.toronto.ca/TWONTO#pressure_switch |  | Pump, Centrifugal, Sludge Recirculation, Tank 0100
71675 | THR-DIG-PSL-2502 | Switch, Pressure-Low, Inlet Pump 2502, Digester Tank 0100 | THR-DIG-P-2502 | Switch,Pressure-Low | Switch |  | PSL | http://www.toronto.ca/TWONTO#pressure_switch |  | Pump, Centrifugal, Sludge Recirculation, Tank 0100
71676 | THR-DIG-PSL-2504 | Switch, Pressure-Low, Inlet Pump 2504, Digester Tank 0100 | THR-DIG-P-2504 | Switch,Pressure-Low | Switch |  | PSL | http://www.toronto.ca/TWONTO#pressure_switch |  | Pump, Centrifugal, Sludge Transfer, Tank 0100
71677 | THR-DIG-PSL-2513 | Switch, Pressure-Low, Inlet Pump 2513, Digester Tank 0200 | THR-DIG-P-2513 | Switch,Pressure-Low | Switch |  | PSL | http://www.toronto.ca/TWONTO#pressure_switch |  | Pump, Centrifugal, Sludge Transfer, Tank 0200
71678 | THR-DIG-PSL-2522 | Switch, Pressure-Low, Inlet Pump 2522, Digester Tank 0300 | THR-DIG-P-2522 | Switch,Pressure-Low | Switch |  | PSL | http://www.toronto.ca/TWONTO#pressure_switch |  | Pump, Centrifugal, Sludge Recirculation, Tank 0300
71679 | THR-DIG-PSL-2523 | Switch, Pressure-Low, Inlet Pump 2523, Digester Tank 0300 | THR-DIG-P-2523 | Switch,Pressure-Low | Switch |  | PSL | http://www.toronto.ca/TWONTO#pressure_switch |  | Pump, Centrifugal, Sludge Transfer, Tank 0300
71680 | THR-DIG-PSL-2524 | Switch, Pressure-Low, Inlet Pump 2524, Digester Tank 0300 | THR-DIG-P-2524 | Switch,Pressure-Low | Switch |  | PSL | http://www.toronto.ca/TWONTO#pressure_switch |  | Pump, Centrifugal, Sludge Transfer, Tank 0300
71681 | THR-DIG-PSL-2531 | Switch, Pressure-Low, Inlet Pump 2531, Digester Tank 0500 | THR-DIG-P-2531 | Switch,Pressure-Low | Switch |  | PSL | http://www.toronto.ca/TWONTO#pressure_switch |  | Pump, Centrifugal, Sludge Recirculation, Tank 0500
71682 | THR-DIG-PSL-2532 | Switch, Pressure-Low, Inlet Pump 2532, Digester Tank 0500 | THR-DIG-P-2532 | Switch,Pressure-Low | Switch |  | PSL | http://www.toronto.ca/TWONTO#pressure_switch |  | Pump, Centrifugal, Sludge Recirculation, Tank 0500
71683 | THR-DIG-PSL-2534 | Switch, Pressure-Low, Inlet Pump 2534, Digester Tank 0500 | THR-DIG-P-2534 | Switch,Pressure-Low | Switch |  | PSL | http://www.toronto.ca/TWONTO#pressure_switch |  | Pump, Centrifugal, Sludge Transfer, Tank 0500
71684 | THR-DIG-PSL-3042 | Switch, Pressure-Low, Inlet Pump 3042, Digester Tank 0600, Digester Tank 1-6 | THR-DIG-P-3042 | Switch,Pressure-Low | Switch |  | PSL | http://www.toronto.ca/TWONTO#pressure_switch |  | Centrifugal Pump, Sludge Transfer to MTI Line 1 & 2, Tank 0400
71685 | THR-DIG-PSL-3115 | Switch, Pressure-Low, Pump 3115, Solids Treatment, Transfer System - Digesters - Tank 0700 & Tank 0800 | THR-DIG-P-3115 | Switch,Pressure-Low | Switch |  | PSL | http://www.toronto.ca/TWONTO#pressure_switch |  | Pump, Centrifugal, Sludge Transfer, Digester Tank 0700,
71686 | THR-DIG-PSL-3272 | Switch, Pressure-Low, Suction, Pump 3272, Solids Treatment, Transfer System - Digesters - Tank 0900 & Tank 1000 | THR-DIG-P-3272 | Switch,Pressure-Low | Switch |  | PSL | http://www.toronto.ca/TWONTO#pressure_switch |  | Pump, Centrifugal, Sludge Transfer, Digester Tank 1000
71687 | THR-DIG-PSL-4761 | Switch, Pressure-Low, Suction, Pump 4761, Solids Treatment, Heating System - Digesters - Tank 0700 & Tank 0800 | THR-DIG-P-4761 | Switch,Pressure-Low | Switch |  | PSL | http://www.toronto.ca/TWONTO#pressure_switch |  | Pump, Centrifugal, Hot Water Recirculation, Tank 0800
71688 | THR-DIG-PSL-5161 | Switch, Pressure-Low, Inlet Pump 5161, Solids Treatment, Digester - Tanks 1-6 | THR-DIG-GBP-5161 | Switch,Pressure-Low | Switch |  | PSL | http://www.toronto.ca/TWONTO#pressure_switch |  | Gas Booster, Tank 0600, Solids Treatment
71689 | THR-DIG-PSL-5240C | Switch, Pressure-Low, Lube Oil, C-5240, Gas Mixing System | THR-DIG-T-5240 | Switch,Pressure-Low | Switch |  | PSL | http://www.toronto.ca/TWONTO#pressure_switch |  | Tank, Reservoir, Auxiliary Oil, Gas Compressor 5240, Digester Mixing System
71690 | THR-DIG-PSL-5260 | Switch, Pressure-Low, Inlet Gas compressor 5260 | THR-DIG-C-5260 | Switch,Pressure-Low | Switch |  | PSL | http://www.toronto.ca/TWONTO#pressure_switch |  | Compressor, Gas, Mixing System, Digester Tank#1/2
71691 | THR-DIG-PSL-5260C | Switch, Pressure-Low, Lube Oil, C-5260, Gas Mixing System | THR-DIG-T-5260 | Switch,Pressure-Low | Switch |  | PSL | http://www.toronto.ca/TWONTO#pressure_switch |  | Tank, Reservoir, Auxiliary Oil, Gas Compressor 5260, Digester Mixing System
71692 | THR-DIG-PSL-5440 | Switch, Pressure-Low, Inlet Gas compressor 5440 | THR-DIG-C-5440 | Switch,Pressure-Low | Switch |  | PSL | http://www.toronto.ca/TWONTO#pressure_switch |  | Compressor, Gas, Mixing System, Digester Tank#3
71693 | THR-DIG-PSL-5480 | Switch, Pressure-Low, Inlet Gas compressor 5480 | THR-DIG-C-5480 | Switch,Pressure-Low | Switch |  | PSL | http://www.toronto.ca/TWONTO#pressure_switch |  | Compressor, Gas, Mixing System, Digester Tank#5
71694 | THR-DIG-PSL-5480C | Switch, Pressure-Low, Lube Oil, C-5480, Gas Mixing System | THR-DIG-T-5480 | Switch,Pressure-Low | Switch |  | PSL | http://www.toronto.ca/TWONTO#pressure_switch |  | Tank, Reservoir, Auxiliary Oil, Gas Compressor 5480, Digester Mixing System
71695 | THR-DIG-PSL-5654 | Switch, Pressure-Low, Inlet Gas compressor 5660 | THR-DIG-C-5660 | Switch,Pressure-Low | Switch |  | PSL | http://www.toronto.ca/TWONTO#pressure_switch |  | Compressor, Gas, Mixing System, Digester Tank#7/8
71696 | THR-DIG-PSL-5682 | Switch, Pressure-Low, Lube Oil, C-5680, Gas Mixing System | THR-DIG-T-5680 | Switch,Pressure-Low | Switch |  | PSL | http://www.toronto.ca/TWONTO#pressure_switch |  | Tank, Reservoir, Auxiliary Oil, Gas Compressor 5680, Digester Mixing System
71697 | THR-DIG-PSL-5840A | Switch, Pressure-Low, Inlet Gas compressor 5840 | THR-DIG-C-5840 | Switch,Pressure-Low | Switch |  | PSL | http://www.toronto.ca/TWONTO#pressure_switch |  | Compressor, Gas, Mixing System, Digester Tank#10
71698 | THR-DIG-PSL-5842 | Switch, Pressure-Low, Lube Oil, C-5840, Gas Mixing System | THR-DIG-T-5840 | Switch,Pressure-Low | Switch |  | PSL | http://www.toronto.ca/TWONTO#pressure_switch |  | Tank, Reservoir, Auxiliary Oil, Gas Compressor 5840, Digester Mixing System
71699 | THR-DIG-PSL-5862 | Switch, Pressure-Low, Lube Oil, C-5860, Gas Mixing System | THR-DIG-T-5860 | Switch,Pressure-Low | Switch |  | PSL | http://www.toronto.ca/TWONTO#pressure_switch |  | Tank, Reservoir, Auxiliary Oil, Gas Compressor 5860, Digester Mixing System
71700 | THR-DIG-PSL-5880A | Switch, Pressure-Low, Inlet Gas compressor 5880 | THR-DIG-C-5880 | Switch,Pressure-Low | Switch |  | PSL | http://www.toronto.ca/TWONTO#pressure_switch |  | Compressor, Gas, Mixing System, Digester Tank#09
71743 | THR-DIG-SSH-5104A | Switch, Speed-High, Digester Gas Mixing, Tank 0100, Solids Treatment, Digester Tanks 1-6 | THR-DIG-MX-0100 | Switch,Speed-High | Switch |  | SSH | http://www.toronto.ca/TWONTO#speed_switch |  | Digester Gas Mixing, Digester Tank 0100
71744 | THR-DIG-SSH-5113A | Switch, Speed-High, Digester Gas Mixing, Tank 0100, Solids Treatment, Digester Tanks 1-6 | THR-DIG-MX-0100 | Switch,Speed-High | Switch |  | SSH | http://www.toronto.ca/TWONTO#speed_switch |  | Digester Gas Mixing, Digester Tank 0100
71745 | THR-DIG-SSH-5116A | Switch, Speed-High, Digester Gas Mixing, Tank 0100, Solids Treatment, Digester Tanks 1-6 | THR-DIG-MX-0100 | Switch,Speed-High | Switch |  | SSH | http://www.toronto.ca/TWONTO#speed_switch |  | Digester Gas Mixing, Digester Tank 0100
71746 | THR-DIG-SSH-5128A | Switch, Speed-High, Digester Gas Mixing, Tank 0100, Solids Treatment, Digester Tanks 1-6 | THR-DIG-MX-0100 | Switch,Speed-High | Switch |  | SSH | http://www.toronto.ca/TWONTO#speed_switch |  | Digester Gas Mixing, Digester Tank 0100
71747 | THR-DIG-SSH-5137A | Switch, Speed-High, Digester Gas Mixing, Tank 0100, Solids Treatment, Digester Tanks 1-6 | THR-DIG-MX-0100 | Switch,Speed-High | Switch |  | SSH | http://www.toronto.ca/TWONTO#speed_switch |  | Digester Gas Mixing, Digester Tank 0100
71748 | THR-DIG-SSH-5140A | Switch, Speed-High, Digester Gas Mixing, Tank 0100, Solids Treatment, Digester Tanks 1-6 | THR-DIG-MX-0100 | Switch,Speed-High | Switch |  | SSH | http://www.toronto.ca/TWONTO#speed_switch |  | Digester Gas Mixing, Digester Tank 0100
71749 | THR-DIG-SSH-5160A | Digester Gas Mixing, Tank 0200, Solids Treatment, Digester Tanks 1-6 | THR-DIG-MX-0200 | Switch,Speed-High | Switch |  | SSH | http://www.toronto.ca/TWONTO#speed_switch |  | Digester Gas Mixing, Digester Tank 0200
71750 | THR-DIG-SSH-5163A | Digester Gas Mixing, Tank 0200, Solids Treatment, Digester Tanks 1-6 | THR-DIG-MX-0200 | Switch,Speed-High | Switch |  | SSH | http://www.toronto.ca/TWONTO#speed_switch |  | Digester Gas Mixing, Digester Tank 0200
71751 | THR-DIG-SSH-5172A | Digester Gas Mixing, Tank 0200, Solids Treatment, Digester Tanks 1-6 | THR-DIG-MX-0200 | Switch,Speed-High | Switch |  | SSH | http://www.toronto.ca/TWONTO#speed_switch |  | Digester Gas Mixing, Digester Tank 0200
71752 | THR-DIG-SSH-5178A | Digester Gas Mixing, Tank 0200, Solids Treatment, Digester Tanks 1-6 | THR-DIG-MX-0200 | Switch,Speed-High | Switch |  | SSH | http://www.toronto.ca/TWONTO#speed_switch |  | Digester Gas Mixing, Digester Tank 0200
71753 | THR-DIG-SSH-5187A | Digester Gas Mixing, Tank 0200, Solids Treatment, Digester Tanks 1-6 | THR-DIG-MX-0200 | Switch,Speed-High | Switch |  | SSH | http://www.toronto.ca/TWONTO#speed_switch |  | Digester Gas Mixing, Digester Tank 0200
71754 | THR-DIG-SSL-5107A | Switch, Speed-Low, Digester Gas Mixing, Tank 0100, Solids Treatment, Digester Tanks 1-6 | THR-DIG-MX-0100 | Switch,Speed-Low | Switch |  | SSL | http://www.toronto.ca/TWONTO#speed_switch |  | Digester Gas Mixing, Digester Tank 0100
71755 | THR-DIG-SSL-5128A | Switch, Speed-Low, Digester Gas Mixing, Tank 0100, Solids Treatment, Digester Tanks 1-6 | THR-DIG-MX-0100 | Switch,Speed-Low | Switch |  | SSL | http://www.toronto.ca/TWONTO#speed_switch |  | Digester Gas Mixing, Digester Tank 0100
71756 | THR-DIG-SSL-5131A | Switch, Speed-Low, Digester Gas Mixing, Tank 0100, Solids Treatment, Digester Tanks 1-6 | THR-DIG-MX-0100 | Switch,Speed-Low | Switch |  | SSL | http://www.toronto.ca/TWONTO#speed_switch |  | Digester Gas Mixing, Digester Tank 0100
71757 | THR-DIG-SSL-5134A | Switch, Speed-Low, Digester Gas Mixing, Tank 0100, Solids Treatment, Digester Tanks 1-6 | THR-DIG-MX-0100 | Switch,Speed-Low | Switch |  | SSL | http://www.toronto.ca/TWONTO#speed_switch |  | Digester Gas Mixing, Digester Tank 0100
71758 | THR-DIG-SSL-5137A | Switch, Speed-Low, Digester Gas Mixing, Tank 0100, Solids Treatment, Digester Tanks 1-6 | THR-DIG-MX-0100 | Switch,Speed-Low | Switch |  | SSL | http://www.toronto.ca/TWONTO#speed_switch |  | Digester Gas Mixing, Digester Tank 0100
71759 | THR-DIG-SSL-5154A | Digester Gas Mixing, Tank 0200, Solids Treatment, Digester Tanks 1-6 | THR-DIG-MX-0200 | Switch,Speed-Low | Switch |  | SSL | http://www.toronto.ca/TWONTO#speed_switch |  | Digester Gas Mixing, Digester Tank 0200
71760 | THR-DIG-SSL-5157A | Digester Gas Mixing, Tank 0200, Solids Treatment, Digester Tanks 1-6 | THR-DIG-MX-0200 | Switch,Speed-Low | Switch |  | SSL | http://www.toronto.ca/TWONTO#speed_switch |  | Digester Gas Mixing, Digester Tank 0200
71761 | THR-DIG-SSL-5160A | Digester Gas Mixing, Tank 0200, Solids Treatment, Digester Tanks 1-6 | THR-DIG-MX-0200 | Switch,Speed-Low | Switch |  | SSL | http://www.toronto.ca/TWONTO#speed_switch |  | Digester Gas Mixing, Digester Tank 0200
71762 | THR-DIG-SSL-5166A | Digester Gas Mixing, Tank 0200, Solids Treatment, Digester Tanks 1-6 | THR-DIG-MX-0200 | Switch,Speed-Low | Switch |  | SSL | http://www.toronto.ca/TWONTO#speed_switch |  | Digester Gas Mixing, Digester Tank 0200
71763 | THR-DIG-SSL-5169A | Digester Gas Mixing, Tank 0200, Solids Treatment, Digester Tanks 1-6 | THR-DIG-MX-0200 | Switch,Speed-Low | Switch |  | SSL | http://www.toronto.ca/TWONTO#speed_switch |  | Digester Gas Mixing, Digester Tank 0200
71764 | THR-DIG-SSL-5172A | Digester Gas Mixing, Tank 0200, Solids Treatment, Digester Tanks 1-6 | THR-DIG-MX-0200 | Switch,Speed-Low | Switch |  | SSL | http://www.toronto.ca/TWONTO#speed_switch |  | Digester Gas Mixing, Digester Tank 0200
71765 | THR-DIG-SSL-5175A | Digester Gas Mixing, Tank 0200, Solids Treatment, Digester Tanks 1-6 | THR-DIG-MX-0200 | Switch,Speed-Low | Switch |  | SSL | http://www.toronto.ca/TWONTO#speed_switch |  | Digester Gas Mixing, Digester Tank 0200
71766 | THR-DIG-SSL-5181A | Digester Gas Mixing, Tank 0200, Solids Treatment, Digester Tanks 1-6 | THR-DIG-MX-0200 | Switch,Speed-Low | Switch |  | SSL | http://www.toronto.ca/TWONTO#speed_switch |  | Digester Gas Mixing, Digester Tank 0200
71767 | THR-DIG-SSL-5184A | Digester Gas Mixing, Tank 0200, Solids Treatment, Digester Tanks 1-6 | THR-DIG-MX-0200 | Switch,Speed-Low | Switch |  | SSL | http://www.toronto.ca/TWONTO#speed_switch |  | Digester Gas Mixing, Digester Tank 0200
71768 | THR-DIG-SSL-5187A | Digester Gas Mixing, Tank 0200, Solids Treatment, Digester Tanks 1-6 | THR-DIG-MX-0200 | Switch,Speed-Low | Switch |  | SSL | http://www.toronto.ca/TWONTO#speed_switch |  | Digester Gas Mixing, Digester Tank 0200
71769 | THR-DIG-SSL-5190A | Digester Gas Mixing, Tank 0200, Solids Treatment, Digester Tanks 1-6 | THR-DIG-MX-0200 | Switch,Speed-Low | Switch |  | SSL | http://www.toronto.ca/TWONTO#speed_switch |  | Digester Gas Mixing, Digester Tank 0200
71857 | FHA-CLA-PSH-0102 | Switch, Pressure, High, Discharge Evaporator CLA-EV-0101, Chemical Storage Room, Filter Building | FHA-CLA-EV-0101 | Switch,Pressure | Switch |  | PSH | http://www.toronto.ca/TWONTO#pressure_switch |  | Evaporator, Chlorine, Filtration Bldg., Chlorine Storage Room
71859 | FHA-CLA-PSH-0202 | Switch, Pressure, High, Discharge Evaporator CLA-EV-0201, Chemical Storage Room, Filter Building | FHA-CLA-EV-0201 | Switch,Pressure | Switch |  | PSH | http://www.toronto.ca/TWONTO#pressure_switch |  | Evaporator, Chlorine, Filtration Bldg., Chlorine Storage Room
71882 | THR-DIG-TSH-5141 | Switch, Tempreature-High, Outlet Pump 5141, Solids Treatment, Digester Tank 1-6 | THR-DIG-GBP-5141 | Switch,Temperature-High | Switch |  | TSH | http://www.toronto.ca/TWONTO#temperature_switch |  | Gas Booster, Tank 0400, Solids Treatment
71883 | THR-DIG-TSH-5142 | Switch, Tempreature-High, Outlet Pump 5142, Solids Treatment, Digester Tank 1-6 | THR-DIG-GBP-5142 | Switch,Temperature-High | Switch |  | TSH | http://www.toronto.ca/TWONTO#temperature_switch |  | Gas Booster, Tank 0400, Solids Treatment
71884 | THR-DIG-TSH-5280 | Switch, Tempreature-High, Outlet Gas compressor 5280 | THR-DIG-C-5280 | Switch,Temperature-High | Switch |  | TSH | http://www.toronto.ca/TWONTO#temperature_switch |  | Compressor, Gas, Mixing System, Digester Tank#2
71885 | THR-DIG-TSH-5480 | Switch, Tempreature-High, Outlet Gas compressor 5480 | THR-DIG-C-5480 | Switch,Temperature-High | Switch |  | TSH | http://www.toronto.ca/TWONTO#temperature_switch |  | Compressor, Gas, Mixing System, Digester Tank#5
71886 | THR-DIG-TSH-5640 | Switch, Temperature-High, Discharge, C-5640, Mixing System, Tank 7 & 8 | THR-DIG-C-5640 | Switch,Temperature-High | Switch |  | TSH | http://www.toronto.ca/TWONTO#temperature_switch |  | Compressor, Gas, Mixing System, Digester Tank#7
71887 | THR-DIG-TSH-5680 | Switch, Temperature-High, Discharge, Compress 5680, Solids Treatment, Mixing System - Digesters - Tank 0700 & Tank 0800, Compressors | THR-DIG-C-5680 | Switch,Temperature-High | Switch |  | TSH | http://www.toronto.ca/TWONTO#temperature_switch |  | Compressor, Gas, Mixing System, Digester Tank#8
71888 | THR-DIG-TSH-5840A | Switch, Temperature-High, Discharge, Compressor 5840, Solids Treatment - Thickening - Mixing System - Digesters - Tank 0900 & Tank 1000, Compressors | THR-DIG-C-5840 | Switch,Temperature-High | Switch |  | TSH | http://www.toronto.ca/TWONTO#temperature_switch |  | Compressor, Gas, Mixing System, Digester Tank#10
71889 | THR-DIG-TSH-7750 | Switch, Temperature High, Burner 7750, Waste Gas Burner | THR-DIG-BU-7750S | Analyzer,UV | Switch |  | TSH | http://www.toronto.ca/TWONTO#temperature_switch |  | Burner, Waste Gas
71890 | THR-DIG-TSH-7780 | Switch, Temperature High, Burner 7780, Waste Gas Burner | THR-DIG-BU-7780S | Analyzer,UV | Switch |  | TSH | http://www.toronto.ca/TWONTO#temperature_switch |  | Burner, Waste Gas
71891 | THR-DIG-TSL-7752B | Switch, Temperature Low, Burner BU-7750 Condensate Drain Heat Tracing, WGB Bldg Roof | THR-DIG-BU-7750 | Switch,Temperature-Low | Switch |  | TSL | http://www.toronto.ca/TWONTO#temperature_switch |  | Waste Gas Burner, Burner 7750, WGB Bldg Roof
72701 | THR-DIS-ASH-0004S | Switch, Analyses, High, Smoke Detector, RPU-0004, Disinfection Building Upper Floor | THR-DIS | Fire Prevention,Heat Detector | Switch | 42094 | ASH | http://www.toronto.ca/TWONTO#flame_or_combustion_sensing_instrument |  | Disinfection
72702 | THR-DIS-ASH-0200S | Switch, Analyses, High, Smoke Detector, Fire Alarm, Disinfection Building Electrical Room Main Floor | THR-DIS | Fire Prevention,Heat Detector | Switch | 46209 | ASH | http://www.toronto.ca/TWONTO#flame_or_combustion_sensing_instrument |  | Disinfection
72745 | FHA-CLB-PSH-0102 | Switch, Pressure, High, Discharge, CLB-EV-0101, Filter Building, Cl2/SO2 Storage Room | FHA-CLB-CHL-0101 | Switch,Pressure | Switch |  | PSH | http://www.toronto.ca/TWONTO#pressure_switch |  | Chlorinator, Solution Feed Gas Dispenser, Vacuum Operated, Filtration Building, Cl2/SO2 Feeder Room
72817 | THR-DIS-FSL-1305 | Switch, Flow, Low, Seal Water, Scrubber Recirculating Pump | THR-DIS-P-1305 | Valve,Butterfly,Act. | Switch |  | FSL | http://www.toronto.ca/TWONTO#flow_switch |  | Pump, Recirculation, Scrubber Caustic Soda SB-1300
72818 | THR-DIS-FSL-1311 | Switch, Flow, Low, Scrubber Recirculating Pump | THR-DIS-SB-1300 | Valve,Butterfly,Act. | Switch |  | FSL | http://www.toronto.ca/TWONTO#flow_switch |  | Scrubber, Caustic Soda SB-1300
72819 | THR-DIS-FSL-1317 | Switch, Flow, Low, Foul Air from Chlorine Trench to Scrubber 1300 | THR-DIS-SB-1300 | Valve,Butterfly,Act. | Switch |  | FSL | http://www.toronto.ca/TWONTO#flow_switch |  | Scrubber, Caustic Soda SB-1300
72820 | THR-DIS-FSL-1355 | Switch, Flow, Low, Seal Water, Scrubber Recirculating Pump | THR-DIS-P-1355 | Valve,Butterfly,Act. | Switch |  | FSL | http://www.toronto.ca/TWONTO#flow_switch |  | Pump, Recirculation, Scrubber Caustic Soda SB-1350
72821 | THR-DIS-FSL-1361 | Switch, Flow, Low, Scrubber Recirculating Pump | THR-DIS-SB-1350 | Valve,Butterfly,Act. | Switch |  | FSL | http://www.toronto.ca/TWONTO#flow_switch |  | Scrubber, Caustic Soda SB-1350
72822 | THR-DIS-FSL-1367 | Switch, Flow, Low, Foul Air from Chlorine Trench to Scrubber 1350 | THR-DIS-SB-1350 | Valve,Butterfly,Act. | Switch |  | FSL | http://www.toronto.ca/TWONTO#flow_switch |  | Scrubber, Caustic Soda SB-1350
72830 | THR-DIS-LSH-1001 | Switch, Level, High, Capacitive, Hypochlorite Tank T-1000, Disinfection Building Main Floor | THR-DIS-T-1000 | Switch,Level-Low | Switch |  | LSH | http://www.toronto.ca/TWONTO#level_switch |  | Tank, Sodium Hypochlorite Storage, Disinfection Building
72831 | THR-DIS-LSH-2001 | Switch, Level, High, Capacitive, Hypochlorite Tank T-2000, Disinfection Building Main Floor | THR-DIS-T-2000 | Switch,Level-High | Switch |  | LSH | http://www.toronto.ca/TWONTO#level_switch |  | Tank, Sodium Hypochlorite Storage, Disinfection Building
72832 | THR-DIS-LSH-3001 | Switch, Level, High, Capacitive, Hypochlorite Tank T-3000, Disinfection Building Main Floor | THR-DIS-T-3000 | Switch,Level-High | Switch |  | LSH | http://www.toronto.ca/TWONTO#level_switch |  | Tank, Sodium Hypochlorite Storage, Disinfection Building
72833 | THR-DIS-LSH-7001 | Switch, Level, High, Capacitive, Hypochlorite Tank T-7000, Disinfection Building Main Floor | THR-DIS-T-7000 | Switch,Level-High | Switch |  | LSH | http://www.toronto.ca/TWONTO#level_switch |  | Tank, Sodium Hypochlorite Storage, Disinfection Building
72834 | THR-DIS-LSHH-1520 | Switch, Level-High-High,Pump 1520/1530,Sump, Disinfection Storage, Disinfection Facility Building, Plant Services, Flood Monitoring System | THR-DIS-P-1520 | Switch,Level-High-High | Switch |  | LSHH | http://www.toronto.ca/TWONTO#level_switch |  | Pump, Sump, Disinfection Storage, Disinfection Facility Building, Plant Services, Flood Monitoring System
72835 | THR-DIS-LSHH-3937 | Switch, Level-High-High,Pump 3937A,Sump, Disinfection Facility Building,Near storage,Plant Services, Flood Monitoring System | THR-DIS-P-1520 | Switch,Level-High-High | Switch |  | LSHH | http://www.toronto.ca/TWONTO#level_switch |  | Pump, Sump, Disinfection Storage, Disinfection Facility Building, Plant Services, Flood Monitoring System
72836 | THR-DIS-LSL-2001 | Switch, Level, Low, Capacitive, Hypochlorite Tank T-2000, Disinfection Building Main Floor | THR-DIS-T-2000 | Switch,Level-Low | Switch |  | LSL | http://www.toronto.ca/TWONTO#level_switch |  | Tank, Sodium Hypochlorite Storage, Disinfection Building
72837 | THR-DIS-LSL-3001 | Switch, Level, Low, Capacitive, Hypochlorite Tank T-3000, Disinfection Building Main Floor | THR-DIS-T-3000 | Switch,Level-Low | Switch |  | LSL | http://www.toronto.ca/TWONTO#level_switch |  | Tank, Sodium Hypochlorite Storage, Disinfection Building
72838 | THR-DIS-LSL-7001 | Switch, Level, Low, Capacitive, Hypochlorite Tank T-7000, Disinfection Building Main Floor | THR-DIS-T-7000 | Switch,Level-Low | Switch |  | LSL | http://www.toronto.ca/TWONTO#level_switch |  | Tank, Sodium Hypochlorite Storage, Disinfection Building
72889 | THR-DIS-PSH-0100 | Switch, Pressure, High, Pump skid 1, Disinfection Building Main Floor | THR-DIS-P-0110 | Switch,Pressure-High | Switch |  | PSH | http://www.toronto.ca/TWONTO#pressure_switch |  | Pump, Diaphragm, Chemical Metering, Skid#1 Disinfection Building Main Floor
72890 | THR-DIS-PSH-0200 | Switch, Pressure, High, Pump skid 2, Disinfection Building Main Floor | THR-DIS-P-0210 | Switch,Pressure-High | Switch |  | PSH | http://www.toronto.ca/TWONTO#pressure_switch |  | Pump, Diaphragm, Chemical Metering, Skid#2 Disinfection Building Main Floor
72891 | THR-DIS-PSH-0200 | Switch, Pressure, High, Pump skid 2, Disinfection Building Main Floor | THR-DIS-P-EFF | Switch,Pressure-High | Switch |  | PSH | http://www.toronto.ca/TWONTO#pressure_switch |  | Pumps, Disinfection, Effluent
72892 | THR-DIS-PSH-0300 | Switch, Pressure, High, Pump skid 3, Disinfection Building Main Floor | THR-DIS-P-0310 | Switch,Pressure-High | Switch |  | PSH | http://www.toronto.ca/TWONTO#pressure_switch |  | Pump, Diaphragm, Chemical Metering, Skid#3 Disinfection Building Main Floor
72893 | THR-DIS-PSH-0500 | Switch, Pressure, High, Pump skid 5, Disinfection Building Main Floor | THR-DIS-P-0510 | Switch,Pressure-High | Switch |  | PSH | http://www.toronto.ca/TWONTO#pressure_switch |  | Pump, Diaphragm, Chemical Metering, Skid#5 Disinfection Building Main Floor
72894 | THR-DIS-PSH-0600 | Switch, Pressure, High, Pump skid 6, Disinfection Building Main Floor | THR-DIS-P-0610 | Switch,Pressure-High | Switch |  | PSH | http://www.toronto.ca/TWONTO#pressure_switch |  | Pump, Diaphragm, Chemical Metering, Skid#6 Disinfection Building Main Floor
72895 | THR-DIS-PSH-1001 | Switch, Pressure-High, Chlorine Bank 1 Header, Chlorination Building, Disinfection, Chlorination System | THR-DIS-WSC-1000 | Switch,Pressure-High | Switch | 34838 | PSH | http://www.toronto.ca/TWONTO#pressure_switch |  | Disinfection, Weigh Scale, Chlorine Cylinders Bank 1
72896 | THR-DIS-PSH-1021 | Switch, Pressure-High, Chlorine Bank 2 Header, Chlorination Building, Disinfection, Chlorination System | THR-DIS-WSC-1020 | Switch,Pressure-High | Switch | 34839 | PSH | http://www.toronto.ca/TWONTO#pressure_switch |  | Disinfection, Weigh Scale, Chlorine Cylinders Bank 2
72897 | THR-DIS-PSH-1041 | Switch, Pressure-High, Chlorine Bank 3 Header, Chlorination Building, Disinfection, Chlorination System | THR-DIS-WIT-1040 | Switch,Pressure-High | Switch | 34840 | PSH | http://www.toronto.ca/TWONTO#pressure_switch |  | Transmitter, Weight Indicating, Chlorine Bank 3, Chlorination Building, Disinfection, Chlorination System
72898 | THR-DIS-PSH-1041 | Switch, Pressure-High, Chlorine Bank 3 Header, Chlorination Building, Disinfection, Chlorination System | THR-DIS-WSC-1040 | Switch,Pressure-High | Switch | 34840 | PSH | http://www.toronto.ca/TWONTO#pressure_switch |  | Disinfection, Weigh Scale, Chlorine Cylinders Bank 3
72899 | THR-DIS-PSH-1101 | Switch, Pressure-High, Chlorine Header, Liquid Chlorine | THR-DIS-CHL | Switch,Pressure-High | Switch |  | PSH | http://www.toronto.ca/TWONTO#pressure_switch |  | Disinfection, Chlorination System
72900 | THR-DIS-PSH-1103 | Switch, Pressure-High, Chlorine Header, Liquid Chlorine | THR-DIS-CHL | Switch,Pressure-High | Switch |  | PSH | http://www.toronto.ca/TWONTO#pressure_switch |  | Disinfection, Chlorination System
72901 | THR-DIS-PSH-1120 | Switch, Pressure-High, Outlet, Evaporator 1120, Chlorination Building, Disinfection, Chlorination System | THR-DIS-EV-1120 | Switch,Pressure-High | Switch | 34842 | PSH | http://www.toronto.ca/TWONTO#pressure_switch |  | Evaporator, Chlorine, Chlorination Building, Disinfection, Chlorination System
72902 | THR-DIS-PSH-1130 | Switch, Pressure-High, Outlet, Evaporator 1130, Chlorination Building, Disinfection, Chlorination System | THR-DIS-EV-1130 | Switch,Pressure-High | Switch | 34843 | PSH | http://www.toronto.ca/TWONTO#pressure_switch |  | Evaporator, Chlorine, Chlorination Building, Disinfection, Chlorination System
72903 | THR-DIS-PSH-1305 | Switch, Pressure, High, Scrubber Recirculating Pumps | THR-DIS-SB-1300 | Valve,Butterfly,Act. | Switch |  | PSH | http://www.toronto.ca/TWONTO#pressure_switch |  | Scrubber, Caustic Soda SB-1300
72904 | THR-DIS-PSH-1355 | Switch, Pressure, High, Scrubber Recirculating Pumps | THR-DIS-SB-1350 | Valve,Butterfly,Act. | Switch |  | PSH | http://www.toronto.ca/TWONTO#pressure_switch |  | Scrubber, Caustic Soda SB-1350
72905 | THR-DIS-PSL-0111 | Switch, Pressure-Low, Chlorine Injector 0114 Water, Chlorination Building, Disinfection, Chlorination System | THR-DIS-CHL-1211 | Switch,Pressure-Low | Switch | 34845 | PSL | http://www.toronto.ca/TWONTO#pressure_switch |  | Chlorinator, Chlorination Building, Disinfection, Chlorination System
72906 | THR-DIS-PSL-0711 | Switch, Pressure, Low, Transfer Line, Transfer Pump P-0710, Disinfection Building Main Floor | THR-DIS-P-0710 | Switch,Pressure-Low | Switch |  | PSL | http://www.toronto.ca/TWONTO#pressure_switch |  | Pump, Centrifugal, Chemical Transfer, Disinfection Building Main Floor
72907 | THR-DIS-PSL-0721 | Switch, Pressure, Low, Transfer Line, Transfer Pump P-0720, Disinfection Building Main Floor | THR-DIS-P-0720 | Switch,Pressure-Low | Switch |  | PSL | http://www.toronto.ca/TWONTO#pressure_switch |  | Pump, Centrifugal, Chemical Transfer, Disinfection Building Main Floor
72908 | THR-DIS-PSL-1007A | Switch, Pressure-Low, Chlorine Gas Flow to Chlorinator Header | THR-DIS-CHL | Switch,Pressure-Low | Switch |  | PSL | http://www.toronto.ca/TWONTO#pressure_switch |  | Disinfection, Chlorination System
72909 | THR-DIS-PSL-1007B | Switch, Pressure-Low, Chlorine Gas Flow to Chlorinator Header | THR-DIS-CHL | Switch,Pressure-Low | Switch |  | PSL | http://www.toronto.ca/TWONTO#pressure_switch |  | Disinfection, Chlorination System
72910 | THR-DIS-PSL-1104 | Switch, Pressure-Low, Chlorine Header, Liquid Chlorine | THR-DIS-CHL | Switch,Pressure-Low | Switch | 33985 | PSL | http://www.toronto.ca/TWONTO#pressure_switch |  | Disinfection, Chlorination System
72940 | THR-DIS-TSH-0100S | Switch, Temperature, High, Heat Detector, Fire Alarm, Disinfection Building Electrical Room Main Floor | THR-DIS | Switch,Temperature-High | Switch | 42497 | TSH | http://www.toronto.ca/TWONTO#temperature_switch |  | Disinfection
73389 | THR-ELS-ATS-3701 | Automatic Transfer Switch, MCC-3701 & 3702, Aeration Tank Electrical Building | THR-ELS-AER | Circuit Breaker | Switch |  | ATS | http://www.toronto.ca/TWONTO#transfer_switch |  | Electrical System, Aeration and Galleries
73789 | THR-ELS-LSH-0002 | Switch,Level-High,Basement South Center Wall,Basement Sump Pump CP-0102 Start Lead Pump Float | THR-ELS-CP-0102 |  | Switch |  | LSH | http://www.toronto.ca/TWONTO#level_switch |  | Control Panel,Electrical,Basement South Wall,Basement Sump Pump Control Panel
73790 | THR-ELS-LSH-0003 | Switch,Level-High,Basement South Center Wall,Basement Sump Pump CP-0102 Flood Alarm | THR-ELS-CP-0102 |  | Switch |  | LSH | http://www.toronto.ca/TWONTO#level_switch |  | Control Panel,Electrical,Basement South Wall,Basement Sump Pump Control Panel
73791 | THR-ELS-LSH-0006 | Switch,Level-High,Manhole 1 North-East,Manhole Sump Pump CP-0304 Start Lead Pump Float | THR-ELS-CP-0304 |  | Switch |  | LSH | http://www.toronto.ca/TWONTO#level_switch |  | Control Panel,Electrical,Outside North-East,Manhole 1 Sump Pump Control Panel
73792 | THR-ELS-LSH-0008 | Switch,Level-High,Manhole 1 North-East,Manhole Sump Pump CP-0304 Flood Alarm | THR-ELS-CP-0304 |  | Switch |  | LSH | http://www.toronto.ca/TWONTO#level_switch |  | Control Panel,Electrical,Outside North-East,Manhole 1 Sump Pump Control Panel
73793 | THR-ELS-LSH-0012 | Switch,Level-High,Basement South-West Wall,Basement Flood Alarm | THR-ELS-MAINSUB |  | Switch |  | LSH | http://www.toronto.ca/TWONTO#level_switch |  | Electrical Equipment at the Main Substation
73794 | THR-ELS-LSH-0014 | Switch,Level-High,Basement North-East Wall,Basement Flood Alarm | THR-ELS-MAINSUB |  | Switch |  | LSH | http://www.toronto.ca/TWONTO#level_switch |  | Electrical Equipment at the Main Substation
73795 | THR-ELS-LSH-0100 | Switch, Level, High, Sump Pump 0100A/0101, Old Main Sub Station | THR-ELS-CP-0100 | Switch,Level-High-High | Switch |  | LSH | http://www.toronto.ca/TWONTO#level_switch |  | Control Panel,Sump Pump 0100A/0101,Old Main Sub Station
73800 | THR-ELS-LSL-0001 | Switch,Level-Low,Basement South Center Wall,Basement Sump Pump CP-0102 Stop Float | THR-ELS-CP-0102 |  | Switch |  | LSL | http://www.toronto.ca/TWONTO#level_switch |  | Control Panel,Electrical,Basement South Wall,Basement Sump Pump Control Panel
73958 | THR-ELS-SW-0010 | Switch, Push Button, Fire Modulator Alarm Sytem, Main Control Room | THR-ELS-ADM | Circuit Breaker | Switch |  | SW | http://www.toronto.ca/TWONTO#disconnect_switch |  | Electrical System, Administration Building
74070 | THR-ELS-TS-0521 | Transfer Switch, 600V, Manual, Electrical Room, West Substation | THR-ELS-PDP-0602 | Switch | Switch |  | TS | http://www.toronto.ca/TWONTO#transfer_switch |  | Control Panel, Power Distribution Panel, Line 0105, 600V Switchgear, Electrical Room, West Substation
74071 | THR-ELS-TS-9563B | Transfer Switch, Digester 7-10 Electrical Bldg, Main Floor | THR-ELS-PDP-0602 | Switch | Switch |  | TS | http://www.toronto.ca/TWONTO#transfer_switch |  | Control Panel, Power Distribution Panel, Line 0105, 600V Switchgear, Electrical Room, West Substation
74112 | THR-EPS-FSL-0110 | Switch, Flow-Low, Water Supply, Heat Exchanger 0111, Plant Service, Effluent Pump, Centrifugaling | THR-EPS-P-0110 | Switch,Flow-Low | Switch |  | FSL | http://www.toronto.ca/TWONTO#flow_switch |  | Pump, Centrifugal, Screw
74113 | THR-EPS-FSL-0210 | Switch, Flow-Low, Water Supply, Heat Exchanger 0211, Plant Service, Effluent Pump, Centrifugaling | THR-EPS-P-0210 | Switch,Flow-Low | Switch |  | FSL | http://www.toronto.ca/TWONTO#flow_switch |  | Pump, Centrifugal, Screw
74121 | THR-EPS-LSH-0093 | Switch, Level-High, (Pump, Centrifugal Start) Pump, Centrifugal 0093, Plant Service, Effluent Pump, Centrifugaling | THR-EPS-P-0093 | Switch,Level-High | Switch |  | LSH | http://www.toronto.ca/TWONTO#level_switch |  | Pump, Centrifugal, (Sump), Plant Service,Centrifugal truck port, Effluent Pump, Centrifugaling
74122 | THR-EPS-LSL-0093 | Switch, Level-Low, (Pump, Centrifugal Stop) Pump, Centrifugal 0093, Plant Service, Effluent Pump, Centrifugaling | THR-EPS-P-0093 | Switch,Level-Low | Switch |  | LSL | http://www.toronto.ca/TWONTO#level_switch |  | Pump, Centrifugal, (Sump), Plant Service,Centrifugal truck port, Effluent Pump, Centrifugaling
74123 | THR-EPS-LSL-0115 | Switch, Level-Low, Grease Tank 0115, Plant Service, Effluent Pump, Centrifugaling | THR-EPS-P-0110 | Switch,Level-Low | Switch |  | LSL | http://www.toronto.ca/TWONTO#level_switch |  | Pump, Centrifugal, Screw
74124 | THR-EPS-LSL-0415 | Switch, Level-Low, Grease Tank 0415, Plant Service, Effluent Pump, Centrifugaling | THR-EPS-P-0410 | Switch,Level-Low | Switch |  | LSL | http://www.toronto.ca/TWONTO#level_switch |  | Pump, Centrifugal, Screw
74136 | THR-EPS-PSH-0110 | Switch, Pressurel-High, Oil Pump, Centrifugal 0111, Plant Service, Effluent Pump, Centrifugaling | THR-EPS-P-0110 | Switch,Pressure-High | Switch |  | PSH | http://www.toronto.ca/TWONTO#pressure_switch |  | Pump, Centrifugal, Screw
74137 | THR-EPS-PSH-0210 | Switch, Pressurel-High, Oil Pump, Centrifugal 0211, Plant Service, Effluent Pump, Centrifugaling | THR-EPS-P-0210 | Switch,Pressure-High | Switch |  | PSH | http://www.toronto.ca/TWONTO#pressure_switch |  | Pump, Centrifugal, Screw
74138 | THR-EPS-PSH-0216 | Switch, Pressurel-High, Grease Pump, Centrifugal 0216, Plant Service, Effluent Pump, Centrifugaling | THR-EPS-P-0210 | Switch,Pressure-High | Switch |  | PSH | http://www.toronto.ca/TWONTO#pressure_switch |  | Pump, Centrifugal, Screw
74139 | THR-EPS-PSH-0310 | Switch, Pressurel-High, Oil Pump, Centrifugal 0311, Plant Service, Effluent Pump, Centrifugaling | THR-EPS-P-0310 | Switch,Pressure-High | Switch |  | PSH | http://www.toronto.ca/TWONTO#pressure_switch |  | Pump, Centrifugal, Screw
74140 | THR-EPS-PSH-0410 | Switch, Pressurel-High, Oil Pump, Centrifugal 0411, Plant Service, Effluent Pump, Centrifugaling | THR-EPS-P-0410 | Switch,Pressure-High | Switch |  | PSH | http://www.toronto.ca/TWONTO#pressure_switch |  | Pump, Centrifugal, Screw
74141 | THR-EPS-PSL-0116 | Switch, Pressurel-Low, Grease Pump, Centrifugal 0116, Plant Service, Effluent Pump, Centrifugaling | THR-EPS-P-0110 | Switch,Pressure-Low | Switch |  | PSL | http://www.toronto.ca/TWONTO#pressure_switch |  | Pump, Centrifugal, Screw
74142 | THR-EPS-PSL-0210 | Switch, Pressurel-Low, Oil Pump, Centrifugal 0211, Plant Service, Effluent Pump, Centrifugaling | THR-EPS-P-0210 | Switch,Pressure-Low | Switch |  | PSL | http://www.toronto.ca/TWONTO#pressure_switch |  | Pump, Centrifugal, Screw
74143 | THR-EPS-PSL-0310 | Switch, Pressurel-Low, Oil Pump, Centrifugal 0311, Plant Service, Effluent Pump, Centrifugaling | THR-EPS-P-0310 | Switch,Pressure-Low | Switch |  | PSL | http://www.toronto.ca/TWONTO#pressure_switch |  | Pump, Centrifugal, Screw
74144 | THR-EPS-PSL-0410 | Switch, Pressurel-Low, Oil Pump, Centrifugal 0411, Plant Service, Effluent Pump, Centrifugaling | THR-EPS-P-0410 | Switch,Pressure-Low | Switch |  | PSL | http://www.toronto.ca/TWONTO#pressure_switch |  | Pump, Centrifugal, Screw
74145 | THR-EPS-PSL-0416 | Switch, Pressurel-Low, Grease Pump, Centrifugal 0416, Plant Service, Effluent Pump, Centrifugaling | THR-EPS-P-0410 | Switch,Pressure-Low | Switch |  | PSL | http://www.toronto.ca/TWONTO#pressure_switch |  | Pump, Centrifugal, Screw
74146 | THR-EPS-SSL-0110 | Switch, Speed-Low, Pump, Centrifugal 0110, Plant Service, Effluent Pump, Centrifugaling | THR-EPS-P-0110 | Switch,Speed-Low | Switch |  | SSL | http://www.toronto.ca/TWONTO#speed_switch |  | Pump, Centrifugal, Screw
74147 | THR-EPS-SSL-0210 | Switch, Speed-Low, Pump, Centrifugal 0210, Plant Service, Effluent Pump, Centrifugaling | THR-EPS-P-0210 | Switch,Speed-Low | Switch |  | SSL | http://www.toronto.ca/TWONTO#speed_switch |  | Pump, Centrifugal, Screw
74148 | THR-EPS-SSL-0410 | Switch, Speed-Low, Pump, Centrifugal 0410, Plant Service, Effluent Pump, Centrifugaling | THR-EPS-P-0410 | Switch,Speed-Low | Switch |  | SSL | http://www.toronto.ca/TWONTO#speed_switch |  | Pump, Centrifugal, Screw
74203 | THR-FPW-FSL-1041 | Switch, Flow-Low, RAS Pumps Seal Water | THR-FPW-FW | Switch,Flow-Low | Switch |  | FSL | http://www.toronto.ca/TWONTO#flow_switch |  | Filtered Plant Water, Flushing Water
74206 | THR-FPW-LSHH-0001 | Switch, Level-High High, Clearwell, Filter Water Building | THR-FPW | Switch,Level-High-High | Switch |  | LSHH | http://www.toronto.ca/TWONTO#level_switch |  | Filtered Plant Water
74207 | THR-FPW-LSHH-0003 | Switch, Level-High High, Sump, Basement Pump, Filter Water Building | THR-FPW | Switch,Level-High-High | Switch |  | LSHH | http://www.toronto.ca/TWONTO#level_switch |  | Filtered Plant Water
74236 | THR-FPW-PSH-0010 | Switch,Pressurel-High, Pump, Centrifugal 0010, Gallery T21, Flushing Water Piping Detail | THR-FPW-P-0010S | Switch,Pressure-High | Switch |  | PSH | http://www.toronto.ca/TWONTO#pressure_switch |  | Pump, Centrifugal, Flushing Water, Gallery T21
74237 | THR-FPW-PSH-4901 | Switch, Pressure-High, Valve Chamber, Raw Plant Water Pumping | THR-FPW-P-4901 | Switch,Pressure-High | Switch |  | PSH | http://www.toronto.ca/TWONTO#pressure_switch |  | Pump, Submersible, Raw Plant Water
74238 | THR-FPW-PSH-4903 | Switch, Pressure-High, Valve Chamber, Raw Plant Water Pumping | THR-FPW-P-4903 | Switch,Pressure-High | Switch |  | PSH | http://www.toronto.ca/TWONTO#pressure_switch |  | Pump, Submersible, Plant Water
74239 | THR-FPW-PSL-1031 | Switch, Pressure-Low, RAS Pumps Seal Water | THR-FPW-FW | Switch,Pressure-Low | Switch |  | PSL | http://www.toronto.ca/TWONTO#pressure_switch |  | Filtered Plant Water, Flushing Water
74240 | THR-FPW-PSL-1032 | Switch, Pressure-Low, WAS Pumps Seal Water | THR-FPW-FW | Switch,Pressure-Low | Switch |  | PSL | http://www.toronto.ca/TWONTO#pressure_switch |  | Filtered Plant Water, Flushing Water
74241 | THR-FPW-PSL-1034 | Switch, Pressure-Low, Drain Pumps Seal Water | THR-FT-DRN | Switch,Flow-Low | Switch |  | PSL | http://www.toronto.ca/TWONTO#pressure_switch |  | Final Tank, Drainage, Sump Pumps
74247 | THR-FPW-SEN-0001 | Switch, High Level, Effluent Inlet Channel, Filtered Plant Water Bldg. | THR-FPW | Switch,Level-High | Switch |  | SEN | http://www.toronto.ca/TWONTO#level_switch |  | Filtered Plant Water
74507 | THR-FT-FSL-2320 | Switch, Flow-Low, Pump 2320, Seal Water, RAS Pumping - North | THR-FT-P-2320 | Switch,Pressure-Low | Switch |  | FSL | http://www.toronto.ca/TWONTO#flow_switch |  | Pump, Centrifugal, Secondary Treatment, RAS Pumping - North
74508 | THR-FT-FSL-2322 | Switch, Flow-Low, Pump 2322, Seal Water, RAS Pumping - North | THR-FT-P-2322 | Switch,Pressure-Low | Switch |  | FSL | http://www.toronto.ca/TWONTO#flow_switch |  | Pump, Centrifugal, Secondary Treatment, RAS Pumping - North
74509 | THR-FT-FSL-2520 | Switch, Flow-Low, Pump P-2520 Discharge, FT 16/17 RAS Pumps, South | THR-FT-P-2520 | Switch,Pressure-Low | Switch |  | FSL | http://www.toronto.ca/TWONTO#flow_switch |  | Pump, Centrifugal, Tank 1600 & 1700, RAS Pumping,Tunnel 23, South
74510 | THR-FT-FSL-2524 | Switch, Flow-Low, Pump P-2524 Discharge, FT 16/17 RAS Pumps,South | THR-FT-P-2524 | Switch,Pressure-Low | Switch |  | FSL | http://www.toronto.ca/TWONTO#flow_switch |  | Pump, Centrifugal, Tank 1600 & 1700, RAS Pumping,Tunnel 23, South
74511 | THR-FT-FSL-2622 | Switch, Flow-Low, Pump 2622, Seal Water, RAS Pumping - North | THR-FT-P-2622 | Switch,Pressure-Low | Switch |  | FSL | http://www.toronto.ca/TWONTO#flow_switch |  | Pump, Centrifugal, Secondary Treatment,Tunnel 23 East, RAS Pumping - North
74512 | THR-FT-FSL-2624 | Switch, Flow-Low, Pump 2624, Seal Water, RAS Pumping - North | THR-FT-P-2624 | Switch,Pressure-Low | Switch |  | FSL | http://www.toronto.ca/TWONTO#flow_switch |  | Pump, Centrifugal, Secondary Treatment,Tunnel 23 East, RAS Pumping - North
74513 | THR-FT-FSL-2720 | Switch, Flow-Low, Pump 2720, Seal Water, RAS Pumping - North | THR-FT-P-2720 | Switch,Pressure-Low | Switch |  | FSL | http://www.toronto.ca/TWONTO#flow_switch |  | Pump, Centrifugal, Secondary Treatment,Tunnel 23 North, RAS Pumping - North
74514 | THR-FT-FSL-2721 | Switch, Flow-Low, Pump 2721, Seal Water, RAS Pumping - North | THR-FT-P-2721 | Switch,Pressure-Low | Switch |  | FSL | http://www.toronto.ca/TWONTO#flow_switch |  | Pump, Centrifugal, Secondary Treatment,Tunnel 23 North, RAS Pumping - North
74515 | THR-FT-FSL-2722 | Switch, Flow-Low, Pump 2722, Seal Water, RAS Pumping - North | THR-FT-P-2722 | Switch,Pressure-Low | Switch |  | FSL | http://www.toronto.ca/TWONTO#flow_switch |  | Pump, Centrifugal, Secondary Treatment,Tunnel 23 North, RAS Pumping - North
74516 | THR-FT-FSL-2723 | Switch, Flow-Low, Pump 2723, Seal Water, RAS Pumping - North | THR-FT-P-2723 | Switch,Pressure-Low | Switch |  | FSL | http://www.toronto.ca/TWONTO#flow_switch |  | Pump, Centrifugal, Secondary Treatment,Tunnel 23 North, RAS Pumping - North
74517 | THR-FT-FSL-3005S | Switch, Flow-Low, WAW, Tank 0100, Secondary Treatment, Scum Pumping | THR-FT-T-0100 | Switch,Flow-Low | Switch | 39473 | FSL | http://www.toronto.ca/TWONTO#flow_switch |  | Tank, Final Settling, Mixed Liquor, Secondary Clarification - South (Tank#01)
74518 | THR-FT-FSL-3006S | Switch, Flow-Low, WAW, Tank 0300, Secondary Treatment, Scum Pumping | THR-FT-T-0300 | Switch,Flow-Low | Switch | 39474 | FSL | http://www.toronto.ca/TWONTO#flow_switch |  | Tank, Final Settling, Mixed Liquor, Secondary Clarification - South (Tank#03)
74519 | THR-FT-FSL-3020 | Switch, Flow-Low, Seal Water, Pump 3020, Secondary Treatment, Scum PumpingPmp. | THR-FT-P-3020 | Switch,Flow-Low | Switch | 39475 | FSL | http://www.toronto.ca/TWONTO#flow_switch |  | Pump, Rotary Lobe, Scum from Tank 3000, Scum Pumping
74520 | THR-FT-FSL-3035S | Switch, Flow-Low, WAW, Tank 0200, Secondary Treatment, Scum Pumping | THR-FT-T-0200 | Switch,Flow-Low | Switch | 39476 | FSL | http://www.toronto.ca/TWONTO#flow_switch |  | Tank, Final Settling, Mixed Liquor, Secondary Clarification - South (Tank#02)
74521 | THR-FT-FSL-3046S | Switch, Flow-Low, WHF, Suction, Pump 3040, Secondary Treatment, Scum Pumping | THR-FT-P-3040 | Switch,Flow-Low | Switch | 39479 | FSL | http://www.toronto.ca/TWONTO#flow_switch |  | Pump, Rotary Lobe, Scum from Tank 3030, Scum Pumping
74522 | THR-FT-FSL-3105S | Switch, Flow-Low, WAW, Tank 0500, Secondary Treatment, Scum Pumping | THR-FT-T-0500S | Switch,Flow-Low | Switch | 39481 | FSL | http://www.toronto.ca/TWONTO#flow_switch |  | Tank, Final Settling, Mixed Liquor, Secondary Clarification - South
74523 | THR-FT-FSL-3106S | Switch, Flow-Low, WAW, Tank 0700, Secondary Treatment, Scum Pumping | THR-FT-T-0700S | Switch,Flow-Low | Switch | 39482 | FSL | http://www.toronto.ca/TWONTO#flow_switch |  | Tank, Final Settling, Mixed Liquor, Secondary Clarification - South
74524 | THR-FT-FSL-3120S | Switch, Flow-Low, Seal Water, Pump 3120, Secondary Treatment, Scum Pumping | THR-FT-P-3120S | Switch,Flow-Low | Switch | 39483 | FSL | http://www.toronto.ca/TWONTO#flow_switch |  | Pump, Rotary Vane, Scum Tank 3100, System 2A, Scum Pumping
74525 | THR-FT-FSL-3135S | Switch, Flow-Low, WAW, Tank 0600, Secondary Treatment, Scum Pumping | THR-FT-T-0600S | Switch,Flow-Low | Switch | 39484 | FSL | http://www.toronto.ca/TWONTO#flow_switch |  | Tank, Final Settling, Mixed Liquor, Secondary Treatment, Secondary Clarification - South
74526 | THR-FT-FSL-3136S | Switch, Flow-Low, WAW, Tank 0800, Secondary Treatment, Scum Pumping | THR-FT-T-0800S | Switch,Flow-Low | Switch | 39485 | FSL | http://www.toronto.ca/TWONTO#flow_switch |  | Tank, Final Settling, Mixed Liquor, Secondary Treatment, Secondary Clarification - South
74527 | THR-FT-FSL-3235S | Switch, Flow-Low, WAW, Tank 1000, Secondary Treatment, Scum Pumping | THR-FT-T-1000S | Switch,Flow-Low | Switch | 39490 | FSL | http://www.toronto.ca/TWONTO#flow_switch |  | Tank, Final Settling, Mixed Liquor, Secondary Treatment, Secondary Clarification - South
74528 | THR-FT-FSL-3320 | Switch, Flow-Low, Seal Water, Pump 3320, Secondary Treatment, Secondary Scum Pumping - North Plant | THR-FT-P-3320 | Switch,Flow-Low | Switch |  | FSL | http://www.toronto.ca/TWONTO#flow_switch |  | Pump, Rotary Vane, Scum Tank 3300, System 4, Scum Pumping
74529 | THR-FT-FSL-3326 | Switch, Flow-Low, WHF, Pump 3320, Secondary Treatment, Scum Pumping - North | THR-FT-P-3320 | Switch,Flow-Low | Switch |  | FSL | http://www.toronto.ca/TWONTO#flow_switch |  | Pump, Rotary Vane, Scum Tank 3300, System 4, Scum Pumping
74530 | THR-FT-FSL-3340 | Switch, Flow-Low, Seal Water, Pump 3340, Secondary Treatment, Secondary Scum Pumping - North Plant | THR-FT-P-3340 | Switch,Flow-Low | Switch |  | FSL | http://www.toronto.ca/TWONTO#flow_switch |  | Pump, Rotary Vane, Scum Tank 3300, System 4, Scum Pumping
74531 | THR-FT-FSL-3346 | Switch, Flow-Low, WHF, Pump 3340, Secondary Treatment, Scum Pumping - North | THR-FT-P-3340 | Switch,Flow-Low | Switch |  | FSL | http://www.toronto.ca/TWONTO#flow_switch |  | Pump, Rotary Vane, Scum Tank 3300, System 4, Scum Pumping
74532 | THR-FT-FSL-3420 | Switch, Flow-Low, Seal Water, Pump 3420, Secondary Treatment, Secondary Scum Pumping - North Plant | THR-FT-P-3420 | Switch,Flow-Low | Switch |  | FSL | http://www.toronto.ca/TWONTO#flow_switch |  | Pump, Rotary Vane, Scum Tank 3400, System 5, Scum Pumping
74533 | THR-FT-FSL-3430 | Switch, Flow-Low, Seal Water, Pump 3430, Secondary Treatment, Secondary Scum Pumping - North Plant | THR-FT-P-3430 | Switch,Flow-Low | Switch |  | FSL | http://www.toronto.ca/TWONTO#flow_switch |  | Pump, Rotary Vane, Scum Tank 3400, System 5, Scum Pumping
74534 | THR-FT-FSL-3436 | Switch, Flow-Low, WHF, Pump 3430, Secondary Treatment, Scum Pumping - North | THR-FT-P-3430 | Switch,Flow-Low | Switch |  | FSL | http://www.toronto.ca/TWONTO#flow_switch |  | Pump, Rotary Vane, Scum Tank 3400, System 5, Scum Pumping
74535 | THR-FT-FSL-3440 | Switch, Flow-Low, Seal Water, Pump 3440, Secondary Treatment, Secondary Scum Pumping - North Plant | THR-FT-P-3440 | Switch,Flow-Low | Switch |  | FSL | http://www.toronto.ca/TWONTO#flow_switch |  | Pump, Rotary Vane, Scum Tank 3400, System 5, Scum Pumping
74536 | THR-FT-FSL-3446 | Switch, Flow-Low, WHF, Pump 3440, Secondary Treatment, Scum Pumping - North | THR-FT-P-3440 | Switch,Flow-Low | Switch |  | FSL | http://www.toronto.ca/TWONTO#flow_switch |  | Pump, Rotary Vane, Scum Tank 3400, System 5, Scum Pumping
74537 | THR-FT-FSL-3536 | Switch, Flow-Low, WHF, Suction, Pump 3530, Secondary Treatment, Scum Pumping | THR-FT-P-3530 | Switch,Flow-Low | Switch |  | FSL | http://www.toronto.ca/TWONTO#flow_switch |  | Pump, Rotary Vane, Scum Tank 3500, System 7, Scum Pumping
74538 | THR-FT-FSL-3540 | Switch, Flow-Low, Seal Water, Pump 3540, Secondary Treatment, Scum Pumping | THR-FT-P-3540 | Switch,Flow-Low | Switch |  | FSL | http://www.toronto.ca/TWONTO#flow_switch |  | Pump, Rotary Vane, Scum Tank 3500, System 7, Scum Pumping
74539 | THR-FT-FSL-3605 | Switch, Flow-Low, WAW, Tank 1800, Secondary Treatment, Scum Pumping - North | THR-FT-T-1800 | Switch,Flow-Low | Switch |  | FSL | http://www.toronto.ca/TWONTO#flow_switch |  | Tank, Final Settling, Mixed Liquor, Secondary Treatment, Secondary Clarification - North (Tank#18)
74540 | THR-FT-FSL-3626 | Switch, Flow-Low, WHF, Pump 3620, Secondary Treatment, Scum Pumping - North | THR-FT-P-3620 | Switch,Flow-Low | Switch |  | FSL | http://www.toronto.ca/TWONTO#flow_switch |  | Pump, Rotary Vane, Scum Tank 3600, System 9, Scum Pumping
74541 | THR-FT-FSL-3636 | Switch, Flow-Low, WHF, Pump 3630, Secondary Treatment, Scum Pumping - North | THR-FT-P-3630 | Switch,Flow-Low | Switch |  | FSL | http://www.toronto.ca/TWONTO#flow_switch |  | Pump, Rotary Vane, Scum Tank 3600, System 9, Scum Pumping
74542 | THR-FT-FSL-3720 | Switch, Flow-Low, Seal Water, Pump 3720, Secondary Treatment, Secondary Scum Pumping - North Plant | THR-FT-P-3720 | Switch,Flow-Low | Switch |  | FSL | http://www.toronto.ca/TWONTO#flow_switch |  | Pump, Rotary Vane, Scum Tank 3700, System 8, Scum Pumping
74543 | THR-FT-FSL-3730 | Switch, Flow-Low, Seal Water, Pump 3730, Secondary Treatment, Secondary Scum Pumping - North Plant | THR-FT-P-3730 | Switch,Flow-Low | Switch |  | FSL | http://www.toronto.ca/TWONTO#flow_switch |  | Pump, Rotary Vane, Scum Tank 3700, System 8, Scum Pumping
74544 | THR-FT-FSL-3736 | Switch, Flow-Low, WHF, Pump 3730, Secondary Treatment, Scum Pumping - North | THR-FT-P-3730 | Switch,Flow-Low | Switch |  | FSL | http://www.toronto.ca/TWONTO#flow_switch |  | Pump, Rotary Vane, Scum Tank 3700, System 8, Scum Pumping
74545 | THR-FT-FSL-3740 | Switch, Flow-Low, Seal Water, Pump 3740, Secondary Treatment, Secondary Scum Pumping - North Plant | THR-FT-P-3740 | Switch,Flow-Low | Switch |  | FSL | http://www.toronto.ca/TWONTO#flow_switch |  | Pump, Rotary Vane, Scum Tank 3700, System 8, Scum Pumping
74546 | THR-FT-FSL-4401 | Switch, Flow-Low, Seal Water, Pump P-4401, RAS Pumping - South | THR-FT-P-2724 | Switch,Pressure-Low | Switch |  | FSL | http://www.toronto.ca/TWONTO#flow_switch |  | Pump, Centrifugal, Secondary Treatment,Tunnel 23 North, RAS Pumping - North
74547 | THR-FT-FSL-4403 | Switch, Flow-Low, Seal Water, Pump P-4403, RAS Pumping - South | THR-FT-P-2724 | Switch,Pressure-Low | Switch |  | FSL | http://www.toronto.ca/TWONTO#flow_switch |  | Pump, Centrifugal, Secondary Treatment,Tunnel 23 North, RAS Pumping - North
74548 | THR-FT-FSL-4403 | Switch, Flow-Low, Seal Water, Pump P-4403, RAS Pumping - South | THR-FT-P-4403 | Switch,Pressure-Low | Switch |  | FSL | http://www.toronto.ca/TWONTO#flow_switch |  | Pump, Centrifugal, RAS, RAS Pumping Station - South
74549 | THR-FT-FSL-4404 | Switch, Flow-Low, Seal Water, Pump P-4404, RAS Pumping - South | THR-FT-P-2724 | Switch,Pressure-Low | Switch |  | FSL | http://www.toronto.ca/TWONTO#flow_switch |  | Pump, Centrifugal, Secondary Treatment,Tunnel 23 North, RAS Pumping - North
74550 | THR-FT-FSL-4404 | Switch, Flow-Low, Seal Water, Pump P-4404, RAS Pumping - South | THR-FT-P-4404 | Switch,Pressure-Low | Switch |  | FSL | http://www.toronto.ca/TWONTO#flow_switch |  | Pump, Centrifugal, RAS, RAS Pumping Station - South
74551 | THR-FT-FSL-4405 | Switch, Flow-Low, Seal Water, Pump P-4405, RAS Pumping - South | THR-FT-P-4405 | Switch,Pressure-Low | Switch |  | FSL | http://www.toronto.ca/TWONTO#flow_switch |  | Pump, Centrifugal, RAS, RAS Pumping Station - South
74552 | THR-FT-FSL-4502 | Switch, Flow-Low, Seal Water, Pump P-4502, WAS Pumping - South | THR-FT-P-4502 | Switch,Pressure-Low | Switch |  | FSL | http://www.toronto.ca/TWONTO#flow_switch |  | Pump, Centrifugal, WAS, RAS Pumping Station - South
74553 | THR-FT-FSL-4503 | Switch, Flow-Low, Seal Water, Pump P-4503, WAS Pumping - South | THR-FT-P-4503 | Switch,Pressure-Low | Switch |  | FSL | http://www.toronto.ca/TWONTO#flow_switch |  | Pump, Self-Prime Centrifugal, Drain, RAS Pumping Station - South
74554 | THR-FT-FSL-4504 | Switch, Flow-Low, Seal Water, Pump P-4504, WAS Pumping - South | THR-FT-P-4504 | Switch,Pressure-Low | Switch |  | FSL | http://www.toronto.ca/TWONTO#flow_switch |  | Pump, Self-Prime Centrifugal, Drain, RAS Pumping Station - South
74555 | THR-FT-FSL-4624 | Switch, Flow-Low, Pump P-4824 Seal Water, Drain Pumping - South | THR-FT-P-4624 | Switch,Pressure-Low | Switch |  | FSL | http://www.toronto.ca/TWONTO#flow_switch |  | Pump, Centrifugal, Drain, Gallery T20N
74556 | THR-FT-FSL-4625 | Gallery T20N, Seal Water Line for Pump P-4625 | THR-FT-P-4625 | Switch,Pressure-Low | Switch |  | FSL | http://www.toronto.ca/TWONTO#flow_switch |  | Pump, Centrifugal, Drain, Gallery T20N
74557 | THR-FT-FSL-4710 | Switch, Flow-Low, Seal Water, Pump P-4710, Cross Feed Pumping - South | THR-FT-P-4710 | Switch,Pressure-Low | Switch |  | FSL | http://www.toronto.ca/TWONTO#flow_switch |  | Pump, Centrifugal, Sludge Cross Feed, RAS Pumping Station - South
74558 | THR-FT-FSL-4730 | Switch, Flow-Low, Seal Water, Pump P-4730, Cross Feed Pumping - South | THR-FT-P-4730 | Switch,Pressure-Low | Switch |  | FSL | http://www.toronto.ca/TWONTO#flow_switch |  | Pump, Centrifugal, Sludge Cross Feed, RAS Pumping Station - South
74857 | THR-FT-LSH-4820 | Switch, Level-High, Sump, Gallery T-20S, Flood Monitoring System | THR-FT-P-4820 | Switch,Level-High-High | Switch |  | LSH | http://www.toronto.ca/TWONTO#level_switch |  | Pump, Centrifugal, Sump, T20s
74858 | THR-FT-LSH-4880 | Switch, Level-High, Sump, Gallery T-19, Flood Monitoring System | THR-FT-P-4880 | Switch,Level-High-High | Switch |  | LSH | http://www.toronto.ca/TWONTO#level_switch |  | Pump, Centrifugal, Sump, Gallery T19
74859 | THR-FT-LSHH-2655 | High High Level Switch, Pump 2655, Final Tank 21,Tunnel 23 | THR-FT-P-0518 | Switch,Level-High-High | Switch |  | LSHH | http://www.toronto.ca/TWONTO#level_switch |  | Pump, Sump, Drainage Pumping for FT-18 & FT-21
74860 | THR-FT-LSHH-2655 | High High Level Switch, Pump 2655, Final Tank 21,Tunnel 23 | THR-FT-P-2655 | Switch,Level-High-High | Switch |  | LSHH | http://www.toronto.ca/TWONTO#level_switch |  | Pump, Sump, Portable Plug-in, Drainage Pumping for FT-18 & FT-21
74861 | THR-FT-LSHH-3975 | Switch, Level-High-High,Pump 3975,Sump, Portable Plug-in, Gallery T-19 Between FT 10-12 | THR-FT-P-3981 | Switch,Level-High-High | Switch |  | LSHH | http://www.toronto.ca/TWONTO#level_switch |  | Pump, Sump, Flood Monitoring, Finals, Tunnel 20
74862 | THR-FT-LSHH-3977 | Switch, Level-High-High,Pump 3981,Sump,T20 | THR-FT-P-3970A | Switch,Level-High-High | Switch |  | LSHH | http://www.toronto.ca/TWONTO#level_switch |  | Pump, Sump, Flood Monitoring, Finals, Tunnel 20, #2 Chamber
74863 | THR-FT-LSHH-3977 | Switch, Level-High-High,Pump 3981,Sump,T20 | THR-FT-P-3977A | Switch,Level-High-High | Switch |  | LSHH | http://www.toronto.ca/TWONTO#level_switch |  | Pump, Sump, Flood Monitoring, Finals, Tunnel 20
74864 | THR-FT-LSHH-3980 | Switch,High High Level,Sump, Pump 3980, Final Tank,Tunnel 15 | THR-FT-P-3980AS | Switch,Level-High-High | Switch |  | LSHH | http://www.toronto.ca/TWONTO#level_switch |  | Pump, Sump, Gallery T-15. Plant Services, Flood Monitoring System
74865 | THR-FT-LSHH-3990 | High High Level Switch, Pump 3990, Final Tank,T-13 | THR-FT-P-3990 | Switch,Level-High-High | Switch |  | LSHH | http://www.toronto.ca/TWONTO#level_switch |  | Pump, Sump, Final Tanks, Sump Pit No.34,T-13,Plant Services, Flood Monitoring System
74866 | THR-FT-LSHH-3990 | High High Level Switch, Pump 3990, Final Tank,T-13 | THR-FT-P-3990S | Switch,Level-High-High | Switch |  | LSHH | http://www.toronto.ca/TWONTO#level_switch |  | Pump, Sump, Gallery T-13, Plant Services, Flood Monitoring System
74867 | THR-FT-LSHH-4820 | Switch, Level-High-High, Sump, Gallery T-20S, Flood Monitoring System | THR-FT-P-4830 | Switch,Level-High-High | Switch |  | LSHH | http://www.toronto.ca/TWONTO#level_switch |  | Pump, Sump, Final Tanks, Sump Pit No.34,T-13,Plant Services, Flood Monitoring System
74868 | THR-FT-LSHH-4830 | Switch, Level-High-High, Sump, Gallery T-13, Flood Monitoring System | THR-FT-P-4830 | Switch,Level-High-High | Switch |  | LSHH | http://www.toronto.ca/TWONTO#level_switch |  | Pump, Sump, Final Tanks, Sump Pit No.34,T-13,Plant Services, Flood Monitoring System
74869 | THR-FT-LSHH-4870 | Switch, Level-High-High, Sump, Gallery T-20N, Flood Monitoring System | THR-FT-P-4870 | Switch,Level-High-High | Switch |  | LSHH | http://www.toronto.ca/TWONTO#level_switch |  | Pump, Centrifugal, Sump, T20N
74870 | THR-FT-LSHH-4890 | Switch, Level-High-High,Pump 4890/4891,Sump,T17 | THR-FT-P-4890 | Switch,Level-High-High | Switch |  | LSHH | http://www.toronto.ca/TWONTO#level_switch |  | Pump, Sump, Flood Monitoring, Finals, Tunnel 17
74871 | THR-FT-LSHH-5698 | High High Level Switch, Pump 5698, Final Tank | THR-FT-P-5698S | Switch,Level-High-High | Switch |  | LSHH | http://www.toronto.ca/TWONTO#level_switch |  | Pump, Sump, Gallery T-17 (East End), Plant Services, Flood Monitoring System
74872 | THR-FT-LSHH-5711 | Switch, Level-High-High,Pump 5711, Sump, Aeration Gallery, Tunnel 14, South | THR-FT-P-5711 | Switch,Level-High-High | Switch |  | LSHH | http://www.toronto.ca/TWONTO#level_switch |  | Pump, Sump, Aeration Gallery, Tunnel 14 South
74873 | THR-FT-LSHH-5712 | Switch, Level-High-High,Pump 5712, Sump, Aeration Gallery, Tunnel 14, South | THR-FT-P-5712 | Switch,Level-High-High | Switch |  | LSHH | http://www.toronto.ca/TWONTO#level_switch |  | Pump, Sump, Aeration Gallery, Tunnel 14, South
74874 | THR-FT-LSHH-6315 | High High Level Switch, Pump 6315, T-21,Final Tank | THR-FT-P-6315 | Switch,Level-High-High | Switch |  | LSHH | http://www.toronto.ca/TWONTO#level_switch |  | Pump, Sump, Final Tanks, Gallery T-16, Plant Services, Flood Monitoring System
74875 | THR-FT-LSHH-6317 | High High Level Switch, Pump 6317,T16/23 Final Tank | THR-FT-P-6317 | Switch,Level-High-High | Switch |  | LSHH | http://www.toronto.ca/TWONTO#level_switch |  | Pump, Sump, Gallery T-16, Plant Services, Flood Monitoring System
74876 | THR-FT-LSHH-6318 | Switch, Level-High-High,Pump 6318A/B,Sump, Flood Monitoring, Finals, Tunnel 18 | THR-FT-P-6318A | Switch,Level-High-High | Switch |  | LSHH | http://www.toronto.ca/TWONTO#level_switch |  | Pump, Sump, Flood Monitoring, Finals, Tunnel 18
74877 | THR-FT-LSL-4820 | Switch, Level-Low, Sump, Gallery T-20S, Flood Monitoring System | THR-FT-P-4820 | Switch,Level-High-High | Switch |  | LSL | http://www.toronto.ca/TWONTO#level_switch |  | Pump, Centrifugal, Sump, T20s
74878 | THR-FT-LSL-4850 | Switch, Level-Low, Sump, SP RAS PS, Flood Monitoring System | THR-FT-P-4850 | Switch,Level-High-High | Switch |  | LSL | http://www.toronto.ca/TWONTO#level_switch |  | Pump, Centrifugal, Sump,Sump Pit No. 31,SP RAS PS
74927 | THR-FT-LSL-4880 | Switch, Level-Low, Sump, Gallery T-19, Flood Monitoring System | THR-FT-P-4880 | Switch,Level-High-High | Switch |  | LSL | http://www.toronto.ca/TWONTO#level_switch |  | Pump, Centrifugal, Sump, Gallery T19
75086 | THR-FT-PSH-2521 | Switch, Pressure-Low, Pump P-2521 Discharge, FT 16/17 RAS Pumps | THR-FT-P-2521 | Switch,Pressure-High | Switch |  | PSH | http://www.toronto.ca/TWONTO#pressure_switch |  | Pump, Centrifugal, Tank 1600 & 1700, RAS Pumping,Tunnel 23, South
75087 | THR-FT-PSH-2522 | Switch, Pressure-Low, Pump P-2522 Discharge, FT 16/17 RAS Pumps | THR-FT-P-2522 | Switch,Pressure-High | Switch |  | PSH | http://www.toronto.ca/TWONTO#pressure_switch |  | Pump, Centrifugal, Tank 1600 & 1700, RAS Pumping,Tunnel 23, South
75088 | THR-FT-PSH-2524 | Switch, Pressure-Low, Pump P-2524 Discharge, FT 16/17 RAS Pumps | THR-FT-P-2524 | Switch,Pressure-High | Switch |  | PSH | http://www.toronto.ca/TWONTO#pressure_switch |  | Pump, Centrifugal, Tank 1600 & 1700, RAS Pumping,Tunnel 23, South
75089 | THR-FT-PSH-3041 | Switch, Pressure-High, Pump P-3040 Discharge, Scum Pumping - South | THR-FT-P-3040 | Switch,Pressure-High | Switch |  | PSH | http://www.toronto.ca/TWONTO#pressure_switch |  | Pump, Rotary Lobe, Scum from Tank 3030, Scum Pumping
75090 | THR-FT-PSH-3120 | Switch, Pressure-High, Discharge, Pump 3120, Secondary Treatment, Scum Pumping | THR-FT-P-3120S | Switch,Pressure-High | Switch |  | PSH | http://www.toronto.ca/TWONTO#pressure_switch |  | Pump, Rotary Vane, Scum Tank 3100, System 2A, Scum Pumping
75091 | THR-FT-PSH-3320 | Switch, Pressure-High, Discharge, Pump 3320, Secondary Treatment, Scum Pumping - North | THR-FT-P-3320 | Switch,Pressure-High | Switch |  | PSH | http://www.toronto.ca/TWONTO#pressure_switch |  | Pump, Rotary Vane, Scum Tank 3300, System 4, Scum Pumping
75092 | THR-FT-PSH-3330 | Switch, Pressure-High, Discharge, Pump 3330, Secondary Treatment, Scum Pumping - North | THR-FT-P-3330 | Switch,Pressure-High | Switch |  | PSH | http://www.toronto.ca/TWONTO#pressure_switch |  | Pump, Rotary Vane, Scum Tank 3300, System 4, Scum Pumping
75093 | THR-FT-PSH-3420 | Switch, Pressure-High, Discharge, Pump 3420, Secondary Treatment, Scum Pumping - North | THR-FT-P-3420 | Switch,Pressure-High | Switch |  | PSH | http://www.toronto.ca/TWONTO#pressure_switch |  | Pump, Rotary Vane, Scum Tank 3400, System 5, Scum Pumping
75094 | THR-FT-PSH-3430 | Switch, Pressure-High, Discharge, Pump 3430, Secondary Treatment, Scum Pumping - North | THR-FT-P-3430 | Switch,Pressure-High | Switch |  | PSH | http://www.toronto.ca/TWONTO#pressure_switch |  | Pump, Rotary Vane, Scum Tank 3400, System 5, Scum Pumping
75095 | THR-FT-PSH-3520 | Switch, Pressure-High, Discharge, Pump 3520, Secondary Treatment, Scum Pumping | THR-FT-P-3520 | Switch,Pressure-High | Switch |  | PSH | http://www.toronto.ca/TWONTO#pressure_switch |  | Pump, Rotary Vane, Scum Tank 3500, System 7, Scum Pumping
75096 | THR-FT-PSH-3530 | Switch, Pressure-High, Discharge, Pump 3530, Secondary Treatment, Scum Pumping | THR-FT-P-3530 | Switch,Pressure-High | Switch |  | PSH | http://www.toronto.ca/TWONTO#pressure_switch |  | Pump, Rotary Vane, Scum Tank 3500, System 7, Scum Pumping
75097 | THR-FT-PSH-3620 | Switch, Pressure-High, Discharge, Pump 3620, Secondary Treatment, Scum Pumping - North | THR-FT-P-3620 | Switch,Pressure-High | Switch |  | PSH | http://www.toronto.ca/TWONTO#pressure_switch |  | Pump, Rotary Vane, Scum Tank 3600, System 9, Scum Pumping
75098 | THR-FT-PSH-3640 | Switch, Pressure-High, Discharge, Pump 3640, Secondary Treatment, Scum Pumping - North | THR-FT-P-3640 | Switch,Pressure-High | Switch |  | PSH | http://www.toronto.ca/TWONTO#pressure_switch |  | Pump, Rotary Vane, Scum Tank 3600, System 9, Scum Pumping
75099 | THR-FT-PSH-3730 | Switch, Pressure-High, Discharge, Pump 3730, Secondary Treatment, Scum Pumping - North | THR-FT-P-3730 | Switch,Pressure-High | Switch |  | PSH | http://www.toronto.ca/TWONTO#pressure_switch |  | Pump, Rotary Vane, Scum Tank 3700, System 8, Scum Pumping
75100 | THR-FT-PSH-4063S | Switch, Pressure-High, WAS Pump 4063 Discharge, Secondary Treatment, WAS Pumping | THR-FT-P-4063 | Switch,Pressure-High | Switch | 39548 | PSH | http://www.toronto.ca/TWONTO#pressure_switch |  | Pump, Centrifugal, WAS, Secondary Treatment, WAS Pumping
75101 | THR-FT-PSH-4064S | Switch, Pressure-High, WAS Pump 4064 Discharge, Secondary Treatment, WAS Pumping | THR-FT-P-4064 | Switch,Pressure-High | Switch | 39549 | PSH | http://www.toronto.ca/TWONTO#pressure_switch |  | Pump, Centrifugal, WAS, Secondary Treatment, WAS Pumping
75102 | THR-FT-PSH-4401 | Switch, Pressure-High, Pump P-4401 Discharge, RAS Pumping - South | THR-FT-P-4401 | Switch,Pressure-High | Switch |  | PSH | http://www.toronto.ca/TWONTO#pressure_switch |  | Pump, Centrifugal, RAS, RAS Pumping Station - South
75103 | THR-FT-PSH-4403 | Switch, Pressure-High, Pump P-4402 Discharge, RAS Pumping - South | THR-FT-P-4402 | Switch,Pressure-High | Switch |  | PSH | http://www.toronto.ca/TWONTO#pressure_switch |  | Pump, Centrifugal, RAS, RAS Pumping Station - South
75104 | THR-FT-PSH-4510 | Switch, Pressure-High, Pump P-4501 Discharge, WAS Pumping - South | THR-FT-P-4501 | Switch,Pressure-High | Switch |  | PSH | http://www.toronto.ca/TWONTO#pressure_switch |  | Pump, Centrifugal, WAS, RAS Pumping Station - South
75105 | THR-FT-PSH-4520 | Switch, Pressure-High, Pump P-4502 Discharge, WAS Pumping - South | THR-FT-P-4502 | Switch,Pressure-High | Switch |  | PSH | http://www.toronto.ca/TWONTO#pressure_switch |  | Pump, Centrifugal, WAS, RAS Pumping Station - South
75106 | THR-FT-PSH-4530 | Switch, Pressure-High, Pump P-4503 Discharge, WAS Pumping - South | THR-FT-P-4503 | Switch,Pressure-High | Switch |  | PSH | http://www.toronto.ca/TWONTO#pressure_switch |  | Pump, Self-Prime Centrifugal, Drain, RAS Pumping Station - South
75107 | THR-FT-PSH-4710 | Switch, Pressure-High, Pump P-4710 Discharge, Cross Feed Pumping - South | THR-FT-P-4710 | Switch,Pressure-High | Switch |  | PSH | http://www.toronto.ca/TWONTO#pressure_switch |  | Pump, Centrifugal, Sludge Cross Feed, RAS Pumping Station - South
75108 | THR-FT-PSH-4720 | Switch, Pressure-High, Pump P-4720 Discharge, Cross Feed Pumping - South | THR-FT-P-4720 | Switch,Pressure-High | Switch |  | PSH | http://www.toronto.ca/TWONTO#pressure_switch |  | Pump, Centrifugal, Sludge Cross Feed, RAS Pumping Station - South
75109 | THR-FT-PSL-2170 | Switch, Pressure-Low, Pump 2170, Secondary Treatment, RAS Pumping - South | THR-FT-P-2170S | Switch,Pressure-Low | Switch |  | PSL | http://www.toronto.ca/TWONTO#pressure_switch |  | Pump, Centrifugal, Secondary Treatment, RAS Pumping,Tunnel 20, - South
75110 | THR-FT-PSL-2174 | Switch, Pressure-Low, Pump 2174, Secondary Treatment, RAS Pumping - South | THR-FT-P-2174S | Switch,Pressure-Low | Switch |  | PSL | http://www.toronto.ca/TWONTO#pressure_switch |  | Pump, Centrifugal, Secondary Treatment, RAS Pumping,Tunnel 20,- South
75111 | THR-FT-PSL-2175 | Switch, Pressure-Low, Pump 2175, Secondary Treatment, RAS Pumping - South | THR-FT-P-2175S | Switch,Pressure-Low | Switch |  | PSL | http://www.toronto.ca/TWONTO#pressure_switch |  | Pump, Centrifugal, RAS from Drain Header to Mixed Liquor Conduit, RAS Pumping,Tunnel 20, South
75112 | THR-FT-PSL-2176 | Switch, Pressure-Low, Pump 2176, Secondary Treatment, RAS Pumping - South | THR-FT-P-2176S | Switch,Pressure-Low | Switch |  | PSL | http://www.toronto.ca/TWONTO#pressure_switch |  | Pump, Centrifugal, RAS from Drain Header to Mixed Liquor Conduit, RAS Pumping,Tunnel 20, South
75166 | THR-FT-PSL-2321 | Switch, Pressure-Low, Pump 2321, Secondary Treatment, RAS Pumping - North | THR-FT-P-2321 | Switch,Pressure-Low | Switch |  | PSL | http://www.toronto.ca/TWONTO#pressure_switch |  | Pump, Centrifugal, Secondary Treatment, RAS Pumping - North
75167 | THR-FT-PSL-2324 | Switch, Pressure-Low, Pump 2324, Secondary Treatment, RAS Pumping - North | THR-FT-P-2324 | Switch,Pressure-Low | Switch |  | PSL | http://www.toronto.ca/TWONTO#pressure_switch |  | Pump, Centrifugal, Secondary Treatment, RAS Pumping - North
75168 | THR-FT-PSL-2401S | Switch, Pressure-Low, Suction, Pump 2401, RAS Pumping - South | THR-FT-P-2401 | Switch,Pressure-Low | Switch | 39554 | PSL | http://www.toronto.ca/TWONTO#pressure_switch |  | Pump, Centrifugal, Tank 1500, RAS Pumping,Tunnel 20 East of T-15,South
75169 | THR-FT-PSL-2402S | Switch, Pressure-Low, Suction, Pump 2402, RAS Pumping - South | THR-FT-P-2402S | Switch,Pressure-Low | Switch | 39555 | PSL | http://www.toronto.ca/TWONTO#pressure_switch |  | Pump, Centrifugal, Tank 1500, RAS Pumping,Tunnel 20 East of T-15, South
75170 | THR-FT-PSL-2521 | Switch, Pressure-Low, Pump P-2521 Discharge, FT 16/17 RAS Pumps- South | THR-FT-P-2521 | Switch,Pressure-Low | Switch |  | PSL | http://www.toronto.ca/TWONTO#pressure_switch |  | Pump, Centrifugal, Tank 1600 & 1700, RAS Pumping,Tunnel 23, South
75171 | THR-FT-PSL-2522 | Switch, Pressure-Low, Pump P-2522 Discharge, FT 16/17 RAS Pumps- South | THR-FT-P-2522 | Switch,Pressure-Low | Switch |  | PSL | http://www.toronto.ca/TWONTO#pressure_switch |  | Pump, Centrifugal, Tank 1600 & 1700, RAS Pumping,Tunnel 23, South
75172 | THR-FT-PSL-2522S | Switch, Pressure-Low, Suction, Pump 2522, RAS Pumping - South | THR-FT-P-2522 | Switch,Pressure-Low | Switch | 39558 | PSL | http://www.toronto.ca/TWONTO#pressure_switch |  | Pump, Centrifugal, Tank 1600 & 1700, RAS Pumping,Tunnel 23, South
75173 | THR-FT-PSL-2622 | Switch, Pressure-Low, Suction, Pump 2622, Secondary Treatment, RAS Pumping - North | THR-FT-P-2622 | Switch,Pressure-Low | Switch |  | PSL | http://www.toronto.ca/TWONTO#pressure_switch |  | Pump, Centrifugal, Secondary Treatment,Tunnel 23 East, RAS Pumping - North
75174 | THR-FT-PSL-2723 | Switch, Pressure-Low, Pump 2723, Secondary Treatment, RAS Pumping - North | THR-FT-P-2723 | Switch,Pressure-Low | Switch |  | PSL | http://www.toronto.ca/TWONTO#pressure_switch |  | Pump, Centrifugal, Secondary Treatment,Tunnel 23 North, RAS Pumping - North
75175 | THR-FT-PSL-2724 | Switch, Pressure-Low, Pump 2724, Secondary Treatment, RAS Pumping - North | THR-FT-P-2724 | Switch,Pressure-Low | Switch |  | PSL | http://www.toronto.ca/TWONTO#pressure_switch |  | Pump, Centrifugal, Secondary Treatment,Tunnel 23 North, RAS Pumping - North
75176 | THR-FT-PSL-3040 | Switch, Pressure-Low, Pump P-3040 Suction, Scum Pumping - South | THR-FT-P-3040 | Switch,Pressure-High | Switch |  | PSL | http://www.toronto.ca/TWONTO#pressure_switch |  | Pump, Rotary Lobe, Scum from Tank 3030, Scum Pumping
75177 | THR-FT-PSL-3120 | Switch, Pressure-Low, Pump P-3120 Suction, Scum Pumping - South | THR-FT-P-3120 | Switch,Pressure-High | Switch |  | PSL | http://www.toronto.ca/TWONTO#pressure_switch |  | Pump, Rotary Lobe, Scum from Tank 3100, Scum Pumping
75178 | THR-FT-PSL-3220 | Switch, Pressure-Low, Pump P-3220 Suction, Scum Pumping - South | THR-FT-P-3220 | Switch,Pressure-High | Switch |  | PSL | http://www.toronto.ca/TWONTO#pressure_switch |  | Pump, Rotary Lobe, Scum from Tank 3200, Scum Pumping
75179 | THR-FT-PSL-3240 | Switch, Pressure-Low, Pump P-3240 Suction, Scum Pumping - South | THR-FT-P-3240 | Switch,Pressure-High | Switch |  | PSL | http://www.toronto.ca/TWONTO#pressure_switch |  | Pump, Rotary Lobe, Scum from Tank 3230, Scum Pumping
75180 | THR-FT-PSL-3260 | Switch, Pressure-Low, Pump P-3260 Suction, Scum Pumping - South | THR-FT-P-3260 | Switch,Pressure-High | Switch |  | PSL | http://www.toronto.ca/TWONTO#pressure_switch |  | Pump, Rotary Lobe, Scum from Tank 3250, Scum Pumping
75181 | THR-FT-PSL-4065S | Switch, Pressure-Low, WAS Pump 4065 Suction, Secondary Treatment, WAS Pumping | THR-FT-P-4065 | Switch,Pressure-Low | Switch | 39562 | PSL | http://www.toronto.ca/TWONTO#pressure_switch |  | Pump, Centrifugal, WAS, Secondary Treatment, WAS Pumping
75182 | THR-FT-PSL-4066S | Switch, Pressure-Low, WAS Pump 4066 Suction, Secondary Treatment, WAS Pumping | THR-FT-P-4066 | Switch,Pressure-Low | Switch | 39563 | PSL | http://www.toronto.ca/TWONTO#pressure_switch |  | Pump, Centrifugal, WAS, Secondary Treatment, WAS Pumping
75183 | THR-FT-PSL-4404 | Switch, Pressure-Low, Pump P-4403 Suction, RAS Pumping - South | THR-FT-P-4403 | Switch,Pressure-Low | Switch |  | PSL | http://www.toronto.ca/TWONTO#pressure_switch |  | Pump, Centrifugal, RAS, RAS Pumping Station - South
75184 | THR-FT-PSL-4408 | Switch, Pressure-Low, Pump P-4405 Suction, RAS Pumping - South | THR-FT-P-4405 | Switch,Pressure-Low | Switch |  | PSL | http://www.toronto.ca/TWONTO#pressure_switch |  | Pump, Centrifugal, RAS, RAS Pumping Station - South
75185 | THR-FT-PSL-4519 | Switch, Pressure-Low, Pump P-4501 Suction, Scum Pumping - South | THR-FT-P-4501 | Switch,Pressure-High | Switch |  | PSL | http://www.toronto.ca/TWONTO#pressure_switch |  | Pump, Centrifugal, WAS, RAS Pumping Station - South
75186 | THR-FT-PSL-4539 | Switch, Pressure-Low, Pump P-4503 Suction, Scum Pumping - South | THR-FT-P-4503 | Switch,Pressure-High | Switch |  | PSL | http://www.toronto.ca/TWONTO#pressure_switch |  | Pump, Self-Prime Centrifugal, Drain, RAS Pumping Station - South
75187 | THR-FT-PSL-4602 | Switch, Pressure-Low, Pump P-4602 Suction, Scum Pumping - South | THR-FT-P-4602 | Switch,Pressure-Low | Switch |  | PSL | http://www.toronto.ca/TWONTO#pressure_switch |  | Pump, Self-Prime Centrifugal, Drain, RAS Pumping Station - South
75188 | THR-FT-PSL-4621 | Switch, Pressure-Low, Pump P-4624 Suction, Scum Pumping - South | THR-FT-P-4624 | Switch,Pressure-High | Switch |  | PSL | http://www.toronto.ca/TWONTO#pressure_switch |  | Pump, Centrifugal, Drain, Gallery T20N
75189 | THR-FT-PSL-4631 | Switch, Pressure-Low, Pump P-4626 Suction, Scum Pumping - South | THR-FT-P-4626 | Switch,Pressure-High | Switch |  | PSL | http://www.toronto.ca/TWONTO#pressure_switch |  | Pump, Centrifugal, Drain, Gallery T20N
75190 | THR-FT-PSL-4719 | Switch, Pressure-Low, Pump P-4720 Suction, Cross Feed Pumping - South | THR-FT-P-4720 | Switch,Pressure-Low | Switch |  | PSL | http://www.toronto.ca/TWONTO#pressure_switch |  | Pump, Centrifugal, Sludge Cross Feed, RAS Pumping Station - South
75191 | THR-FT-PSL-4729 | Switch, Pressure-Low, Pump P-4730 Suction, Cross Feed Pumping - South | THR-FT-P-4730 | Switch,Pressure-Low | Switch |  | PSL | http://www.toronto.ca/TWONTO#pressure_switch |  | Pump, Centrifugal, Sludge Cross Feed, RAS Pumping Station - South
76246 | THR-NAFT-LSHH | Switch,High High Level, Sump Pumps, North Aeration and Final Tank | THR-FT-DRN | Switch,Level-High-High | Switch |  |  | http://www.toronto.ca/TWONTO#level_switch |  | Final Tank, Drainage, Sump Pumps
76256 | THR-NGS-PSL-0201 | Switch,Pressure-Low, NG Valve Train, Compressor Building, Gas Compressor (And Dryer) | THR-NGS-CG | Switch,Pressure-Low | Switch |  | PSL | http://www.toronto.ca/TWONTO#pressure_switch |  | Natural Gas System, Co-Generation
76257 | THR-NGS-PSL-0301 | Switch, Pressure, Low, NG Fuel Train, Compressor 0201 Fuel Gas Train, Gas Compressor Building | THR-BG-C-0201 |  | Switch |  | PSL | http://www.toronto.ca/TWONTO#pressure_switch |  | Compressor, Centrifugal, Fuel Gas, Compressor Building, Gas Compressor (And Dryer), for COGEN
76258 | THR-NGS-PSL-0801 | Switch,Pressure-Low, Pilot Gas Train for Boiler 0800, North Grit Boilers, Plant Services, Natural Gas Overview | THR-ACC-BO-0800 | Switch,Pressure-Low | Switch |  | PSL | http://www.toronto.ca/TWONTO#pressure_switch |  | Boiler, Low Pressure, North Grit Boilers, Plant Services, Natural Gas Overview (CRN-B9917.5,TSSA UID-65022713, SNo.-5.867338,S-87073)
76259 | THR-NGS-PSL-0802 | Switch,Pressure-Low, Natural Gas Train for Boiler 0800, North Grit Boilers, Plant Services, Natural Gas Overview | THR-ACC-BO-0800 | Switch,Pressure-Low | Switch |  | PSL | http://www.toronto.ca/TWONTO#pressure_switch |  | Boiler, Low Pressure, North Grit Boilers, Plant Services, Natural Gas Overview (CRN-B9917.5,TSSA UID-65022713, SNo.-5.867338,S-87073)
76305 | THR-NGS-PSL-0901 | Switch,Pressure-Low, Pilot Gas Train for Boiler 0900, North Grit Boilers, Plant Services, Natural Gas Overview | THR-ACC-BO-0900 | Switch,Pressure-Low | Switch |  | PSL | http://www.toronto.ca/TWONTO#pressure_switch |  | Boiler, Low Pressure, North Grit Boilers, Plant Services, Natural Gas Overview (CRN-B9917.5,TSSA UID-65022712, SNo.-5.867337,S-87072)
76445 | THR-OCS-FSL-0045 | Switch, Flow, Low, Discharge, Fan 0040, South Biofilter | THR-OCS-FN-0040 | Switch,Flow-Low | Switch |  | FSL | http://www.toronto.ca/TWONTO#flow_switch |  | Fan, Centrifugal, Odourous Air, South Biofilter
76446 | THR-OCS-FSL-0055 | Switch, Flow, Low, Discharge, Fan 0050, South Biofilter | THR-OCS-FN-0050 | Switch,Flow-Low | Switch |  | FSL | http://www.toronto.ca/TWONTO#flow_switch |  | Fan, Centrifugal, Odourous Air, South Biofilter
76447 | THR-OCS-FSL-2205 | Switch, Flow, Low, Discharge, Fan 2200, North Biofilter | THR-OCS-FN-2200 | Switch,Flow-Low | Switch |  | FSL | http://www.toronto.ca/TWONTO#flow_switch |  | Fan, Centrifugal, Odourous Air, North Biofilter
76448 | THR-OCS-FSL-2215 | Switch, Flow, Low, Discharge, Fan 2210, North Biofilter | THR-OCS-FN-2210 | Switch,Flow-Low | Switch |  | FSL | http://www.toronto.ca/TWONTO#flow_switch |  | Fan, Centrifugal, Odourous Air, North Biofilter
76449 | THR-OCS-FSL-2225 | Switch, Flow, Low, Discharge, Fan 2220, North Biofilter | THR-OCS-FN-2220 | Switch,Flow-Low | Switch |  | FSL | http://www.toronto.ca/TWONTO#flow_switch |  | Fan, Centrifugal, Odourous Air, North Biofilter
76450 | THR-OCS-FSL-3956B | Switch, Flow-Low, Filtered Air Inlet, Ozone Generator 3956, Ozonator Room, Plant Services, Odour Control System | THR-OCS-OZ-3956S | Switch,Flow-Low | Switch |  | FSL | http://www.toronto.ca/TWONTO#flow_switch |  | Ozone Generator, Odour Control System
76451 | THR-OCS-FSL-3956D | Switch, Flow-Low, Plant Water to Ozone Generator 3956, Ozonator Room, Plant Services, Odour Control System | THR-OCS-OZ-3956S | Switch,Flow-Low | Switch |  | FSL | http://www.toronto.ca/TWONTO#flow_switch |  | Ozone Generator, Odour Control System
76452 | THR-OCS-FSL-3957B | Switch, Flow-Low, Filtered Air Inlet, Ozone Generator 3957, Ozonator Room, Plant Services, Odour Control System | THR-OCS-OZ-3957S | Switch,Flow-Low | Switch |  | FSL | http://www.toronto.ca/TWONTO#flow_switch |  | Ozone Generator, Odour Control System
76455 | THR-OCS-LSLH-0551 | Sensor, Bed Level, Scrubber 0551, Plant Services, Odour Control System | THR-OCS-SB-0551 | Switch,Level | Switch |  | LSLH | http://www.toronto.ca/TWONTO#level_switch |  | Scrubber, Plant Services, Odour Control System
76486 | THR-OCS-PSH-2927 | Switch, Pressure-High, Pump 2927, Plant Services, Odour Control System | THR-OCS-P-2927 | Switch,Pressure-High | Switch |  | PSH | http://www.toronto.ca/TWONTO#pressure_switch |  | Pump, Centrifugal, Hypochlorite to Scrubber 0551, Plant Services, Odour Control System
76487 | THR-OCS-PSH-2938 | Switch, Pressure-High, Pump 2938, Plant Services, Odour Control System | THR-OCS-P-2938 | Switch,Pressure-High | Switch |  | PSH | http://www.toronto.ca/TWONTO#pressure_switch |  | Pump,Centrifugal,Hypochlorite to Scrubber 0552 & Scrubber 0553,Plant Services, Odour Control System
76488 | THR-OCS-PSH-3966 | Switch, Pressure-High, Foul Air Plenum to Atmosphere, Plant Services, Odour Control System | THR-OCS-SB-0555 | Switch,Pressure-High | Switch |  | PSH | http://www.toronto.ca/TWONTO#pressure_switch |  | Scrubber, Plant Services, Odour Control System
76489 | THR-OCS-PSH-6386 | Switch, Pressure-High, Pump 6386, Plant Services, Odour Control System | THR-OCS-P-6386 | Switch,Pressure-High | Switch |  | PSH | http://www.toronto.ca/TWONTO#pressure_switch |  | Pump, Centrifugal, Hypochlorite from Storage Tanks to Day Tanks, Plant Services, Odour Control System
76490 | THR-OCS-PSL-3952 | Switch, Pressure-Low, Foul Air Plenum to Atmosphere, Plant Services, Odour Control System | THR-OCS-SB-0554 | Switch,Pressure-Low | Switch |  | PSL | http://www.toronto.ca/TWONTO#pressure_switch |  | Scrubber, Plant Services, Odour Control System
76497 | THR-OCS-TSH-3956 | Switch, Temperature-High, Outlet to Drain, Ozone Generator 3956, Ozonator Room, Plant Services, Odour Control System | THR-OCS-OZ-3956S | Switch,Pressure-Low | Switch |  | TSH | http://www.toronto.ca/TWONTO#temperature_switch |  | Ozone Generator, Odour Control System
76806 | THR-PLT-FSL-0101 | Switch, Flow, Low, Flushing Water, Washer Compactor CMP-0100, Headhouse | THR-PLT-CMP-0100 | Switch,Flow-Low | Switch |  | FSL | http://www.toronto.ca/TWONTO#flow_switch |  | Compactor, Bar Screen 0102, Prelimiry Treatment
76807 | THR-PLT-FSL-1404 | Switch, Flow, Low, Water Scour, Grit Vortex Chamber CYC-1101, Headhouse | THR-PLT-CYC-1101 | Switch,Flow-Low | Switch |  | FSL | http://www.toronto.ca/TWONTO#flow_switch |  | Cyclone, Prelimary Treatment, Grit Removal - Vortex Chambers #1 (OLD Tag THR-PLT-CYC-1102)
76808 | THR-PLT-FSL-1424 | Switch, Flow, Low, Seal Water, Grit Pump P-1420, Headhouse | THR-PLT-P-1420 | Switch,Flow-Low | Switch |  | FSL | http://www.toronto.ca/TWONTO#flow_switch |  | Pump, Centrifugal (Dry), Grit, Vortex Prime Tank T-1400, Headhouse
76851 | THR-PLT-FSL-1503 | Switch, Flow, Low, Water Scour, Grit Vortex Chamber CYC-1116, Headhouse | THR-PLT-CYC-1116 | Switch,Flow-Low | Switch |  | FSL | http://www.toronto.ca/TWONTO#flow_switch |  | Cyclone, Prelimary Treatment, Grit Removal - Vortex Chambers #2 (OLDTag THR-PLT-CYC-1117)
76852 | THR-PLT-FSL-1514 | Switch, Flow, Low, Seal Water, Grit Pump P-1510, Headhouse | THR-PLT-P-1510 | Switch,Flow-Low | Switch |  | FSL | http://www.toronto.ca/TWONTO#flow_switch |  | Pump, Centrifugal (Dry), Grit, Vortex Prime Tank T-1500, Headhouse
76853 | THR-PLT-FSL-1604 | Switch, Flow, Low, Water Scour, Grit Vortex Chamber CYC-1131, Headhouse | THR-PLT-CYC-1131 | Switch,Flow-Low | Switch |  | FSL | http://www.toronto.ca/TWONTO#flow_switch |  | Cyclone, Prelimary Treatment, Grit Removal - Vortex Chambers # 3 (OLD Tag THR-PLT-CYC-1132)
76854 | THR-PLT-FSL-1614 | Switch, Flow, Low, Seal Water, Grit Pump P-1610, Headhouse | THR-PLT-P-1610 | Switch,Flow-Low | Switch |  | FSL | http://www.toronto.ca/TWONTO#flow_switch |  | Pump, Centrifugal (Dry), Grit, Vortex Prime Tank T-1600, Headhouse
76855 | THR-PLT-FSL-1624 | Switch, Flow, Low, Seal Water, Grit Pump P-1620, Headhouse | THR-PLT-P-1620 | Switch,Flow-Low | Switch |  | FSL | http://www.toronto.ca/TWONTO#flow_switch |  | Pump, Centrifugal (Dry), Grit, Vortex Prime Tank T-1600, Headhouse
76856 | THR-PLT-FSL-1703 | Switch, Flow, Low, Water Scour, Grit Vortex Chamber CYC-1146, Headhouse | THR-PLT-CYC-1146 | Switch,Flow-Low | Switch |  | FSL | http://www.toronto.ca/TWONTO#flow_switch |  | Cyclone, Prelimary Treatment, Grit Removal - Vortex Chambers #4 (OLD Tag THR-PLT-CYC-1147)
76857 | THR-PLT-FSL-1704 | Switch, Flow, Low, Water Scour, Grit Vortex Chamber CYC-1146, Headhouse | THR-PLT-CYC-1146 | Switch,Flow-Low | Switch |  | FSL | http://www.toronto.ca/TWONTO#flow_switch |  | Cyclone, Prelimary Treatment, Grit Removal - Vortex Chambers #4 (OLD Tag THR-PLT-CYC-1147)
76858 | THR-PLT-FSL-1714 | Switch, Flow, Low, Seal Water, Grit Pump P-1710, Headhouse | THR-PLT-P-1710 | Switch,Flow-Low | Switch |  | FSL | http://www.toronto.ca/TWONTO#flow_switch |  | Pump, Centrifugal (Dry), Grit, Vortex Prime Tank T-1700, Headhouse
76859 | THR-PLT-FSL-1724 | Switch, Flow, Low, Seal Water, Grit Pump P-1720, Headhouse | THR-PLT-P-1720 | Switch,Flow-Low | Switch |  | FSL | http://www.toronto.ca/TWONTO#flow_switch |  | Pump, Centrifugal (Dry), Grit, Vortex Prime Tank T-1700, Headhouse
76860 | THR-PLT-FSL-1803 | Switch, Flow, Low, Water Scour, Grit Vortex Chamber CYC-1161, Headhouse | THR-PLT-CYC-1161 | Switch,Flow-Low | Switch |  | FSL | http://www.toronto.ca/TWONTO#flow_switch |  | Cyclone, Prelimary Treatment, Grit Removal - Vortex Chambers #5 (OLD Tag THR-PLT-CYC-1162)
76861 | THR-PLT-FSL-1804 | Switch, Flow, Low, Water Scour, Grit Vortex Chamber CYC-1161, Headhouse | THR-PLT-CYC-1161 | Switch,Flow-Low | Switch |  | FSL | http://www.toronto.ca/TWONTO#flow_switch |  | Cyclone, Prelimary Treatment, Grit Removal - Vortex Chambers #5 (OLD Tag THR-PLT-CYC-1162)
76862 | THR-PLT-FSL-1814 | Switch, Flow, Low, Seal Water, Grit Pump P-1810, Headhouse | THR-PLT-P-1810 | Switch,Flow-Low | Switch |  | FSL | http://www.toronto.ca/TWONTO#flow_switch |  | Pump, Centrifugal (Dry), Grit Vortex Prime Tank T-1800, Headhouse
76863 | THR-PLT-FSL-1824 | Switch, Flow, Low, Seal Water, Grit Pump P-1820, Headhouse | THR-PLT-P-1820 | Switch,Flow-Low | Switch |  | FSL | http://www.toronto.ca/TWONTO#flow_switch |  | Pump, Centrifugal (Dry), Grit Vortex Prime Tank T-1800, Headhouse
76864 | THR-PLT-FSL-1903 | Switch, Flow, Low, Water Scour, Grit Vortex Chamber CYC-1176, Headhouse | THR-PLT-CYC-1176 | Switch,Flow-Low | Switch |  | FSL | http://www.toronto.ca/TWONTO#flow_switch |  | Cyclone, Prelimary Treatment, Grit Removal - Vortex Chambers# 6(OLD Tag THR-PLT-CYC-1177)
76865 | THR-PLT-FSL-1904 | Switch, Flow, Low, Water Scour, Grit Vortex Chamber CYC-1176, Headhouse | THR-PLT-CYC-1176 | Switch,Flow-Low | Switch |  | FSL | http://www.toronto.ca/TWONTO#flow_switch |  | Cyclone, Prelimary Treatment, Grit Removal - Vortex Chambers# 6(OLD Tag THR-PLT-CYC-1177)
76866 | THR-PLT-FSL-1914 | Switch, Flow, Low, Seal Water, Grit Pump P-1910, Headhouse | THR-PLT-P-1910 | Switch,Flow-Low | Switch |  | FSL | http://www.toronto.ca/TWONTO#flow_switch |  | Pump, Centrifugal (Dry), Grit Vortex Chamber CYC-1176, Headhouse
76867 | THR-PLT-FSL-1947 | Switch, Flow, Low, Flushing Water, Grit Classifer CL-1940, North Grit Building | THR-PLT-CL-1940 | Switch,Flow-Low | Switch |  | FSL | http://www.toronto.ca/TWONTO#flow_switch |  | Classifier, Grit, for Headhouse
76868 | THR-PLT-FSL-2170 | Switch, Flow-Low, Discharge, Blower 2170, Preliminary Treatment, Grit Removal - Grit Tanks - North Plant | THR-PLT-BL-2170(SUSP) | Switch,Flow-Low | Switch |  | FSL | http://www.toronto.ca/TWONTO#flow_switch |  | Blower, Centrifugal, Foul Air Removal, Tank 0100, Preliminary Treatment, Grit Removal - Grit Tanks - North Plant
76869 | THR-PLT-FSL-2202 | Switch, Flow, Low, Water Scour, Aerated Grit Tank T-0100, North Grit Building | THR-PLT-T-0100 | Switch,Flow-Low | Switch |  | FSL | http://www.toronto.ca/TWONTO#flow_switch |  | Tank, Grit Removal, Grit Tank, North Grit Building
76870 | THR-PLT-FSL-2222 | Switch, Flow, Low, Water Scour, Aerated Grit Tank T-0300, North Grit Building | THR-PLT-T-0300 | Switch,Flow-Low | Switch |  | FSL | http://www.toronto.ca/TWONTO#flow_switch |  | Tank, Grit Removal, Grit Tanks, North Grit Building
76871 | THR-PLT-FSL-2501 | Switch, Flow, Low, Seal Water, Grit Pump P-2500, North Grit Building | THR-PLT-P-2500 | Switch,Flow-Low | Switch |  | FSL | http://www.toronto.ca/TWONTO#flow_switch |  | Pump, Centrifugal (Dry), Grit Tank T-0100, North Grit Building
76872 | THR-PLT-FSL-2601 | Switch, Flow, Low, Seal Water, Grit Pump P-2600, North Grit Building | THR-PLT-P-2600 | Switch,Flow-Low | Switch |  | FSL | http://www.toronto.ca/TWONTO#flow_switch |  | Pump, Centrifugal (Dry), Grit Tank T-0200, North Grit Building
76873 | THR-PLT-FSL-2901 | Switch, Flow, Low, Seal Water, Grit Pump P-2900, North Grit Building | THR-PLT-P-2900 | Switch,Flow-Low | Switch |  | FSL | http://www.toronto.ca/TWONTO#flow_switch |  | Pump, Centrifugal (Dry), Grit Tank T-0300, North Grit Building
76935 | THR-PLT-HS-0200 | Switch, Hand, Conveyor 0200, Head house, Preliminary Treatment, Screening | THR-PLT-CV-0200 | Switch,Hand | Switch |  | HS | hand_switch |  | Conveyor, Screw, Bar Screen 0102, Head house, Preliminary Treatment-S
76936 | THR-PLT-HS-0202 | Switch, Hand, Conveyor 0202, Head house, Preliminary Treatment, Screening | THR-PLT-CV-0202 | Switch,Hand | Switch |  | HS | hand_switch |  | Conveyor, Screw, Bar Screen 0112, Head house, Preliminary Treatment - S
76937 | THR-PLT-HS-0210 | Switch, Hand, Conveyor 0210, Head house, Preliminary Treatment, Screening | THR-PLT-CV-0210 | Switch,Hand | Switch |  | HS | hand_switch |  | Conveyor, Screw, Bar Screen 0122, Head house, Preliminary Treatment - S
76938 | THR-PLT-HS-0212 | Switch, Hand, Conveyor 0212, Head house, Preliminary Treatment, Screening | THR-PLT-CV-0212 | Switch,Hand | Switch |  | HS | hand_switch |  | Conveyor, Screw, Bar Screen 0132, Head house, Preliminary Treatment - S
76939 | THR-PLT-HS-0213 | Switch, Hand, Conveyor 0213, Path A,B, Head house, Preliminary Treatment, Screening | THR-PLT-CV-0213 | Switch,Hand | Switch |  | HS | hand_switch |  | Conveyor, Screw, Bar Screen 0132, Path A,B, Head house, Preliminary Treatment - S
76940 | THR-PLT-HS-0216 | Switch, Hand, Conveyor 0216, Path B, Head house, Preliminary Treatment, Screening | THR-PLT-CV-0216 | Switch,Hand | Switch |  | HS | hand_switch |  | Conveyor, Screw, Bar Screen 0122 & Bar Screen 0132, Path A, Head house, Preliminary Treatment - S
76941 | THR-PLT-HS-0221 | Switch, Hand, Conveyor 0221, Path A,B, Head house, Preliminary Treatment, Screening | THR-PLT-CV-0221 | Switch,Hand | Switch |  | HS | hand_switch |  | Conveyor, Screw, Bar Screen, Path B, Head house, Preliminary Treatment - S
76942 | THR-PLT-HS-0224 | Switch, Hand, Conveyor 0224, Path B, Head house, Preliminary Treatment, Screening | THR-PLT-CV-0224 | Switch,Hand | Switch |  | HS | hand_switch |  | Conveyor, Screw, Bar Screen 0142, Path B, Head house, Preliminary Treatment - S
76943 | THR-PLT-HS-0230 | Switch, Hand, Conveyor 0230, Path A, Head house, Preliminary Treatment, Screening | THR-PLT-CV-0230 | Switch,Hand | Switch |  | HS | hand_switch |  | Conveyor, Screw, Bar Screens, Path A, Head house, Preliminary Treatment - S
76944 | THR-PLT-HS-0231 | Switch, Hand, Conveyor 0231, Path B, Head house, Preliminary Treatment, Screening | THR-PLT-CV-0231 | Switch,Hand | Switch |  | HS | hand_switch |  | Conveyor, Screw, Bar Screens, Path B, Head house, Preliminary Treatment - S
76945 | THR-PLT-HS-0240 | Switch, Hand, Conveyor 0240, Path A, Head house, Preliminary Treatment, Screening | THR-PLT-CV-0240 | Switch,Hand | Switch |  | HS | hand_switch |  | Conveyor, Screw, Trailer, Inlet, Path A, Head house, Preliminary Treatment - S
76946 | THR-PLT-HS-0250 | Switch, Hand, Conveyor 0250, Path B, Head house, Preliminary Treatment, Screening | THR-PLT-CV-0250 | Switch,Hand | Switch |  | HS | hand_switch |  | Conveyor, Screw, Trailer, Inlet, Path B, Head house, Preliminary Treatment - S
76947 | THR-PLT-HS-1172 | Switch, Hand, Classifier 1172, Preliminary Treatment, Grit Removal - Vortex - South Plant (Head house) | THR-PLT-CL-1172 | Switch,Hand | Switch |  | HS | hand_switch |  | Classifier, Cyclone, 1161, Preliminary Treatment, Grit Removal - Vortex
76948 | THR-PLT-HS-1187 | Switch, Hand, Classifier 1187, Preliminary Treatment, Grit Removal - Vortex - South Plant (Head house) | THR-PLT-CL-1187 | Switch,Hand | Switch |  | HS | hand_switch |  | Classifier, Cyclone, 1177, Preliminary Treatment, Grit Removal - Vortex
76949 | THR-PLT-HS-1230 | Switch, Hand, Conveyor 1230, Path A, Preliminary Treatment, Grit Removal - Vortex - South Plant (Head house) | THR-PLT-CV-1230 | Switch,Hand | Switch |  | HS | hand_switch |  | Conveyor, Screw, Path 3, Preliminary Treatment, Grit Removal - Vortex - S
76950 | THR-PLT-HS-1240 | Switch, Hand, Conveyor 1240, Path A, Preliminary Treatment, Grit Removal - Vortex - South Plant (Head house) | THR-PLT-CV-1240 | Switch,Hand | Switch |  | HS | hand_switch |  | Conveyor, Screw, Path 1, Preliminary Treatment, Grit Removal - Vortex - S
76951 | THR-PLT-HS-1244 | Switch, Hand, Conveyor 1244, Path A, Preliminary Treatment, Grit Removal - Vortex - South Plant (Head house) | THR-PLT-CV-1244 | Switch,Hand | Switch |  | HS | hand_switch |  | Conveyor, Screw, Conveyor, Path B, To Trailer Conveyor 0250 - S
76952 | THR-PLT-HS-1246 | Switch, Hand, Conveyor 1246, Path A, Preliminary Treatment, Grit Removal - Vortex - South Plant (Head house) | THR-PLT-CV-1246 | Switch,Hand | Switch |  | HS | hand_switch |  | Conveyor, Screw, Conveyor, Path B, To Trailer Conveyor 0250 - S
76953 | THR-PLT-HS-1247 | Switch, Hand, Conveyor 1247, Path B, Preliminary Treatment, Grit Removal - Vortex - South Plant (Head house) | THR-PLT-CV-1247 | Switch,Hand | Switch |  | HS | hand_switch |  | Conveyor, Screw, Classifiers, Path A, To Trailer Conveyor 0240 - S
76954 | THR-PLT-HS-2132 | Switch, Hand, Tank 0300, Preliminary Treatment, Grit Removal - Grit Tanks - North Plant | THR-PLT-T-0300 | Switch,Hand | Switch |  | HS | hand_switch |  | Tank, Grit Removal, Grit Tanks, North Grit Building
76955 | THR-PLT-HS-2142 | Switch, Hand, Tank 0200, Preliminary Treatment, Grit Removal - Grit Tanks - North Plant | THR-PLT-T-0200 | Switch,Hand | Switch |  | HS | hand_switch |  | Tank, Grit Removal, Grit Tank, North Grit Building
76999 | THR-PLT-LSH-0102 | Switch, Level-High, Screen 0102, Preliminary Treatment, Screening | THR-PLT-SC-0102 | Switch,Level-High | Switch |  | LSH | http://www.toronto.ca/TWONTO#level_switch |  | Bar Screen, Preliminary Treatment
77000 | THR-PLT-LSH-0112 | Switch, Level-High, Screen 0112, Preliminary Treatment, Screening | THR-PLT-SC-0112 | Switch,Level-High | Switch |  | LSH | http://www.toronto.ca/TWONTO#level_switch |  | Bar Screen, Preliminary Treatment
77001 | THR-PLT-LSH-0132 | Switch, Level-High, Screen 0132, Preliminary Treatment, Screening | THR-PLT-SC-0132 | Switch,Level-High | Switch |  | LSH | http://www.toronto.ca/TWONTO#level_switch |  | Bar Screen, Preliminary Treatment
77002 | THR-PLT-LSH-0142 | Switch, Level-High, Screen 0142, Preliminary Treatment, Screening | THR-PLT-SC-0142 | Switch,Level-High | Switch |  | LSH | http://www.toronto.ca/TWONTO#level_switch |  | Bar Screen, Preliminary Treatment
77004 | THR-PLT-LSL-1127 | Switch, Level-Low, Grit Classifier 1127, Preliminary Treatment, Grit Removal - Vortex - South Plant (Head house) | THR-PLT-CL-1127 | Switch,Level-Low | Switch |  | LSL | http://www.toronto.ca/TWONTO#level_switch |  | Classifier, Cyclone, 1117, Preliminary Treatment, Grit Removal - Vortex
77005 | THR-PLT-LSL-1142 | Switch, Level-Low, Grit Classifier 1142, Preliminary Treatment, Grit Removal - Vortex - South Plant (Head house) | THR-PLT-CL-1142 | Switch,Level-Low | Switch |  | LSL | http://www.toronto.ca/TWONTO#level_switch |  | Classifier, Cyclone, 1132, Preliminary Treatment, Grit Removal - Vortex
77006 | THR-PLT-LSL-1157 | Switch, Level-Low, Grit Classifier 1157, Preliminary Treatment, Grit Removal - Vortex - South Plant (Head house) | THR-PLT-CL-1157 | Switch,Level-Low | Switch |  | LSL | http://www.toronto.ca/TWONTO#level_switch |  | Classifier, Cyclone, 1147, Preliminary Treatment, Grit Removal - Vortex
77007 | THR-PLT-LSL-2200S | Switch, Level-Low, Tank 0100, Preliminary Treatment, Grit Removal - Grit Tanks - North Plant | THR-PLT-T-0100 | Switch,Level-Low | Switch | 37982 | LSL | http://www.toronto.ca/TWONTO#level_switch |  | Tank, Grit Removal, Grit Tank, North Grit Building
77008 | THR-PLT-LSL-2210S | Switch, Level-Low, Tank 0200, Preliminary Treatment, Grit Removal - Grit Tanks - North Plant | THR-PLT-T-0200 | Switch,Level-Low | Switch | 37919 | LSL | http://www.toronto.ca/TWONTO#level_switch |  | Tank, Grit Removal, Grit Tank, North Grit Building
77009 | THR-PLT-LSL-2220S | Switch, Level-Low, Tank 0300, Preliminary Treatment, Grit Removal - Grit Tanks - North Plant | THR-PLT-T-0300 | Switch,Level-Low | Switch | 37920 | LSL | http://www.toronto.ca/TWONTO#level_switch |  | Tank, Grit Removal, Grit Tanks, North Grit Building
77036 | THR-PLT-PSH-2302 | Switch, Pressure-High, North Grit Drainage Header, Preliminary Treatment, Grit Removal - Grit Tanks - North Plant | THR-PLT-P-2301 | Switch,Pressure-High | Switch |  | PSH | http://www.toronto.ca/TWONTO#pressure_switch |  | Pump, Centrifugal, Unwatering, Preliminary Treatment, Grit Removal - Grit Tanks - North Plant
77037 | THR-PLT-PSL-1120 | Switch, Pressure-Low, Discharge Air, Blower 1120, Preliminary Treatment, Grit Removal - Vortex Chambers | THR-PLT-BL-1120 | Switch,Pressure-Low | Switch |  | PSL | http://www.toronto.ca/TWONTO#pressure_switch |  | Blower, Centrifugal, Preliminary Treatment, Grit Removal - Vortex Chambers
77038 | THR-PLT-PSL-1135 | Switch, Pressure-Low, Discharge Air, Blower 1135, Preliminary Treatment, Grit Removal - Vortex Chambers | THR-PLT-BL-1135(SUSP) | Switch,Pressure-Low | Switch |  | PSL | http://www.toronto.ca/TWONTO#pressure_switch |  | Blower, Centrifugal, Preliminary Treatment, Grit Removal - Vortex Chambers
77039 | THR-PLT-PSL-1180 | Switch, Pressure-Low, Discharge Air, Blower 1180, Preliminary Treatment, Grit Removal - Vortex Chambers | THR-PLT-BL-1180 | Switch,Pressure-Low | Switch |  | PSL | http://www.toronto.ca/TWONTO#pressure_switch |  | Blower, Centrifugal, Preliminary Treatment, Grit Removal - Vortex Chambers
77040 | THR-PLT-PSL-2120 | Switch, Pressure-Low, Discharge, Blower 2120, Preliminary Treatment, Grit Removal - Grit Tanks - North Plant | THR-PLT-BL-2120 | Switch,Pressure-Low | Switch |  | PSL | http://www.toronto.ca/TWONTO#pressure_switch |  | Blower, Centrifugal, Process Air, Preliminary Treatment, Grit Removal - Grit Tanks - North Plant
77041 | THR-PLT-PSL-2300 | Switch, Pressure-Low, Suction, Pump 2300, Preliminary Treatment, Grit Removal - Grit Tanks - North Plant | THR-PLT-P-2300 | Switch,Pressure-Low | Switch |  | PSL | http://www.toronto.ca/TWONTO#pressure_switch |  | Pump, Centrifugal, Unwatering, Preliminary Treatment, Grit Removal - Grit Tanks - North Plant
77042 | THR-PLT-PSL-2301 | Switch, Pressure-Low, Suction, Pump 2301, Preliminary Treatment, Grit Removal - Grit Tanks - North Plant | THR-PLT-P-2301 | Switch,Pressure-Low | Switch |  | PSL | http://www.toronto.ca/TWONTO#pressure_switch |  | Pump, Centrifugal, Unwatering, Preliminary Treatment, Grit Removal - Grit Tanks - North Plant
77081 | THR-PLT-TSH-2100 | Switch, Temperature-High, Blower 2100, Preliminary Treatment, Grit Removal - Grit Tanks - North Plant | THR-PLT-BL-2100 | Switch,Temperature-High | Switch |  | TSH | http://www.toronto.ca/TWONTO#temperature_switch |  | Blower, Centrifugal, Process Air, Preliminary Treatment, Grit Removal - Grit Tanks - North Plant
77082 | THR-PLT-TSH-2110 | Switch, Temperature-High, Blower 2110, Preliminary Treatment, Grit Removal - Grit Tanks - North Plant | THR-PLT-BL-2110 | Switch,Temperature-High | Switch |  | TSH | http://www.toronto.ca/TWONTO#temperature_switch |  | Blower, Centrifugal, Process Air, Preliminary Treatment, Grit Removal - Grit Tanks - North Plant
77083 | THR-PLT-TSH-2120 | Switch, Temperature-High, Blower 2120, Preliminary Treatment, Grit Removal - Grit Tanks - North Plant | THR-PLT-BL-2120 | Switch,Temperature-High | Switch |  | TSH | http://www.toronto.ca/TWONTO#temperature_switch |  | Blower, Centrifugal, Process Air, Preliminary Treatment, Grit Removal - Grit Tanks - North Plant
77593 | THR-PRM-DRV-2120 | Drive, Variable Frequency P-2120, South Primary Station 3, T-12 basement | THR-PRM-P-2120 | Switch,Pressure-Low | Switch |  | DRV | http://www.toronto.ca/TWONTO#VFD |  | Pump, Centrifugal, Sludge, Primary Station 1
77594 | THR-PRM-DRV-2121 | Drive, Variable Frequency P-2121, South Primary Station 3, T-12 basement | THR-PRM-P-2121 | Switch,Pressure-Low | Switch |  | DRV | http://www.toronto.ca/TWONTO#VFD |  | Pump, Centrifugal, Sludge, Primary Station 1
77610 | THR-PRM-FSL-2221 | Switch, Flow-Low, Seal Water, Pump 2221, Sludge Pumping - South | THR-PRM-P-2221 | Switch,Pressure-Low | Switch |  | FSL | http://www.toronto.ca/TWONTO#flow_switch |  | Pump, Centrifugal, Sludge, South Primary Station 2
77611 | THR-PRM-FSL-2341 | Switch, Flow-Low, Seal Water, Pump 2341, Sludge Pumping - South | THR-PRM-P-2341 | Switch,Pressure-Low | Switch |  | FSL | http://www.toronto.ca/TWONTO#flow_switch |  | Pump, Centrifugal, Sludge, South Primary Station 3
77726 | THR-PRM-PSH-2221 | Switch, Pressure-High, Discharge, Pump 2221, Sludge Pumping - South | THR-PRM-P-2221 | Switch,Pressure-Low | Switch |  | PSH | http://www.toronto.ca/TWONTO#pressure_switch |  | Pump, Centrifugal, Sludge, South Primary Station 2
77727 | THR-PRM-PSH-2241 | Switch, Pressure-High, Discharge, Pump 2241, Sludge Pumping - South | THR-PRM-P-2241 | Switch,Pressure-Low | Switch |  | PSH | http://www.toronto.ca/TWONTO#pressure_switch |  | Pump, Centrifugal, Sludge, South Primary Station 2
77728 | THR-PRM-PSH-2341 | Switch, Pressure-High, Discharge, Pump 2341,Sludge Pumping - South | THR-PRM-P-2341 | Switch,Pressure-Low | Switch |  | PSH | http://www.toronto.ca/TWONTO#pressure_switch |  | Pump, Centrifugal, Sludge, South Primary Station 3
77729 | THR-PRM-PSH-3130 | Switch, Pressure-High, Scum Pump 3130, Scum Pumping - South | THR-PRM-P-3130 | Switch,Pressure-High | Switch |  | PSH | http://www.toronto.ca/TWONTO#pressure_switch |  | Pump, Rotary Lobe, Scum from Tank 3100, Scum Pumping - South
77730 | THR-PRM-PSH-3223 | Switch, Pressure-High, Scum Pump 3223, Scum Pumping - South | THR-PRM-P-3223 | Switch,Pressure-Low | Switch |  | PSH | http://www.toronto.ca/TWONTO#pressure_switch |  | Pump, Rotary Lobe, Scum from Tank 3200, Scum Pumping - South
77732 | THR-PRM-PSL-2120 | Switch, Pressure-Low, Suction, Pump 2120, Sludge Pumping - South | THR-PRM-P-2120 | Switch,Pressure-Low | Switch |  | PSL | http://www.toronto.ca/TWONTO#pressure_switch |  | Pump, Centrifugal, Sludge, Primary Station 1
77733 | THR-PRM-PSL-2121 | Switch, Pressure-Low, Suction, Pump 2121, Sludge Pumping - South | THR-PRM-P-2121 | Switch,Pressure-Low | Switch |  | PSL | http://www.toronto.ca/TWONTO#pressure_switch |  | Pump, Centrifugal, Sludge, Primary Station 1
77734 | THR-PRM-PSL-2221 | Switch, Pressure-Low, Suction, Pump 2221, Sludge Pumping - South | THR-PRM-P-2221 | Switch,Pressure-Low | Switch |  | PSL | http://www.toronto.ca/TWONTO#pressure_switch |  | Pump, Centrifugal, Sludge, South Primary Station 2
77735 | THR-PRM-PSL-2231 | Switch, Pressure-Low, Suction, Pump 2231, Sludge Pumping - South | THR-PRM-P-2231 | Switch,Pressure-Low | Switch |  | PSL | http://www.toronto.ca/TWONTO#pressure_switch |  | Pump, Centrifugal, Sludge, South Primary Station 2
77736 | THR-PRM-PSL-2340 | Switch, Pressure-Low, Suction, Pump 2340, Primary Treatment, Sludge Pumping - South | THR-PRM-P-2340 | Switch,Pressure-Low | Switch |  | PSL | http://www.toronto.ca/TWONTO#pressure_switch |  | Pump, Centrifugal, Sludge, South Primary Station 3
77737 | THR-PRM-PSL-2341 | Switch, Pressure-Low, Suction, Pump 2341, Sludge Pumping - South | THR-PRM-P-2341 | Switch,Pressure-Low | Switch |  | PSL | http://www.toronto.ca/TWONTO#pressure_switch |  | Pump, Centrifugal, Sludge, South Primary Station 3
77743 | THR-PRM-PSL-3120 | Switch, Pressure-Low, Scum Pump 3120, Scum Pumping - South | THR-PRM-P-3120 | Switch,Flow-Low | Switch |  | PSL | http://www.toronto.ca/TWONTO#pressure_switch |  | Pump, Rotary Lobe, Scum from Tank 3100, Scum Pumping - South
77744 | THR-PRM-PSL-3223 | Switch, Pressure Low, Scum Pump 3223, Scum Pumping - South | THR-PRM-P-3223 | Switch,Flow-Low | Switch |  | PSL | http://www.toronto.ca/TWONTO#pressure_switch |  | Pump, Rotary Lobe, Scum from Tank 3200, Scum Pumping - South
77745 | THR-PRM-PSL-3223 | Switch, Pressure Low, Scum Pump 3223, Scum Pumping - South | THR-PRM-T-3200 | Switch,Flow-Low | Switch |  | PSL | http://www.toronto.ca/TWONTO#pressure_switch |  | Tank, Scum, from Hopper T-0330 & 0730, South Primary Tank
77746 | THR-PRM-PSL-3233 | Switch, Pressure-Low, Scum Pump 3233, Scum Pumping - South | THR-PRM-P-3233 | Switch,Pressure-Low | Switch |  | PSL | http://www.toronto.ca/TWONTO#pressure_switch |  | Pump, Rotary Lobe, Scum from Tank 3200, Scum Pumping - South
77747 | THR-PRM-PSL-3330 | Switch, Pressure-Low, Diischarge, Pump 3330, Sludge Pumping - South | THR-PRM-P-3330 | Switch,Pressure-Low | Switch |  | PSL | http://www.toronto.ca/TWONTO#pressure_switch |  | Pump, Rotary Lobe, Scum from Tank 3300, Scum Pumping - South
78125 | THR-PRS-LSH-9001 | Switch, Level High, Sump System, Chemical Building, (TEMPORARY) | THR-PRS-P | Transmitter,Level | Switch |  | LSH | http://www.toronto.ca/TWONTO#level_switch |  | Phosphorous Removal System, Pumps
78126 | THR-PRS-LSH-9001 | Switch, Level High, Sump System, Chemical Building, (TEMPORARY) | THR-PRS-T-0110S | Transmitter,Level | Switch |  | LSH | http://www.toronto.ca/TWONTO#level_switch |  | Tank, Ferrous Chloride Storage, (Future) Chemical Building, Secondary Treatment, Phosphorous Removal
78127 | THR-PRS-LSHH-0054 | Switch, Level-High-High, Ferrous Chloride Pumps 0054,0057, Ferrous Chloride System | THR-PRS-P | Transmitter,Level | Switch |  | LSHH | http://www.toronto.ca/TWONTO#level_switch |  | Phosphorous Removal System, Pumps
78128 | THR-PRS-LSHH-0054 | Switch, Level-High-High, Ferrous Chloride Pumps 0054,0057, Ferrous Chloride System | THR-PRS-P-0054 | Transmitter,Level | Switch |  | LSHH | http://www.toronto.ca/TWONTO#level_switch |  | Pump, Ferrous Chloride, Primary, Chemical Building
78129 | THR-PRS-LSL-0050 | Switch, Level-Low, Sump Tank, Ferrous Chloride System | THR-PRS-P | Transmitter,Level | Switch |  | LSL | http://www.toronto.ca/TWONTO#level_switch |  | Phosphorous Removal System, Pumps
78152 | THR-PRS-PDIT-9001 | Transmitter,Pressure,, Differential,Unloading Strainer,Temp. Chemical Building | THR-PRS-P | Switch,Pressure | Switch |  | PDIT | http://www.toronto.ca/TWONTO#pressure_transmitter |  | Phosphorous Removal System, Pumps
78153 | THR-PRS-PDIT-9001 | Transmitter,Pressure,, Differential,Unloading Strainer,Temp. Chemical Building | THR-PRS-STR-9001 | Switch,Pressure | Switch |  | PDIT | http://www.toronto.ca/TWONTO#pressure_transmitter |  | Strainer, Storage Tank Fill, Chemical Building, (TEMPORARY)
78154 | THR-PRS-PDIT-9002 | Transmitter,Pressure,, Differential,Unloading Strainer,Temp. Chemical Building | THR-PRS-STR-9003 | Switch,Pressure | Switch |  | PDIT | http://www.toronto.ca/TWONTO#pressure_transmitter |  | Strainer, Storage Tank Fill, Chemical Building, (TEMPORARY)
78157 | THR-PRS-PSH-0053 | Switch, Pressure-High, Pump P-0053 Discharge, Ferrous Chloride System | THR-PRS-P-0053 | Switch,Pressure-High | Switch |  | PSH | http://www.toronto.ca/TWONTO#pressure_switch |  | Pump, Ferrous Chloride, Primary Standby, Chemical Building
78158 | THR-PRS-PSH-0054 | Switch, Pressure-High, Pump P-0054 Discharge, Ferrous Chloride System | THR-PRS-P-0054 | Switch,Pressure-High | Switch |  | PSH | http://www.toronto.ca/TWONTO#pressure_switch |  | Pump, Ferrous Chloride, Primary, Chemical Building
78159 | THR-PRS-PSH-0056 | Switch, Pressure-High, Pump P-0056 Discharge, Ferrous Chloride System | THR-PRS-P-0056 | Switch,Pressure-High | Switch |  | PSH | http://www.toronto.ca/TWONTO#pressure_switch |  | Pump, Ferrous Chloride, Secondary Standby, Chemical Building
78160 | THR-PRS-PSH-0057 | Switch, Pressure-High, Pump P-0057 Discharge, Ferrous Chloride System | THR-PRS-P-0057 | Switch,Pressure-High | Switch |  | PSH | http://www.toronto.ca/TWONTO#pressure_switch |  | Pump, Ferrous Chloride, Secondary Standby, Chemical Building
78161 | THR-PRS-PSH-0315S | Switch, Pressure-High, Ferrous Chloride to South Aeration Tank 0100 & South Aeration Tank 0200 Standby Pump Discharge, Chemical Building, Secondary Treatment, Phosphorous Removal | THR-PRS-P-0315S | Switch,Pressure-High | Switch | 39855 | PSH | http://www.toronto.ca/TWONTO#pressure_switch |  | Pump, Diaphragm, Ferrous Chloride to South Aeration Tank 0100 & Aeration Tank 0200, Chemical Building, Secondary Treatment, Phosphorous Removal
78162 | THR-PRS-PSH-0320S | Switch, Pressure-High, Ferrous Chloride to South Aeration Tank 0200 Feed Pump Discharge, Chemical Building, Secondary Treatment, Phosphorous Removal | THR-PRS-P-0320S | Switch,Pressure-High | Switch | 39856 | PSH | http://www.toronto.ca/TWONTO#pressure_switch |  | Pump, Diaphragm, Ferrous Chloride to South Aeration Tank 0200, Chemical Building, Secondary Treatment, Phosphorous Removal
78163 | THR-PRS-PSH-0355S | Switch, Pressure-High, Ferrous Chloride to South Aeration Tank 0300 & South Aeration Tank 0400 Standby Pump Discharge, Chemical Building, Secondary Treatment, Phosphorous Removal | THR-PRS-P-0355S | Switch,Pressure-High | Switch | 39858 | PSH | http://www.toronto.ca/TWONTO#pressure_switch |  | Pump, Diaphragm, Ferrous Chloride to South Aeration Tank 0300 & Aeration Tank 0400, Chemical Building, Secondary Treatment, Phosphorous Removal
78164 | THR-PRS-PSH-0360S | Switch, Pressure-High, Ferrous Chloride to South Aeration Tank 0400 Feed Pump Discharge, Chemical Building, Secondary Treatment, Phosphorous Removal | THR-PRS-P-0360S | Switch,Pressure-High | Switch | 39825 | PSH | http://www.toronto.ca/TWONTO#pressure_switch |  | Pump, Diaphragm, Ferrous Chloride to South Aeration Tank 0400, Chemical Building, Secondary Treatment, Phosphorous Removal
78165 | THR-PRS-PSH-0380S | Switch, Pressure-High, Ferrous Chloride to South Aeration Tank 0500 Feed Pump Discharge, Chemical Building, Secondary Treatment, Phosphorous Removal | THR-PRS-P-0380S | Switch,Pressure-High | Switch | 39826 | PSH | http://www.toronto.ca/TWONTO#pressure_switch |  | Pump, Diaphragm, Ferrous Chloride to South Aeration Tank 0500, Chemical Building, Secondary Treatment, Phosphorous Removal
78166 | THR-PRS-PSH-0395S | Switch, Pressure-High, Ferrous Chloride to South Aeration Tank 0500 & North Aeration Tank 0600 Standby Pump Discharge, Chemical Building, Secondary Treatment, Phosphorous Removal | THR-PRS-P-0395S | Switch,Pressure-High | Switch | 39827 | PSH | http://www.toronto.ca/TWONTO#pressure_switch |  | Pump, Diaphragm, Ferrous Chloride to South Aeration Tank 0500 & North Aeration Tank 0600, Chemical Building, Secondary Treatment, Phosphorous Removal
78167 | THR-PRS-PSH-0435S | Switch, Pressure-High, Ferrous Chloride to North Aeration Tank 0700 & North Aeration Tank 0800 Standby Pump Discharge, Chemical Building, Secondary Treatment, Phosphorous Removal | THR-PRS-P-0435S | Switch,Pressure-High | Switch | 39830 | PSH | http://www.toronto.ca/TWONTO#pressure_switch |  | Pump, Diaphragm, Ferrous Chloride to North Aeration Tank 0700 & North Aeration Tank 0800, Chemical Building, Secondary Treatment, Phosphorous Removal
78168 | THR-PRS-PSH-0440S | Switch, Pressure-High, Ferrous Chloride to North Aeration Tank 0800 Feed Pump Discharge, Chemical Building, Secondary Treatment, Phosphorous Removal | THR-PRS-P-0440S | Switch,Pressure-High | Switch | 39831 | PSH | http://www.toronto.ca/TWONTO#pressure_switch |  | Pump, Diaphragm, Ferrous Chloride to North Aeration Tank 0800, Chemical Building, Secondary Treatment, Phosphorous Removal
78169 | THR-PRS-PSL-0056 | Switch, Pressure-Low, Pump P-0056 Suction, Ferrous Chloride System | THR-PRS-P-0056 | Switch,Pressure-Low | Switch |  | PSL | http://www.toronto.ca/TWONTO#pressure_switch |  | Pump, Ferrous Chloride, Secondary Standby, Chemical Building
78201 | THR-PRS-PSL-0174S | Switch, Pressure-Low, Ferrous Chloride to Aeration Tank Pumps Suction Header, Chemical Building, Secondary Treatment, Phosphorous Removal | THR-PRS-P | Switch,Pressure-Low | Switch | 39832 | PSL | http://www.toronto.ca/TWONTO#pressure_switch |  | Phosphorous Removal System, Pumps
78202 | THR-PRS-PSL-9001 | Switch, Pressure-Low, Pumps Suction Header, Chemical Building, (TEMPORARY) | THR-PRS-P | Switch,Pressure-Low | Switch |  | PSL | http://www.toronto.ca/TWONTO#pressure_switch |  | Phosphorous Removal System, Pumps
78216 | THR-PRS-TSH-0171S | Switch, Temperature-High, Ferrous Chloride to Aeration Tank Pumps Suction Header, Chemical Building, Secondary Treatment, Phosphorous Removal | THR-PRS-P | Switch,Temperature-High | Switch | 39866 | TSH | http://www.toronto.ca/TWONTO#temperature_switch |  | Phosphorous Removal System, Pumps
78217 | THR-PRS-TSL-0170S | Switch, Temperature-Low, Ferrous Chloride to Aeration Tank Pumps Suction Header, Chemical Building, Secondary Treatment, Phosphorous Removal | THR-PRS-P | Switch,Temperature-Low | Switch | 39868 | TSL | http://www.toronto.ca/TWONTO#temperature_switch |  | Phosphorous Removal System, Pumps
78295 | THR-SAFT-LSHH | Switch,High High Level, Sump Pumps, South Aeration and Final Tank | THR-GRK-DRN-WA3 | Switch,Level-High-High | Switch |  |  | http://www.toronto.ca/TWONTO#level_switch |  | Drains, Floor, Gratings,Work Area 3
79360 | THR-THK-LSH-1001 | Switch, Level High, WAS Storage Tank | THR-THK-T-1001 | Switch,Level-High | Switch |  | LSH | http://www.toronto.ca/TWONTO#level_switch |  | Tank, WAS Storage, STB
79361 | THR-THK-LSH-1002 | Switch, Level High, WAS Storage Tank | THR-THK-T-1002 | Switch,Level-High | Switch |  | LSH | http://www.toronto.ca/TWONTO#level_switch |  | Tank, WAS Storage, STB
79362 | THR-THK-LSH-2001 | Switch, Level High, WAS Storage Tank | THR-THK-T-2001 | Switch,Level-High | Switch |  | LSH | http://www.toronto.ca/TWONTO#level_switch |  | Tank, WAS Storage, STB
79363 | THR-THK-LSH-5002 | Switch, Level High, TWAS Holding Tank | THR-THK-T-5002 | Switch,Level-High | Switch |  | LSH | http://www.toronto.ca/TWONTO#level_switch |  | Tank, TWAS Holding
79364 | THR-THK-LSH-5004 | Switch, Level High, TWAS Holding Tank | THR-THK-T-5004 | Switch,Level-High | Switch |  | LSH | http://www.toronto.ca/TWONTO#level_switch |  | Tank, TWAS Holding
79365 | THR-THK-LSH-6002 | Switch, Level High, Centrate Tank | THR-THK-T-6002 | Switch,Level-High | Switch |  | LSH | http://www.toronto.ca/TWONTO#level_switch |  | Tank, Centrate from Centrifuges
79366 | THR-THK-LSHH-0553 | Level Switch, High, High, Sump Pump Well STB Basement, NW Corner | THR-THK-CP-1101 | Switch,Level-High-High | Switch |  | LSHH | http://www.toronto.ca/TWONTO#level_switch |  | Control Panel, Sump Pump 0553, STB Basement, NW Corner
79367 | THR-THK-LSHH-4818 | Switch, Level-High-High,Pump 6471,Sump, T11 North to Thickening building | THR-THK-P-6471 | Switch,Level-High-High | Switch |  | LSHH | http://www.toronto.ca/TWONTO#level_switch |  | Pump, Sump, T11 North to Thickening building
79451 | THR-THK-PSH-5040 | Switch, Pressure High, TWAS Transfer P-5040 | THR-THK-P-5040 | Switch,Pressure-High | Switch |  | PSH | http://www.toronto.ca/TWONTO#pressure_switch |  | TWAS Transfer Pump
79452 | THR-THK-PSH-5050 | Switch, Pressure High, TWAS Transfer P-5050 | THR-THK-P-5050 | Switch,Pressure-High | Switch |  | PSH | http://www.toronto.ca/TWONTO#pressure_switch |  | TWAS Transfer Pump
79453 | THR-THK-PSH-5060 | Switch, Pressure High, TWAS Transfer P-5060 | THR-THK-P-5060 | Switch,Pressure-High | Switch |  | PSH | http://www.toronto.ca/TWONTO#pressure_switch |  | TWAS Transfer Pump
79454 | THR-THK-PSH-6011B | Switch, Pressure High, Centrate Pump-6011 | THR-THK-P-6011 | Switch,Pressure-High | Switch |  | PSH | http://www.toronto.ca/TWONTO#pressure_switch |  | Centrate Transfer Pump
79455 | THR-THK-PSH-6012B | Switch, Pressure High, Centrate Pump-6012 | THR-THK-P-6012 | Switch,Pressure-High | Switch |  | PSH | http://www.toronto.ca/TWONTO#pressure_switch |  | Centrate Transfer Pump
79456 | THR-THK-PSH-6013B | Switch, Pressure, High, Centrate Pump-6013 | THR-THK-P-6013 | Switch,Pressure-High | Switch |  | PSH | http://www.toronto.ca/TWONTO#pressure_switch |  | Centrate Transfer Pump
79457 | THR-THK-PSH-6014B | Switch, Pressure, High, Centrate Pump-6014 | THR-THK-P-6014 | Switch,Pressure-High | Switch |  | PSH | http://www.toronto.ca/TWONTO#pressure_switch |  | Centrate Transfer Pump
79458 | THR-THK-PSL-3020 | Switch, Pressure Low, Centrifuge Feed Pump-3020 | THR-THK-P-3020 | Switch,Pressure-Low | Switch |  | PSL | http://www.toronto.ca/TWONTO#pressure_switch |  | Centrifuge Feed Pump
79459 | THR-THK-PSL-3030 | Switch, Pressure Low, Centrifuge Feed Pump-3030 | THR-THK-P-3030 | Switch,Pressure-Low | Switch |  | PSL | http://www.toronto.ca/TWONTO#pressure_switch |  | Centrifuge Feed Pump
79460 | THR-THK-PSL-3040 | Switch, Pressure Low, Centrifuge Feed Pump-3040 | THR-THK-P-3040 | Switch,Pressure-Low | Switch |  | PSL | http://www.toronto.ca/TWONTO#pressure_switch |  | Centrifuge Feed Pump
79461 | THR-THK-PSL-3060 | Switch, Pressure Low, Centrifuge Feed Pump-3060 | THR-THK-P-3060 | Switch,Pressure-Low | Switch |  | PSL | http://www.toronto.ca/TWONTO#pressure_switch |  | Centrifuge Feed Pump
79462 | THR-THK-PSL-5020 | Switch, Pressure Low, TWAS Transfer P-5020 | THR-THK-P-5020 | Switch,Pressure-Low | Switch |  | PSL | http://www.toronto.ca/TWONTO#pressure_switch |  | TWAS Transfer Pump
79463 | THR-THK-PSL-5030 | Switch, Pressure Low, TWAS Transfer P-5030 | THR-THK-P-5030 | Switch,Pressure-Low | Switch |  | PSL | http://www.toronto.ca/TWONTO#pressure_switch |  | TWAS Transfer Pump
79464 | THR-THK-PSL-5040 | Switch, Pressure Low, TWAS Transfer P-5040 | THR-THK-P-5040 | Switch,Pressure-Low | Switch |  | PSL | http://www.toronto.ca/TWONTO#pressure_switch |  | TWAS Transfer Pump
79465 | THR-THK-PSL-5050 | Switch, Pressure Low, TWAS Transfer P-5050 | THR-THK-P-5050 | Switch,Pressure-Low | Switch |  | PSL | http://www.toronto.ca/TWONTO#pressure_switch |  | TWAS Transfer Pump
79466 | THR-THK-PSL-5070 | Switch, Pressure Low, TWAS Transfer P-5070 | THR-THK-P-5070 | Switch,Pressure-Low | Switch |  | PSL | http://www.toronto.ca/TWONTO#pressure_switch |  | TWAS Transfer Pump
79467 | THR-THK-PSL-5080 | Switch, Pressure Low, TWAS Transfer P-5080 | THR-THK-P-5080 | Switch,Pressure-Low | Switch |  | PSL | http://www.toronto.ca/TWONTO#pressure_switch |  | TWAS Transfer Pump
79468 | THR-THK-PSL-6014A | Indicator, Pressure, Suction, Centrate Pump-6014 | THR-THK-P-6014 | Switch,Pressure-Low | Switch |  | PSL | http://www.toronto.ca/TWONTO#pressure_switch |  | Centrate Transfer Pump
79469 | THR-THK-PSL-7010 | Switch, Pressure, Low, Suction, MTI Transfer Pump | THR-THK-P-7010 | Switch,Pressure-Low | Switch |  | PSL | http://www.toronto.ca/TWONTO#pressure_switch |  | MTI Transfer Pump
79470 | THR-THK-PSL-7020 | Switch, Pressure, Low, Suction, MTI Transfer Pump | THR-THK-P-7020 | Switch,Pressure-Low | Switch |  | PSL | http://www.toronto.ca/TWONTO#pressure_switch |  | MTI Transfer Pump
80179 | TNT-ACC-FSL-5201 | Switch,Flow,Low, Boiler #5200 | TNT-ACC-BO-5200 | Switch,Flow | Switch |  | FSL | http://www.toronto.ca/TWONTO#flow_switch |  | Boiler, Hot Water
80321 | TNT-ACC-TS-5101 | Switch,Temerature, Boiler #5100 | TNT-ACC-BO-5100 | Switch,Temperature | Switch |  | TS | http://www.toronto.ca/TWONTO#temperature_switch |  | Boiler, Hot Water
80322 | TNT-ACC-TS-5102 | Switch,Temperature, Boiler #5100 | TNT-ACC-BO-5100 | Switch,Temperature | Switch |  | TS | http://www.toronto.ca/TWONTO#temperature_switch |  | Boiler, Hot Water
80323 | TNT-ACC-TS-5201 | Switch,Temperature, Boiler #5200 | TNT-ACC-BO-5200 | Switch,Temperature | Switch |  | TS | http://www.toronto.ca/TWONTO#temperature_switch |  | Boiler, Hot Water
80324 | TNT-ACC-TSH-0001 | Switch,Temperature,High, Boiler #5200 | TNT-ACC-BO-5200 | Switch,Temperature | Switch |  | TSH | http://www.toronto.ca/TWONTO#temperature_switch |  | Boiler, Hot Water
80325 | TNT-ACC-TSH-5101 | Switch,Temperature,High, Boiler #51200 | TNT-ACC-BO-5100 | Switch,Temperature | Switch |  | TSH | http://www.toronto.ca/TWONTO#temperature_switch |  | Boiler, Hot Water
80570 | TNT-AER-FSL-2201 | Flow Switch, Low, Mabr Blower 2 - Flow Switch Low, Aeration | TNT-AER-BL-2200 | Switch,Flow | Switch |  | FSL | http://www.toronto.ca/TWONTO#flow_switch |  | Blower, Rotary Compressor, Mabr Blower 2, Aeration
80589 | TNT-AER-PSL-2001 | Pressure Switch, Low, Mabr Compressors - Effluent Pressure Level Switch 1, Aeration | TNT-AER-C-2100 | Switch,Pressure-Low | Switch |  | PSL | http://www.toronto.ca/TWONTO#pressure_switch |  | Compressor, Reciprocating, Mabr Compressor 1, Aeration
80763 | TNT-CSO-FSL-2301 | Switch, Flow, Low Neat Polymer Flow, Polymer Make-Down Skid No. 3 | TNT-CSO-P-2301 | Switch,Flow-Low | Switch |  | FSL | http://www.toronto.ca/TWONTO#flow_switch |  | Pump, Progressive Cavity, Neat Polymer Metering, Polymer Make-Down Skid No. 3
80764 | TNT-CSO-FSL-2401 | Switch, Flow, Low Neat Polymer Flow, Polymer Make-Down Skid No. 4 | TNT-CSO-P-2401 | Switch,Flow-Low | Switch |  | FSL | http://www.toronto.ca/TWONTO#flow_switch |  | Pump, Progressive Cavity, Neat Polymer Metering, Polymer Make-Down Skid No. 4
80765 | TNT-CSO-FSL-2501 | Switch, Flow, Low Neat Polymer Flow, Polymer Make-Down Skid No. 5 | TNT-CSO-P-2501 | Switch,Flow-Low | Switch |  | FSL | http://www.toronto.ca/TWONTO#flow_switch |  | Pump, Progressive Cavity, Neat Polymer Metering, Polymer Make-Down Skid No. 5
80770 | TNT-CSO-LSL-0001 | Switch, Level Low, Inlet Channel | TNT-CSO | Switch,Level-Low | Switch |  | LSL | http://www.toronto.ca/TWONTO#level_switch |  | Combined Sewer Overflow and storage system
80771 | TNT-CSO-LSL-0301 | Switch, Level, Dry Pit Pumping Station, | TNT-CSO-P-0300 | Switch,Level | Switch |  | LSL | http://www.toronto.ca/TWONTO#level_switch |  | Pump, Centrifugal, Dry Pit Sump, Dry Pit Pump Station
80772 | TNT-CSO-LSL-0401 | Switch, Level Low, Maintenance Hole No. 1 | TNT-CSO-TJB1 | Switch,Level-Low | Switch |  | LSL | http://www.toronto.ca/TWONTO#level_switch |  | Maintenance Hole#MH1
80841 | TNT-CSO-ZS-0402 | Switch, Limit, Cell 1, TPB-0402 | TNT-CSO-TPB-0404 | Switch,Position | Switch |  | ZS | http://www.toronto.ca/TWONTO#position_switch |  | Tipping Bucket, CSO Storage Tank Flushing
80842 | TNT-CSO-ZS-0403 | Switch, Limit, Cell 2, TPB-0403 | TNT-CSO-TPB-0404 | Switch,Position | Switch |  | ZS | http://www.toronto.ca/TWONTO#position_switch |  | Tipping Bucket, CSO Storage Tank Flushing
80843 | TNT-CSO-ZS-0404 | Switch, Limit, Cell 3, TPB-0404 | TNT-CSO-TPB-0404 | Switch,Position | Switch |  | ZS | http://www.toronto.ca/TWONTO#position_switch |  | Tipping Bucket, CSO Storage Tank Flushing
80885 | TNT-DCL-LSH-0301 | Switch, Level, High, Containment | TNT-DCL-P-0300 | Switch,Level-High | Switch |  | LSH | http://www.toronto.ca/TWONTO#level_switch |  | Pump, Metering
80887 | TNT-DCL-PSH-0301 | Switch, Pressure, High | TNT-DCL-P-0300 | Switch,Pressure-High | Switch |  | PSH | http://www.toronto.ca/TWONTO#pressure_switch |  | Pump, Metering
80942 | TNT-DIG-PSH-5110 | Switch, Pressure, High | TNT-DIG-BL-5100 | Switch,Pressure | Switch |  | PSH | http://www.toronto.ca/TWONTO#pressure_switch |  | Digester Gas header-Boiler BO-5100
81108 | TNT-DIS-FS-0701 | Switch, Flow | TNT-DIS-P-0700 | Switch,Flow | Switch |  | FS | http://www.toronto.ca/TWONTO#flow_switch |  | Pump,Chlorination Dosing
81109 | TNT-DIS-FS-0801 | Switch, Flow | TNT-DIS-P-0800 | Switch,Flow | Switch |  | FS | http://www.toronto.ca/TWONTO#flow_switch |  | Pump,Chlorination Dosing
81112 | TNT-DIS-LSH-0701 | Switch, Level,High | TNT-DIS-P-0700 | Switch,Level-High | Switch |  | LSH | http://www.toronto.ca/TWONTO#level_switch |  | Pump,Chlorination Dosing
81113 | TNT-DIS-LSH-0801 | Switch, Level,High | TNT-DIS-P-0800 | Switch,Level-High | Switch |  | LSH | http://www.toronto.ca/TWONTO#level_switch |  | Pump,Chlorination Dosing
81296 | TNT-ELS-TS-6004A | Power Distribution, Automatic Transfer Switch, 600v PDP-6001 & 6002 | TNT-ELS-PDP-6001 | Switchgear,Indoor | Switch |  | TS | http://www.toronto.ca/TWONTO#transfer_switch |  | 600V Power Distribution Panel
81297 | TNT-ELS-TS-6004B | Power Distribution, Automatic Transfer Switch, 600v PDP-6001 & 6002 | TNT-ELS-PDP-6002 | Switchgear,Indoor | Switch |  | TS | http://www.toronto.ca/TWONTO#transfer_switch |  | 600V Power Distribution Panel
81299 | TNT-ELS-TS-6104A | Power Distribution, Automatic Transfer Switch, 600v | TNT-ELS-MCC-6104 | Switchgear,Indoor | Switch |  | TS | http://www.toronto.ca/TWONTO#transfer_switch |  | Control Centre, Motor, Electrical Sub-Station
81300 | TNT-ELS-TS-6104B | Power Distribution, Automatic Transfer Switch, 600v | TNT-ELS-MCC-6104 | Switchgear,Indoor | Switch |  | TS | http://www.toronto.ca/TWONTO#transfer_switch |  | Control Centre, Motor, Electrical Sub-Station
81332 | TNT-FT-LS-1201 | Switch, Level, | TNT-FT-T-1200 | Switch,Level | Switch |  | LS | http://www.toronto.ca/TWONTO#level_switch |  | SumpTank # 2
81333 | TNT-FT-LSH-1301 | Switch, Level,High | TNT-FT-T-1300 | Switch,Level | Switch |  | LSH | http://www.toronto.ca/TWONTO#level_switch |  | SumpTank # 3
81334 | TNT-FT-LSH-1401 | Switch, Level,High | TNT-FT-T-1400 | Switch,Level | Switch |  | LSH | http://www.toronto.ca/TWONTO#level_switch |  | SumpTank # 4
81335 | TNT-FT-LSL-1401 | Switch, Level,Low | TNT-FT-T-1400 | Switch,Level | Switch |  | LSL | http://www.toronto.ca/TWONTO#level_switch |  | SumpTank # 4
81437 | TNT-MCS-LS-0101 | Switch, Level, Sump Well | TNT-MCS-T-0100 | Switch,Level | Switch |  | LS | http://www.toronto.ca/TWONTO#level_switch |  | Tank, Reservoir, Sump Well
81438 | TNT-MCS-LSH-0201 | Switch,Level,High | TNT-MCS-T-0200 | Switch,Level-High | Switch |  | LSH | http://www.toronto.ca/TWONTO#level_switch |  | Tank, Reservoir, Sump Well
81524 | TNT-PLT-LS-1102 | Switch, Level | TNT-PLT-T-1100 | Switch,Level | Switch |  | LS | http://www.toronto.ca/TWONTO#level_switch |  | Tank, Wet Well,Drainage
81545 | TNT-PRM-LS-0504 | Switch, Level Indicating, | TNT-PRM-T-0500 | Switch,Level | Switch |  | LS | http://www.toronto.ca/TWONTO#level_switch |  | Wet Well, Primary Sludge
81547 | TNT-PRM-PSH-1101 | Switch, Pressure, High, Pump Discharge | TNT-PRM-P-1101 | Switch,Pressure | Switch |  | PSH | http://www.toronto.ca/TWONTO#pressure_switch |  | Pump, Primary Sludge # 1
81548 | TNT-PRM-PSH-1201 | Switch, Pressure, High, Pump Discharge | TNT-PRM-P-1201 | Switch,Pressure | Switch |  | PSH | http://www.toronto.ca/TWONTO#pressure_switch |  | Pump, Primary Sludge # 2
81600 | TNT-PWA-PSH-0001 | Switch, Pressure-High, Effluent Water System | TNT-PWA-P-0002 | Switch,Pressure-High | Switch |  | PSH | http://www.toronto.ca/TWONTO#pressure_switch |  | Pump, Centrifugal Single Speed, Effluent Water Pump, Effluent Water System
81601 | TNT-PWA-PSL-0001 | Switch, Pressure-Low, Effluent Water System | TNT-PWA-P-0002 | Switch,Pressure-Low | Switch |  | PSL | http://www.toronto.ca/TWONTO#pressure_switch |  | Pump, Centrifugal Single Speed, Effluent Water Pump, Effluent Water System
81680 | TNT-STR-FSL-1201 | Switsh,Flow,Low, C.W to Gland | TNT-STR-P-1201 | Switch,Flow | Switch |  | FSL | http://www.toronto.ca/TWONTO#flow_switch |  | Pump, Return Sludge # 2
81681 | TNT-STR-FSL-1301 | Switsh,Flow,Low, C.W to Gland | TNT-STR-P-1301 | Switch,Flow | Switch |  | FSL | http://www.toronto.ca/TWONTO#flow_switch |  | Pump, Return Sludge # 3
81682 | TNT-STR-FSL-1801 | Switsh,Flow,Low, C.W to Gland | TNT-STR-P-1801 | Switch,Flow | Switch |  | FSL | http://www.toronto.ca/TWONTO#flow_switch |  | Pump, Return Sludge # 8
82308 | WTR-029B-LSH-0016 | Switch, Level, High, Flood Alarm, Chamber 029B-16, Dupont & Davenport | CH 029B 16 | Switch,Level-High | Switch |  | LSH | http://www.toronto.ca/TWONTO#level_switch |  | Chamber
82313 | WTR-037-LSH-0001 | Switch, Level, High, Flood Alarm, Chamber 037-01, Gerrard & Kingswood | CH 037 01 | Switch,Level-High | Switch |  | LSH | http://www.toronto.ca/TWONTO#level_switch |  | Chamber
82567 | WTR-108-LSH-0001 | Switch, Level, High, Flood Alarm, Chamber 108-01, Queen & Nursewood | CH 108 01 | Switch,Level-High | Switch |  | LSH | http://www.toronto.ca/TWONTO#level_switch |  | Chamber
82777 | WTR-153-LSH-0002 | Switch, Level, High, Flood Alarm, Chamber 153-02, Celeste & Kingston | CH 153 02 | Switch,Level-High | Switch |  | LSH | http://www.toronto.ca/TWONTO#level_switch |  | Chamber
82937 | WTR-176-LSH-0009A | Switch, Level, High, Flood Alarm, Chamber 176-09, New Toronto St & Kipling Avenue | CH 176 09 | Switch,Level-High | Switch |  | LSH | http://www.toronto.ca/TWONTO#level_switch |  | Chamber
82942 | WTR-176-TSL-0009A | Switch, Temperature, Low, Chamber 176-09, New Toronto St & Kipling Avenue | CH 176 09 | Switch,Temperature-Low | Switch |  | TSL | http://www.toronto.ca/TWONTO#temperature_switch |  | Chamber
83095 | WTR-194-LSH-0701 | Switch, Level High, Flood Alarm | WTR-194-CH-0006A | Control Panel,Instrumentation | Switch |  | LSH | http://www.toronto.ca/TWONTO#level_switch |  | Chamber,Revenue Meter,Keele-Steeles (Magmeter)
83298 | WTR-250-LSH-3B01 | Switch, Level High, Flood Alarm | WTR-250-CP-3B01 | Control Panel,Instrumentation | Switch |  | LSH | http://www.toronto.ca/TWONTO#level_switch |  | Control Panel, Electrical
83470 | WTR-282-LSH-0201 | Switch, Level High, Flood Alarm | WTR-282-CH-0003 | Transmitter,Pressure | Switch |  | LSH | http://www.toronto.ca/TWONTO#level_switch |  | Chamber,Revenue Meter,Yonge-Elgin (Magmeter)
83471 | WTR-282-LSH-0201 | Switch, Level High, Flood Alarm | WTR-282-CP-0201 | Transmitter,Pressure | Switch |  | LSH | http://www.toronto.ca/TWONTO#level_switch |  | Control Panel, Electrical, Revenue Meter
83569 | FHA-SM-PDS-0100 | Switch, Pressure Differential, High/Low, Cl2/SO2 Scrubber SB-0100, Filter Building, East Pipe Gallery | FHA-SES-SCRUBBER | Switch | Switch |  | PDS | http://www.toronto.ca/TWONTO#pressure_switch |  | Scrubber System
83761 | WTR-307-LSH-1601 | Switch, Level High, Flood Alarm | WTR-307-CH-0016 | Transmitter,Pressure | Switch |  | LSH | http://www.toronto.ca/TWONTO#level_switch |  | Chamber,Revenue Meter,Adesso-Steeles (Magmeter)
83817 | WTR-316-LSH-0601 | Switch, Level High, Flood Alarm | WTR-316-CP-0601 | Transmitter,Pressure | Switch |  | LSH | http://www.toronto.ca/TWONTO#level_switch |  | Control Panel, Electrical
83837 | WTR-317-LSH-0401 | Switch, Level High, Flood Alarm | WTR-317-CH-0004 | Control Panel,Instrumentation | Switch |  | LSH | http://www.toronto.ca/TWONTO#level_switch |  | Chamber,Revenue Meter,Keele Reservoir, Valve House, North of the Station
83901 | FHA-TRW-TSH-0001 | Switch, Temperature, High, Pump Building First Floor, South Vault | FHA-TRW-TWP | Switch,Temperature-High | Switch |  | TSH | http://www.toronto.ca/TWONTO#temperature_switch |  | Treated Water Pumping
83902 | FHA-TRW-TSL-0001 | Switch, Temperature, Low, Pump Building, First Floor, South Vault | FHA-TRW-TWP | Switch,Temperature-Low | Switch |  | TSL | http://www.toronto.ca/TWONTO#temperature_switch |  | Treated Water Pumping
83983 | WTR-333-LSH-0013 | Switch, Level, High, Flood Alarm, Chamber 333-13, Lessard Park | CH 333 13 | Switch,Level-High | Switch |  | LSH | http://www.toronto.ca/TWONTO#level_switch |  | Chamber (LessardPark)
84237 | WTR-365-LSH-0601 | Switch, Level High, Flood Alarm | WTR-365-CH-0006 | Transmitter,Pressure | Switch |  | LSH | http://www.toronto.ca/TWONTO#level_switch |  | Chamber,Revenue Meter,Dufferin-Steeles (Magmeter)
84559 | WTR-PAH-PS-0002 | Switch, Pressure, (High/Low), Line to District 5E | WTR-PAH-TRW | Switch | Switch |  | PS | http://www.toronto.ca/TWONTO#pressure_switch |  | Treated Water (Transmission)
84560 | WTR-PAH-PSL-0001 | Switch, Pressure, (High/Low), Line from District 4 | WTR-PAH-TRW | Switch | Switch |  | PSL | http://www.toronto.ca/TWONTO#pressure_switch |  | Treated Water (Transmission)
84570 | WTR-PAH-TSH-0001 | Switch, Temperature-High, Building Alarm | WTR-PAH-AUX | Switch,Temperature-High | Switch |  | TSH | http://www.toronto.ca/TWONTO#temperature_switch |  | Auxiliary Equipment (Building Facilities)
84590 | WTR-PAH-ZS-0001 | Position Switch, open/close | WTR-PAH-AUX | Switch,Position | Switch |  | ZS | http://www.toronto.ca/TWONTO#position_switch |  | Auxiliary Equipment (Building Facilities)
84591 | WTR-PAH-ZS-0002 | Position Switch, open/close | WTR-PAH-AUX | Switch,Position | Switch |  | ZS | http://www.toronto.ca/TWONTO#position_switch |  | Auxiliary Equipment (Building Facilities)
84620 | WTR-PDS-LSH-0001 | Switch,Level High,Flood Alarm | WTR-PDS-P-0001 | Switch,Level-High | Switch |  | LSH | http://www.toronto.ca/TWONTO#level_switch |  | Pump, Submersible, Sump, Dorset PS
84621 | WTR-PDS-LSH-0001S | Switch,Level High,Flood Alarm | WTR-PDSS | Switch,Level-High | Switch | 38625 | LSH | http://www.toronto.ca/TWONTO#level_switch |  | Dorset Pumping station (Chamber Replaced with Pod)
84640 | WTR-PDS-PSL-0001 | Switch,Pressure,Low,Suction | WTR-PDS-TRW | Switch,Pressure-Low | Switch |  | PSL | http://www.toronto.ca/TWONTO#pressure_switch |  | Treated Water (Transmission)
84641 | WTR-PDS-PSL-0002S | Switch,Pressure,Low,Discharge | WTR-PDS-TRW | Switch,Pressure-Low | Switch | 38632 | PSL | http://www.toronto.ca/TWONTO#pressure_switch |  | Treated Water (Transmission)
84642 | WTR-PDS-PSL-0002S | Switch,Pressure,Low,Discharge | WTR-PDSS | Switch,Pressure-Low | Switch | 38632 | PSL | http://www.toronto.ca/TWONTO#pressure_switch |  | Dorset Pumping station (Chamber Replaced with Pod)
84649 | WTR-PDS-TSH-0002 | Switch, Temperature, High, Heat Detector, Dorset PS | WTR-PDS-AUX | Sensor,Temperature | Switch |  | TSH | http://www.toronto.ca/TWONTO#temperature_switch |  | Auxiliary Equipment (Building Facilities)
84650 | WTR-PDS-TSH-0002S | Switch,Temperature,High | WTR-PDS-AUX | Switch | Switch | 38634 | TSH | http://www.toronto.ca/TWONTO#temperature_switch |  | Auxiliary Equipment (Building Facilities)
84651 | WTR-PDS-TSH-0002S | Switch,Temperature,High | WTR-PDSS | Switch | Switch | 38634 | TSH | http://www.toronto.ca/TWONTO#temperature_switch |  | Dorset Pumping station (Chamber Replaced with Pod)
84653 | WTR-PDS-TSL-0001S | Switch,Temperature,Low | WTR-PDSS | Switch | Switch | 38635 | TSL | http://www.toronto.ca/TWONTO#temperature_switch |  | Dorset Pumping station (Chamber Replaced with Pod)
84729 | WTR-PEG-LSH-0002 | Switch, Level, High, Flood Alarm, Eglinton Pumping Station, Basement | WTR-PEG-CH-04 | Switch,Level-High | Switch |  | LSH | http://www.toronto.ca/TWONTO#level_switch |  | Chamber, Pump 0400 Discharge Header, Eglinton Pumping Station, Basement
84730 | WTR-PEG-LSL-0100 | Switch,Level-Low, Pump 0100 | WTR-PEG-P-0100 | Switch,Level-Low | Switch |  | LSL | http://www.toronto.ca/TWONTO#level_switch |  | Pump, Centrifugal, District 3E
84731 | WTR-PEG-LSL-0200 | Switch,Level-Low, Pump 0200 | WTR-PEG-P-0200 | Switch,Level-Low | Switch |  | LSL | http://www.toronto.ca/TWONTO#level_switch |  | Pump, Centrifugal, District 3E
84732 | WTR-PEG-LSL-0300 | Switch,Level-Low, Pump 0300 | WTR-PEG-P-0300 | Switch,Level-Low | Switch |  | LSL | http://www.toronto.ca/TWONTO#level_switch |  | Pump, Centrifugal, District 3E
84733 | WTR-PEG-LSL-0400 | Switch,Level-Low, Pump 0400 | WTR-PEG-P-0400 | Switch,Level-Low | Switch |  | LSL | http://www.toronto.ca/TWONTO#level_switch |  | Pump, Centrifugal, District 4
84799 | WTR-PEG-PSH-0003 | Switch,Pressure-High, Discharge to District 4 | WTR-PEG-TRW | Switch,Pressure-High | Switch |  | PSH | http://www.toronto.ca/TWONTO#pressure_switch |  | Treated Water (Transmission)
84800 | WTR-PEG-PSL-0001 | Switch,Pressure-Low, Suction Header | WTR-PEG-TRW | Switch,Pressure-Low | Switch |  | PSL | http://www.toronto.ca/TWONTO#pressure_switch |  | Treated Water (Transmission)
84805 | WTR-PEG-SW-0001 | Switch, Basement South | WTR-PEG-ELS | Switch | Switch |  | SW | http://www.toronto.ca/TWONTO#disconnect_switch |  | Electrical System
84808 | WTR-PEG-TSH-0002 | Switch, Temperature-High, Building | WTR-PEG-AUX | Switch,Temperature-High | Switch |  | TSH | http://www.toronto.ca/TWONTO#temperature_switch |  | Auxiliary Equipment (Building Facilities)
84809 | WTR-PEG-TSL-0001 | Switch, Temperature-Low, Building | WTR-PEG-AUX | Switch,Temperature-Low | Switch |  | TSL | http://www.toronto.ca/TWONTO#temperature_switch |  | Auxiliary Equipment (Building Facilities)
84852 | WTR-PEG-ZS-0005 | Switch, Position,Door Security | WTR-PEG-AUX | Switch,Position | Switch |  | ZS | http://www.toronto.ca/TWONTO#position_switch |  | Auxiliary Equipment (Building Facilities)
84853 | WTR-PEG-ZS-0006 | Switch, Position,Door Security | WTR-PEG-AUX | Switch,Position | Switch |  | ZS | http://www.toronto.ca/TWONTO#position_switch |  | Auxiliary Equipment (Building Facilities)
85035 | WTR-PEL-FSL-0301 | Switch, Flow-Low, Fan 0301 | WTR-PEL-FN-0301 | Switch,Flow-Low | Switch |  | FSL | http://www.toronto.ca/TWONTO#flow_switch |  | Fan, Supply, Air, Pump 0300
85036 | WTR-PEL-FSL-0401 | Switch, Flow-Low, Fan 0401 | WTR-PEL-FN-0401 | Switch,Flow-Low | Switch |  | FSL | http://www.toronto.ca/TWONTO#flow_switch |  | Fan, Supply, Air, Pump 0400
85037 | WTR-PEL-FSL-0501 | Switch, Flow-Low, Fan 0501 | WTR-PEL-FN-0501 | Switch,Flow-Low | Switch |  | FSL | http://www.toronto.ca/TWONTO#flow_switch |  | Fan, Supply, Air, Pump 0500
85038 | WTR-PEL-FSL-0701 | Switch, Flow-Low, Fan 0701 | WTR-PEL-FN-0701 | Switch,Flow-Low | Switch |  | FSL | http://www.toronto.ca/TWONTO#flow_switch |  | Fan, Supply, Air, Pump 0700
85119 | WTR-PEL-LS-0002 | Switch, Level-High-High, Surge Tank 0002 | WTR-PEL-T-0002 | Switch,Level-High-High | Switch |  | LS | http://www.toronto.ca/TWONTO#level_switch |  | Tank, Surge
85120 | WTR-PEL-LS-0003 | Switch, Level-High, Surge Tank 0002 | WTR-PEL-T-0002 | Switch,Level-High | Switch |  | LS | http://www.toronto.ca/TWONTO#level_switch |  | Tank, Surge
85121 | WTR-PEL-LSH-1012 | Switch, Level, High, Leak Diesel Fuel Storage Tank T-1010, Generator Building, Bulk Fuel Storage Room | WTR-PEL-T-1010 | Switch,Level-High | Switch |  | LSH | http://www.toronto.ca/TWONTO#level_switch |  | Tank, Non-Pressurized, Diesel Fuel Storage, Generator Building, Bulk Fuel Storage Room
85122 | WTR-PEL-LSH-1021 | Switch, Level, High, Diesel Fuel Storage Tank T-1020, Generator Building, Bulk Fuel Storage Room | WTR-PEL-T-1020 | Switch,Level-High | Switch |  | LSH | http://www.toronto.ca/TWONTO#level_switch |  | Tank, Non-Pressurized, Diesel Fuel Storage, Generator Building, Bulk Fuel Storage Room
85123 | WTR-PEL-LSH-1061 | Switch, Flood, Basement, Ellesmere PS | WTR-PEL-AUX | Switch,Level-High | Switch |  | LSH | http://www.toronto.ca/TWONTO#level_switch |  | Auxilliary Equipment (Building Facilities)
85124 | WTR-PEL-LSH-1101 | Switch, Level, High, Diesel Fuel Day Tank T-1100, Generator Building, Product Handling Room | WTR-PEL-T-1100 | Switch,Level-High | Switch |  | LSH | http://www.toronto.ca/TWONTO#level_switch |  | Tank, Non-Pressurized, Diesel Fuel Day, Generator Building, Product Handling Room
85125 | WTR-PEL-LSH-1302 | Switch, Level, High, Fuel Day Tank T-1300, Generator Building, Product Handling Room | WTR-PEL-T-1300 | Switch,Level-High | Switch |  | LSH | http://www.toronto.ca/TWONTO#level_switch |  | Tank, Non-Pressurized, Diesel Fuel Day, Generator Building, Product Handling Room
85126 | WTR-PEL-LSHH-1021 | Switch, Level, High High, Diesel Fuel Storage Tank T-1020, Generator Building, Bulk Fuel Storage Room | WTR-PEL-T-1020 | Switch,Level-High-High | Switch |  | LSHH | http://www.toronto.ca/TWONTO#level_switch |  | Tank, Non-Pressurized, Diesel Fuel Storage, Generator Building, Bulk Fuel Storage Room
85127 | WTR-PEL-LSHH-1101 | Switch, Level, High High, Diesel Fuel Day Tank T-1100, Generator Building, Product Handling Room | WTR-PEL-T-1100 | Switch,Level-High-High | Switch |  | LSHH | http://www.toronto.ca/TWONTO#level_switch |  | Tank, Non-Pressurized, Diesel Fuel Day, Generator Building, Product Handling Room
85128 | WTR-PEL-LSHH-1102 | Switch, Level, High High, Diesel Fuel Day Tank T-1100, Generator Building, Product Handling Room | WTR-PEL-T-1100 | Switch,Level-High-High | Switch |  | LSHH | http://www.toronto.ca/TWONTO#level_switch |  | Tank, Non-Pressurized, Diesel Fuel Day, Generator Building, Product Handling Room
85129 | WTR-PEL-LSHH-1302 | Switch, Level, High High, Diesel Fuel Day Tank T-1300, Generator Building, Product Handling Room | WTR-PEL-T-1300 | Switch,Level-High-High | Switch |  | LSHH | http://www.toronto.ca/TWONTO#level_switch |  | Tank, Non-Pressurized, Diesel Fuel Day, Generator Building, Product Handling Room
85130 | WTR-PEL-LSL-0300 | Switch, Level-Low, Pump 0300 | WTR-PEL-P-0300 | Switch,Level-Low | Switch |  | LSL | http://www.toronto.ca/TWONTO#level_switch |  | Pump, Centrifugal, Water
85131 | WTR-PEL-LSL-0500 | Switch, Level-Low, Pump 0500 | WTR-PEL-P-0500 | Switch,Level-Low | Switch |  | LSL | http://www.toronto.ca/TWONTO#level_switch |  | Pump, Centrifugal, Water
85132 | WTR-PEL-LSL-0800 | Switch, Level-Low, Pump 0800 | WTR-PEL-P-0800 | Switch,Level-Low | Switch |  | LSL | http://www.toronto.ca/TWONTO#level_switch |  | Pump, Centrifugal, Water
85133 | WTR-PEL-LSL-1021 | Switch, Level, Low, Diesel Fuel Storage Tank T-1020, Generator Building, Bulk Fuel Storage Room | WTR-PEL-T-1020 | Switch,Level-Low | Switch |  | LSL | http://www.toronto.ca/TWONTO#level_switch |  | Tank, Non-Pressurized, Diesel Fuel Storage, Generator Building, Bulk Fuel Storage Room
85134 | WTR-PEL-LSL-1201 | Switch, Level, Low, Diesel Fuel Day Tank T-1200, Generator Building, Product Handling Room | WTR-PEL-T-1200 | Switch,Level-Low | Switch |  | LSL | http://www.toronto.ca/TWONTO#level_switch |  | Tank, Non-Pressurized, Diesel Fuel Day, Generator Building, Product Handling Room
85135 | WTR-PEL-LSL-1301 | Switch, Level, Low, Diesel Fuel Day Tank T-1300, Generator Building, Product Handling Room | WTR-PEL-T-1300 | Switch,Level-Low | Switch |  | LSL | http://www.toronto.ca/TWONTO#level_switch |  | Tank, Non-Pressurized, Diesel Fuel Day, Generator Building, Product Handling Room
85136 | WTR-PEL-LSL-1501 | Switch, Level, Low, New Oil Tank T-1500, Generator Building, Product Handling Room | WTR-PEL-T-1500 | Switch,Level-Low | Switch |  | LSL | http://www.toronto.ca/TWONTO#level_switch |  | Tank, Non-Pressurized, New Oil, Generator Building, Product Handling Room
85137 | WTR-PEL-LSL-1601 | Switch, Level, Low, New Oil Tank T-1600, Generator Building, Generator Room | WTR-PEL-T-1600 | Switch,Level-Low | Switch |  | LSL | http://www.toronto.ca/TWONTO#level_switch |  | Tank, Non-Pressurized, New Oil, Generator Building, Product Handling Room
85196 | WTR-PEL-PS-0002 | Switch, Pressure High/Low,, Water to District 4 | WTR-PEL-TRW | Switch,Pressure | Switch |  | PS | http://www.toronto.ca/TWONTO#pressure_switch |  | Treated Water (Transmission)
85197 | WTR-PEL-PSH-0003 | Switch, Pressure-High, Water to District 2E | WTR-PEL-TRW | Switch,Pressure-High | Switch |  | PSH | http://www.toronto.ca/TWONTO#pressure_switch |  | Treated Water (Transmission)
85198 | WTR-PEL-PSL-0005 | Switch, Pressure-Low, Air Header | WTR-PEL-TRW | Switch,Pressure-Low | Switch |  | PSL | http://www.toronto.ca/TWONTO#pressure_switch |  | Treated Water (Transmission)
85226 | WTR-PEL-TS-0001 | Transfer Switch, MCC Room, 120 VAC | WTR-PEL-ELS | Switch | Switch |  | TS | http://www.toronto.ca/TWONTO#transfer_switch |  | Electrical System
85227 | WTR-PEL-TSH-0001 | Switch, Temperature-High, Building Alarm | WTR-PEL-AUX | Switch,Temperature-High | Switch |  | TSH | http://www.toronto.ca/TWONTO#temperature_switch |  | Auxilliary Equipment (Building Facilities)
85228 | WTR-PEL-TSH-1001 | Switch, Temperature High, Generator Building, Electrical Room | WTR-PEL-AUX | Switch,Temperature-High | Switch |  | TSH | http://www.toronto.ca/TWONTO#temperature_switch |  | Auxilliary Equipment (Building Facilities)
85229 | WTR-PEL-TSL-0401 | Switch, Temperature-Low, Fan 0401 | WTR-PEL-FN-0401 | Switch,Temperature-Low | Switch |  | TSL | http://www.toronto.ca/TWONTO#temperature_switch |  | Fan, Supply, Air, Pump 0400
85230 | WTR-PEL-TSL-0501 | Switch, Temperature-Low, Fan 0501 | WTR-PEL-FN-0501 | Switch,Temperature-Low | Switch |  | TSL | http://www.toronto.ca/TWONTO#temperature_switch |  | Fan, Supply, Air, Pump 0500
85231 | WTR-PEL-TSL-0701 | Switch, Temperature-Low, Fan 0701 | WTR-PEL-FN-0701 | Switch,Temperature-Low | Switch |  | TSL | http://www.toronto.ca/TWONTO#temperature_switch |  | Fan, Supply, Air, Pump 0700
85276 | FHA-WWW-HS-2420 | Switch, Emergency Rope Switch, CV-2420, RMF,Centrifuge Room | FHA-WWW-CV-2420 | Switch | Switch |  | HS | hand_switch |  | Conveyor, Cross Over, RMF, Centrifuge Service Platform
85277 | FHA-WWW-HS-2430 | Switch, Emergency Rope Switch, CV-2430, RMF, Dewatering Cake Loading Area | FHA-WWW-CV-2430 | Switch | Switch |  | HS | hand_switch |  | Conveyor, Bin 1 Loading, RMF, Dewatering Cake Loading Area
85278 | FHA-WWW-HS-2510 | Switch, Emergency Rope Switch, CV-2510, RMF,Centrifuge Room | FHA-WWW-CV-2510 | Switch | Switch |  | HS | hand_switch |  | Conveyor, Centrifuge CF-2501, RMF, Centrifuge Service Platform
85279 | FHA-WWW-HS-2530 | Switch, Emergency Rope Switch, CV-2530, RMF, Dewatering Cake Loading Area | FHA-WWW-CV-2530 | Switch | Switch |  | HS | hand_switch |  | Conveyor, Bin 2 Loading, RMF, Dewatering Cake Loading Area
85374 | FHA-WWW-MSL-2420 | Switch, Motion-Low, CV-2410, RMF, Centrifuge Room | FHA-WWW-CF-2401 | Switch | Switch |  | MSL | http://www.toronto.ca/TWONTO#motion_sensor_element |  | Centrifuge, Dewatering, RMF, Centrifuge Service Platform
85375 | FHA-WWW-MSL-2510 | Switch, Motion-Low, CV-2520, RMF,Centrifuge Room | FHA-WWW-CF-2501 | Switch | Switch |  | MSL | http://www.toronto.ca/TWONTO#motion_sensor_element |  | Centrifuge, Dewatering, RMF, Centrifuge Service Platform
85376 | FHA-WWW-MSL-2530 | Switch, Motion-Low, CV-2530, RMF, Dewatering Cake Loading Area | FHA-WWW-CF-2501 | Switch | Switch |  | MSL | http://www.toronto.ca/TWONTO#motion_sensor_element |  | Centrifuge, Dewatering, RMF, Centrifuge Service Platform
85440 | WTR-PEL-ZS-0003 | Switch, Position,Door Security | WTR-PEL-AUX | Switch,Position | Switch |  | ZS | http://www.toronto.ca/TWONTO#position_switch |  | Auxilliary Equipment (Building Facilities)
85441 | WTR-PEL-ZS-0004 | Switch, Position,Door Security | WTR-PEL-AUX | Switch,Position | Switch |  | ZS | http://www.toronto.ca/TWONTO#position_switch |  | Auxilliary Equipment (Building Facilities)
85442 | WTR-PEL-ZS-0005 | Switch, Position,Door Security | WTR-PEL-AUX | Switch,Position | Switch |  | ZS | http://www.toronto.ca/TWONTO#position_switch |  | Auxilliary Equipment (Building Facilities)
85443 | WTR-PEL-ZS-0006 | Switch, Position,Door Security | WTR-PEL-AUX | Switch,Position | Switch |  | ZS | http://www.toronto.ca/TWONTO#position_switch |  | Auxilliary Equipment (Building Facilities)
85444 | WTR-PEL-ZS-0010 | Switch, Position,Door Security | WTR-PEL-AUX | Switch,Position | Switch |  | ZS | http://www.toronto.ca/TWONTO#position_switch |  | Auxilliary Equipment (Building Facilities)
85659 | WTR-PHL-LSH-0001 | Switch, Level-High, Building Flood Alarm, South pump room, basement, West Side | WTR-PHL-AUX | Switch,Level-High | Switch |  | LSH | http://www.toronto.ca/TWONTO#level_switch |  | Auxiliary Equipment (Building Facilities)
85660 | WTR-PHL-LSH-0002 | Switch, Level-High, Building Flood Alarm,North Pump room, basement, south side | WTR-PHL-AUX | Switch,Level-High | Switch |  | LSH | http://www.toronto.ca/TWONTO#level_switch |  | Auxiliary Equipment (Building Facilities)
85756 | WTR-PHL-PSL-0002 | Switch, Pressure-Low, Line to District 2 | WTR-PHL-TRW | Switch,Pressure-Low | Switch |  | PSL | http://www.toronto.ca/TWONTO#pressure_switch |  | Treated Water (Transmission)
85757 | WTR-PHL-PSL-0003 | Switch, Pressure-Low, Line to Local Distribution and District 3 | WTR-PHL-TRW | Switch,Pressure-Low | Switch |  | PSL | http://www.toronto.ca/TWONTO#pressure_switch |  | Treated Water (Transmission)
85761 | WTR-PHL-SW-0101 | Switch, Load Break, Incoming Line 1 (Primary) | WTR-PHL-TR-0101 | Load Break Switch | Switch |  | SW | http://www.toronto.ca/TWONTO#load_break_disconnect_switch |  | Transformer, Power, Line 1, 13.8 kV/4.16 kV
85784 | WTR-PHL-TS-2201 | Transfer Switch , Trans. Feed | WTR-PHL-PDP-0201 | Switch | Switch |  | TS | http://www.toronto.ca/TWONTO#transfer_switch |  | Switchgear, 600v Bus T2
85785 | WTR-PHL-TSH-0001 | Switch, Temperature-High, Building Alarm | WTR-PHL-AUX | Switch,Temperature-High | Switch |  | TSH | http://www.toronto.ca/TWONTO#temperature_switch |  | Auxiliary Equipment (Building Facilities)
85838 | WTR-PHL-ZS-0001 | Switch, Position,Door Security | WTR-PHL-AUX | Switch,Position | Switch |  | ZS | http://www.toronto.ca/TWONTO#position_switch |  | Auxiliary Equipment (Building Facilities)
85839 | WTR-PHL-ZS-0002 | Switch, Position,Door Security | WTR-PHL-AUX | Switch,Position | Switch |  | ZS | http://www.toronto.ca/TWONTO#position_switch |  | Auxiliary Equipment (Building Facilities)
85840 | WTR-PHL-ZS-0004 | Switch, Position,Door Security | WTR-PHL-AUX | Switch,Position | Switch |  | ZS | http://www.toronto.ca/TWONTO#position_switch |  | Auxiliary Equipment (Building Facilities)
85841 | WTR-PHL-ZS-0007 | Switch, Position,Door Security | WTR-PHL-AUX | Switch,Position | Switch |  | ZS | http://www.toronto.ca/TWONTO#position_switch |  | Auxiliary Equipment (Building Facilities)
85842 | WTR-PHL-ZS-0009 | Switch, Position,Door Security | WTR-PHL-AUX | Switch,Position | Switch |  | ZS | http://www.toronto.ca/TWONTO#position_switch |  | Auxiliary Equipment (Building Facilities)
85843 | WTR-PHL-ZS-0012 | Switch, Position,Door Security | WTR-PHL-AUX | Switch,Position | Switch |  | ZS | http://www.toronto.ca/TWONTO#position_switch |  | Auxiliary Equipment (Building Facilities)
85844 | WTR-PHL-ZS-0013 | Switch, Position,Door Security | WTR-PHL-AUX | Switch,Position | Switch |  | ZS | http://www.toronto.ca/TWONTO#position_switch |  | Auxiliary Equipment (Building Facilities)
85845 | WTR-PHL-ZS-0014 | Switch, Position,Door Security | WTR-PHL-AUX | Switch,Position | Switch |  | ZS | http://www.toronto.ca/TWONTO#position_switch |  | Auxiliary Equipment (Building Facilities)
85846 | WTR-PHL-ZS-0015 | Switch, Position,Door Security | WTR-PHL-AUX | Switch,Position | Switch |  | ZS | http://www.toronto.ca/TWONTO#position_switch |  | Auxiliary Equipment (Building Facilities)
85847 | WTR-PHL-ZS-0018 | Switch, Position,Door Security | WTR-PHL-AUX | Switch,Position | Switch |  | ZS | http://www.toronto.ca/TWONTO#position_switch |  | Auxiliary Equipment (Building Facilities)
85908 | WTR-PJO-PSH-0001 | Switch, Pressure, (High), Line to District 3 | WTR-PJO-TRW | Switch | Switch |  | PSH | http://www.toronto.ca/TWONTO#pressure_switch |  | Treated Water (Transmission)
85909 | WTR-PJO-PSL-0002 | Switch, Pressure, (Low), Line to District 4W | WTR-PJO-TRW | Switch | Switch |  | PSL | http://www.toronto.ca/TWONTO#pressure_switch |  | Treated Water (Transmission)
86167 | WTR-PJS-LSH-0002 | Switch, Level-High, Building Flood | WTR-PJS-AUX | Switch,Level-High | Switch |  | LSH | http://www.toronto.ca/TWONTO#level_switch |  | Auxiliary Equipment (Building Facilities)
86168 | WTR-PJS-LSH-0004 | Switch, Level, High, Flood Alarm, CH3 (12A), John Street Pumping Station, Basement | WTR-PJS-CH-03 | Switch,Level-High | Switch |  | LSH | http://www.toronto.ca/TWONTO#level_switch |  | Chamber, Isolation to Harris Surge Tank (V 12A), John Street Pumping Station, Basement
86169 | WTR-PJS-LSH-0101 | Switch, Level-High, Spadina Surge Tank | WTR-PJS-T-0101 | Switch,Level-High | Switch |  | LSH | http://www.toronto.ca/TWONTO#level_switch |  | Tank, (Surge), Spadina Main
86170 | WTR-PJS-LSH-0102 | Switch, Level-High, John Street Surge Tank 1 | WTR-PJS-T-0102 | Switch,Level-High | Switch |  | LSH | http://www.toronto.ca/TWONTO#level_switch |  | Tank, (Surge), John St #1
86171 | WTR-PJS-LSH-1702 | Switch, Level-High, Chamber 4 | WTR-PJS-AUX | Switch,Level-High | Switch |  | LSH | http://www.toronto.ca/TWONTO#level_switch |  | Auxiliary Equipment (Building Facilities)
86172 | WTR-PJS-LSH-2001 | Switch, Level-High, Sump | WTR-PJS-AUX | Switch,Level-High | Switch |  | LSH | http://www.toronto.ca/TWONTO#level_switch |  | Auxiliary Equipment (Building Facilities)
86173 | WTR-PJS-LSHH-0101 | Switch, Level-High-High, Spadina Surge Tank | WTR-PJS-T-0101 | Switch,Level-High-High | Switch |  | LSHH | http://www.toronto.ca/TWONTO#level_switch |  | Tank, (Surge), Spadina Main
86174 | WTR-PJS-LSHH-0102 | Switch,Level-High-High, John Street Surge Tank 1 | WTR-PJS-T-0102 | Switch,Level-High-High | Switch |  | LSHH | http://www.toronto.ca/TWONTO#level_switch |  | Tank, (Surge), John St #1
86175 | WTR-PJS-LSHH-0103 | Switch, Level-High-High, John Street Surge Tank 2 | WTR-PJS-T-0103 | Switch,Level-High-High | Switch |  | LSHH | http://www.toronto.ca/TWONTO#level_switch |  | Tank, (Surge), John St #2
86176 | WTR-PJS-LSL-0100 | Switch, Level-Low, Pump 0100 | WTR-PJS-P-0100 | Switch,Level-Low | Switch |  | LSL | http://www.toronto.ca/TWONTO#level_switch |  | Pump, Centrifugal, To DLWC
86177 | WTR-PJS-LSL-0102 | Switch, Level-Low, John Street Surge Tank 1 | WTR-PJS-T-0102 | Switch,Level-Low | Switch |  | LSL | http://www.toronto.ca/TWONTO#level_switch |  | Tank, (Surge), John St #1
86178 | WTR-PJS-LSL-0103 | Switch, Level-Low, John Street Surge Tank 2 | WTR-PJS-T-0103 | Switch,Level-Low | Switch |  | LSL | http://www.toronto.ca/TWONTO#level_switch |  | Tank, (Surge), John St #2
86179 | WTR-PJS-LSL-0200 | Switch, Level-Low, (Priming Status Switch), Pump 0200 | WTR-PJS-P-0200 | Switch,Level-Low | Switch |  | LSL | http://www.toronto.ca/TWONTO#level_switch |  | Pump, Centrifugal, To DLWC
86180 | WTR-PJS-LSL-0400 | Switch, Level-Low, (Priming Status Switch), Pump 0400 | WTR-PJS-P-0400 | Switch,Level-Low | Switch |  | LSL | http://www.toronto.ca/TWONTO#level_switch |  | Pump, Centrifugal, To DLWC
86181 | WTR-PJS-LSL-0500 | Switch, Level-Low, (Priming Status Switch), Pump 0500 | WTR-PJS-P-0500 | Switch,Level-Low | Switch |  | LSL | http://www.toronto.ca/TWONTO#level_switch |  | Pump, Centrifugal, To DLWC
86182 | WTR-PJS-LSL-0600 | Switch, Level-Low, (Priming Status Switch), Pump 0600 | WTR-PJS-P-0600 | Switch,Level-Low | Switch |  | LSL | http://www.toronto.ca/TWONTO#level_switch |  | Pump, Centrifugal
86183 | WTR-PJS-LSL-0700 | Switch, Level-Low, (Priming Status Switch), Pump0700 | WTR-PJS-P-0700 | Switch,Level-Low | Switch |  | LSL | http://www.toronto.ca/TWONTO#level_switch |  | Pump, Centrifugal
86184 | WTR-PJS-LSL-0800 | Switch, Level-Low, (Priming Status Switch), Pump 0800 | WTR-PJS-P-0800 | Switch,Level-Low | Switch |  | LSL | http://www.toronto.ca/TWONTO#level_switch |  | Pump, Centrifugal
86185 | WTR-PJS-LSL-0900 | Switch, Level-Low, (Priming Status Switch), Pump0900 | WTR-PJS-P-0900 | Switch,Level-Low | Switch |  | LSL | http://www.toronto.ca/TWONTO#level_switch |  | Pump, Centrifugal
86186 | WTR-PJS-LSLL-0102 | Switch, Level-Low-Low, John Street Surge Tank 1 | WTR-PJS-T-0102 | Switch,Level-Low-Low | Switch |  | LSLL | http://www.toronto.ca/TWONTO#level_switch |  | Tank, (Surge), John St #1
86307 | WTR-PJS-PSH-0002 | Switch, Pressure-High, Line to Spadina Main | WTR-PJS-TRW | Switch,Pressure-High | Switch |  | PSH | http://www.toronto.ca/TWONTO#pressure_switch |  | Treated Water (Transmission)
86308 | WTR-PJS-PSH-0004 | Switch, Pressure-High | WTR-PJS-TRW | Switch,Pressure-High | Switch |  | PSH | http://www.toronto.ca/TWONTO#pressure_switch |  | Treated Water (Transmission)
86309 | WTR-PJS-PSL-0001 | Switch, Pressure-Low, Island Surge Tank | WTR-PJS-T-0001 | Switch,Pressure-Low | Switch |  | PSL | http://www.toronto.ca/TWONTO#pressure_switch |  | Island Suction Surge Tank
86310 | WTR-PJS-PSL-0004 | Switch, Pressure-Low | WTR-PJS-TRW | Switch,Pressure-Low | Switch |  | PSL | http://www.toronto.ca/TWONTO#pressure_switch |  | Treated Water (Transmission)
86311 | WTR-PJS-PSL-0005 | Switch, Pressure-Low, Harris Surge Tank | WTR-PJS-T-0002 | Switch,Pressure-Low | Switch |  | PSL | http://www.toronto.ca/TWONTO#pressure_switch |  | Harris Suction Surge Tank
86312 | WTR-PJS-PSL-0102 | Switch, Pressure-Low, John Street Surge Tank 1 | WTR-PJS-T-0102 | Switch,Pressure-Low | Switch |  | PSL | http://www.toronto.ca/TWONTO#pressure_switch |  | Tank, (Surge), John St #1
86313 | WTR-PJS-PSL-0103 | Switch, Pressure-Low, John Street Surge Tank 2 | WTR-PJS-T-0103 | Switch,Pressure-Low | Switch |  | PSL | http://www.toronto.ca/TWONTO#pressure_switch |  | Tank, (Surge), John St #2
86369 | WTR-PJS-TSH-0001 | Switch, Temperature-High, Bulding | WTR-PJS-AUX | Switch,Temperature-High | Switch |  | TSH | http://www.toronto.ca/TWONTO#temperature_switch |  | Auxiliary Equipment (Building Facilities)
86370 | WTR-PJS-TSL-0001 | Switch, Temperature-High, Building Temperature Low | WTR-PJS-AUX | Switch,Temperature-Low | Switch |  | TSL | http://www.toronto.ca/TWONTO#temperature_switch |  | Auxiliary Equipment (Building Facilities)
86476 | WTR-PJS-ZS-0009 | Position Switch, open/close | WTR-PJS-AUX | Switch,Position | Switch |  | ZS | http://www.toronto.ca/TWONTO#position_switch |  | Auxiliary Equipment (Building Facilities)
86514 | WTR-PKL-FS-0002 | Switch,Flow,Station Flow Directional Switch District 6 | WTR-PKL-TRW | Switch,Flow | Switch |  | FS | http://www.toronto.ca/TWONTO#flow_switch |  | Treated Water (Transmission)
86531 | WTR-PKL-LSH-0001 | Switch,Level-High, Building Flood Alarm | WTR-PKL-TRW | Switch,Level-High | Switch |  | LSH | http://www.toronto.ca/TWONTO#level_switch |  | Treated Water (Transmission)
86532 | WTR-PKL-LSL-0100 | Switch,Level-Low,Priming Status Switch,Pump 0100 | WTR-PKL-P-0100 | Switch,Level-Low | Switch |  | LSL | http://www.toronto.ca/TWONTO#level_switch |  | Pump, Centrifugal, District 5
86533 | WTR-PKL-LSL-0300 | Switch,Level-Low,Priming Status Switch,Pump 0300 | WTR-PKL-P-0300 | Switch,Level-Low | Switch |  | LSL | http://www.toronto.ca/TWONTO#level_switch |  | Pump, Centrifugal, District 5
86534 | WTR-PKL-LSL-0400 | Switch,Level-Low,Priming Status Switch,Pump 0400 | WTR-PKL-P-0400 | Switch,Level-Low | Switch |  | LSL | http://www.toronto.ca/TWONTO#level_switch |  | Pump, Centrifugal, District 6
86535 | WTR-PKL-LSL-0700 | Switch,Level-Low,Priming Status Switch,Pump 0700 | WTR-PKL-P-0700 | Switch,Level-Low | Switch |  | LSL | http://www.toronto.ca/TWONTO#level_switch |  | Pump, Centrifugal, District 6
86536 | WTR-PKL-LSL-0801 | Switch,Level-Low,Pump 0801 & Pump 0802 | WTR-PKL-CP-0801 | Switch,Level-Low | Switch |  | LSL | http://www.toronto.ca/TWONTO#level_switch |  | Control Panel,Operator,Pump 0801 & Pump 0802
86561 | WTR-PKL-PSH-0001 | Switch,Pressure-High,Sucton Side of Pump 0100 | WTR-PKL-TRW | Switch,Pressure-High | Switch |  | PSH | http://www.toronto.ca/TWONTO#pressure_switch |  | Treated Water (Transmission)
86562 | WTR-PKL-PSH-0002 | Switch,Pressure-High, Line to District 5 | WTR-PKL-TRW | Switch,Pressure-High | Switch |  | PSH | http://www.toronto.ca/TWONTO#pressure_switch |  | Treated Water (Transmission)
86563 | WTR-PKL-PSH-0003 | Switch,Pressure-High,Main 194 to District 6 | WTR-PKL-TRW | Switch,Pressure-High | Switch |  | PSH | http://www.toronto.ca/TWONTO#pressure_switch |  | Treated Water (Transmission)
86564 | WTR-PKL-PSH-0901 | Switch,Pressure-High,Vacuum Pump System | WTR-PKL-AUX | Switch,Pressure-High | Switch |  | PSH | http://www.toronto.ca/TWONTO#pressure_switch |  | Auxiliary Equipment (Building Facilities)
86565 | WTR-PKL-PSL-0002 | Switch,Pressure-Low, Line to District 5 | WTR-PKL-TRW | Switch,Pressure-Low | Switch |  | PSL | http://www.toronto.ca/TWONTO#pressure_switch |  | Treated Water (Transmission)
86566 | WTR-PKL-PSL-0003 | Switch,Pressure-Low,Main 194 to District 6 | WTR-PKL-TRW | Switch,Pressure-Low | Switch |  | PSL | http://www.toronto.ca/TWONTO#pressure_switch |  | Treated Water (Transmission)
86575 | WTR-PKL-TSH-0001 | Switch,Temperature-High, Building Alarm | WTR-PKL-AUX | Switch,Temperature-High | Switch |  | TSH | http://www.toronto.ca/TWONTO#temperature_switch |  | Auxiliary Equipment (Building Facilities)
86576 | WTR-PKL-TSH-0002 | Switch,Temperature-High,Building | WTR-PKL-AUX | Switch,Temperature-High | Switch |  | TSH | http://www.toronto.ca/TWONTO#temperature_switch |  | Auxiliary Equipment (Building Facilities)
86577 | WTR-PKL-TSH-0003 | Switch, Temperature-High, Station | WTR-PKL-AUX | Switch,Temperature-Low | Switch |  | TSH | http://www.toronto.ca/TWONTO#temperature_switch |  | Auxiliary Equipment (Building Facilities)
86616 | WTR-PKL-ZS-0001 | Switch, Position,Door Security | WTR-PKL-AUX | Switch,Position | Switch |  | ZS | http://www.toronto.ca/TWONTO#position_switch |  | Auxiliary Equipment (Building Facilities)
86617 | WTR-PKL-ZS-0002 | Switch, Position,Door Security | WTR-PKL-AUX | Switch,Position | Switch |  | ZS | http://www.toronto.ca/TWONTO#position_switch |  | Auxiliary Equipment (Building Facilities)
86618 | WTR-PKL-ZS-0003 | Switch, Position,Door Security | WTR-PKL-AUX | Switch,Position | Switch |  | ZS | http://www.toronto.ca/TWONTO#position_switch |  | Auxiliary Equipment (Building Facilities)
86653 | WTR-PKN-LS-0600 | Switch, Level | WTR-PKN-AUX | Switch,Level-High | Switch |  | LS | http://www.toronto.ca/TWONTO#level_switch |  | Auxiliary Equipment (Building Facilities)
86654 | WTR-PKN-LSH-0001 | Switch, Level-High, Flood | WTR-PKN-AUX | Switch,Level-High | Switch |  | LSH | http://www.toronto.ca/TWONTO#level_switch |  | Auxiliary Equipment (Building Facilities)
86668 | WTR-PKN-PS-0002 | Switch, Pressure-Low, Water Transmission To District 5 | WTR-PKN-TRW | Switch,Pressure-Low | Switch |  | PS | http://www.toronto.ca/TWONTO#pressure_switch |  | Treated Water (Transmission)
86669 | WTR-PKN-PSL-0001 | Switch, Pressure-Low, Water Transmission From District 4 and Milliken Reservoir, Kennedy Pumping Station | WTR-PKN-TRW | Switch,Pressure-Low | Switch |  | PSL | http://www.toronto.ca/TWONTO#pressure_switch |  | Treated Water (Transmission)
86670 | WTR-PKN-PSL-0003 | Switch, Pressure-Low, Pressurization Fan Thermostat | WTR-PKN-AUX | Switch,Pressure-Low | Switch |  | PSL | http://www.toronto.ca/TWONTO#pressure_switch |  | Auxiliary Equipment (Building Facilities)
86684 | WTR-PKN-TSH-0001 | Switch, Temperature, High, Smoke Alarm, Kennedy Pumping Station | WTR-PKN-AUX | Switch,Temperature-High | Switch |  | TSH | http://www.toronto.ca/TWONTO#temperature_switch |  | Auxiliary Equipment (Building Facilities)
86685 | WTR-PKN-TSH-0001 | Switch, Temperature, High, Smoke Alarm, Kennedy Pumping Station | WTR-SUSPENDED | Switch,Temperature-High | Switch |  | TSH | http://www.toronto.ca/TWONTO#temperature_switch |  | Suspended Obsolete entity for storage purpose
86686 | WTR-PKN-TSH-0002 | Switch, Temperature-High, Building | WTR-PKN-AUX | Switch,Temperature-High | Switch |  | TSH | http://www.toronto.ca/TWONTO#temperature_switch |  | Auxiliary Equipment (Building Facilities)
86687 | WTR-PKN-TSL-0001 | Switch, Temperature-Low, Building | WTR-PKN-AUX | Switch,Temperature-Low | Switch |  | TSL | http://www.toronto.ca/TWONTO#temperature_switch |  | Auxiliary Equipment (Building Facilities)
86688 | WTR-PKN-TSL-0003 | Switch, Temperature-Low, AHU 0901 | WTR-PKN-AHU-0901 | Switch,Temperature-Low | Switch | 33810 | TSL | http://www.toronto.ca/TWONTO#temperature_switch |  | Air Handling Unit
86712 | WTR-PKN-VSH-0202 | Switch, Vibration-High, Pump 0200 Outer | WTR-PKN-P-0200 | Switch | Switch |  | VSH | http://www.toronto.ca/TWONTO#vibration_sensor_element |  | Pump, Centrifugal
86713 | WTR-PKN-VSH-0203 | Switch, Vibration-High, Motor 0200 Outer | WTR-PKN-P-0200 | Switch | Switch |  | VSH | http://www.toronto.ca/TWONTO#vibration_sensor_element |  | Pump, Centrifugal
86714 | WTR-PKN-VSH-0204 | Switch, Vibration-High, Motor 0200 Inner | WTR-PKN-P-0200 | Switch | Switch |  | VSH | http://www.toronto.ca/TWONTO#vibration_sensor_element |  | Pump, Centrifugal
86716 | WTR-PKN-ZS-0001 | Position Switch, open/close | WTR-PKN-AUX | Switch,Position | Switch |  | ZS | http://www.toronto.ca/TWONTO#position_switch |  | Auxiliary Equipment (Building Facilities)
86717 | WTR-PKN-ZS-0002 | Position Switch, open/close | WTR-PKN-AUX | Switch,Position | Switch |  | ZS | http://www.toronto.ca/TWONTO#position_switch |  | Auxiliary Equipment (Building Facilities)
86718 | WTR-PKN-ZS-0003 | Position Switch, open/close | WTR-PKN-AUX | Switch,Position | Switch |  | ZS | http://www.toronto.ca/TWONTO#position_switch |  | Auxiliary Equipment (Building Facilities)
86827 | WTR-PLW-LSH-0002 | Switch, Level-High, Flood Alarm, Building | WTR-PLW-AUX |  | Switch |  | LSH | http://www.toronto.ca/TWONTO#level_switch |  | Auxilliary Equipment (Building Facilities)
86866 | WTR-PLW-PSHL-0002 | Switch, Pressure, (High/Low), Line to District 5W | WTR-PLW-TRW | Switch | Switch |  | PSHL | http://www.toronto.ca/TWONTO#pressure_switch |  | Treated Water (Transmission)
86883 | WTR-PLW-TSH-0001 | Switch, Temperature-High, Building Alarm | WTR-PLW-AUX | Switch,Temperature-High | Switch |  | TSH | http://www.toronto.ca/TWONTO#temperature_switch |  | Auxilliary Equipment (Building Facilities)
86884 | WTR-PLW-TSL-0001 | Switch, Temperature-Low, Building | WTR-PLW-AUX | Switch,Temperature-Low | Switch |  | TSL | http://www.toronto.ca/TWONTO#temperature_switch |  | Auxilliary Equipment (Building Facilities)
86918 | WTR-PLW-ZS-0001 | Switch, Position,Door Security | WTR-PLW-AUX | Switch,Position | Switch |  | ZS | http://www.toronto.ca/TWONTO#position_switch |  | Auxilliary Equipment (Building Facilities)
86919 | WTR-PLW-ZS-0002 | Switch, Position,Door Security | WTR-PLW-AUX | Switch,Position | Switch |  | ZS | http://www.toronto.ca/TWONTO#position_switch |  | Auxilliary Equipment (Building Facilities)
86920 | WTR-PLW-ZS-0003 | Switch, Position,Door Security | WTR-PLW-AUX | Switch,Position | Switch |  | ZS | http://www.toronto.ca/TWONTO#position_switch |  | Auxilliary Equipment (Building Facilities)
86921 | WTR-PLW-ZS-0004 | Switch, Position,Door Security | WTR-PLW-AUX | Switch,Position | Switch |  | ZS | http://www.toronto.ca/TWONTO#position_switch |  | Auxilliary Equipment (Building Facilities)
86984 | WTR-PMI-DS-0502 | Switch, Fused Disconnect, Water Transmission | WTR-PMI-AUX | Damper/Louver | Switch |  | DS | http://www.toronto.ca/TWONTO#disconnect_switch |  | Auxiliary Equipment (Building Facilities)
87072 | WTR-PMI-LSH-0001 | Switch, Level-High, Station Flood Alarm Unit, | WTR-PMI-TRW | Switch,Level-High | Switch |  | LSH | http://www.toronto.ca/TWONTO#level_switch |  | Treated Water (Transmission)
87073 | WTR-PMI-LSH-0002 | Switch, Level-High, Flood, | WTR-PMI-AUX | Switch,Level-High | Switch |  | LSH | http://www.toronto.ca/TWONTO#level_switch |  | Auxiliary Equipment (Building Facilities)
87074 | WTR-PMI-LSH-0003 | Instrument, Level Switch, High, Water Transmission | WTR-PMI-AUX |  | Switch |  | LSH | http://www.toronto.ca/TWONTO#level_switch |  | Auxiliary Equipment (Building Facilities)
87075 | WTR-PMI-LSH-0004 | Instrument, Level Switch, High, Water Transmission | WTR-PMI-AUX |  | Switch |  | LSH | http://www.toronto.ca/TWONTO#level_switch |  | Auxiliary Equipment (Building Facilities)
87076 | WTR-PMI-LSH-0006 | Switch, Level-High, Flood, | WTR-PMI-30P-05 | Switch,Level-High | Switch |  | LSH | http://www.toronto.ca/TWONTO#level_switch |  | Chamber
87077 | WTR-PMI-LSHH-0801 | Switch, Level-High-High, Sump Pump, South Lower Level Gallery, | WTR-PMI-AUX | Switch,Level-High-High | Switch |  | LSHH | http://www.toronto.ca/TWONTO#level_switch |  | Auxiliary Equipment (Building Facilities)
87078 | WTR-PMI-LSHH-0802 | Switch, Level-High, Sump Pump, South Lower Level Gallery, | WTR-PMI-AUX | Switch,Level-High | Switch |  | LSHH | http://www.toronto.ca/TWONTO#level_switch |  | Auxiliary Equipment (Building Facilities)
87079 | WTR-PMI-LSHH-0803 | Switch, Level-High, Sump Pump, South Lower Level Gallery, | WTR-PMI-AUX | Switch,Level-High | Switch |  | LSHH | http://www.toronto.ca/TWONTO#level_switch |  | Auxiliary Equipment (Building Facilities)
87080 | WTR-PMI-LSHH-0902 | Switch, Level-High, Sump Pump, South Lower Level Gallery, | WTR-PMI-AUX | Switch,Level-High | Switch |  | LSHH | http://www.toronto.ca/TWONTO#level_switch |  | Auxiliary Equipment (Building Facilities)
87081 | WTR-PMI-LSL-0100 | Instrument, Level Switch, Low, Water Transmission | WTR-PMI-AUX | Switch,Level-Low | Switch |  | LSL | http://www.toronto.ca/TWONTO#level_switch |  | Auxiliary Equipment (Building Facilities)
87082 | WTR-PMI-LSL-0400 | Switch, Level-Low, Pump 0400, | WTR-PMI-P-0400 | Switch,Level-Low | Switch |  | LSL | http://www.toronto.ca/TWONTO#level_switch |  | Pump, Centrifugal, District 5, East Pump Room
87083 | WTR-PMI-LSL-0700 | Switch, Level-Low, Pump 0700 | WTR-PMI-P-0700 | Switch,Level-Low | Switch |  | LSL | http://www.toronto.ca/TWONTO#level_switch |  | Pump, Centrifugal, Water Transmission (VFD), West Pump Room
87084 | WTR-PMI-LSL-0800 | Switch, Level-Low, Pump 0800 | WTR-PMI-P-0800 | Switch,Level-Low | Switch |  | LSL | http://www.toronto.ca/TWONTO#level_switch |  | Pump, Centrifugal, Water Transmission, West Pump Room
87085 | WTR-PMI-LSL-1100 | Switch, Level-Low, Pump 1100 | WTR-PMI-P-1100 | Switch,Level-Low | Switch |  | LSL | http://www.toronto.ca/TWONTO#level_switch |  | Pump, Centrifugal, Water Transmission, West Pump Room
87183 | WTR-PMI-PHL-0007 | Pressure Switch, High, | WTR-PMI-TRW |  | Switch |  | PHL | http://www.toronto.ca/TWONTO#pressure_switch |  | Treated Water (Transmission)
87192 | WTR-PMI-PS-0002 | Switch, Pressure, Low/High, Discharge, District 6S, | WTR-PMI-TRW | Switch | Switch |  | PS | http://www.toronto.ca/TWONTO#pressure_switch |  | Treated Water (Transmission)
87193 | WTR-PMI-PSH-0006 | Pressure Switch, High, | WTR-PMI-TRW |  | Switch |  | PSH | http://www.toronto.ca/TWONTO#pressure_switch |  | Treated Water (Transmission)
87205 | WTR-PMI-TSH-0002 | Switch, Temperature-High, Building Temp., | WTR-PMI-AUX | Switch,Temperature-High | Switch |  | TSH | http://www.toronto.ca/TWONTO#temperature_switch |  | Auxiliary Equipment (Building Facilities)
87206 | WTR-PMI-TSH-0005 | Switch, Temperature, High, Water Transmission | WTR-PMI-AUX | Switch,Temperature-High | Switch |  | TSH | http://www.toronto.ca/TWONTO#temperature_switch |  | Auxiliary Equipment (Building Facilities)
87207 | WTR-PMI-TSH-0007 | Switch, Temperature-High, Mechanical Room, Ventilation, | WTR-PMI-AUX | Switch,Temperature-High | Switch |  | TSH | http://www.toronto.ca/TWONTO#temperature_switch |  | Auxiliary Equipment (Building Facilities)
87208 | WTR-PMI-TSH-0008 | Switch, Temperature-High, Operation Deck, | WTR-PMI-AUX | Switch,Temperature-High | Switch |  | TSH | http://www.toronto.ca/TWONTO#temperature_switch |  | Auxiliary Equipment (Building Facilities)
87209 | WTR-PMI-TSL-0001 | Switch, Temperature-Low, Building Temp., | WTR-PMI-AUX | Switch,Temperature-Low | Switch |  | TSL | http://www.toronto.ca/TWONTO#temperature_switch |  | Auxiliary Equipment (Building Facilities)
87210 | WTR-PMI-TSL-0004 | Switch, Temperature, Low, Water Transmission | WTR-PMI-AUX |  | Switch |  | TSL | http://www.toronto.ca/TWONTO#temperature_switch |  | Auxiliary Equipment (Building Facilities)
87211 | WTR-PMI-TSL-0006 | Switch, Temperature, Low, Water Transmission | WTR-PMI-AUX |  | Switch |  | TSL | http://www.toronto.ca/TWONTO#temperature_switch |  | Auxiliary Equipment (Building Facilities)
87212 | WTR-PMI-TSL-0007 | Switch, Temperature-Low, Mechanical Room, Ventilation, | WTR-PMI-AUX | Switch,Temperature-Low | Switch |  | TSL | http://www.toronto.ca/TWONTO#temperature_switch |  | Auxiliary Equipment (Building Facilities)
87213 | WTR-PMI-TSL-0010 | Instrument, Temperature Switch, Low, Water Transmission | WTR-PMI-AUX |  | Switch |  | TSL | http://www.toronto.ca/TWONTO#temperature_switch |  | Auxiliary Equipment (Building Facilities)
87287 | WTR-PMI-ZS-0003 | Switch, Position,Door Security | WTR-PMI-AUX | Switch,Position | Switch |  | ZS | http://www.toronto.ca/TWONTO#position_switch |  | Auxiliary Equipment (Building Facilities)
87288 | WTR-PMI-ZS-0005 | Switch, Position,Door Security | WTR-PMI-AUX | Switch,Position | Switch |  | ZS | http://www.toronto.ca/TWONTO#position_switch |  | Auxiliary Equipment (Building Facilities)
87289 | WTR-PMI-ZS-0006 | Switch, Position,Door Security | WTR-PMI-AUX | Switch,Position | Switch |  | ZS | http://www.toronto.ca/TWONTO#position_switch |  | Auxiliary Equipment (Building Facilities)
87290 | WTR-PMI-ZS-0008 | Switch, Position,Door Security | WTR-PMI-AUX | Switch,Position | Switch |  | ZS | http://www.toronto.ca/TWONTO#position_switch |  | Auxiliary Equipment (Building Facilities)
87291 | WTR-PMI-ZS-0010 | Switch, Position,Door Security | WTR-PMI-AUX | Switch,Position | Switch |  | ZS | http://www.toronto.ca/TWONTO#position_switch |  | Auxiliary Equipment (Building Facilities)
87292 | WTR-PMI-ZS-0011 | Switch, Position,Door Security | WTR-PMI-AUX | Switch,Position | Switch |  | ZS | http://www.toronto.ca/TWONTO#position_switch |  | Auxiliary Equipment (Building Facilities)
87293 | WTR-PMI-ZS-0013 | Switch, Position,Door Security | WTR-PMI-AUX | Switch,Position | Switch |  | ZS | http://www.toronto.ca/TWONTO#position_switch |  | Auxiliary Equipment (Building Facilities)
87294 | WTR-PMI-ZS-0016 | Switch, Position,Door Security | WTR-PMI-AUX | Switch,Position | Switch |  | ZS | http://www.toronto.ca/TWONTO#position_switch |  | Auxiliary Equipment (Building Facilities)
87295 | WTR-PMI-ZS-0017 | Switch, Position,Door Security | WTR-PMI-AUX | Switch,Position | Switch |  | ZS | http://www.toronto.ca/TWONTO#position_switch |  | Auxiliary Equipment (Building Facilities)
87296 | WTR-PMI-ZS-0018 | Switch, Position,Door Security | WTR-PMI-AUX | Switch,Position | Switch |  | ZS | http://www.toronto.ca/TWONTO#position_switch |  | Auxiliary Equipment (Building Facilities)
87297 | WTR-PMI-ZS-0019 | Switch, Position,Door Security | WTR-PMI-AUX | Switch,Position | Switch |  | ZS | http://www.toronto.ca/TWONTO#position_switch |  | Auxiliary Equipment (Building Facilities)
87298 | WTR-PMI-ZS-0022 | Switch, Position,Door Security | WTR-PMI-AUX | Switch,Position | Switch |  | ZS | http://www.toronto.ca/TWONTO#position_switch |  | Auxiliary Equipment (Building Facilities)
87299 | WTR-PMI-ZS-0023 | Switch, Position,Door Security | WTR-PMI-AUX | Switch,Position | Switch |  | ZS | http://www.toronto.ca/TWONTO#position_switch |  | Auxiliary Equipment (Building Facilities)
87300 | WTR-PMI-ZS-0024 | Switch, Position,Door Security | WTR-PMI-AUX | Switch,Position | Switch |  | ZS | http://www.toronto.ca/TWONTO#position_switch |  | Auxiliary Equipment (Building Facilities)
87301 | WTR-PMI-ZS-0025 | Switch, Position,Door Security | WTR-PMI-AUX | Switch,Position | Switch |  | ZS | http://www.toronto.ca/TWONTO#position_switch |  | Auxiliary Equipment (Building Facilities)
87367 | WTR-PPD-LSH-0001 | Switch, Level-High, Flood Switch | WTR-PPD-AUX | Switch,Level-High | Switch |  | LSH | http://www.toronto.ca/TWONTO#level_switch |  | Auxiliary Equipment (Building Facilities)
87368 | WTR-PPD-LSH-0002 | Switch, Level-High, Sump Switch | WTR-PPD-AUX | Switch,Level-High | Switch |  | LSH | http://www.toronto.ca/TWONTO#level_switch |  | Auxiliary Equipment (Building Facilities)
87406 | WTR-PPD-PSH-0002 | Switch, Pressure-High, Line To District 1 | WTR-PPD-TRW | Switch,Pressure-High | Switch |  | PSH | http://www.toronto.ca/TWONTO#pressure_switch |  | Treated Water (Transmission)
87407 | WTR-PPD-PSH-0003 | Switch, Pressure-High, Line to District 2 | WTR-PPD-TRW | Switch,Pressure-High | Switch |  | PSH | http://www.toronto.ca/TWONTO#pressure_switch |  | Treated Water (Transmission)
87449 | WTR-PPD-PSL-0003 | Switch, Pressure-Low, Line to District 2 | WTR-PPD-TRW | Switch,Pressure-Low | Switch |  | PSL | http://www.toronto.ca/TWONTO#pressure_switch |  | Treated Water (Transmission)
87463 | WTR-PPD-TSL-0001 | Switch, Temperature-Low, Building | WTR-PPD-AUX | Switch,Temperature-Low | Switch |  | TSL | http://www.toronto.ca/TWONTO#temperature_switch |  | Auxiliary Equipment (Building Facilities)
87494 | WTR-PPD-ZS-0001 | Position Switch, open/close | WTR-PPD-AUX | Switch,Position | Switch |  | ZS | http://www.toronto.ca/TWONTO#position_switch |  | Auxiliary Equipment (Building Facilities)
87495 | WTR-PPD-ZS-0002 | Position Switch, open/close | WTR-PPD-AUX | Switch,Position | Switch |  | ZS | http://www.toronto.ca/TWONTO#position_switch |  | Auxiliary Equipment (Building Facilities)
87496 | WTR-PPD-ZS-0003 | Position Switch, open/close | WTR-PPD-AUX | Switch,Position | Switch |  | ZS | http://www.toronto.ca/TWONTO#position_switch |  | Auxiliary Equipment (Building Facilities)
87603 | WTR-PRH-FS-1101 | Switch, Air Flow, SCR-1100 ,Generator Room | WTR-PRH-SCR-1100 | Switch,Flow | Switch |  | FS | http://www.toronto.ca/TWONTO#flow_switch |  | Selective Catalytic Reduction, Reactor, Generator Room
87604 | WTR-PRH-FS-1201 | Switch, Air Flow, SCR-1200, Generator Room | WTR-PRH-SCR-1200 | Switch,Flow | Switch |  | FS | http://www.toronto.ca/TWONTO#flow_switch |  | Selective Catalytic Reduction, Reactor , Generator Room
87635 | WTR-PRH-LSH-0002 | Switch, Level, High, Fuel Vault Room Flood Alarm | WTR-PRH-AUX | Switch,Level-High | Switch |  | LSH | http://www.toronto.ca/TWONTO#level_switch |  | Auxiliary Equipment (Building Facilities)
87636 | WTR-PRH-LSH-0003 | Switch, Level High, Transfer Pump Containment, Fuel Vault Room | WTR-PRH-AUX | Switch,Level-High | Switch |  | LSH | http://www.toronto.ca/TWONTO#level_switch |  | Auxiliary Equipment (Building Facilities)
87637 | WTR-PRH-LSH-0004 | Switch, Level High, Generator 1100 Containment, Generator Room | WTR-PRH-GEN-1100 | Switch,Level-High | Switch |  | LSH | http://www.toronto.ca/TWONTO#level_switch |  | Generator, Diesel, Generator Room
87638 | WTR-PRH-LSH-0007 | Switch, Level High, Fuel Day Tank Containment Generator Room | WTR-PRH-AUX | Switch,Level-High | Switch |  | LSH | http://www.toronto.ca/TWONTO#level_switch |  | Auxiliary Equipment (Building Facilities)
87639 | WTR-PRH-LSL-0001 | Switch, Level Low, UREA Storage Tank | WTR-PRH-AUX | Switch,Level-Low | Switch |  | LSL | http://www.toronto.ca/TWONTO#level_switch |  | Auxiliary Equipment (Building Facilities)
87640 | WTR-PRH-LSL-1010 | Switch, Level Low, Diesel Fuel Storage Tank | WTR-PRH-AUX | Switch,Level-Low | Switch |  | LSL | http://www.toronto.ca/TWONTO#level_switch |  | Auxiliary Equipment (Building Facilities)
87641 | WTR-PRH-LSL-1020 | Switch, Level Low, Diesel Fuel Storage Tank | WTR-PRH-AUX | Switch,Level-Low | Switch |  | LSL | http://www.toronto.ca/TWONTO#level_switch |  | Auxiliary Equipment (Building Facilities)
87642 | WTR-PRH-LSL-1102 | Switch, Level Low, Radiator AC Expansion Tank | WTR-PRH-AUX | Switch,Level-Low | Switch |  | LSL | http://www.toronto.ca/TWONTO#level_switch |  | Auxiliary Equipment (Building Facilities)
87643 | WTR-PRH-LSL-1201 | Switch, Level Low, Radiator JW Expansion Tank | WTR-PRH-AUX | Switch,Level-Low | Switch |  | LSL | http://www.toronto.ca/TWONTO#level_switch |  | Auxiliary Equipment (Building Facilities)
87644 | WTR-PRH-LSL-1202 | Switch, Level Low, Radiator AC Expansion Tank | WTR-PRH-AUX | Switch,Level-Low | Switch |  | LSL | http://www.toronto.ca/TWONTO#level_switch |  | Auxiliary Equipment (Building Facilities)
87645 | WTR-PRH-LSLL-1100 | Switch, Level Low Low, Fuel Day Tank | WTR-PRH-AUX | Switch,Level-Low-Low | Switch |  | LSLL | http://www.toronto.ca/TWONTO#level_switch |  | Auxiliary Equipment (Building Facilities)
87680 | WTR-PRH-PSH-0002 | Switch, Pressure-High, Line to District 4 | WTR-PRH-TRW | Switch,Pressure-High | Switch |  | PSH | http://www.toronto.ca/TWONTO#pressure_switch |  | Treated Water (Transmission)
87681 | WTR-PRH-PSH-0003 | Switch, Pressure High, Basement, Transfer Pump P-0001/P-0002 Common Pipe | WTR-PRH-ELS | Switch,Pressure-High | Switch |  | PSH | http://www.toronto.ca/TWONTO#pressure_switch |  | Electrical System
87682 | WTR-PRH-PSH-1010 | Switch, Vacuum, Diesel Fuel Storage Tank | WTR-PRH-T-1100 | Vacuum | Switch |  | PSH | http://www.toronto.ca/TWONTO#pressure_switch |  | Tank, Bulk Fuel Storage, Generator Room
87704 | WTR-PRH-TSH-0002 | Switch, Temperature-High, Building | WTR-PRH-AUX | Switch,Temperature-High | Switch |  | TSH | http://www.toronto.ca/TWONTO#temperature_switch |  | Auxiliary Equipment (Building Facilities)
87705 | WTR-PRH-TSH-0003 | Switch, Temperature High, Generator Room | WTR-PRH-P-0300 | Switch,Temperature-High | Switch |  | TSH | http://www.toronto.ca/TWONTO#temperature_switch |  | Pump, Centrifugal
87706 | WTR-PRH-TSH-0004 | Switch, Temperature, High, TSH-0004, Switchgear Room | WTR-PRH-RPU-0001 | Switch,Temperature-High | Switch |  | TSH | http://www.toronto.ca/TWONTO#temperature_switch |  | Control Panel, Process Control Unit, RPU 0001
87707 | WTR-PRH-TSL-0003 | Switch, Temperature, Low, TSL-0003, Generator Room | WTR-PRH-RPU-0002 | Switch,Temperature-Low | Switch |  | TSL | http://www.toronto.ca/TWONTO#temperature_switch |  | Remote Processing Unit, Control Panel, Switchgear Room
87708 | WTR-PRH-TSL-0101-TAL | Switch, Temperature, Low, Heat Tracing HTR-0101, Roof | WTR-PRH-P-0300 | Switch,Temperature-Low | Switch |  | TSL | http://www.toronto.ca/TWONTO#temperature_switch |  | Pump, Centrifugal
87709 | WTR-PRH-TSL-0102-TAL | Switch, Temperature, Low, Heat Tracing HT-0102, Roof | WTR-PRH-P-0300 | Switch,Temperature-Low | Switch |  | TSL | http://www.toronto.ca/TWONTO#temperature_switch |  | Pump, Centrifugal
87729 | WTR-PRH-ZS-0002 | Switch, Position,Door Security | WTR-PRH-AUX | Switch,Position | Switch |  | ZS | http://www.toronto.ca/TWONTO#position_switch |  | Auxiliary Equipment (Building Facilities)
87730 | WTR-PRH-ZS-0003 | Switch, Position,Door Security | WTR-PRH-AUX | Switch,Position | Switch |  | ZS | http://www.toronto.ca/TWONTO#position_switch |  | Auxiliary Equipment (Building Facilities)
87731 | WTR-PRH-ZS-0005 | Switch, Position,Door Security | WTR-PRH-AUX | Switch,Position | Switch |  | ZS | http://www.toronto.ca/TWONTO#position_switch |  | Auxiliary Equipment (Building Facilities)
87732 | WTR-PRH-ZS-0006 | Switch, Position,Door Security | WTR-PRH-AUX | Switch,Position | Switch |  | ZS | http://www.toronto.ca/TWONTO#position_switch |  | Auxiliary Equipment (Building Facilities)
87843 | WTR-PRV-LSL-0001 | Switch, Level, Flood | WTR-PRV-AUX | Switch,Level-High | Switch |  | LSL | http://www.toronto.ca/TWONTO#level_switch |  | Auxiliary Equipment (Building Facilities)
87844 | WTR-PRV-LSL-0100 | Switch,Level-Low,Pump 0100 | WTR-PRV-P-0100 | Switch,Level-Low | Switch |  | LSL | http://www.toronto.ca/TWONTO#level_switch |  | Pump,Centrifugal
87920 | WTR-PRV-PS-0002 | Switch,Pressure-Low,Water Transmission To District 4W South | WTR-PRV-TRW | Switch,Pressure-Low | Switch |  | PS | http://www.toronto.ca/TWONTO#pressure_switch |  | Treated Water (Transmission)
87921 | WTR-PRV-PS-0601 | Switch,Pressure-High,Oil,Pump 0601 | WTR-PRV-P-0601 | Switch,Pressure-High | Switch |  | PS | http://www.toronto.ca/TWONTO#pressure_switch |  | Pump,Centrifugal,Oil Lubrication,Pump 0600 Bearings
87922 | WTR-PRV-PSH-0701 | Switch,Pressure-High,Service Water,Tank 0700 | WTR-PRV-AUX | Switch,Pressure-High | Switch |  | PSH | http://www.toronto.ca/TWONTO#pressure_switch |  | Auxiliary Equipment (Building Facilities)
87923 | WTR-PRV-PSL-0001 | Switch,Pressure-Low,Water Transmission From District 2 | WTR-PRV-TRW | Switch,Pressure-Low | Switch |  | PSL | http://www.toronto.ca/TWONTO#pressure_switch |  | Treated Water (Transmission)
87934 | WTR-PRV-TSH-0001 | Switch,Temperature-High,Building | WTR-PRV-AUX | Switch,Temperature-High | Switch |  | TSH | http://www.toronto.ca/TWONTO#temperature_switch |  | Auxiliary Equipment (Building Facilities)
87935 | WTR-PRV-TSH-0002 | Switch,Temperature-High, Building Alarm | WTR-PRV-AUX | Switch,Temperature-High | Switch |  | TSH | http://www.toronto.ca/TWONTO#temperature_switch |  | Auxiliary Equipment (Building Facilities)
87971 | WTR-PRV-ZS-0001 | Switch, Position,Door Security | WTR-PRV-AUX | Switch,Position | Switch |  | ZS | http://www.toronto.ca/TWONTO#position_switch |  | Auxiliary Equipment (Building Facilities)
88017 | WTR-PSA-LSH-0701 | Switch, Level-High, Pump 0701 | WTR-PSA-P-0701 | Switch,Level-High | Switch |  | LSH | http://www.toronto.ca/TWONTO#level_switch |  | Pump, Sump
88018 | WTR-PSA-LSHH-0701 | Switch, Level-High-High,Pump 0701 | WTR-PSA-P-0701 | Switch,Level-High | Switch |  | LSHH | http://www.toronto.ca/TWONTO#level_switch |  | Pump, Sump
88050 | WTR-PSA-SW-0101 | Switch, Incoming Primary Line 1 | WTR-PSA-TR-0101 | Switch | Switch |  | SW | http://www.toronto.ca/TWONTO#disconnect_switch |  | Transformer, Power, Line 1, 27.6 kV/4.16 kV
88063 | WTR-PSA-TS-0904 | Switch | WTR-PSA-ELS | Switch | Switch |  | TS | ? |  | Electrical System
88064 | WTR-PSA-TS-0905 | Switch | WTR-PSA-ELS | Switch | Switch |  | TS | ? |  | Electrical System
88101 | WTR-PSA-TSH-0801 | Switch, Temperature-High, Discharge, AHU 0801 | WTR-PSA-AHU-0801 | Switch,Temperature-High | Switch |  | TSH | http://www.toronto.ca/TWONTO#temperature_switch |  | Air Handling Unit
88102 | WTR-PSA-TSH-0901 | Switch, Temperature-High | WTR-PSA-AUX | Switch,Temperature-High | Switch |  | TSH | http://www.toronto.ca/TWONTO#temperature_switch |  | Auxiliary Equipment (Building Facilities)
88103 | WTR-PSA-TSL-0801 | Switch, Temperature-Low, Suction, AHU 0801 | WTR-PSA-AHU-0801 | Switch,Temperature-Low | Switch |  | TSL | http://www.toronto.ca/TWONTO#temperature_switch |  | Air Handling Unit
88104 | WTR-PSA-TSL-0901 | Switch, Temperature-Low | WTR-PSA-AUX | Switch,Temperature-Low | Switch |  | TSL | http://www.toronto.ca/TWONTO#temperature_switch |  | Auxiliary Equipment (Building Facilities)
88105 | WTR-PSA-TSLL-0901 | Switch, Temperature-Low | WTR-PSA-AUX | Switch,Temperature-Low | Switch |  | TSLL | http://www.toronto.ca/TWONTO#temperature_switch |  | Auxiliary Equipment (Building Facilities)
88127 | WTR-PSA-ZS-0001 | Position Switch, open/close | WTR-PSA-AUX | Switch,Position | Switch |  | ZS | http://www.toronto.ca/TWONTO#position_switch |  | Auxiliary Equipment (Building Facilities)
88254 | WTR-PSC-LSH-0002 | Switch, Level-High, Reservoir Overflow | WTR-PSC-AUX | Switch,Level-High | Switch |  | LSH | http://www.toronto.ca/TWONTO#level_switch |  | Auxiliary Equipment (Building Facilities)
88255 | WTR-PSC-LSL-1100 | Switch, Level-Low, Pump 1100 to Vacuum Air System | WTR-PSC-P-1100 | Switch,Level-Low | Switch |  | LSL | http://www.toronto.ca/TWONTO#level_switch |  | Pump, Centrifugal, District 3E
88256 | WTR-PSC-LSL-1200 | Switch, Level-Low, Pump 1200 to Vacuum Air System | WTR-PSC-P-1200 | Switch,Level-Low | Switch |  | LSL | http://www.toronto.ca/TWONTO#level_switch |  | Pump, Centrifugal, District 3E
88257 | WTR-PSC-LSL-1800 | Switch, Level-Low, Pump 1800 to Vacuum Air System | WTR-PSC-P-1800 | Switch,Level-Low | Switch |  | LSL | http://www.toronto.ca/TWONTO#level_switch |  | Pump, Centrifugal, District 4
88258 | WTR-PSC-LSL-1900 | Switch, Level-Low, Pump 1900 to Vacuum Air System | WTR-PSC-P-1900 | Switch,Level-Low | Switch |  | LSL | http://www.toronto.ca/TWONTO#level_switch |  | Pump, Centrifugal, District 4
88304 | WTR-PSC-PS-0501 | Switch, Vacuum | WTR-PSC-C-0001 | Switch,Pressure | Switch |  | PS | http://www.toronto.ca/TWONTO#pressure_switch |  | Vacuum, Pump System, Vacuum Pump
88305 | WTR-PSC-PSH-0002 | Switch, Pressure-High, Discharge to District 4 | WTR-PSC-TRW | Switch,Pressure-High | Switch |  | PSH | http://www.toronto.ca/TWONTO#pressure_switch |  | Treated Water (Transmission)
88306 | WTR-PSC-PSL-0002 | Switch, Pressure-Low, Discharge to District 4 | WTR-PSC-TRW | Switch,Pressure-Low | Switch |  | PSL | http://www.toronto.ca/TWONTO#pressure_switch |  | Treated Water (Transmission)
88311 | WTR-PSC-SW-0003 | Switch, Splitter | WTR-PSC-ELS | Switch | Switch |  | SW | http://www.toronto.ca/TWONTO#disconnect_switch |  | Electrical System
88312 | WTR-PSC-SW-0101 | Switch, Transformer 0301 Disconnect | WTR-PSC-ELS | Switch | Switch |  | SW | http://www.toronto.ca/TWONTO#disconnect_switch |  | Electrical System
88313 | WTR-PSC-SW-0101 | Switch, Transformer 0301 Disconnect | WTR-PSC-TR-0301 | Switch | Switch |  | SW | http://www.toronto.ca/TWONTO#disconnect_switch |  | Transformer, Power, SST1
88334 | WTR-PSC-TR-2202 | Switch, Transformer Load | WTR-PSC-ELS | Switch | Switch |  | TR | http://www.toronto.ca/TWONTO#transformer |  | Electrical System
88368 | WTR-PSC-ZS-0003 | Switch, Position,Door Security | WTR-PSC-AUX | Switch,Position | Switch |  | ZS | http://www.toronto.ca/TWONTO#position_switch |  | Auxiliary Equipment (Building Facilities)
88369 | WTR-PSC-ZS-0004 | Switch, Position,Door Security | WTR-PSC-AUX | Switch,Position | Switch |  | ZS | http://www.toronto.ca/TWONTO#position_switch |  | Auxiliary Equipment (Building Facilities)
88370 | WTR-PSC-ZS-0005 | Switch, Position,Door Security | WTR-PSC-AUX | Switch,Position | Switch |  | ZS | http://www.toronto.ca/TWONTO#position_switch |  | Auxiliary Equipment (Building Facilities)
88371 | WTR-PSC-ZS-0006 | Reservoir Access Alarm, Hatch 1 | WTR-PSC-AUX | Switch,Position | Switch |  | ZS | http://www.toronto.ca/TWONTO#position_switch |  | Auxiliary Equipment (Building Facilities)
88372 | WTR-PSC-ZS-0007 | Reservoir Access Alarm, Hatch 2 | WTR-PSC-AUX | Switch,Position | Switch |  | ZS | http://www.toronto.ca/TWONTO#position_switch |  | Auxiliary Equipment (Building Facilities)
88373 | WTR-PSC-ZS-0008 | Reservoir Access Alarm, Hatch 3 | WTR-PSC-AUX | Switch,Position | Switch |  | ZS | http://www.toronto.ca/TWONTO#position_switch |  | Auxiliary Equipment (Building Facilities)
88374 | WTR-PSC-ZS-0009 | Reservoir Access Alarm, Hatch 4 | WTR-PSC-AUX | Switch,Position | Switch |  | ZS | http://www.toronto.ca/TWONTO#position_switch |  | Auxiliary Equipment (Building Facilities)
88444 | WTR-PTH-LSH-0002 | Switch, Level High, Flood Alarm | WTR-PTH-FIT-0001 | Transmitter,Pressure | Switch |  | LSH | http://www.toronto.ca/TWONTO#level_switch |  | Transmitter, Flow, Water Transmission to District 5 (Revenue), Magmeter
88459 | WTR-PTH-PS-0002 | Switch, Pressure-Low, Water Transmission to District 5 | WTR-PTH-TRW | Switch,Pressure-Low | Switch |  | PS | http://www.toronto.ca/TWONTO#pressure_switch |  | Treated Water (Transmission)
88460 | WTR-PTH-PSL-0001 | Switch, Pressure-Low, Water Transmission from District 4 | WTR-PTH-TRW | Switch,Pressure-Low | Switch |  | PSL | http://www.toronto.ca/TWONTO#pressure_switch |  | Treated Water (Transmission)
88468 | WTR-PTH-TSH-0401 | Switch, Temperature-High, AHU 0401 | WTR-PTH-AHU-0401 | Switch,Temperature-High | Switch |  | TSH | http://www.toronto.ca/TWONTO#temperature_switch |  | Air Handling Unit
88469 | WTR-PTH-TSL-0402 | Switch, Temperature-Low, AHU 0401 | WTR-PTH-AHU-0401 | Switch,Temperature-Low | Switch |  | TSL | http://www.toronto.ca/TWONTO#temperature_switch |  | Air Handling Unit
88470 | WTR-PTH-TSL-0403 | Switch, Temperature-Low, AHU 0401 | WTR-PTH-AHU-0401 | Switch,Temperature-Low | Switch |  | TSL | http://www.toronto.ca/TWONTO#temperature_switch |  | Air Handling Unit
88487 | WTR-PTH-ZS-0002 | Switch, Position,Door Security | WTR-PTH-AUX | Switch,Position | Switch |  | ZS | http://www.toronto.ca/TWONTO#position_switch |  | Auxiliary Equipment (Building Facilities)
88596 | WTR-PWT-LSHH-1100 | Switch, Level, High High, Fuel Day Tank | WTR-PWT-GEN-1100 | Switch,Level-High-High | Switch |  | LSHH | http://www.toronto.ca/TWONTO#level_switch |  | Generator, Diesel, Standby Power, Outdoor, West Tor PS
88597 | WTR-PWT-LSL-1010 | Switch, Level, Low, Fuel Bulk Storage Tank | WTR-PWT-T-1010 | Switch,Level-Low | Switch |  | LSL | http://www.toronto.ca/TWONTO#level_switch |  | Tank, Fuel, Bulk Storage, Pumping Station, Outdoor Generator Enclosure
88598 | WTR-PWT-LSL-1100 | Switch, Level, Low, Fuel Day Tank | WTR-PWT-GEN-1100 | Switch,Level-Low | Switch |  | LSL | http://www.toronto.ca/TWONTO#level_switch |  | Generator, Diesel, Standby Power, Outdoor, West Tor PS
88599 | WTR-PWT-LSLL-1010 | Switch, Level, Low Low, Fuel Bulk Storage Tank | WTR-PWT-T-1010 | Switch,Level-Low-Low | Switch |  | LSLL | http://www.toronto.ca/TWONTO#level_switch |  | Tank, Fuel, Bulk Storage, Pumping Station, Outdoor Generator Enclosure
88600 | WTR-PWT-LSLL-1100 | Switch, Level, Low Low, Fuel Day Tank | WTR-PWT-GEN-1100 | Switch,Level-Low-Low | Switch |  | LSLL | http://www.toronto.ca/TWONTO#level_switch |  | Generator, Diesel, Standby Power, Outdoor, West Tor PS
88632 | WTR-PWT-PSH-0002 | Switch, Pressure-High, Main 98 to District 3 | WTR-PWT-TRW | Switch,Pressure-High | Switch |  | PSH | http://www.toronto.ca/TWONTO#pressure_switch |  | Treated Water (Transmission)
88633 | WTR-PWT-PSL-0002 | Switch, Pressure-Low, Main 98 to District 3 | WTR-PWT-TRW | Switch,Pressure-Low | Switch |  | PSL | http://www.toronto.ca/TWONTO#pressure_switch |  | Treated Water (Transmission)
88644 | WTR-PWT-TSH-0001 | Switch, Temperature-High, Building Alarm | WTR-PWT-AUX | Switch,Temperature-High | Switch |  | TSH | http://www.toronto.ca/TWONTO#temperature_switch |  | Auxiliary Equipment (Building Facilities)
88645 | WTR-PWT-TSH-0002 | Switch, Temperature-High, Building | WTR-PWT-AUX | Switch,Temperature-High | Switch |  | TSH | http://www.toronto.ca/TWONTO#temperature_switch |  | Auxiliary Equipment (Building Facilities)
88675 | WTR-PWT-ZS-0001 | Position Switch, open/close | WTR-PWT-AUX | Switch,Position | Switch |  | ZS | http://www.toronto.ca/TWONTO#position_switch |  | Auxiliary Equipment (Building Facilities)
88676 | WTR-PWT-ZS-0003 | Position Switch, open/close | WTR-PWT-AUX | Switch,Position | Switch |  | ZS | http://www.toronto.ca/TWONTO#position_switch |  | Auxiliary Equipment (Building Facilities)
88691 | WTR-RBV-LSH-0101 | Switch, Level-High, Tank 0100 | WTR-RBV-T-0100 | Switch,Level-High | Switch |  | LSH | http://www.toronto.ca/TWONTO#level_switch |  | Tank, Reservoir, (Northwest Basin)
88692 | WTR-RBV-LSH-0201 | Switch, Level-High, Tank 0200 | WTR-RBV-T-0200 | Switch,Level-High | Switch |  | LSH | http://www.toronto.ca/TWONTO#level_switch |  | Tank, Reservoir, (Southwest Basin)
88697 | WTR-RBV-PSH-0001 | Switch, Pressure-High, Pump 0001 | WTR-RBV-AUX | Switch,Pressure-High | Switch |  | PSH | http://www.toronto.ca/TWONTO#pressure_switch |  | Auxiliary Equipment (Building Facilities)
88703 | WTR-RBV-TSH-0001 | Switch, Temperature-High, Pump 0001 | WTR-RBV-AUX | Switch,Temperature-High | Switch |  | TSH | http://www.toronto.ca/TWONTO#temperature_switch |  | Auxiliary Equipment (Building Facilities)
88719 | WTR-RBV-ZS-0001 | Switch, Position,Door Security | WTR-RBV-AUX | Switch,Position | Switch |  | ZS | http://www.toronto.ca/TWONTO#position_switch |  | Auxiliary Equipment (Building Facilities)
88765 | WTR-RDF-LSH-0401 | Switch, Level-High, Tank 0400 | WTR-RDF-T-0400 | Switch,Level-High | Switch |  | LSH | http://www.toronto.ca/TWONTO#level_switch |  | Tank, Reservoir
88818 | FHO-ACC-FS-0102 | Switch, Flow, Loss of Airflow AHU-0101 Outlet, S1 Admin Building AHU Room | FHO-ACC-AHU-0101 |  | Switch |  | FS | http://www.toronto.ca/TWONTO#flow_switch |  | Air Handling Unit, Administration Ofices HVAC, S1 Admin Building AHU Room
88819 | FHO-ACC-FS-0103 | Switch, Flow, Loss of Airflow FN-0107 Outlet, Admin Building, S1, AHU Room | FHO-ACC-FN-0107 |  | Switch |  | FS | http://www.toronto.ca/TWONTO#flow_switch |  | Fan, Supply, Wokshop Ventilation System, S1 Admin Building AHU Room
88820 | FHO-ACC-FS-0104 | Switch, Flow, Loss of Airflow FN-0107 to Staff WashRoom, S1 Admin Building AHU Room | FHO-ACC-FN-0107 |  | Switch |  | FS | http://www.toronto.ca/TWONTO#flow_switch |  | Fan, Supply, Wokshop Ventilation System, S1 Admin Building AHU Room
88821 | FHO-ACC-FS-0105 | Switch, Flow, Loss of Airflow FN-0109 Outlet, S1 Admin Building Mechanical Room | FHO-ACC-FN-0109 |  | Switch |  | FS | http://www.toronto.ca/TWONTO#flow_switch |  | Fan, Supply, Gallery Ventilation System, S1 Admin Building AHU Room
88822 | FHO-ACC-FS-0106 | Switch, Flow, Loss of Airflow AHU-0102 Outlet, S1 Admin Building AHU Room | FHO-ACC-AHU-0102 |  | Switch |  | FS | http://www.toronto.ca/TWONTO#flow_switch |  | Air Handling Unit, Admin Building Lobby Air Conditioning System, Admin Building, S1, AHU Room
88839 | WTR-RDF-PSH-0401 | Switch, Pressure-High, Pump 0401 | WTR-RDF-P-0401 | Switch,Pressure-High | Switch |  | PSH | http://www.toronto.ca/TWONTO#pressure_switch |  | Pump, Centrifugal, Water to Sprinkler System, South Valve House
88843 | WTR-RDF-SW-0001 | Switch, Power to Control Panel 0001 and Lighting Panel 0001 | WTR-RDF-ELS | Switch | Switch |  | SW | http://www.toronto.ca/TWONTO#disconnect_switch |  | Electrical System
88870 | WTR-RDF-ZS-0002 | Switch, Position, Door Security, South Access House | WTR-RDF-AUX | Switch,Position | Switch |  | ZS | http://www.toronto.ca/TWONTO#position_switch |  | Auxiliary Equipment (Building Facilities)
88871 | WTR-RDF-ZS-0005 | Switch, Position,Door Security | WTR-RDF-AUX | Switch,Position | Switch |  | ZS | http://www.toronto.ca/TWONTO#position_switch |  | Auxiliary Equipment (Building Facilities)
88872 | WTR-RDF-ZS-0006 | Switch, Position,Door Security | WTR-RDF-AUX | Switch,Position | Switch |  | ZS | http://www.toronto.ca/TWONTO#position_switch |  | Auxiliary Equipment (Building Facilities)
88873 | WTR-RDF-ZS-0007 | Switch, Position,Door Security | WTR-RDF-AUX | Switch,Position | Switch |  | ZS | http://www.toronto.ca/TWONTO#position_switch |  | Auxiliary Equipment (Building Facilities)
88874 | WTR-RDF-ZS-0102 | Switch, Position,Door Security | WTR-RDF-AUX | Switch,Position | Switch |  | ZS | http://www.toronto.ca/TWONTO#position_switch |  | Auxiliary Equipment (Building Facilities)
88875 | WTR-RDF-ZS-0201 | Switch, Position,Door Security | WTR-RDF-AUX | Switch,Position | Switch |  | ZS | http://www.toronto.ca/TWONTO#position_switch |  | Auxiliary Equipment (Building Facilities)
88876 | WTR-RDF-ZS-0202 | Switch, Position,Door Security | WTR-RDF-AUX | Switch,Position | Switch |  | ZS | http://www.toronto.ca/TWONTO#position_switch |  | Auxiliary Equipment (Building Facilities)
88877 | WTR-RDF-ZS-0203 | Switch, Position,Door Security | WTR-RDF-AUX | Switch,Position | Switch |  | ZS | http://www.toronto.ca/TWONTO#position_switch |  | Auxiliary Equipment (Building Facilities)
88878 | WTR-RDF-ZS-0302 | Switch, Position,Door Security | WTR-RDF-AUX | Switch,Position | Switch |  | ZS | http://www.toronto.ca/TWONTO#position_switch |  | Auxiliary Equipment (Building Facilities)
88879 | WTR-RDF-ZS-0304 | Switch, Position,Door Security | WTR-RDF-AUX | Switch,Position | Switch |  | ZS | http://www.toronto.ca/TWONTO#position_switch |  | Auxiliary Equipment (Building Facilities)
88880 | WTR-RDF-ZS-0305 | Switch, Position,Door Security | WTR-RDF-AUX | Switch,Position | Switch |  | ZS | http://www.toronto.ca/TWONTO#position_switch |  | Auxiliary Equipment (Building Facilities)
88881 | WTR-RDF-ZS-0307 | Switch, Position,Door Security | WTR-RDF-AUX | Switch,Position | Switch |  | ZS | http://www.toronto.ca/TWONTO#position_switch |  | Auxiliary Equipment (Building Facilities)
88882 | WTR-RDF-ZS-0402 | Switch, Position,Door Security | WTR-RDF-AUX | Switch,Position | Switch |  | ZS | http://www.toronto.ca/TWONTO#position_switch |  | Auxiliary Equipment (Building Facilities)
88883 | WTR-RDF-ZS-0404 | Switch, Position,Door Security | WTR-RDF-AUX | Switch,Position | Switch |  | ZS | http://www.toronto.ca/TWONTO#position_switch |  | Auxiliary Equipment (Building Facilities)
88884 | WTR-RDF-ZS-0405 | Switch, Position,Door Security | WTR-RDF-AUX | Switch,Position | Switch |  | ZS | http://www.toronto.ca/TWONTO#position_switch |  | Auxiliary Equipment (Building Facilities)
88885 | WTR-RDF-ZS-0406 | Switch, Position,Door Security | WTR-RDF-AUX | Switch,Position | Switch |  | ZS | http://www.toronto.ca/TWONTO#position_switch |  | Auxiliary Equipment (Building Facilities)
88886 | WTR-RDF-ZS-0407 | Switch, Position,Door Security | WTR-RDF-AUX | Switch,Position | Switch |  | ZS | http://www.toronto.ca/TWONTO#position_switch |  | Auxiliary Equipment (Building Facilities)
88907 | WTR-REG-LSH-0101 | Switch, Level-High, Tank 0100 | WTR-REG-T-0100 | Switch,Level-High | Switch |  | LSH | http://www.toronto.ca/TWONTO#level_switch |  | Tank, Reservoir, West Basin
88908 | WTR-REG-LSH-0201 | Switch, Level-High, Tank 0200 | WTR-REG-T-0200 | Switch,Level-High | Switch |  | LSH | http://www.toronto.ca/TWONTO#level_switch |  | Tank, Reservoir, East Basin
88922 | FHO-ACC-FS-0201 | Switch, Flow, Air, AHU-0201 Outlet, Ammonia Area HVAC,Chemical Building, North Penthouse | FHO-ACC-AHU-0201 |  | Switch |  | FS | http://www.toronto.ca/TWONTO#flow_switch |  | Air Handling Unit, Ammonia Area HVAC, Chemical Building North Penthouse
88923 | FHO-ACC-FS-0203 | Switch, Flow, Supply Air AHU-0202, Chemical Building, North Penthouse | FHO-ACC-AHU-0202 |  | Switch |  | FS | http://www.toronto.ca/TWONTO#flow_switch |  | Air Handling Unit, General Chemical Building HVAC, Chemical Building, North Penthouse, N/E Corner
88924 | FHO-ACC-FS-0301 | Switch, Flow, Air, Chlorine Area Supply Fan FN-0305 Outlet, Chemical Building, L2, South Penthouse | FHO-ACC-FN-0305 |  | Switch |  | FS | http://www.toronto.ca/TWONTO#flow_switch |  | Fan, Supply, Chlorine Area Ventilation System, L2 Chemical Building, South Penthouse
88925 | FHO-ACC-FS-0302 | Switch, Flow, Air, Scrubber Fan CL-FN-0001 Outlet, L2 Chemical Building, South Penthouse | FHO-CL-FN-0001 |  | Switch |  | FS | http://www.toronto.ca/TWONTO#flow_switch |  | Fan, Exhaust, Cl2/SO2 Scrubber to Exhaust Stack, Chemical Building, Cl2/SO4 Scrubber Room
88926 | FHO-ACC-FS-0601 | Switch, Flow, Air, Raw Water Area Supply Fan FN-0601 Outlet, Admin Building, L2, Mechanical Room | FHO-ACC-FN-0601 |  | Switch |  | FS | http://www.toronto.ca/TWONTO#flow_switch |  | Fan, Fresh Air Supply, Raw Water Dehumidifier, L2 Admin Building, East Wing, Mechanical Room
88927 | FHO-ACC-FS-0801 | Switch, Flow, Air Supply to Waste Water Blower Room, TWPS, S5, Waste Water Blower Room | FHO-MCS-HVAC |  | Switch |  | FS | http://www.toronto.ca/TWONTO#flow_switch |  | Plant HVAC
88928 | FHO-ACC-FS-0901 | Switch, Flow, Air, Supply Fan FN-0903, Filter Building, S2, HVAC Room | FHO-ACC-FN-0903 |  | Switch |  | FS | http://www.toronto.ca/TWONTO#flow_switch |  | Fan, Fresh Air Supply, Electrical Room, Filter Bldg, S2, West of Pipe Gallery, HVAC Room
88929 | FHO-ACC-FS-1001 | Switch, Flow, Air, Filter Gallery Supply Fan FN-1001 Outlet, S2 TW Reservoir Gallery, South | FHO-ACC-FN-1001 |  | Switch |  | FS | http://www.toronto.ca/TWONTO#flow_switch |  | Fan. Fresh Air Supply Filter Gallery, Treated Water Reservoir Gallery, South
88930 | FHO-ACC-FS-1514 | Switch, Flow, Air, FN-1514 Outlet, Ozone Building, S2, Sampling Area No.1 | FHO-ACC-FN-1514 |  | Switch |  | FS | http://www.toronto.ca/TWONTO#flow_switch |  | Blower, Centrifugal SWSI Stainless Steel, Exhaust, Ozone Building, S2, Sampling Area No.1
88931 | FHO-ACC-FS-1515 | Switch, Flow, Air, FN-1515 Outlet, Ozone Building, S2, Sampling Area No.2 | FHO-ACC-FN-1515 |  | Switch |  | FS | http://www.toronto.ca/TWONTO#flow_switch |  | Blower, Centrifugal SWSI Stainless Steel, Exhaust, Ozone Building, S2, Sampling Area No.2
88932 | FHO-ACC-FS-1522 | Switch,Flow,Air,FN-1522 Outlet,Filter 9-13 Gallery Ventilation, Ozone Building, L1,Mechanical Room 2 | FHO-ACC-FN-1522 |  | Switch |  | FS | http://www.toronto.ca/TWONTO#flow_switch |  | Fan, Exhaust, Filter 9-13 Gallery Ventilation, Ozone Building, L1, Mechanical Room 2
88933 | FHO-ACC-FS-1541 | Switch, Flow, Air, AHU-1541 Outlet, Ozone Building, L1, Mechanical Room 1 | FHO-ACC-AHU-1541 |  | Switch |  | FS | http://www.toronto.ca/TWONTO#flow_switch |  | Air Handling Unit, Ozone Equipment Room Ventilation, Ozone Building, L1, Mechanical Room 1
88934 | FHO-ACC-FS-1552 | Switch, Flow, Air, FN-1552 Outlet, Ozone Building, L1, Electrical Room | FHO-ACC-FN-1552 |  | Switch |  | FS | http://www.toronto.ca/TWONTO#flow_switch |  | Fan, Centrifugal Square Inline, Electrical Room Exhaust, Ozone Building, Electrical Room
88935 | FHO-ACC-FS-1561 | Switch, Flow, Air, FN-1561 Outlet, Ozone Building, L1, Mechanocal Room 1 | FHO-ACC-FN-1561 |  | Switch |  | FS | http://www.toronto.ca/TWONTO#flow_switch |  | Fan, Centrifugal Square Inline, Mechanical Room 1 Exhaust, Ozone Building, Mechanical Room 1
88936 | FHO-ACC-FS-1562 | Switch, Flow, Air, FN-1562 Outlet, Ozone Building, L1, Mechanocal Room 2 | FHO-ACC-FN-1562 |  | Switch |  | FS | http://www.toronto.ca/TWONTO#flow_switch |  | Fan, Centrifugal Square Inline, Mechanical Room 1 Exhaust, Ozone Building, Mechanical Room 2
88937 | FHO-ACC-FS-1568 | Switch, Flow, Air, FN-1568 Outlet, Ozone Building, L1, Equipment Storage Room 3 | FHO-ACC-FN-1568 |  | Switch |  | FS | http://www.toronto.ca/TWONTO#flow_switch |  | Fan, Exhaust, Ozone Building, L1, Equipment Storage Room 3
88938 | FHO-ACC-FS-1641 | Switch, Flow, Air, Fan FN-1641 Outlet, Standby Power Building, S4 Hallway, North | FHO-ACC-FN-1641 |  | Switch |  | FS | http://www.toronto.ca/TWONTO#flow_switch |  | Fan, Centrifugal Square Inline, Hallway Supply, Standby Power Building, S4, Hallway, North
88939 | FHO-ACC-FS-1642 | Switch, Flow, Air, Fan FN-1642 Outlet, Standby Power Building, S4, CCS Room, N/W | FHO-ACC-FN-1642 |  | Switch |  | FS | http://www.toronto.ca/TWONTO#flow_switch |  | Fan, Centrifugal Square Exhaust, Standby Power Building, S4, CCS Room, N/W
88940 | FHO-ACC-FS-1701 | Switch, Flow, Air, Fan FN-1701 Outlet, Filter Building, L1, West End | FHO-ACC-FN-1701 |  | Switch |  | FS | http://www.toronto.ca/TWONTO#flow_switch |  | Fan, Exhaust, West Filter Area, Filter Building, L1, West End
88941 | FHO-ACC-FS-1704 | Switch, Flow, Air, AHU-1702 Outlet, Filter Building, L1, Filter Gallery, East | FHO-ACC-FN-1702 |  | Switch |  | FS | http://www.toronto.ca/TWONTO#flow_switch |  | Fan, Exhaust, East Filter Area, Filter Building, L1, East End
89005 | WTR-REG-ZS-0003 | Switch, Position,Door Security | WTR-REG-AUX | Switch,Position | Switch |  | ZS | http://www.toronto.ca/TWONTO#position_switch |  | Auxiliary Equipment (Building Facilities)
89015 | WTR-REL-LSH-0101 | Switch, Level-High, Tank 0100 | WTR-REL-T-0100 | Switch,Level-High | Switch |  | LSH | http://www.toronto.ca/TWONTO#level_switch |  | Tank, South-East Basin (Cell 1)
89016 | WTR-REL-LSH-0401 | Switch, Level-High, Pump 0402 | WTR-REL-P-0402 | Switch,Level-High | Switch |  | LSH | http://www.toronto.ca/TWONTO#level_switch |  | Pump, Sump, Centrifugal
89017 | WTR-REL-LSH-0501 | Switch, Level-High, Pump 0501 | WTR-REL-P-0501 | Switch,Level-High | Switch |  | LSH | http://www.toronto.ca/TWONTO#level_switch |  | Pump, Sump, Centrifugal
89018 | WTR-REL-LSH-0502 | Switch, Level-High, Pump 0502 | WTR-REL-P-0502 | Switch,Level-High | Switch |  | LSH | http://www.toronto.ca/TWONTO#level_switch |  | Pump, Sump, Centrifugal
89019 | WTR-REL-LSL-0401 | Switch, Level-Low, Pump 0402 | WTR-REL-P-0402 | Switch,Level-Low | Switch |  | LSL | http://www.toronto.ca/TWONTO#level_switch |  | Pump, Sump, Centrifugal
89039 | WTR-RKL-LSH-0001 | Switch, Level-High, Building Flood Alarm | WTR-RKL-AUX | Switch,Level-High | Switch |  | LSH | http://www.toronto.ca/TWONTO#level_switch |  | Auxiliary Equipment (Building Facilities)
89132 | WTR-RLL-LSH-0001 | Switch, Level-High, Flood Level | WTR-RLL-AUX | Switch,Level-High | Switch |  | LSH | http://www.toronto.ca/TWONTO#level_switch |  | Auxiliary Equipment (Building Facilities)
89133 | WTR-RLL-LSH-0002 | Switch, Tank Overflow Alarm | WTR-RLL-TRW | Switch,Level-High | Switch |  | LSH | http://www.toronto.ca/TWONTO#level_switch |  | Treated Water (Transmission)
89134 | WTR-RLL-LSH-0003 | Switch, Level-High, P-0001 | WTR-RLL-TRW | Switch,Level-High | Switch |  | LSH | http://www.toronto.ca/TWONTO#level_switch |  | Treated Water (Transmission)
89137 | WTR-RLL-SW-0001 | Switch, Hand, Electrical System, LP-0001 | WTR-RLL-ELS | Switch,Hand | Switch |  | SW | http://www.toronto.ca/TWONTO#disconnect_switch |  | Electrical System
89139 | WTR-RLL-TSH-0001 | Switch, Temperature-High, Building Alarm | WTR-RLL-AUX | Switch,Temperature-High | Switch |  | TSH | http://www.toronto.ca/TWONTO#temperature_switch |  | Auxiliary Equipment (Building Facilities)
89140 | WTR-RLL-TSL-0001 | Switch, Temperature-Low, Building | WTR-RLL-AUX | Switch,Temperature-Low | Switch |  | TSL | http://www.toronto.ca/TWONTO#temperature_switch |  | Auxiliary Equipment (Building Facilities)
89219 | WTR-RLW-ZS-0001 | Switch, Position,Door Security | WTR-RLW-AUX | Switch,Position | Switch |  | ZS | http://www.toronto.ca/TWONTO#position_switch |  | Auxiliary Equipment (Building Facilities)
89222 | WTR-RMA-LSH-0101 | Switch, Level-High, Tank 0100 | WTR-RMA-T-0100 | Switch,Level-High | Switch | 36098 | LSH | http://www.toronto.ca/TWONTO#level_switch |  | Tank, Reservoir
89223 | WTR-RMA-LSH-0201 | Switch, Level-High, Tank 0200 | WTR-RMA-T-0200 | Switch,Level-High | Switch | 36099 | LSH | http://www.toronto.ca/TWONTO#level_switch |  | Tank, Reservoir
89253 | WTR-RMI-DS-0201 | Switch, Fused Disconnect, Water Transmission | WTR-RMI-ELS |  | Switch |  | DS | http://www.toronto.ca/TWONTO#disconnect_switch |  | Electrical System
89267 | WTR-RMI-LSH-0001 | Instrument, Level Switch, High, Water Transmission | WTR-RMI-AUX | Switch,Level-High | Switch |  | LSH | http://www.toronto.ca/TWONTO#level_switch |  | Auxiliary Equipment (Building Facilities)
89268 | WTR-RMI-LSH-0002 | Switch, Level-High, Pump 0002 | WTR-RMI-AUX | Switch,Level-High | Switch |  | LSH | http://www.toronto.ca/TWONTO#level_switch |  | Auxiliary Equipment (Building Facilities)
89269 | WTR-RMI-LSH-0101 | Switch, Level-High, Tank 0100 | WTR-RMI-T-0100 | Switch,Level-High | Switch |  | LSH | http://www.toronto.ca/TWONTO#level_switch |  | Tank, Reservoir (South-East Basin)
89270 | WTR-RMI-LSH-0201 | Switch, Level-High, Tank 0200 | WTR-RMI-T-0200 | Switch,Level-High | Switch |  | LSH | http://www.toronto.ca/TWONTO#level_switch |  | Tank, Reservoir (North-East Basin)
89271 | WTR-RMI-LSH-0301 | Instrument, Level Switch, High, Tank 0300 | WTR-RMI-AUX |  | Switch |  | LSH | http://www.toronto.ca/TWONTO#level_switch |  | Auxiliary Equipment (Building Facilities)
89272 | WTR-RMI-LSH-0401 | Instrument, Level Switch, High, Tank 0400 | WTR-RMI-AUX |  | Switch |  | LSH | http://www.toronto.ca/TWONTO#level_switch |  | Auxiliary Equipment (Building Facilities)
89291 | WTR-RMI-TSL-0001 | Switch, Temperature-Low, (Building) | WTR-RMI-AUX | Switch,Temperature-Low | Switch |  | TSL | http://www.toronto.ca/TWONTO#temperature_switch |  | Auxiliary Equipment (Building Facilities)
89292 | WTR-RMI-TSL-0013 | Instrument, Temperature Switch, Low, Water Transmission | WTR-RMI-AUX |  | Switch |  | TSL | http://www.toronto.ca/TWONTO#temperature_switch |  | Auxiliary Equipment (Building Facilities)
89321 | WTR-RMI-ZS-0001 | Switch, Position,Door Security | WTR-RMI-AUX | Switch,Position | Switch |  | ZS | http://www.toronto.ca/TWONTO#position_switch |  | Auxiliary Equipment (Building Facilities)
89322 | WTR-RMI-ZS-0006 | Switch, Position,Door Security | WTR-RMI-AUX | Switch,Position | Switch |  | ZS | http://www.toronto.ca/TWONTO#position_switch |  | Auxiliary Equipment (Building Facilities)
89323 | WTR-RMI-ZS-0007 | Switch, Position,Door Security | WTR-RMI-AUX | Switch,Position | Switch |  | ZS | http://www.toronto.ca/TWONTO#position_switch |  | Auxiliary Equipment (Building Facilities)
89324 | WTR-RMI-ZS-0008 | Switch, Position,Door Security | WTR-RMI-AUX | Switch,Position | Switch |  | ZS | http://www.toronto.ca/TWONTO#position_switch |  | Auxiliary Equipment (Building Facilities)
89325 | WTR-RMI-ZS-0009 | Switch, Position,Door Security | WTR-RMI-AUX | Switch,Position | Switch |  | ZS | http://www.toronto.ca/TWONTO#position_switch |  | Auxiliary Equipment (Building Facilities)
89326 | WTR-RMI-ZS-0010 | Switch, Position,Door Security | WTR-RMI-AUX | Switch,Position | Switch |  | ZS | http://www.toronto.ca/TWONTO#position_switch |  | Auxiliary Equipment (Building Facilities)
89327 | WTR-RMI-ZS-0013 | Switch, Position,Door Security | WTR-RMI-AUX | Switch,Position | Switch |  | ZS | http://www.toronto.ca/TWONTO#position_switch |  | Auxiliary Equipment (Building Facilities)
89328 | WTR-RMI-ZS-0014 | Switch, Position,Door Security | WTR-RMI-AUX | Switch,Position | Switch |  | ZS | http://www.toronto.ca/TWONTO#position_switch |  | Auxiliary Equipment (Building Facilities)
89329 | WTR-RMI-ZS-0015 | Switch, Position,Door Security | WTR-RMI-AUX | Switch,Position | Switch |  | ZS | http://www.toronto.ca/TWONTO#position_switch |  | Auxiliary Equipment (Building Facilities)
89330 | WTR-RMI-ZS-0016 | Switch, Position,Door Security | WTR-RMI-AUX | Switch,Position | Switch |  | ZS | http://www.toronto.ca/TWONTO#position_switch |  | Auxiliary Equipment (Building Facilities)
89331 | WTR-RMI-ZS-0021 | Switch, Position,Door Security,Access House | WTR-RMI-AUX | Switch,Position | Switch |  | ZS | http://www.toronto.ca/TWONTO#position_switch |  | Auxiliary Equipment (Building Facilities)
89332 | WTR-RMI-ZS-0022 | Switch, Position,Door Security,Access House | WTR-RMI-AUX | Switch,Position | Switch |  | ZS | http://www.toronto.ca/TWONTO#position_switch |  | Auxiliary Equipment (Building Facilities)
89333 | WTR-RMI-ZS-0024 | Switch, Position,Door Security,Access House | WTR-RMI-AUX | Switch,Position | Switch |  | ZS | http://www.toronto.ca/TWONTO#position_switch |  | Auxiliary Equipment (Building Facilities)
89334 | WTR-RMI-ZS-0027 | Instrument, Door Contact, Water Transmission | WTR-RMI-AUX |  | Switch |  | ZS | http://www.toronto.ca/TWONTO#position_switch |  | Auxiliary Equipment (Building Facilities)
89335 | WTR-RMI-ZS-0028 | Instrument, Door Contact, Water Transmission | WTR-RMI-AUX |  | Switch |  | ZS | http://www.toronto.ca/TWONTO#position_switch |  | Auxiliary Equipment (Building Facilities)
89336 | WTR-RMI-ZS-0034 | Instrument, Door Contact, Water Transmission | WTR-RMI-AUX |  | Switch |  | ZS | http://www.toronto.ca/TWONTO#position_switch |  | Auxiliary Equipment (Building Facilities)
89337 | WTR-RMI-ZS-0035 | Instrument, Door Contact, Water Transmission | WTR-RMI-AUX |  | Switch |  | ZS | http://www.toronto.ca/TWONTO#position_switch |  | Auxiliary Equipment (Building Facilities)
89338 | WTR-RMI-ZS-0036 | Instrument, Door Contact, Water Transmission | WTR-RMI-AUX |  | Switch |  | ZS | http://www.toronto.ca/TWONTO#position_switch |  | Auxiliary Equipment (Building Facilities)
89339 | WTR-RMI-ZS-0045 | Instrument, Door Position Switch, Water Transmission | WTR-RMI-AUX |  | Switch |  | ZS | http://www.toronto.ca/TWONTO#position_switch |  | Auxiliary Equipment (Building Facilities)
89340 | WTR-RMI-ZS-0046 | Instrument, Door Position Switch, Water Transmission | WTR-RMI-AUX |  | Switch |  | ZS | http://www.toronto.ca/TWONTO#position_switch |  | Auxiliary Equipment (Building Facilities)
89341 | WTR-RMI-ZS-0050 | Instrument, Door Position Switch, Water Transmission | WTR-RMI-AUX |  | Switch |  | ZS | http://www.toronto.ca/TWONTO#position_switch |  | Auxiliary Equipment (Building Facilities)
89342 | WTR-RMI-ZS-0052 | Instrument, Door Position Switch, Water Transmission | WTR-RMI-AUX |  | Switch |  | ZS | http://www.toronto.ca/TWONTO#position_switch |  | Auxiliary Equipment (Building Facilities)
89343 | WTR-RMI-ZS-0053 | Instrument, Door Position Switch, Water Transmission | WTR-RMI-AUX |  | Switch |  | ZS | http://www.toronto.ca/TWONTO#position_switch |  | Auxiliary Equipment (Building Facilities)
89345 | WTR-RMP-LSH-0101S | Switch, Level-High, South Basin | WTR-RMP-T-0100S | Switch,Level-High | Switch | 38603 | LSH | http://www.toronto.ca/TWONTO#level_switch |  | Tank, Reservoir, (South Basin)
89349 | WTR-RMT-LSH-0001 | Switch, Level-High | WTR-RMT-TRW | Switch,Level-High | Switch |  | LSH | http://www.toronto.ca/TWONTO#level_switch |  | Treated Water (Transmission)
89365 | WTR-RRG-LSH-0001 | Switch, Level-High, Flood | WTR-RRG-AUX | Switch,Level-High | Switch |  | LSH | http://www.toronto.ca/TWONTO#level_switch |  | Auxiliary Equipment (Building Facilities)
89370 | WTR-RRG-SW-0002 | Switch, Hand | WTR-RRG-ELS | Switch | Switch |  | SW | http://www.toronto.ca/TWONTO#disconnect_switch |  | Electrical System
89371 | WTR-RRG-TSL-0001 | Switch, Temperature-Low, Building | WTR-RRG-AUX | Switch,Temperature-Low | Switch |  | TSL | http://www.toronto.ca/TWONTO#temperature_switch |  | Auxiliary Equipment (Building Facilities)
89455 | WTR-RRH-LSH-0001 | Switch, Level-High, (Flood Alarm) | WTR-RRH-AUX | Switch,Level-High | Switch |  | LSH | http://www.toronto.ca/TWONTO#level_switch |  | Auxiliary Equipment (Building Facilities)
89456 | WTR-RRH-LSH-0101 | Switch, Level, High, Rosehill Reservoir, Tank T-0100 | WTR-RRH-T-0100 | Switch,Level | Switch |  | LSH | http://www.toronto.ca/TWONTO#level_switch |  | Tank, Reservoir, (West Basin)
89457 | WTR-RRH-LSHH-0401 | Switch, Level, High, High, Rosehill Reservoir, Interconnection Chamber | WTR-RRH-P-0401 | Switch,Level | Switch |  | LSHH | http://www.toronto.ca/TWONTO#level_switch |  | Pump, Submersible, Rosehill Reservoir, Interconnection Chamber
89480 | WTR-RRH-TSL-0001 | Switch, Temperature-Low, Building | WTR-RRH-AUX | Switch,Temperature-Low | Switch |  | TSL | http://www.toronto.ca/TWONTO#temperature_switch |  | Auxiliary Equipment (Building Facilities)
89550 | WTR-RRH-ZS-0001 | Sensor, Door, Security, East Door, Rosehill Reservoir, Valve House, Electrical Room | WTR-RRH-AUX | Sensor,Position | Switch |  | ZS | http://www.toronto.ca/TWONTO#position_switch |  | Auxiliary Equipment (Building Facilities)
89551 | WTR-RRH-ZS-0001 | Sensor, Door, Security, East Door, Rosehill Reservoir, Valve House, Electrical Room | WTR-RRH-CP-0001 | Sensor,Position | Switch |  | ZS | http://www.toronto.ca/TWONTO#position_switch |  | Control Panel, Security Alarms, Rosehill Reservoir, Valve House
89552 | WTR-RRH-ZS-0002 | Sensor, Door, Security, North Door, Rosehill Reservoir, Valve House, Storage Room | WTR-RRH-AUX | Sensor,Position | Switch |  | ZS | http://www.toronto.ca/TWONTO#position_switch |  | Auxiliary Equipment (Building Facilities)
89553 | WTR-RRH-ZS-0002 | Sensor, Door, Security, North Door, Rosehill Reservoir, Valve House, Storage Room | WTR-RRH-CP-0001 | Sensor,Position | Switch |  | ZS | http://www.toronto.ca/TWONTO#position_switch |  | Control Panel, Security Alarms, Rosehill Reservoir, Valve House
89554 | WTR-RRH-ZS-0003 | Sensor, Door, Security, Overhead Door, Rosehill Reservoir, Valve House | WTR-RRH-CP-0001 | Sensor,Position | Switch |  | ZS | http://www.toronto.ca/TWONTO#position_switch |  | Control Panel, Security Alarms, Rosehill Reservoir, Valve House
89555 | WTR-RRH-ZS-0004 | Sensor, Door, Security, North Door, Rosehill Reservoir, Access House | WTR-RRH-CP-0002 | Sensor,Position | Switch |  | ZS | http://www.toronto.ca/TWONTO#position_switch |  | Control Panel, Security Alarms, Rosehill Reservoir, Access House
89556 | WTR-RRH-ZS-0008 | Sensor, Latch, Security, North Door, Rosehill Reservoir, Valve House, Storage Room | WTR-RRH-CP-0001 | Sensor,Position | Switch |  | ZS | http://www.toronto.ca/TWONTO#position_switch |  | Control Panel, Security Alarms, Rosehill Reservoir, Valve House
89579 | WTR-RRV-LSH-0201 | Switch, Level-High, Tank 0200 | WTR-RRV-T-0200 | Switch,Level-High | Switch |  | LSH | http://www.toronto.ca/TWONTO#level_switch |  | Tank, Reservoir, (North West Basin)
89590 | WTR-RRV-TSL-0001 | Switch, Temperature-Low, (Building) | WTR-RRV-AUX | Switch,Temperature-Low | Switch |  | TSL | http://www.toronto.ca/TWONTO#temperature_switch |  | Auxiliary Equipment (Building Facilities)
89597 | WTR-RRV-ZS-0001 | Switch, Position,Door Security | WTR-RRV-AUX | Switch,Position | Switch |  | ZS | http://www.toronto.ca/TWONTO#position_switch |  | Auxiliary Equipment (Building Facilities)
89598 | WTR-RRV-ZS-0002 | Switch, Position,Door Security | WTR-RRV-AUX | Switch,Position | Switch |  | ZS | http://www.toronto.ca/TWONTO#position_switch |  | Auxiliary Equipment (Building Facilities)
89618 | WTR-RST-LSH-0101 | Switch, Level-High, Tank 0100, Reservoir Cell | WTR-RST-T-0100 | Switch,Level-High | Switch |  | LSH | http://www.toronto.ca/TWONTO#level_switch |  | Tank, Reservoir, (East Basin)
89619 | WTR-RST-LSH-0101S | Switch, Level-High, Tank 0100 | WTR-RST-T-0100 | Switch,Level-High | Switch | 38668 | LSH | http://www.toronto.ca/TWONTO#level_switch |  | Tank, Reservoir, (East Basin)
89628 | WTR-RST-TSL-0001 | Switch, Temperature-Low, Building | WTR-RST-AUX | Switch,Temperature-Low | Switch |  | TSL | http://www.toronto.ca/TWONTO#temperature_switch |  | Auxiliary Equipment (Building Facilities)
89644 | WTR-RST-ZS-0001 | Switch, Position,Door Security | WTR-RST-AUX | Switch,Position | Switch |  | ZS | http://www.toronto.ca/TWONTO#position_switch |  | Auxiliary Equipment (Building Facilities)
89645 | WTR-RST-ZS-0002 | Switch, Position,Door Security | WTR-RST-AUX | Switch,Position | Switch |  | ZS | http://www.toronto.ca/TWONTO#position_switch |  | Auxiliary Equipment (Building Facilities)
89646 | WTR-RST-ZS-0003 | Switch, Position,Door Security | WTR-RST-AUX | Switch,Position | Switch |  | ZS | http://www.toronto.ca/TWONTO#position_switch |  | Auxiliary Equipment (Building Facilities)
89655 | WTR-RWA-LSH-0001 | Switch, Level-High, Flood Alarm, Building | WTR-RWA-AUX | Switch,Level-High | Switch |  | LSH | http://www.toronto.ca/TWONTO#level_switch |  | Auxiliary Equipment (Building Facilities)
89667 | WTR-RWB-LSH-0001S | Switch, Level-High, Overflow Alarm | WTR-RWB-TRWS | Switch,Level-High | Switch | 35937 | LSH | http://www.toronto.ca/TWONTO#level_switch |  | Treated Water (Transmission)
89685 | WTR-RWL-TSH-0002 | Switch, Temperature-High, Fan 0001 | WTR-RWL-FN-0001 | Switch,Temperature-High | Switch |  | TSH | http://www.toronto.ca/TWONTO#temperature_switch |  | Fan, Control Room
89995 | YTF-ACC-LSH-0001 | Switch, Level-High-High, A Building Sump, Miscellaneous Devices | YTF-ACC | Switch,Level-High-High | Switch |  | LSH | http://www.toronto.ca/TWONTO#level_switch |  | HVAC Equipment
89996 | YTF-ACC-LSL-0201 | Switch, Level-Low, Generator Fuel Tank, Miscellaneous Devices | YTF-ACC | Switch,Level-Low | Switch |  | LSL | http://www.toronto.ca/TWONTO#level_switch |  | HVAC Equipment
90111 | YTF-ELS-SW-0203 | Switch, Isoaltion, Normal Operation, Utility Power, Transfer Switch and Generator | YTF-ELS | Switch | Switch |  | SW | http://www.toronto.ca/TWONTO#disconnect_switch |  | Electrical Equipment
90112 | YTF-ELS-SW-0204 | Switch, Isoaltion, YTF-ELS-DP-0204, Transfer Switch and Generator | YTF-ELS | Switch | Switch |  | SW | http://www.toronto.ca/TWONTO#disconnect_switch |  | Electrical Equipment
90113 | YTF-ELS-SW-0206 | Switch, Isoaltion, Generator Bypass, Generator Power, Transfer Switch and Generator | YTF-ELS | Switch | Switch |  | SW | http://www.toronto.ca/TWONTO#disconnect_switch |  | Electrical Equipment
90278 | FHO-ACC-ZS-0101 | Switch, Overhead Door DR-0201 Closed Limit Switch, Admin Building, S2, Loading Bay | FHO-GRK-DR-0201 |  | Switch |  | ZS | http://www.toronto.ca/TWONTO#position_switch |  | Door, Overhead, Admin Building S2 Loading Bay West Door
90279 | FHO-ACC-ZS-0102 | Switch, Overhead Door DR-0201 Opened Limit Switch, Admin Building, S2, Loading Bay | FHO-GRK-DR-0201 |  | Switch |  | ZS | http://www.toronto.ca/TWONTO#position_switch |  | Door, Overhead, Admin Building S2 Loading Bay West Door
90444 | FHO-AM-FS-0202 | Switch, Flow, Water Supply to Ammonia Scrubber, Chemical Building, North Penthouse | FHO-AM-SB-0001 |  | Switch |  | FS | http://www.toronto.ca/TWONTO#flow_switch |  | Scrubber, Ammonia, Chemical Building, North Penthouse
90445 | FHO-AM-FSL-0001 | Switch, Flow-Low, Inlet, Siphon Breaker, Ammonia to Primary TRW W-Chem Mix Channel, S2,Mix Gallery,S | FHO-AM SCRUBBER-SU | Switch,Flow-Low | Switch |  | FSL | http://www.toronto.ca/TWONTO#flow_switch |  | Ammonia Scrubber System
90449 | FHO-AM-LSH-0002 | Switch, Level, Right Sensor, Ammonia Spill Containment, S4, Ammonia Storage Room, Pit, N/E | FHO-AM | Switch,Level-High | Switch |  | LSH | http://www.toronto.ca/TWONTO#level_switch |  | Ammoniation
90450 | FHO-AM-LSL-0002 | Switch, Level-Low, Ammonia Dispersion, Secondary TRWS Channel, Ozone Building, S2, Dispersion Pump Room | FHO-AM-T-0201 | Switch,Level-Low | Switch |  | LSL | http://www.toronto.ca/TWONTO#level_switch |  | Tank, Aqua Ammonia, Ammonia System, S4 Ammonia Storage Room
90545 | FHO-BW-FSL-1401 | Switch, Flow-Low, Seal Water, Backwash Pump P-1401, S2, Backwash Pump Gallery | FHO-BW-P-1401 |  | Switch |  | FSL | http://www.toronto.ca/TWONTO#flow_switch |  | Pump, Backwash Pump 14, S2 Wash Water Pump Gallery
90546 | FHO-BW-FSL-1501 | Switch, Flow-Low, Seal Water, Backwash Pump P-1501, S2, Backwash Pump Gallery | FHO-BW-P-1501 |  | Switch |  | FSL | http://www.toronto.ca/TWONTO#flow_switch |  | Pump, Backwash Pump 15, S2 Wash Water Pump Gallery
90547 | FHO-BW-FSL-1601 | Switch, Flow-Low, Seal Water, Backwash Pump P-1601, S2, Backwash Pump Gallery | FHO-BW-P-1601 |  | Switch |  | FSL | http://www.toronto.ca/TWONTO#flow_switch |  | Pump, Backwash Pump 16, S2 Wash Water Pump Gallery
90641 | FHO-CCS-LSH-0001 | Switch, Level-High, Phosphoric Acid Spill Containment, S4, Corrosion Control Tank Room | FHO-CCS-T-0101 |  | Switch |  | LSH | http://www.toronto.ca/TWONTO#level_switch |  | Tank, Phosphoric Acid Storage Tank, S4,Corrossion Control Tank Room
90642 | FHO-CCS-LSH-0201 | Switch, Level, High, Phosphoric Acid Storage Tank T-0201, S4,Corrossion Control Tank Room | FHO-FL-T-0201 |  | Switch |  | LSH | http://www.toronto.ca/TWONTO#level_switch |  | Tank, Fluoride Storage Tank 2, Fluoride System, S4 Fluoride Room
90751 | FHO-CLA-PSH-0101 | Sensor, Liquid Pressure, Evaporator Suction Pre Chlorination Train 1, Chemical Bldg, L1,Machine Room | FHO-CLA-CHL-0101 | Switch,Pressure-High | Switch |  | PSH | http://www.toronto.ca/TWONTO#pressure_switch |  | Chlorinator, Pre Chlorination Train 1, Chemical Building, L1, Machine Room
90752 | FHO-CLA-PSH-0102 | Switch, Pressure, Evaporator Discharge Pre Chlorination Train 1, Chemical Building, L1,Machine Room | FHO-CLA-CHL-0101 | Switch,Pressure-High | Switch |  | PSH | http://www.toronto.ca/TWONTO#pressure_switch |  | Chlorinator, Pre Chlorination Train 1, Chemical Building, L1, Machine Room
90753 | FHO-CLA-PSH-0201 | Switch, Liquid Pressure, Evaporator Suction, Pre Chlorination Train 2,Chemical Bldg, L1,Machine Room | FHO-CLA-CHL-0201-KQ | Switch,Pressure-High | Switch |  | PSH | http://www.toronto.ca/TWONTO#pressure_switch |  | Pre Chlorination Train 2
90754 | FHO-CLA-PSH-0202 | Switch, Pressure, Evaporator Discharge Pre Chlorination Train 2, Chemical Building, L1,Machine Room | FHO-CLA-CHL-0201 | Switch,Pressure-High | Switch |  | PSH | http://www.toronto.ca/TWONTO#pressure_switch |  | Chlorinator, Pre Chlorination Train 2, Chemical Building, L1, Machine Room
90755 | FHO-CLA-PSH-0202 | Switch, Pressure, Evaporator Discharge Pre Chlorination Train 2, Chemical Building, L1,Machine Room | FHO-CLA-CHL-0201-KQ | Switch,Pressure-High | Switch |  | PSH | http://www.toronto.ca/TWONTO#pressure_switch |  | Pre Chlorination Train 2
90756 | FHO-CLA-PSL-0101 | Switch, Liquid Pressure, Pre Chlorination Header Train 1, S2 Chem. Storage Rm | FHO-CLA-CHL-0101-KQ | Switch,Pressure-Low | Switch |  | PSL | http://www.toronto.ca/TWONTO#pressure_switch |  | Pre Chlorination Train 1
90757 | FHO-CLA-PSL-0102 | Switch, Pressure on Liquid Header Post Chlorination Train 1, Chemical Bldg, L1,Machine Room | FHO-CLA-CHL-0101-KQ | Switch,Pressure-Low | Switch |  | PSL | http://www.toronto.ca/TWONTO#pressure_switch |  | Pre Chlorination Train 1
90758 | FHO-CLA-PSL-0201 | Switch, Liquid Pressure, Pre Chlorination Header Train 2, S2 Chem. Storage Rm | FHO-CLA-CHL-0201-KQ | Switch,Pressure-Low | Switch |  | PSL | http://www.toronto.ca/TWONTO#pressure_switch |  | Pre Chlorination Train 2
90759 | FHO-CLA-PSL-0202 | Switch, Pressure on Liquid Header Post Chlorination Train 2, Chemical Bldg, L1,Machine Room | FHO-CLA-CHL-0101 | Switch,Pressure-Low | Switch |  | PSL | http://www.toronto.ca/TWONTO#pressure_switch |  | Chlorinator, Pre Chlorination Train 1, Chemical Building, L1, Machine Room
90857 | FHO-CLB-FSL-0002A | Switch, Flow, Primary Post Resid. Analyzer Supply, AIT-0001A, Filter Pipe Gallery1-8, Upper Lvl. S/E | FHO CLEARWELL | Switch,Flow-Low | Switch |  | FSL | http://www.toronto.ca/TWONTO#flow_switch |  | Sampling
90870 | FHO-CLB-PSH-0101 | Switch, Pressure, Post ChlorinationTrain 1 Evaporator Inlet, Chemical Bldg, Main Floor, Machine Rm | FHO-CLB-CHL-0101 | Switch,Pressure-High | Switch |  | PSH | http://www.toronto.ca/TWONTO#pressure_switch |  | Chlorinator, Post Chlorination Train 1 West, Chemical Building, L1, Evaporator Room
90871 | FHO-CLB-PSH-0101 | Switch, Pressure, Post ChlorinationTrain 1 Evaporator Inlet, Chemical Bldg, Main Floor, Machine Rm | FHO-CLB-CHL-0101-KQ | Switch,Pressure-High | Switch |  | PSH | http://www.toronto.ca/TWONTO#pressure_switch |  | Post ChlorinationTrain 1
90872 | FHO-CLB-PSH-0102 | Switch,Pressure High,Post Chl. West Train 1,Vent from Evaporator to Emerg.Vent Header,Chem.Supp.Rm. | FHO-CLB-CHL-0101-KQ | Switch,Pressure-High | Switch |  | PSH | http://www.toronto.ca/TWONTO#pressure_switch |  | Post ChlorinationTrain 1
90873 | FHO-CLB-PSH-0301 | Switch, Pressure, Post ChlorinationTrain 3 Evapororator Inlet, Chemical Bldg, Main Floor, Machine Rm | FHO-CLB | Switch,Pressure-High | Switch |  | PSH | http://www.toronto.ca/TWONTO#pressure_switch |  | Post Chlorination System
90874 | FHO-CLB-PSH-0301 | Switch, Pressure, Post ChlorinationTrain 3 Evapororator Inlet, Chemical Bldg, Main Floor, Machine Rm | FHO-CLB-CHL-0301 | Switch,Pressure-High | Switch |  | PSH | http://www.toronto.ca/TWONTO#pressure_switch |  | Chlorinator, Post Chlorination East Train 3, Chemical Building, L1, Evaporator Room
90875 | FHO-CLB-PSL-0101 | Switch,Pressure Low,Outlet from Post East Chlorine Train 1 Tanks to Expansion Tank,Chem.Storage Rm. | FHO-CLB-CHL-0101-KQ | Switch,Pressure-Low | Switch |  | PSL | http://www.toronto.ca/TWONTO#pressure_switch |  | Post ChlorinationTrain 1
90876 | FHO-CLB-PSL-0201 | Switch,Pressure Low,Outlet from Post East Chlorine Train 2 Tanks to Expansion Tank,Chem.Storage Rm. | FHO-CLB-CHL-0201 | Switch,Pressure-Low | Switch |  | PSL | http://www.toronto.ca/TWONTO#pressure_switch |  | Chlorinator, Post Chlorination Train 2 West, Chemical Building, L1, Evaporator Room
90877 | FHO-CLB-PSL-0201 | Switch,Pressure Low,Outlet from Post East Chlorine Train 2 Tanks to Expansion Tank,Chem.Storage Rm. | FHO-CLB-CHL-0201-KQ | Switch,Pressure-Low | Switch |  | PSL | http://www.toronto.ca/TWONTO#pressure_switch |  | Post Chlorination Train 2
90878 | FHO-CLB-PSL-0202 | Switch, Pressure Low, Post East, Train 2, Outlet from Evaporator,Chem Bldg. Main Floor, Machine Rm | FHO-CLB-CHL-0201-KQ | Switch,Pressure-Low | Switch |  | PSL | http://www.toronto.ca/TWONTO#pressure_switch |  | Post Chlorination Train 2
90879 | FHO-CLB-PSL-0301 | Switch,Pressure Low,Outlet from Post East Chlorine Train 3 Tanks to Expansion Tank,Chem.Storage Rm. | FHO-CLB-CHL-0301 | Switch,Pressure-Low | Switch |  | PSL | http://www.toronto.ca/TWONTO#pressure_switch |  | Chlorinator, Post Chlorination East Train 3, Chemical Building, L1, Evaporator Room
90880 | FHO-CLB-PSL-0301 | Switch,Pressure Low,Outlet from Post East Chlorine Train 3 Tanks to Expansion Tank,Chem.Storage Rm. | FHO-CLC-CHL-0201-KQ | Switch,Pressure-Low | Switch |  | PSL | http://www.toronto.ca/TWONTO#pressure_switch |  | Trim ChlorinationTrain 2
90881 | FHO-CLB-PSL-0302 | Switch, Pressure Low, Post East, Train 3, Outlet from Evaporator,Main Floor, Chemical Supply Room | FHO-CLB-CHL-0301 | Switch,Pressure-Low | Switch |  | PSL | http://www.toronto.ca/TWONTO#pressure_switch |  | Chlorinator, Post Chlorination East Train 3, Chemical Building, L1, Evaporator Room
90882 | FHO-CLB-PSL-0302 | Switch, Pressure Low, Post East, Train 3, Outlet from Evaporator,Main Floor, Chemical Supply Room | FHO-CLC-CHL-0201-KQ | Switch,Pressure-Low | Switch |  | PSL | http://www.toronto.ca/TWONTO#pressure_switch |  | Trim ChlorinationTrain 2
90997 | FHO-CLC-PSH-0102 | Switch,Pressure High,Trim Chlorine Train 1 Vent from Evaporator to Emerg.Vent Header, ChemicalSupp.Room | FHO-CLC-CHL-0101-KQ | Switch,Pressure-High | Switch |  | PSH | http://www.toronto.ca/TWONTO#pressure_switch |  | Trim Chlorination Train 1
90998 | FHO-CLC-PSL-0101 | Switch, Liquid Pressure, Trim Chlorination Header Train 1, S2 Chemical Storage Room | FHO-CLC-CHL-0101 | Switch,Pressure-Low | Switch |  | PSL | http://www.toronto.ca/TWONTO#pressure_switch |  | Chlorinator, Trim Chlorination Train 1, Chemical Building, L1, Machine Room
90999 | FHO-CLC-PSL-0101 | Switch, Liquid Pressure, Trim Chlorination Header Train 1, S2 Chemical Storage Room | FHO-CLC-CHL-0101-KQ | Switch,Pressure-Low | Switch |  | PSL | http://www.toronto.ca/TWONTO#pressure_switch |  | Trim Chlorination Train 1
91000 | FHO-CLC-PSL-0102 | Switch, Pressure Low, Trim Chlorination, Outlet from Evaporator,Chem Bldg. Main Floor, Machine Rm | FHO-CLC-CHL-0101-KQ | Switch,Pressure-Low | Switch |  | PSL | http://www.toronto.ca/TWONTO#pressure_switch |  | Trim Chlorination Train 1
91047 | FHO-DCL-FSL-0401 | Switch, Flow, Discharge Header Before SO2 Sampling Analyzers, S2 TW Trans. channel Gallery E-wall, S | FHO BEFORE SO2 | Switch,Flow-Low | Switch |  | FSL | http://www.toronto.ca/TWONTO#flow_switch |  | Sampling
91048 | FHO-DCL-FSL-0402 | Switch, Flow, Residual Chlorine Analyzer Before SO2 AIT-0001, S2 TW Trans. channel Gallery E-wall, S | FHO BEFORE SO2 | Switch,Flow-Low | Switch |  | FSL | http://www.toronto.ca/TWONTO#flow_switch |  | Sampling
91049 | FHO-DCL-FSL-0501 | Switch, Flow, Header to Residual Chlorine Analyzers,S2 South TW Transfer Channel Gallery E-Wall | FHO AFTER SO2 | Switch,Flow | Switch |  | FSL | http://www.toronto.ca/TWONTO#flow_switch |  | Sampling
91050 | FHO-DCL-FSL-0502B | Switch, Flow, Residual Chlorine Analyzer Seco. AIT-0002B,S2 South TW Transfer Channel Gallery E-Wall | FHO AFTER SO2 | Switch,Flow | Switch |  | FSL | http://www.toronto.ca/TWONTO#flow_switch |  | Sampling
91060 | FHO-DCL-PSH-0202 | Switch, Pressure-High, Vent Header Dechlorination Train 2 Evaporator, Chemical Bldg, Machine Room | FHO-DCL-SO-0201-KQ | Switch,Pressure-High | Switch |  | PSH | http://www.toronto.ca/TWONTO#pressure_switch |  | Dechlorination Train 2
91061 | FHO-DCL-PSH-0301 | Switch, Pressure-High, Liquid Header Inlet to Dechlorination Evap. Train 3, Chemical Bldg,Machine Rm | FHO-DCL-SO-0301-KQ | Switch,Pressure-High | Switch |  | PSH | http://www.toronto.ca/TWONTO#pressure_switch |  | Dechlorination Train 3
91062 | FHO-DCL-PSH-0302 | Switch, Pressure-High, Vent Header Dechlorination Train 3 Evaporator, Chemical Bldg, Machine Room | FHO-DCL-SO-0301 | Switch,Pressure-High | Switch |  | PSH | http://www.toronto.ca/TWONTO#pressure_switch |  | Sulphonator, Dechlorination Train 3, Chemical Building, Main Floor, Machine Room
91063 | FHO-DCL-PSL-0201 | Switch, Pressure-Low, Expansion Tank Header, Liquid Supply Dechlor.Train 2, S2 Chemical Storage Rm | FHO-DCL-SO-0201 | Switch,Pressure-Low | Switch |  | PSL | http://www.toronto.ca/TWONTO#pressure_switch |  | Sulphonator, Dechlorination Train 2, Chemical Building, Main Floor, Machine Room
91064 | FHO-DCL-PSL-0202 | Switch, Pressure-Low, Gaseous Supply Header to Dechlorination Train 2 Sulphonator, Chem. Machine Rm | FHO-DCL-SO-0201 | Switch,Pressure-Low | Switch |  | PSL | http://www.toronto.ca/TWONTO#pressure_switch |  | Sulphonator, Dechlorination Train 2, Chemical Building, Main Floor, Machine Room
91065 | FHO-DCL-PSL-0202 | Switch, Pressure-Low, Gaseous Supply Header to Dechlorination Train 2 Sulphonator, Chem. Machine Rm | FHO-DCL-SO-0201-KQ | Switch,Pressure-Low | Switch |  | PSL | http://www.toronto.ca/TWONTO#pressure_switch |  | Dechlorination Train 2
91067 | FHO-DCL-PSL-0302 | Switch, Pressure-Low, Gaseous Supply Header to Dechlorination Train 3 Sulphonator, Chem. Machine Rm | FHO-DCL-SO-0301 | Switch,Pressure-Low | Switch |  | PSL | http://www.toronto.ca/TWONTO#pressure_switch |  | Sulphonator, Dechlorination Train 3, Chemical Building, Main Floor, Machine Room
91068 | FHO-DCL-PSL-0302 | Switch, Pressure-Low, Gaseous Supply Header to Dechlorination Train 3 Sulphonator, Chem. Machine Rm | FHO-DCL-SO-0301-KQ | Switch,Pressure-Low | Switch |  | PSL | http://www.toronto.ca/TWONTO#pressure_switch |  | Dechlorination Train 3
91144 | FHO-DEW-LS-0003 | Switch, Level, Sump Pumps P-0501 & P-0601 Control, Filter 1-8 Building, S2, Reservoir Gallery South | FHO-DEW | Switch,Level | Switch |  | LS | http://www.toronto.ca/TWONTO#level_switch |  | Dewatering & Drainage
91146 | FHO-DEW-LS-1001 | Switch, Level, Sump Pump P-1001 Control, Chemical Building, S4, Fluoride Room | FHO-DEW | Switch,Level | Switch |  | LS | http://www.toronto.ca/TWONTO#level_switch |  | Dewatering & Drainage
91147 | FHO-DEW-LS-1101 | Switch, Level, Sump Pump P-1101 Control, Chemical Building, S4 Ammonia Room | FHO-DEW | Switch,Level | Switch |  | LS | http://www.toronto.ca/TWONTO#level_switch |  | Dewatering & Drainage
91148 | FHO-DEW-LS-1601 | Switch, Level, Sump Pumps P-1601 & P-1701 Controls, Standby Power Bldg, S4, Surge Tank Room | FHO-DEW-P-1601 |  | Switch |  | LS | http://www.toronto.ca/TWONTO#level_switch |  | Pump, Centrifugal, Submersible, DeWatering Well, Standby Power Building, S4, Surge Tank Room
91149 | FHO-DEW-LS-1801 | Switch, Level, Foundation Drain Sump Pumps P-1801 & P-1902 Control, Ozone Building, S2, Outside, N Wall | FHO-DEW-P-1801 |  | Switch |  | LS | http://www.toronto.ca/TWONTO#level_switch |  | Pump, Centrifugal, Submersible, Foundation Drain Well, Ozone Building, S2, Outside, North Wall
91150 | FHO-DEW-LS-2001 | Switch, Level, Basement Drain Sump Pump P-2001 Control, Ozone Building, S2, Outside, North Wall | FHO-DEW-P-2001 |  | Switch |  | LS | http://www.toronto.ca/TWONTO#level_switch |  | Pump, Centrifugal, Submersible, Basement Drain Sump, Ozone Building, S2, Outside, North Wall
91151 | FHO-DEW-LS-2101 | Switch, Level, Sump Pumps P-2101 & P-2102 Control, Ozone Building, S2, Raw Water Process Room | FHO-DEW-P-2101 |  | Switch |  | LS | http://www.toronto.ca/TWONTO#level_switch |  | Pump, Submersible, Centrifugal, DeWatering, Foundation Drain, S2, Raw Water Process Room
91152 | FHO-DEW-LS-2201 | Switch, Level, Sump Pumps P-2201 & P-2202 Control, Ozone Building, S2, Pipe Gallery 2, S/E of T-2100 | FHO-DEW-P-2201 |  | Switch |  | LS | http://www.toronto.ca/TWONTO#level_switch |  | Pump, Submersible, Centrifugal, Drain Sump Well, Ozone Building, S2, Pipe Gallery 2, S/E of T-2100
91288 | FHO-DOZ-LSL-0100 | Switch, Level, Low, LOX Tank T-0100, LOX Storage Area | FHO-DOZ-T-0100 |  | Switch |  | LSL | http://www.toronto.ca/TWONTO#level_switch |  | Tank, Liquid Oxigen, LOX Storage Area
91352 | FHO-DOZ-PS-1150 | Power Supply Unit, Ozone Generator OZ-1100, Ozone Building, L1, Ozone Equipment Room | FHO-DOZ-GEN | Generator,Electricity | Switch |  | PS | power_supply |  | FHO OZONE GENERATION SYSTEM
91353 | FHO-DOZ-PS-1250 | Power Supply Unit, Ozone Generator OZ-1200, Ozone Building, L1, Ozone Equipment Room | FHO-DOZ-GEN | Generator,Electricity | Switch |  | PS | power_supply |  | FHO OZONE GENERATION SYSTEM
91354 | FHO-DOZ-PS-1250 | Power Supply Unit, Ozone Generator OZ-1200, Ozone Building, L1, Ozone Equipment Room | FHO-DOZ-OZ-1200 | Generator,Electricity | Switch |  | PS | power_supply |  | Ozonator, Ozone Generator 2, Ozone Building, L1, Ozone Equipment Room, Ozone Generator Skid
91357 | FHO-DOZ-PSH-0500 | Switch, Pressure, High, Air Storage Tank T-0500, Ozone Building, S2, RW Process Room, Nitrogen Skid | FHO-DOZ-T-0500 | Switch,Pressure-High | Switch |  | PSH | http://www.toronto.ca/TWONTO#pressure_switch |  | Tank, Air Storage, Ozone Building, S2, Raw Water Process Room, Nitrogen Skid
91358 | FHO-DOZ-PSL-5020 | Switch,Pressure,Low,Cooling Water Expansion Tank T-5002,Ozone Building,L1,Ozone Equipment Room | FHO-DOZ-T-5002 | Switch,Pressure-Low | Switch |  | PSL | http://www.toronto.ca/TWONTO#pressure_switch |  | Tank, Closed Loop Cooling Water Expansion, Ozone Building,L1,Ozone Equipment Room,Cooling Water Skid
91406 | FHO-DOZ-TSH-4404 | Switch, Temperature, High, Off-Gas Preheater,Ozone Building, L1, Ozone Equipment Room | FHO-DOZ-OFFGAS |  | Switch |  | TSH | http://www.toronto.ca/TWONTO#temperature_switch |  | OFFGAS DESTRUCTION
91407 | FHO-DOZ-TSH-4504 | Switch, Temperature, High, Off-Gas Preheater,Ozone Building, L1, Ozone Equipment Room | FHO-DOZ-OFFGAS |  | Switch |  | TSH | http://www.toronto.ca/TWONTO#temperature_switch |  | OFFGAS DESTRUCTION
91409 | FHO-DOZ-TSL-4104 | Switch, Temperature, Low, Off-Gas Preheater HTR-4104 Outlet,Ozone Building, L1, Ozone Equipment Room | FHO-DOZ-HTR-4104 | Switch,Temperature-Low | Switch |  | TSL | http://www.toronto.ca/TWONTO#temperature_switch |  | Heater, Off-Gas Preheater,Off Gas Distruct Skid 4100, Ozone Building, L1, Ozone Equipment Room
91410 | FHO-DOZ-TSL-4204 | Switch, Temperature, Low, Off-Gas Preheater HTR-4204 Outlet,Ozone Building, L1, Ozone Equipment Room | FHO-DOZ-HTR-4204 | Switch,Temperature-Low | Switch |  | TSL | http://www.toronto.ca/TWONTO#temperature_switch |  | Heater, Off-Gas Preheater,Off Gas Distruct Skid 4200, Ozone Building, L1, Ozone Equipment Room
91411 | FHO-DOZ-TSL-4304 | Switch, Temperature, Low, Off-Gas Preheater HTR-4304 Outlet,Ozone Building, L1, Ozone Equipment Room | FHO-DOZ-HTR-4304 | Switch,Temperature-Low | Switch |  | TSL | http://www.toronto.ca/TWONTO#temperature_switch |  | Heater, Off-Gas Preheater, Off Gas Distruct Skid 4300, Ozone Building, L1, Ozone Equipment Room
91412 | FHO-DOZ-TSL-4404 | Switch, Temperature, Low, Off-Gas Preheater HTR-4404 Outlet,Ozone Building, L1, Ozone Equipment Room | FHO-DOZ-HTR-4404 | Switch,Temperature-Low | Switch |  | TSL | http://www.toronto.ca/TWONTO#temperature_switch |  | Heater, Off-Gas Preheater, Off Gas Distruct Skid 4400, Ozone Building, L1, Ozone Equipment Room
91837 | FHO-ELS-LSL-0001SUSP | Switch, Level Low, Tank 0001, Emergency Power System, Near Outdoor Substation | FHO-EPG-T-0001 |  | Switch | 42117 | LSL | http://www.toronto.ca/TWONTO#level_switch |  | Tank, Diesel Storage, Underground, Near Outdoor Substation
92514 | FHO-FEQ-FSH-0001 | Switch, Flow-High, Fire System, Ozone Fire Room | FHO-SES-FEQ-1000 |  | Switch |  | FSH | http://www.toronto.ca/TWONTO#flow_switch |  | Fire Equipment, Built In
92515 | FHO-FEQ-FSH-0004 | Switch, Flow-High, Fire System, Admin Building, S5, Cable Tray Room, East | FHO-SES-FEQ-1000 |  | Switch |  | FSH | http://www.toronto.ca/TWONTO#flow_switch |  | Fire Equipment, Built In
92645 | FHO-FL-FSL-0002 | Switch,Flow Low,Diluted Fluoride Solution to E.Chem.Mixing Conduit,Filter 9-13 Pipe Gallery, S Wall | FHO-FL | Switch,Flow-Low | Switch |  | FSL | http://www.toronto.ca/TWONTO#flow_switch |  | Fluoridation
92646 | FHO-FL-FSL-0301 | Switch, Flow, Reservoir Sampling Pump Main Discharge Header, S2, Sluice Gate Hall East | FHO RESERVOIR | Switch,Flow-Low | Switch |  | FSL | http://www.toronto.ca/TWONTO#flow_switch |  | Sampling
92647 | FHO-FL-FSL-0303 | Switch, Flow, Sample Line to Fluoride Residual Analyzer FL-AIT-0002, S2, Sluice Gate Hall East | FHO RESERVOIR | Switch,Flow-Low | Switch |  | FSL | http://www.toronto.ca/TWONTO#flow_switch |  | Sampling
92748 | FHO-FLO-FSL-0001 | Switch, Flow, Flocculation Sampling Pumps Main Discharge Header, Filter Pipe Gallery 1-8, N/W | FHO PRE FILTERED | Switch,Flow-Low | Switch |  | FSL | http://www.toronto.ca/TWONTO#flow_switch |  | Sampling
92956 | FHO-FLT-FSL-5001 | Switch, Flow, Filtered Water Sample Header to Analyzer, Filter Pipe Gallery1-8, Lower Lvl, S/E | FHO FILTERED WATER | Switch,Flow-Low | Switch |  | FSL | http://www.toronto.ca/TWONTO#flow_switch |  | Composite Sampling
92957 | FHO-FLT-FSL-5002 | Switch, Flow, Filtered Water Sample to FLT-AIT-5001, Filter Pipe Gallery1-8,Upper Lvl, S/E | FHO FILTERED WATER | Switch,Flow-Low | Switch |  | FSL | http://www.toronto.ca/TWONTO#flow_switch |  | Composite Sampling
93513 | FHO-MCS-PSL-0101 | Switch, Pressure, Low, Service Water to Vacuum Priming Pump P-0101, S3, Compressor Room | FHO-MCS-P-0101 | Switch,Pressure-Low | Switch |  | PSL | http://www.toronto.ca/TWONTO#pressure_switch |  | Pump, Centrifugal, Vacuum Tanks T-0101&0201, S3, Compressor Room
93514 | FHO-MCS-PSL-0201 | Switch, Pressure, Low, Service Water to Vacuum Priming Pump P-0201, S3, Compressor Room | FHO-MCS-P-0201 | Switch,Pressure-Low | Switch |  | PSL | http://www.toronto.ca/TWONTO#pressure_switch |  | Pump, Centrifugal, Vacuum Tanks T-0101&0201, S3, Compressor Room
93515 | FHO-MCS-PSL-0201 | Switch, Pressure, Low, Service Water to Vacuum Priming Pump P-0201, S3, Compressor Room | FHO-MCS-P-0201-KQ | Switch,Pressure-Low | Switch |  | PSL | http://www.toronto.ca/TWONTO#pressure_switch |  | Vacuum Priming Pump 2
93516 | FHO-MCS-PSL-0301 | Switch, Pressure, Low, Service Water to Vacuum Priming Pump P-0301, S3, Compressor Room | FHO-MCS-P-0301 | Switch,Pressure-Low | Switch |  | PSL | http://www.toronto.ca/TWONTO#pressure_switch |  | Pump, Centrifugal, Vacuum Tanks T-0101&0201, S3, Compressor Room
93517 | FHO-MCS-PSL-0301 | Switch, Pressure, Low, Service Water to Vacuum Priming Pump P-0301, S3, Compressor Room | FHO-MCS-P-0301-KQ | Switch,Pressure-Low | Switch |  | PSL | http://www.toronto.ca/TWONTO#pressure_switch |  | Vacuum Priming Pump 3
93775 | FHO-PLT-PSH-0201 | Switch, Pressure High, Discharge, Pretreatment Chemical Dispersion Pump 0201,Ozone Building,S2 Level | FHO-PLT-P-0101 | Switch,Pressure-High | Switch |  | PSH | http://www.toronto.ca/TWONTO#pressure_switch |  | Pump, Centrifugal, Pretreatment Chemical Dispersion,Ozone Building, S2, Ozone Pipe Gallery #2
93987 | FHO-RW-FSL-0006 | Switch, Flow,Supply Header from On-shore Sampling System to Raw Water Analyzers, S10, Basement | FHO RAW H2O | Switch,Flow-Low | Switch |  | FSL | http://www.toronto.ca/TWONTO#flow_switch |  | Raw water Sampling
93997 | FHO-RW-LSL-2401 | Switch, Level, Low, Raw Water Pump P-2401 Loss of Prime, S9, RW Pump Room | FHO-RW-P-2401 |  | Switch |  | LSL | http://www.toronto.ca/TWONTO#level_switch |  | Pump, Centrifugal, RW Pump 2401. S9, RW Pump Room
94030 | FHO-RW-PSL-1801 | Switch, Pressure, Low, Raw Water Pump P-1801 Loss of Prime, S9 RW Pump Room | FHO-RW-P-1801 |  | Switch |  | PSL | http://www.toronto.ca/TWONTO#pressure_switch |  | Pump, Centrifugal, RW Pump 1801. S9, RW Pump Room
94031 | FHO-RW-PSL-1901 | Switch, Pressure, Low, Raw Water Pump P-1901 Loss of Prime, S9 RW Pump Room | FHO-RW-P-1901 |  | Switch |  | PSL | http://www.toronto.ca/TWONTO#pressure_switch |  | Pump, Centrifugal, RW Pump 1901. S9, RW Pump Room
94219 | FHO-SBS-FSH-0001 | Switch, Flow, High, Rupture Disk, SBS-SC-0001, Chemical Building, S2, Chlorine Storage Room, | FHO-SBS |  | Switch |  | FSH | http://www.toronto.ca/TWONTO#flow_switch |  | Ozone Quenching
94221 | FHO-SBS-LSH-0002 | Switch, Level High, SBS Tank Spill Containment,S4 Level, SBS Tank Room | FHO-SBS | Switch,Level-High | Switch |  | LSH | http://www.toronto.ca/TWONTO#level_switch |  | Ozone Quenching
95132 | FHO-TRW-FSL-0005 | Switch,Flow,Low,Secondary TRW Suction Channel Sampling Line,Ozone Building,S2,Dispersion Pump Room | FHO-TRW | Switch,Flow-Low | Switch |  | FSL | http://www.toronto.ca/TWONTO#flow_switch |  | Treated Water System
95133 | FHO-TRW-FSL-0101 | Switch, Flow, Low, Output Sampling Pumps Discharge, TRW Building, S5, Basement, Valve Chamber Hall | FHO TRW OUTPUT | Switch,Flow-Low | Switch |  | FSL | http://www.toronto.ca/TWONTO#flow_switch |  | Treated Water Output Sampling
95134 | FHO-TRW-FSL-0102 | Switch,Flow,Low,Sample to Chlorine Residual Analyzer AIT-0001,TRW Bldg.,S5,Bsmnt.,Valve Chamber Hall | FHO TRW OUTPUT | Switch,Flow-Low | Switch |  | FSL | http://www.toronto.ca/TWONTO#flow_switch |  | Treated Water Output Sampling
95135 | FHO-TRW-FSL-0103 | Switch, Flow, Low, Sample to Turbidity and Fluoride Analyser, TRW Bldg, S5, Bsmnt,Valve Chamber Hall | FHO TRW OUTPUT | Switch,Flow-Low | Switch |  | FSL | http://www.toronto.ca/TWONTO#flow_switch |  | Treated Water Output Sampling
95136 | FHO-TRW-FSL-0104 | Switch, Flow, Low, Sample to Chloramination Analyzers, TRW Building, S5, Basement,Valve Chamber Hall | FHO TRW OUTPUT | Switch,Flow-Low | Switch |  | FSL | http://www.toronto.ca/TWONTO#flow_switch |  | Treated Water Output Sampling
95137 | FHO-TRW-FSL-0106 | Switch, Flow, Low, pH Analyzer AIT-0010 Inlet, TRW Building, S5, Basement, Valve Chamber Hall | FHO TRW OUTPUT |  | Switch |  | FSL | http://www.toronto.ca/TWONTO#flow_switch |  | Treated Water Output Sampling
95162 | FHO-TRW-LSH-0001 | Switch, Level, High, Surge Tank T-0001, Surge Building, S4, Tank Room | FHO-TRW-T-0001 | Switch,Level-High | Switch |  | LSH | http://www.toronto.ca/TWONTO#level_switch |  | Tank, Surge, District 1E1, Surge Building, S4, Tank Room
95163 | FHO-TRW-LSH-0001 | Switch, Level, High, Surge Tank T-0001, Surge Building, S4, Tank Room | FHO-TRW-T-0001-KQ | Switch,Level-High | Switch |  | LSH | http://www.toronto.ca/TWONTO#level_switch |  | Surge Tank 1
95164 | FHO-TRW-LSH-0002 | Switch, Level, High, Surge Tank T-0002, Surge Building, S4, Tank Room | FHO-TRW-T-0002 | Switch,Level-High | Switch |  | LSH | http://www.toronto.ca/TWONTO#level_switch |  | Tank, Surge, District 1E2, Surge Building, S4, Tank Room
95165 | FHO-TRW-LSH-0003 | Switch, Level, High, Surge Tank T-0003, Surge Building, S4, Tank Room | FHO-TRW-T-0003 | Switch,Level-High | Switch |  | LSH | http://www.toronto.ca/TWONTO#level_switch |  | Tank, Surge, District 2E1, Surge Building, S4, Tank Room
95172 | FHO-TRW-LSL-0001 | Switch, Level, High, Surge Tank T-0001, Surge Building, S4, Tank Room | FHO-TRW-T-0001 | Switch,Level-Low | Switch |  | LSL | http://www.toronto.ca/TWONTO#level_switch |  | Tank, Surge, District 1E1, Surge Building, S4, Tank Room
95173 | FHO-TRW-LSL-0001 | Switch, Level, High, Surge Tank T-0001, Surge Building, S4, Tank Room | FHO-TRW-T-0001-KQ | Switch,Level-Low | Switch |  | LSL | http://www.toronto.ca/TWONTO#level_switch |  | Surge Tank 1
95174 | FHO-TRW-LSL-0002 | Switch, Level, High, Surge Tank T-0002, Surge Building, S4, Tank Room | FHO-TRW-T-0002-KQ | Switch,Level-Low | Switch |  | LSL | http://www.toronto.ca/TWONTO#level_switch |  | Surge Tank 2
95175 | FHO-TRW-LSL-0003 | Switch, Level, High, Surge Tank T-0003, Surge Building, S4, Tank Room | FHO-TRW-T-0003-KQ | Switch,Level-Low | Switch |  | LSL | http://www.toronto.ca/TWONTO#level_switch |  | Surge Tank 3
95176 | FHO-TRW-LSL-0100 | Switch, Level, Low, Pump P-0100 Loss of Prime, Treated Water Building, S3, Pump Room | FHO-TRW-P-0100 | Switch,Level-Low | Switch |  | LSL | http://www.toronto.ca/TWONTO#level_switch |  | Pump, Centrifugal, Treated Water Building, S3, Treated Water Pump Room
95177 | FHO-TRW-LSL-0500 | Switch, Level, Low, Pump P-0500 Loss of Prime, Treated Water Building, S3, Pump Room | FHO-TRW-P-0500 |  | Switch |  | LSL | http://www.toronto.ca/TWONTO#level_switch |  | Pump, Centrifugal, Treated Water Building, S3, Treated Water Pump Room
95178 | FHO-TRW-LSL-0600 | Switch, Level, Low, Pump P-0600 Loss of Prime, Treated Water Building, S3, Pump Room | FHO-TRW-P-0600 | Switch,Level-Low | Switch |  | LSL | http://www.toronto.ca/TWONTO#level_switch |  | Pump, Centrifugal, Treated Water Building, S3, Treated Water Pump Room
95179 | FHO-TRW-LSL-0800 | Switch, Level, Low, Pump P-0800 Loss of Prime, Treated Water Building, S3, Pump Room | FHO-TRW-P-0800 | Switch,Level-Low | Switch |  | LSL | http://www.toronto.ca/TWONTO#level_switch |  | Pump, Centrifugal, Treated Water Building, S3, Treated Water Pump Room
95180 | FHO-TRW-LSL-0800 | Switch, Level, Low, Pump P-0800 Loss of Prime, Treated Water Building, S3, Pump Room | FHO-TRW-P-0800-KQ | Switch,Level-Low | Switch |  | LSL | http://www.toronto.ca/TWONTO#level_switch |  | TRW Pump Unit 8
95183 | FHO-TRW-LSL-1000 | Switch, Level, Low, Pump P-1000 Loss of Prime, Treated Water Building, S3, Pump Room | FHO-TRW-P-1000 | Switch,Level-Low | Switch |  | LSL | http://www.toronto.ca/TWONTO#level_switch |  | Pump, Centrifugal, Treated Water Building, S3, Treated Water Pump Room
95185 | FHO-TRW-LSL-2900 | Switch, Level, Low, Pump P-2900 Loss of Prime, Treated Water Building, S3, Pump Room | FHO-TRW-P-2900 |  | Switch |  | LSL | http://www.toronto.ca/TWONTO#level_switch |  | Pump, Centrifugal, Treated Water Building, S3, Treated Water Pump Room
95241 | FHO-TRW-PSH-0001 | Switch, Pressure, High, RW & TW Pumps Priming Header, TRW Building, S3, Compressor Room | FHO-TRW-VP | Switch,Pressure-High | Switch |  | PSH | http://www.toronto.ca/TWONTO#pressure_switch |  | Vacuum Priming
95242 | FHO-TRW-PSH-0003 | Switch, High Pressure, Air Supply Header, Surge Protection System, Surge Bldg, S2, Compressore Rm, E | FHO-TRW- SURGE | Switch,Pressure-High | Switch |  | PSH | http://www.toronto.ca/TWONTO#pressure_switch |  | Surge Protection System
95243 | FHO-TRW-PSL-0005 | Switch, Pressure, Low, Priming Pump Control, TRW Building, S3, Compressor Room | FHO-TRW-VP | Switch,Pressure-Low | Switch |  | PSL | http://www.toronto.ca/TWONTO#pressure_switch |  | Vacuum Priming
95280 | FHO-TRW-TSH-0001 | Switch, Temperature, High, TRW Building, S3, TRW Pump Room, South Wall | FHO TRW PUMPING | Transmitter,Temperature | Switch |  | TSH | http://www.toronto.ca/TWONTO#temperature_switch |  | Treated Water Pumping
95281 | FHO-TRW-TSL-0001 | Switch, Temperature, Low, TRW Building, S3, TRW Pump Room, South Wall | FHO TRW PUMPING | Transmitter,Temperature | Switch |  | TSL | http://www.toronto.ca/TWONTO#temperature_switch |  | Treated Water Pumping
95552 | FHO-WWW-LSH-0102 | Switch, Level-High, Clarifier 1, Clarifier Building, S4, Basement | FHO-WWW-T-0102 |  | Switch |  | LSH | http://www.toronto.ca/TWONTO#level_switch |  | Tank, Clarifier 0102, Waste Water System, Clarifier Building, West
95581 | FHO-WWW-PSH-0001 | Switch, Pressure-High, Sludge Transfer to Highland Creek, Clarifier Building, S4, Basement | FHO-WWW-P-0501 |  | Switch |  | PSH | http://www.toronto.ca/TWONTO#pressure_switch |  | Pump, Sludge Transfer to Highland Creek, Clarifier Building, S4, Basement
95582 | FHO-WWW-PSH-0601 | Switch, Pressure High, Discharge WW Blower WWW-BL-0601, S5 Blower Room | FHO-WWW-BL-0601 | Switch,Pressure-High | Switch |  | PSH | http://www.toronto.ca/TWONTO#pressure_switch |  | Blower, Process Air to Waste Water Tank 1, S5 Blower Room
95583 | FHO-WWW-PSH-0701 | Switch, Pressure High, Discharge WW Blower WWW-BL-0701, S5 Blower Room | FHO-WWW-BL-0701 | Switch,Pressure-High | Switch |  | PSH | http://www.toronto.ca/TWONTO#pressure_switch |  | Blower, Back-up to Process Air to Waste Water Tank # 1 & 2, S5 Blower Room
95691 | FHO-WWW-XSH-0101 | Switch, Torque, High, Rake, Clarifier 1 | FHO-WWW-T-0102-KQ | Sensor,Position | Switch |  | XSH | http://www.toronto.ca/TWONTO#torque_switch |  | Clarifier 1
95692 | FHO-WWW-XSH-0201 | Switch, Torque, High, Rake Drive, Clarifier 2 | FHO-WWW-T-0202 | Sensor,Position | Switch |  | XSH | http://www.toronto.ca/TWONTO#torque_switch |  | Tank, Clarifier 0202, Waste Water System, Clarifier Building, East
96022 | FIS-AM-FSL-0102 | Switch, Flow, Low, Ammonia Feed Line to Reservoir, Meter & Sampling Building, Upper Level, North | FIS-AM | Sensor,Flow | Switch |  | FSL | http://www.toronto.ca/TWONTO#flow_switch |  | Ammoniation
96023 | FIS-AM-FSL-0801 | Switch, Flow, Low, Inlet Water, Ammonia Scrubber SB-0801, Ammonia & Fluoride Building, Main Floor, Scrubber Room | FIS-AM-SB-0801 |  | Switch |  | FSL | http://www.toronto.ca/TWONTO#flow_switch |  | Scrubber, Ammonia, Ammonia & Fluoride Building, Main Floor, Scrubber Room
96028 | FIS-AM-LSH-0001 | Switch, Level, High, Ammonia Tank T-0101 Spill Containment, Ammonia & Fluoride Building,Storage Room | FIS-AM | Switch,Level-High | Switch |  | LSH | http://www.toronto.ca/TWONTO#level_switch |  | Ammoniation
96029 | FIS-AM-LSH-0003 | Switch, Level, High, Ammonia Tank T-0201 Spill Containment, Ammonia & Fluoride Building,Storage Room | FIS-AM-T-0201 |  | Switch |  | LSH | http://www.toronto.ca/TWONTO#level_switch |  | Tank, Ammonia Bulk Storage, Ammonia & Fluoride Building, Storage Room
96030 | FIS-AM-LSHH-0201 | Switch, Level, High High, Tank 0201, Aqua Ammonia Storage | FIS-AM-T-0201 |  | Switch |  | LSHH | http://www.toronto.ca/TWONTO#level_switch |  | Tank, Ammonia Bulk Storage, Ammonia & Fluoride Building, Storage Room
96084 | FIS-AMT-ST-0001 | Transmitter, Wind Speed, Filter Building Roof, Weather Monitoring Station AMT-WS-0001 | FIS-AMT-WS-0001 |  | Switch |  | ST | http://www.toronto.ca/TWONTO#instrument_transmitter |  | Weather Monitoring Station, Filter Building Roof
96127 | FIS-BW-LSL-0101 | Switch, Level, Low, Backwash Pump P-0101 Priming, Filter Building, Pump Room | FIS-BW-P-0101 |  | Switch |  | LSL | http://www.toronto.ca/TWONTO#level_switch |  | Circuit Breaker,4.16 kV,Filter Building,Mezzanine,West,Solid State Starter,FIS-BW-P-0101
96133 | FIS-BW-TSH-0101 | Switch, Temperature, High, Motor Outboard Bearing, Backwash Pump P-0101, Filter Building, Pump Room | FIS-BW-P-0101 |  | Switch |  | TSH | http://www.toronto.ca/TWONTO#temperature_switch |  | Circuit Breaker,4.16 kV,Filter Building,Mezzanine,West,Solid State Starter,FIS-BW-P-0101
96134 | FIS-BW-TSH-0102 | Switch, Temperature, High, Motor Inboard Bearing, Backwash Pump P-0101, Filter Building, Pump Room | FIS-BW-P-0101 |  | Switch |  | TSH | http://www.toronto.ca/TWONTO#temperature_switch |  | Circuit Breaker,4.16 kV,Filter Building,Mezzanine,West,Solid State Starter,FIS-BW-P-0101
96135 | FIS-BW-TSH-0201 | Switch, Temperature, High, Motor Outboard Bearing, Backwash Pump P-0201, Filter Building, Pump Room | FIS-BW-P-0201 |  | Switch |  | TSH | http://www.toronto.ca/TWONTO#temperature_switch |  | Circuit Breaker,4.16 kV,Filter Building,Mezzanine,East,Solid State Starter,FIS-BW-P-0201
96136 | FIS-BW-TSH-0202 | Switch, Temperature, High, Motor Inboard Bearing, Backwash Pump P-0201, Filter Building, Pump Room | FIS-BW-P-0201 |  | Switch |  | TSH | http://www.toronto.ca/TWONTO#temperature_switch |  | Circuit Breaker,4.16 kV,Filter Building,Mezzanine,East,Solid State Starter,FIS-BW-P-0201
96137 | FIS-BW-TSH-0204 | Switch, Temperature, High, Pump Outboard Bearing, Backwash Pump P-0201, Filter Building, Pump Room | FIS-BW-P-0201 |  | Switch |  | TSH | http://www.toronto.ca/TWONTO#temperature_switch |  | Circuit Breaker,4.16 kV,Filter Building,Mezzanine,East,Solid State Starter,FIS-BW-P-0201
96138 | FIS-BW-TSH-0205 | Switch, Temperature, High, Pump Casing Temperature, Backwash Pump P-0201, Filter Building, Pump Room | FIS-BW-P-0201 |  | Switch |  | TSH | http://www.toronto.ca/TWONTO#temperature_switch |  | Circuit Breaker,4.16 kV,Filter Building,Mezzanine,East,Solid State Starter,FIS-BW-P-0201
96247 | FIS-CLA-FSL-0001 | Switch, Flow, Low, Pre-Filtered Residual Chlorine Analyser AIT-0001, Filter Building, Pump Room E | FIS-CLA | Transmitter,Flow | Switch |  | FSL | http://www.toronto.ca/TWONTO#flow_switch |  | Pre-Chorination System
96248 | FIS-CLA-FSL-0001 | Switch, Flow, Low, Pre-Filtered Residual Chlorine Analyser AIT-0001, Filter Building, Pump Room E | FIS-CLA-AIT-0001 | Transmitter,Flow | Switch |  | FSL | http://www.toronto.ca/TWONTO#flow_switch |  | Analyzer, Chlorine, Pre-Filtered Residual, Filter Building, Pump Room East
96250 | FIS-CLA-PSH-0101 | Switch, Pressure, High, Pre-Chlorine Train 1,Rupture Disc Outlet, Gaseous Chemical Bldg,Storage Rm | FIS-CLA-CHL-0101 | Sensor,Pressure | Switch |  | PSH | http://www.toronto.ca/TWONTO#pressure_switch |  | Chlorinator, Pre Chlorination Train 1, Gaseous Chemical Building, Machine Room
96251 | FIS-CLA-PSH-0102 | Switch, Pressure, High, Pre-Chlorine Evaporator EV-0101 Discharge, Gaseous Chemical Bldg, Machine Rm | FIS-CLA-CHL-0101 | Sensor,Pressure | Switch |  | PSH | http://www.toronto.ca/TWONTO#pressure_switch |  | Chlorinator, Pre Chlorination Train 1, Gaseous Chemical Building, Machine Room
96252 | FIS-CLA-PSL-0102 | Switch, Pressure, Low, Pre-Chlorine Evaporator EV-0101 Discharge, Gaseous Chemical Bldg,Storage Room | FIS-CLA-CHL-0101 | Sensor,Pressure | Switch |  | PSL | http://www.toronto.ca/TWONTO#pressure_switch |  | Chlorinator, Pre Chlorination Train 1, Gaseous Chemical Building, Machine Room
96305 | FIS-CLB-FSL-0001 | Switch, Flow, Low, After Post Residual Chlorine Analyser AIT-0001A, Filter Building, Pump Room East | FIS-CLB | Sensor,Level | Switch |  | FSL | http://www.toronto.ca/TWONTO#flow_switch |  | Post-Chlorination
96306 | FIS-CLB-FSL-0002 | Switch, Flow, Low, Before SO2 Analysers AIT-0002A & B, Chemical Sampling Bldg, Upper Level, N Wall | FIS-CLB | Sensor,Level | Switch |  | FSL | http://www.toronto.ca/TWONTO#flow_switch |  | Post-Chlorination
96307 | FIS-CLB-FSL-0002 | Switch, Flow, Low, Before SO2 Analysers AIT-0002A & B, Chemical Sampling Bldg, Upper Level, N Wall | FIS-CLB-AIT-0002B | Sensor,Level | Switch |  | FSL | http://www.toronto.ca/TWONTO#flow_switch |  | Analyzer, Chlorine, Standby Before SO2 Residual Chemical Sampling Building, Upper Level
96314 | FIS-CLB-PSH-0101 | Switch, Pressure, High,Post-Chlorine Train 1,Rupture Disc Outlet Gaseous Chemical Bldg,Storage Rm | FIS-CLB-T-0102 | Sensor,Pressure | Switch |  | PSH | http://www.toronto.ca/TWONTO#pressure_switch |  | Tank, Expansion, Cl2 Liquid to Evaporator EV-0101, Gaseous Chemical Building,Storage Room
96315 | FIS-CLB-PSH-0102 | Switch, Pressure, High, Post-Chlorine Evaporator EV-0101 Discharge,Gaseous Chemical Bldg, Machine Rm | FIS-CLC-CHL-0101 | Sensor,Pressure | Switch |  | PSH | http://www.toronto.ca/TWONTO#pressure_switch |  | Chemical Feeder, Gas, Chlorine, Trim Chlorination, Chlorination System
96316 | FIS-CLB-PSH-0202 | Switch, Pressure, High, Post-Chlorine Evaporator EV-0201 Discharge,Gaseous Chemical Bldg, Machine Rm | FIS-CLB-CHL-0201 | Sensor,Pressure | Switch |  | PSH | http://www.toronto.ca/TWONTO#pressure_switch |  | Chlorinator, Post Chlorination Train 2, Gaseous Chemical Building, Machine Room
96319 | FIS-CLB-PSL-0101 | Switch, Pressure, Low, Post-Chlorine Gas, WCS-0101 Discharge, Gaseous Chemical Bldg, Storage Room | FIS-CLB-EV-0101 | Sensor,Pressure | Switch |  | PSL | http://www.toronto.ca/TWONTO#pressure_switch |  | Evaporator, Post Chlorination Train 1, Gaseous Chemical Building, Storage Room
96320 | FIS-CLB-PSL-0101 | Switch, Pressure, Low, Post-Chlorine Gas, WCS-0101 Discharge, Gaseous Chemical Bldg, Storage Room | FIS-CLC-CHL-0101 | Sensor,Pressure | Switch |  | PSL | http://www.toronto.ca/TWONTO#pressure_switch |  | Chemical Feeder, Gas, Chlorine, Trim Chlorination, Chlorination System
96321 | FIS-CLB-PSL-0201 | Switch, Pressure, Low, Post-Chlorine Gas, WCS-0201 Discharge, Gaseous Chemical Bldg, Storage Room | FIS-CLB-CHL-0201 | Sensor,Pressure | Switch |  | PSL | http://www.toronto.ca/TWONTO#pressure_switch |  | Chlorinator, Post Chlorination Train 2, Gaseous Chemical Building, Machine Room
96322 | FIS-CLB-PSL-0201 | Switch, Pressure, Low, Post-Chlorine Gas, WCS-0201 Discharge, Gaseous Chemical Bldg, Storage Room | FIS-CLB-EV-0201 | Sensor,Pressure | Switch |  | PSL | http://www.toronto.ca/TWONTO#pressure_switch |  | Evaporator, Post Chlorination Train 2, Gaseous Chemical Building, Storage Room
96332 | FIS-CLB-TSL-0101 | Switch, Temperature, Low, Post-Chlorine EV-0101 Discharge, Gaseous Chemical Building, Main Floor, Machine Room | FIS-CLB-EV-0101 |  | Switch |  | TSL | http://www.toronto.ca/TWONTO#temperature_switch |  | Evaporator, Post Chlorination Train 1, Gaseous Chemical Building, Storage Room
96421 | FIS-DCL-FSL-0001 | Switch, Flow, Low, After SO2 Sample to Analysers AIT-0001A & 0001B, Sampling Building, Upper Level | FIS-DCL-AIT-0001B | Valve | Switch |  | FSL | http://www.toronto.ca/TWONTO#flow_switch |  | Analyzer, Chlorine, Standby After SO2 Residual, Chemical Sampling Building, Upper Level
96427 | FIS-DCL-PSH-0101 | Switch, Pressure, High, SO2 Train 1, Rupture Disc Outlet, Gaseous Chemical Building, Storage Room | FIS-DCL-T-0101 | Sensor,Level | Switch |  | PSH | http://www.toronto.ca/TWONTO#pressure_switch |  | Tank, Expansion, SO2 Liquid to Evaporator EV-0101, Gaseous Chemical Building,Storage Room
96428 | FIS-DCL-PSH-0201 | Switch, Pressure, High, SO2 Train 2, Rupture Disc Outlet, Gaseous Chemical Building, Storage Room | FIS-DCL-SO-0201 | Sensor,Level | Switch |  | PSH | http://www.toronto.ca/TWONTO#pressure_switch |  | Sulphonator, Gaseous Chemical Building, Machine Room
96429 | FIS-DCL-PSL-0101 | Switch, Pressure, Low, SO2 Gas, WCS-0101 Discharge, Gaseous Chemical Building, Storage Room | FIS-DCL | Sensor,Level | Switch |  | PSL | http://www.toronto.ca/TWONTO#pressure_switch |  | De-Chlorination
96430 | FIS-DCL-PSL-0102 | Switch, Pressure, Low, SO2 Evaporator EV-0101 Discharge, Gaseous Chemical Building, Storage Room | FIS-DCL-SO-0201 | Valve | Switch |  | PSL | http://www.toronto.ca/TWONTO#pressure_switch |  | Sulphonator, Gaseous Chemical Building, Machine Room
96431 | FIS-DCL-PSL-0201 | Switch, Pressure, Low, SO2 Gas, WCS-0201 Discharge, Gaseous Chemical Building, Storage Room | FIS-DCL-SO-0201 | Sensor,Level | Switch |  | PSL | http://www.toronto.ca/TWONTO#pressure_switch |  | Sulphonator, Gaseous Chemical Building, Machine Room
96432 | FIS-DCL-PSL-0201 | Switch, Pressure, Low, SO2 Gas, WCS-0201 Discharge, Gaseous Chemical Building, Storage Room | FIS-DCL-T-0201 | Sensor,Level | Switch |  | PSL | http://www.toronto.ca/TWONTO#pressure_switch |  | Tank, Expansion, SO2 Liquid to Evaporator EV-0101, Gaseous Chemical Building,Storage Room
96497 | FIS-DEW-LS-0001 | Switch, Level, Assembly, Tank T-0001 Dewatering Pumps Control, Filter Building, Pump Room East Side | FIS-DEW-P-0001A |  | Switch |  | LS | http://www.toronto.ca/TWONTO#level_switch |  | Pump, Submersible, Vertical Turbine, Tank T- 0001, Filter Building, Pump Room, East Side
96498 | FIS-DEW-LS-0002 | Switch,Level,Assembly,Tank T-0002 Dewatering Pump Control,Workshop Bldg,Below Machine Shop Mezzanine | FIS-DEW-P-0006A |  | Switch |  | LS | http://www.toronto.ca/TWONTO#level_switch |  | Pump, Submersible, Dewatering Tank T-0002, Workshop Building, Below Machine Shop Mezzanine
96499 | FIS-DEW-LSH-0003 | Switch, Level, High, Main Sump Pit Tank T-0005, Filter Building, Sub Basement | FIS-DEW | Sensor,Level | Switch |  | LSH | http://www.toronto.ca/TWONTO#level_switch |  | Dewatering & Drainage
96500 | FIS-DEW-LSH-0003 | Switch, Level, High, Main Sump Pit Tank T-0005, Filter Building, Sub Basement | FIS-DEW-T-0005 | Sensor,Level | Switch |  | LSH | http://www.toronto.ca/TWONTO#level_switch |  | Tank, Dewatering Chamber, Filter Building Sub Basement, Main Sump Pit Area
96501 | FIS-DEW-LSH-0004 | Switch, Level, High, Low Lift Pumps & Screen Room Drain Sump Tank T-0003, Pump Building, Pump Room | FIS-DEW | Sensor,Level | Switch |  | LSH | http://www.toronto.ca/TWONTO#level_switch |  | Dewatering & Drainage
96502 | FIS-DEW-LSH-0004 | Switch, Level, High, Low Lift Pumps & Screen Room Drain Sump Tank T-0003, Pump Building, Pump Room | FIS-DEW-T-0003 | Sensor,Level | Switch |  | LSH | http://www.toronto.ca/TWONTO#level_switch |  | Tank, Low Lift Pumps & Screen Room Drain Sump, Raw Water Pump Building, Pump Room, South
96503 | FIS-DEW-LSH-0005 | Switch, Level, High, Main Sump Pit Area Tank T-0006, Filter Complex, Entrance | FIS-DEW | Sensor,Level | Switch |  | LSH | http://www.toronto.ca/TWONTO#level_switch |  | Dewatering & Drainage
96504 | FIS-DEW-LSH-0005 | Switch, Level, High, Main Sump Pit Area Tank T-0006, Filter Complex, Entrance | FIS-DEW-T-0006 | Sensor,Level | Switch |  | LSH | http://www.toronto.ca/TWONTO#level_switch |  | Tank, Dewatering Chamber, Main Sump Pit Area, Admin Bldg Entrance
96505 | FIS-DEW-LSH-0006 | Switch, Level, High, Maintenance Hole No.5 Tank T-0004, Metering Building, Maintenance Hole No.5 | FIS-DEW | Sensor,Level | Switch |  | LSH | http://www.toronto.ca/TWONTO#level_switch |  | Dewatering & Drainage
96506 | FIS-DEW-LSH-0006 | Switch, Level, High, Maintenance Hole No.5 Tank T-0004, Metering Building, Maintenance Hole No.5 | FIS-DEW-T-0004 | Sensor,Level | Switch |  | LSH | http://www.toronto.ca/TWONTO#level_switch |  | Tank, Dewatering, Maintenance Hole No.5, Flow Metering Building
96635 | FIS-ELS-DS-0616 | Switch, Disconnect,600V, Polymer Skids Feed, Polymer Storage Room | FIS-ELS-TR-0616 | Switch | Switch |  | DS | http://www.toronto.ca/TWONTO#disconnect_switch |  | Transformer, 15kVA,600/120/208V, RMF Polymer Storage & Feeder Building, Polymer Storage Room
96636 | FIS-ELS-DS-0616A | Disconnect Switch, Polymer Skid 1, RMF Polymer Storage & Feeder Building, Polymer Storage Room | FIS-ELS-TR-0616 | Switch | Switch |  | DS | http://www.toronto.ca/TWONTO#disconnect_switch |  | Transformer, 15kVA,600/120/208V, RMF Polymer Storage & Feeder Building, Polymer Storage Room
96637 | FIS-ELS-DS-0616B | Disconnect Switch, Polymer Skid 2, RMF Polymer Storage & Feeder Building, Polymer Storage Room | FIS-ELS-MCC-0600 | Switch | Switch |  | DS | http://www.toronto.ca/TWONTO#disconnect_switch |  | MCC,600 V,Filter Building,Mezzanine,West
96640 | FIS-ELS-ESP-0611 | Splitter, Electrical, 600V, Chemical Mixing Building, East Wall | FIS-ELS-MCC-0600 |  | Switch |  | ESP | ? |  | MCC,600 V,Filter Building,Mezzanine,West
96721 | FIS-ELS-LS-2103 | Switch, Level, Float, Fuel Oil Day Tank T-2102 Spill Containment, Workshop Building, Main Floor, Generator Room | FIS-ELS-T-2102 |  | Switch |  | LS | http://www.toronto.ca/TWONTO#level_switch |  | Tank, 450 L, Generator GEN-2100 Fuel Oil Day Tank, Workshop Building, Generator Room
96723 | FIS-ELS-LSH-2001 | Switch, Level, High, Fuel Oil Storage Tanks Spill Containment, Workshop Building, Storage Tank Room | FIS-ELS-T-2201 |  | Switch |  | LSH | http://www.toronto.ca/TWONTO#level_switch |  | Tank, 2500 L, Generator GEN-02200 Fuel Oil Storage, Workshop Building, Fuel Storage Tank Room
96794 | FIS-ELS-PS-2102 | Switch, Pressure, High, Fuel Oil Day Tank T-2102, Workshop Building, Generator Room | FIS-ELS-T-2102 |  | Switch |  | PS | http://www.toronto.ca/TWONTO#pressure_switch |  | Tank, 450 L, Generator GEN-2100 Fuel Oil Day Tank, Workshop Building, Generator Room
96795 | FIS-ELS-PS-2201 | Switch, Pressure, High, Fuel Oil Storage Tank T 2201, Workshop Building, Storage Tank Room | FIS-ELS-T-2201 |  | Switch |  | PS | http://www.toronto.ca/TWONTO#pressure_switch |  | Tank, 2500 L, Generator GEN-02200 Fuel Oil Storage, Workshop Building, Fuel Storage Tank Room
97067 | FIS-FL-FSL-0001 | Switch, Flow, Low, Sampling to Fluoride Residual Analyser AIT-0001, Filter Building, Pump Room East | FIS-FL-AIT-0001 | Switch,Flow-Low | Switch |  | FSL | http://www.toronto.ca/TWONTO#flow_switch |  | Analyzer, Fluoride Residual, Filter Complex, Basement Floor, Pump Room East
97072 | FIS-FL-LSH-0001 | Switch, Level, High, Tanks T-0101 & 0201 Spill Containment, Ammonia & Fluoride Building,Storage Room | FIS-FL | Switch,Level-High | Switch |  | LSH | http://www.toronto.ca/TWONTO#level_switch |  | Fluoridation
97073 | FIS-FL-LSH-0003 | Switch, Level, High, Tanks T-0301 Spill Containment, Ammonia & Fluoride Building, Main Floor,T-0301 Room | FIS-FL | Switch,Level-High | Switch |  | LSH | http://www.toronto.ca/TWONTO#level_switch |  | Fluoridation
97143 | FIS-FLT-FSL-0001-SUS | Switch, Flow-Low, SMP, AIT 0001, Filter Building Pump Room, Sampling Pumps - Filter Pipe Gallery | FIS-FLT |  | Switch | 38235 | FSL | http://www.toronto.ca/TWONTO#flow_switch |  | Filtration
97144 | FIS-FLT-FSL-0002SUS | Switch, Flow, Low, Filter Composite Particle Counter Analyser AIT 0002, Filter Building, Pump Room E | FIS-FLT | Switch,Flow-Low | Switch | 38916 | FSL | http://www.toronto.ca/TWONTO#flow_switch |  | Filtration
97145 | FIS-FLT-FSL-0002SUS | Switch, Flow, Low, Filter Composite Particle Counter Analyser AIT 0002, Filter Building, Pump Room E | FIS-FLT-AIT-0002SUS | Switch,Flow-Low | Switch | 38916 | FSL | http://www.toronto.ca/TWONTO#flow_switch |  | Analyzer, Particle Counter, Filter Composite Sampling, Filter Building, Pump Room East
97146 | FIS-FLT-FSL-0004 | Switch, Flow, Low, Filter Composite pH Analyser AIT 0004, Filter Building, Pump Room East | FIS-FLT-AIT-0004 | Switch,Flow-Low | Switch |  | FSL | http://www.toronto.ca/TWONTO#flow_switch |  | Analyzer, pH, Filter Composite Sampling, Filter Building, Pump Room East
97162 | FIS-FLT-TSH-0001-SUS | Switch, Temperature-High, Surface Wash Pump Motor 0001, Backwash Pumps | FIS-SUSPENDED | Switch,Temperature-High | Switch | 38239 | TSH | http://www.toronto.ca/TWONTO#temperature_switch |  | Obsolete Entities/Processes
97396 | FIS-PCL-FSL-0003 | Switch, Flow, Low, PACL Dosing Line 1 to Raw Water Flume, Workshop Building, Main Floor, Chemical Storage Room, South Wal | FIS-PCL-P-0101 |  | Switch |  | FSL | http://www.toronto.ca/TWONTO#flow_switch |  | Pump, Metering, PACL Dosing, Workshop Building, Chemical Storage
97397 | FIS-PCL-FSL-0201-SUS | Switch, Flow-Low, PACL To Mixer 0201, Raw Water Pumping Station | FIS-PCL | Sensor,Level | Switch | 38273 | FSL | http://www.toronto.ca/TWONTO#flow_switch |  | PACL System
97398 | FIS-PCL-FSL-0202-SUS | Switch, Flow-Low, PACL to Backwash Pumps Discharge Header | FIS-SUSPENDED | Sensor,Level | Switch | 38274 | FSL | http://www.toronto.ca/TWONTO#flow_switch |  | Obsolete Entities/Processes
97399 | FIS-PCL-FSL-0301-SUS | Switch, Flow-Low, PACL, To Mixer 0301, Raw Water Pumping Station | FIS-SUSPENDED |  | Switch | 38275 | FSL | http://www.toronto.ca/TWONTO#flow_switch |  | Obsolete Entities/Processes
97400 | FIS-PCL-FSL-0401-SUS | Switch, Flow-Low, PACL, To Mixer 0401, Raw Water Pumping Station | FIS-SUSPENDED |  | Switch | 38276 | FSL | http://www.toronto.ca/TWONTO#flow_switch |  | Obsolete Entities/Processes
97401 | FIS-PCL-FSL-0501-SUS | Switch, Flow-Low, PACL, To Mixer 0501, Raw Water Pumping Station | FIS-PCL |  | Switch | 38277 | FSL | http://www.toronto.ca/TWONTO#flow_switch |  | PACL System
97406 | FIS-PCL-LSHH-0201 | Switch, Level, High High, Float, PACL Tank T-0201, Workshop Building, Chemical Storage | FIS-PCL-T-0201 | Switch,Level-High | Switch |  | LSHH | http://www.toronto.ca/TWONTO#level_switch |  | Tank, PACL Storage, Workshop Building, Chemical Storage
97515 | FIS-POL-FE-1001 | Switch,Flow-Low, Service Water Low Flow Alarm, Mixing Chamber Inlet, Skid 1000, Polymer Storage room | FIS-POL-P-1001 | Switch,Flow-Low | Switch |  | FE | http://www.toronto.ca/TWONTO#flow_switch |  | Pump,Diaphragm, Skid 1000, Polymer Storage room
97628 | FIS-RW-FSL-0002-SUS | Switch, Flow-Low, Chlorine Intake Valve Chamber Upper Level, Sampling Pumps Intake | FIS-RW | Switch,Flow-Low | Switch | 38337 | FSL | http://www.toronto.ca/TWONTO#flow_switch |  | Raw Water Production
97629 | FIS-RW-FSL-0002-SUS | Switch, Flow-Low, Chlorine Intake Valve Chamber Upper Level, Sampling Pumps Intake | FIS-RW-AIT-0002-SUS | Switch,Flow-Low | Switch | 38337 | FSL | http://www.toronto.ca/TWONTO#flow_switch |  | Analyzer, Chlorine, Intake Valve Chamber Upper Level, Sampling Pumps Intake
97630 | FIS-RW-FSL-0003 | Switch, Flow, Low, PH Analyser AIT-0003 Inlet, Intake Valve Chamber Upper Level | FIS-RW | Switch,Flow-Low | Switch |  | FSL | http://www.toronto.ca/TWONTO#flow_switch |  | Raw Water Production
97631 | FIS-RW-FSL-0004-SUS | Switch, Flow-Low, Turbidity, Intake Valve Chamber Upper Level, Sampling Pumps Intake | FIS-RW | Switch,Flow-Low | Switch | 38338 | FSL | http://www.toronto.ca/TWONTO#flow_switch |  | Raw Water Production
97632 | FIS-RW-FSL-0004-SUS | Switch, Flow-Low, Turbidity, Intake Valve Chamber Upper Level, Sampling Pumps Intake | FIS-RW-AIT-0004 | Switch,Flow-Low | Switch | 38338 | FSL | http://www.toronto.ca/TWONTO#flow_switch |  | Analyzer, Turbidity, Intake Valve Chamber Upper Level, Sampling Pumps Intake
97633 | FIS-RW-FSL-0004-SUS | Switch, Flow-Low, Turbidity, Intake Valve Chamber Upper Level, Sampling Pumps Intake | FIS-SUSPENDED | Switch,Flow-Low | Switch | 38338 | FSL | http://www.toronto.ca/TWONTO#flow_switch |  | Obsolete Entities/Processes
97634 | FIS-RW-FSL-0006SUS | Switch, Flow, Low, Particle Counter AIT-0006, Intake Valve Chamber Upper Level,Sampling Pumps Intake | FIS-RW-AIT-0006SUS | Switch,Flow-Low | Switch | 38917 | FSL | http://www.toronto.ca/TWONTO#flow_switch |  | Analyzer, Particle Counter, Intake Valve Building, Upper Level, Sampling Pumps Intake
97635 | FIS-RW-FSL-0007-SUS | Switch, Flow-Low, Deep Well Submersible Sampling Pump 0001, Intake & Intake Valve Chamber | FIS-RW-P-0001-SUS | Switch,Flow-Low | Switch | 38340 | FSL | http://www.toronto.ca/TWONTO#flow_switch |  | Pump, Submersible, Deep Well Raw Water Sampling, Intake Valve Chamber Upper Level, Intake & Intake Valve Chamber
97636 | FIS-RW-FSL-0007-SUS | Switch, Flow-Low, Deep Well Submersible Sampling Pump 0001, Intake & Intake Valve Chamber | FIS-SUSPENDED | Switch,Flow-Low | Switch | 38340 | FSL | http://www.toronto.ca/TWONTO#flow_switch |  | Obsolete Entities/Processes
97637 | FIS-RW-FSL-0008-SUS | Switch, Flow-Low, Deep Well Submersible Sampling Pump 0002, Intake & Intake Valve Chamber | FIS-RW-P-0002-SUS | Switch,Flow-Low | Switch | 38341 | FSL | http://www.toronto.ca/TWONTO#flow_switch |  | Pump, Submersible, Deep Well Raw Water Sampling, Intake Valve Chamber Upper Level, Intake & Intake Valve Chamber
97638 | FIS-RW-FSL-0009-SUS | Switch, Flow-Low, Deep Well Submersible Sampling Pump 0003, Intake & Intake Valve Chamber | FIS-RW | Switch,Flow-Low | Switch | 38342 | FSL | http://www.toronto.ca/TWONTO#flow_switch |  | Raw Water Production
97639 | FIS-RW-FSL-0009-SUS | Switch, Flow-Low, Deep Well Submersible Sampling Pump 0003, Intake & Intake Valve Chamber | FIS-SUSPENDED | Switch,Flow-Low | Switch | 38342 | FSL | http://www.toronto.ca/TWONTO#flow_switch |  | Obsolete Entities/Processes
97640 | FIS-RW-FSL-0601 | Switch, Flow, Low, Sampling Pump P-0601 Discharge, Intake Valve Chamber , Lower Level | FIS-RW-SAMP | Switch,Flow-Low | Switch |  | FSL | http://www.toronto.ca/TWONTO#flow_switch |  | Sampling
97641 | FIS-RW-FSL-0701 | Switch, Flow, Low, Sampling Pump P-0701 Discharge, Intake Valve Chamber , Lower Level | FIS-RW | Switch,Flow-Low | Switch |  | FSL | http://www.toronto.ca/TWONTO#flow_switch |  | Raw Water Production
97642 | FIS-RW-FSL-0701 | Switch, Flow, Low, Sampling Pump P-0701 Discharge, Intake Valve Chamber , Lower Level | FIS-RW-SAMP | Switch,Flow-Low | Switch |  | FSL | http://www.toronto.ca/TWONTO#flow_switch |  | Sampling
97658 | FIS-RW-LSL-0001-SUS | Switch, Level-Low, Deep Well Submersible Sampling Pump 0001, Intake & Intake Valve Chamber | FIS-RW-SAMP | Switch,Level-Low | Switch | 38344 | LSL | http://www.toronto.ca/TWONTO#level_switch |  | Sampling
97672 | FIS-RW-PSH-0101 | Switch, Pressure-High/Low, Seal Water, Pump 0101, Raw Water Pumping Station | FIS-RW-P-0101 | Switch,Pressure-High | Switch |  | PSH | http://www.toronto.ca/TWONTO#pressure_switch |  | Circuit Breaker,4.16 kV,Raw Water Pump Station,Upper Level,West,Solid State Starter,FIS-RW-P-0101
97673 | FIS-RW-PSH-0301 | Switch, Pressure-High, Seal Water, Pump 0301, Raw Water Pumping Station, Pump Room | FIS-RW-P-0301 | Switch,Pressure-High | Switch |  | PSH | http://www.toronto.ca/TWONTO#pressure_switch |  | Circuit Breaker,4.16 kV,Raw Water Pump Station,Upper Level,West,Solid State Starter,FIS-RW-P-0301
97674 | FIS-RW-PSH-0401 | Switch, Pressure-High, Seal Water, Pump 0401, Raw Water Pumping Station, Pump Room | FIS-RW-P-0401 | Switch,Pressure-High | Switch |  | PSH | http://www.toronto.ca/TWONTO#pressure_switch |  | Circuit Breaker,4.16 kV,Raw Water Pump Station,Upper Level,East,Solid State Starter,FIS-RW-P-0401
97675 | FIS-RW-PSH-0501 | Switch, Pressure-High, Seal Water, Pump 0501, Raw Water Pumping Station, Pump Room | FIS-RW-P-0501 | Switch,Pressure-High | Switch |  | PSH | http://www.toronto.ca/TWONTO#pressure_switch |  | Circuit Breaker,4.16 kV,Raw Water Pump Station,Upper Level,East,Solid State Starter,FIS-RW-P-0501
97676 | FIS-RW-PSL-0401-SUS | Switch, Pressure-Low, Seal Water, Pump 0401, Raw Water Pumping Station | FIS-RW-P-0401 | Switch,Pressure-High | Switch | 38351 | PSL | http://www.toronto.ca/TWONTO#pressure_switch |  | Circuit Breaker,4.16 kV,Raw Water Pump Station,Upper Level,East,Solid State Starter,FIS-RW-P-0401
97677 | FIS-RW-PSL-0401-SUS | Switch, Pressure-Low, Seal Water, Pump 0401, Raw Water Pumping Station | FIS-SUSPENDED | Switch,Pressure-High | Switch | 38351 | PSL | http://www.toronto.ca/TWONTO#pressure_switch |  | Obsolete Entities/Processes
97825 | FIS-SA-PS-0201-SUS | Switch, Pressure-High, Instrument Air, Compressor 0200, Service Air Monitoring | FIS-SA-C-0200 | Switch,Pressure-High | Switch | 38401 | PS | http://www.toronto.ca/TWONTO#pressure_switch |  | Compressor, Reciprocating, Constant Speed, Insturment Air to Dryer 0201, Filter Building, Service Air Monitoring
97861 | FIS-SBS-LSHH-0201 | Switch, Level, High High, Float, SBS Tank T-0201, Workshop Building, Chemical Storage | FIS-SBS-T-0201 | Switch,Level-High | Switch |  | LSHH | http://www.toronto.ca/TWONTO#level_switch |  | Tank, SBS Storage, Workshop Building, Chemical Storage
97998 | FIS-SES-FSH-1011 | Switch,Flow-High, Eyewash Shower, Polymer room | FIS-SES-SQ-1011 | Switch,Flow-High | Switch |  | FSH | http://www.toronto.ca/TWONTO#flow_switch |  | Safety,Plant,Safety Gloves - Pair 11
98406 | FIS-TRW-FSL-0001 | Switch, Flow, Low, Treated Water Output Sample to AIT-0001 & 0004, Sampling Bldg, Upper Lvl, N Wall | FIS-TRW-AIT-0001 | Switch,Flow-Low | Switch |  | FSL | http://www.toronto.ca/TWONTO#flow_switch |  | Analyzer, Chlorine, TRW Output Residual (Secondary), Chemical Sampling Building, Upper Level
98407 | FIS-TRW-FSL-0001 | Switch, Flow, Low, Treated Water Output Sample to AIT-0001 & 0004, Sampling Bldg, Upper Lvl, N Wall | FIS-TRW-AIT-0002 | Switch,Flow-Low | Switch |  | FSL | http://www.toronto.ca/TWONTO#flow_switch |  | Analyzer, Turbidity, TRW Output Sampling Building, Upper Floor, North East Wall, Sampling Pumps Metering Room
98408 | FIS-TRW-FSL-0002 | Switch, Flow, Low, Treated Water Output Sample to AIT-0002 & 0003, Sampling Bldg, Upper Lvl, E Wall | FIS-TRW | Switch,Flow-Low | Switch |  | FSL | http://www.toronto.ca/TWONTO#flow_switch |  | Treated Water Production
98409 | FIS-TRW-FSL-0002 | Switch, Flow, Low, Treated Water Output Sample to AIT-0002 & 0003, Sampling Bldg, Upper Lvl, E Wall | FIS-TRW-AIT-0001 | Switch,Flow-Low | Switch |  | FSL | http://www.toronto.ca/TWONTO#flow_switch |  | Analyzer, Chlorine, TRW Output Residual (Secondary), Chemical Sampling Building, Upper Level
98410 | FIS-TRW-FSL-0002 | Switch, Flow, Low, Treated Water Output Sample to AIT-0002 & 0003, Sampling Bldg, Upper Lvl, E Wall | FIS-TRW-AIT-0002 | Switch,Flow-Low | Switch |  | FSL | http://www.toronto.ca/TWONTO#flow_switch |  | Analyzer, Turbidity, TRW Output Sampling Building, Upper Floor, North East Wall, Sampling Pumps Metering Room
98467 | FIS-TRW-TSH-0301 | Switch, Temperature-High, TRW-P-0300, Workshop Building, High Lift Pumping Station | FIS-TRW-P-0300 |  | Switch |  | TSH | http://www.toronto.ca/TWONTO#temperature_switch |  | Pump, Centrifugal, Treated Water to Island Distribution System, Workshop Building, High Lift PS
98656 | FIS-WWW-LSH-0001 | Switch, Level-High, WasteWater, To East Raw Water Intake, Intake & Intake Valve Chamber, Lower Level | FIS-BW | Switch,Level-High | Switch |  | LSH | http://www.toronto.ca/TWONTO#level_switch |  | Backwash System
98657 | FIS-WWW-LSH-0001 | Switch, Level-High, WasteWater, To East Raw Water Intake, Intake & Intake Valve Chamber, Lower Level | FIS-WWW | Switch,Level-High | Switch |  | LSH | http://www.toronto.ca/TWONTO#level_switch |  | Waste Water
98658 | FIS-WWW-LSHH-0502 | Switch,Level-High-High, Pump Well, Settling Basin 0501 | FIS-WWW-T-0501 | Switch,Level-High-High | Switch |  | LSHH | http://www.toronto.ca/TWONTO#level_switch |  | Tank, RMF Settling Basin 5, Filter Backwash Waste, Settling Basin Area
98659 | FIS-WWW-LSHH-0701 | Switch,Level-High-High, Pump Well, Settling Basin 0701 | FIS-WWW-T-0701 | Switch,Level-High-High | Switch |  | LSHH | http://www.toronto.ca/TWONTO#level_switch |  | Tank, RMF Settling Basin 7, Filter Backwash Waste, Settling Basin Area
98660 | FIS-WWW-LSHH-0901 | Switch, Level-High-High, Settling Basin 0901 | FIS-WWW-T-0901 | Switch,Level-High-High | Switch |  | LSHH | http://www.toronto.ca/TWONTO#level_switch |  | Tank, RMF Settling Basin 9, Filter Backwash Waste, Settling Basin Area
105502 | SWM-PBL-FA-0001S | Switch, Temperature-High | COL-W-OBSOLETE | Fire Prevention,Alarm | Switch | 42935 | FA | http://www.toronto.ca/TWONTO#temperature_switch |  | Col West Obsolete Entities
105512 | SWM-PBL-LSH-0103 | Switch, Level-High | SWM-PBL-MISC | Switch,Level | Switch |  | LSH | http://www.toronto.ca/TWONTO#level_switch |  | Miscellaneous Equipment
105513 | SWM-PBL-LSH-0104 | Switch, Level-High | SWM-PBL-MISC | Switch,Level | Switch |  | LSH | http://www.toronto.ca/TWONTO#level_switch |  | Miscellaneous Equipment
105514 | SWM-PBL-LSH-0105 | Switch, Level-High | SWM-PBL | Switch,Level | Switch |  | LSH | http://www.toronto.ca/TWONTO#level_switch |  | Bloor Storm Pumping Station
105515 | SWM-PBL-LSH-0105 | Switch, Level-High | SWM-PBL-MISC | Switch,Level | Switch |  | LSH | http://www.toronto.ca/TWONTO#level_switch |  | Miscellaneous Equipment
105516 | SWM-PBL-LSHH-0106 | Switch, Level High-High | SWM-PBL | Switch,Level | Switch |  | LSHH | http://www.toronto.ca/TWONTO#level_switch |  | Bloor Storm Pumping Station
105517 | SWM-PBL-LSHH-0106 | Switch, Level High-High | SWM-PBL-MISC | Switch,Level | Switch |  | LSHH | http://www.toronto.ca/TWONTO#level_switch |  | Miscellaneous Equipment
105518 | SWM-PBL-LSL-0102 | Switch, Level-Low | SWM-PBL | Switch,Level | Switch |  | LSL | http://www.toronto.ca/TWONTO#level_switch |  | Bloor Storm Pumping Station
105519 | SWM-PBL-LSLL-0101 | Switch, Level Low-Low | SWM-PBL-MISC | Switch,Level | Switch |  | LSLL | http://www.toronto.ca/TWONTO#level_switch |  | Miscellaneous Equipment
105526 | SWM-PBL-SW-0001 | Switch, Main Electrical Disconnect | SWM-PBL | Switch | Switch |  | SW | http://www.toronto.ca/TWONTO#disconnect_switch |  | Bloor Storm Pumping Station
105527 | SWM-PBL-SW-0002 | Switch, Generator | SWM-PBL-MISC | Switch | Switch |  | SW | http://www.toronto.ca/TWONTO#disconnect_switch |  | Miscellaneous Equipment
105528 | SWM-PBL-SW-0003 | Switch, Transformer | SWM-PBL | Switch | Switch |  | SW | http://www.toronto.ca/TWONTO#disconnect_switch |  | Bloor Storm Pumping Station
105529 | SWM-PBL-SW-0003 | Switch, Transformer | SWM-PBL-MISC | Switch | Switch |  | SW | http://www.toronto.ca/TWONTO#disconnect_switch |  | Miscellaneous Equipment
105530 | SWM-PBL-SW-0004 | Switch, Main Electrical Disconnect | SWM-PBL-MISC | Switch | Switch |  | SW | http://www.toronto.ca/TWONTO#disconnect_switch |  | Miscellaneous Equipment
105638 | SWM-PIT-LSH-0001 | Switch, Level-High | SWM-PBL-MISC | Switch,Level | Switch |  | LSH | http://www.toronto.ca/TWONTO#level_switch |  | Miscellaneous Equipment
105639 | SWM-PIT-LSH-0101 | Switch, Level-High | SWM-PIT | Switch,Level | Switch |  | LSH | http://www.toronto.ca/TWONTO#level_switch |  | Islington Storm Pumping Station
105640 | SWM-PIT-LSH-0101 | Switch, Level-High | SWM-PIT-MISC | Switch,Level | Switch |  | LSH | http://www.toronto.ca/TWONTO#level_switch |  | Miscellaneous Equipment
105641 | SWM-PIT-LSH-0103 | Switch, Level-High | SWM-PIT | Switch,Level | Switch |  | LSH | http://www.toronto.ca/TWONTO#level_switch |  | Islington Storm Pumping Station
105642 | SWM-PIT-LSH-0103 | Switch, Level-High | SWM-PIT-MISC | Switch,Level | Switch |  | LSH | http://www.toronto.ca/TWONTO#level_switch |  | Miscellaneous Equipment
105643 | SWM-PIT-LSHH-0104 | Switch, Level High-High | SWM-PIT-MISC | Switch,Level | Switch |  | LSHH | http://www.toronto.ca/TWONTO#level_switch |  | Miscellaneous Equipment
105646 | SWM-PIT-SW-0001 | Switch, Main Electrical Disconnect | SWM-PIT-MISC | Switch | Switch |  | SW | http://www.toronto.ca/TWONTO#disconnect_switch |  | Miscellaneous Equipment
105647 | SWM-PIT-SW-0003 | Switch, Electric Heaters | SWM-PIT | Switch | Switch |  | SW | http://www.toronto.ca/TWONTO#disconnect_switch |  | Islington Storm Pumping Station
105648 | SWM-PIT-SW-0004 | Switch, Transformer | SWM-PIT | Switch | Switch |  | SW | http://www.toronto.ca/TWONTO#disconnect_switch |  | Islington Storm Pumping Station
105649 | SWM-PIT-SW-0004 | Switch, Transformer | SWM-PIT-MISC | Switch | Switch |  | SW | http://www.toronto.ca/TWONTO#disconnect_switch |  | Miscellaneous Equipment
105650 | SWM-PIT-TS-0001 | Switch, Transfer | SWM-PIT | Switch | Switch |  | TS | http://www.toronto.ca/TWONTO#transfer_switch |  | Islington Storm Pumping Station
105651 | SWM-PIT-TS-0001 | Switch, Transfer | SWM-PIT-MISC | Switch | Switch |  | TS | http://www.toronto.ca/TWONTO#transfer_switch |  | Miscellaneous Equipment
105689 | SWM-PMG-LSH-0103 | Switch, Level-High | SWM-PMG-MISC | Switch,Level | Switch |  | LSH | http://www.toronto.ca/TWONTO#level_switch |  | Miscellaneous Equipment
105690 | SWM-PMG-LSH-0104 | Switch, Level-High | SWM-PMG-MISC | Switch,Level | Switch |  | LSH | http://www.toronto.ca/TWONTO#level_switch |  | Miscellaneous Equipment
105691 | SWM-PMG-LSH-0105 | Switch, Level-High | SWM-PMG-MISC | Switch,Level | Switch |  | LSH | http://www.toronto.ca/TWONTO#level_switch |  | Miscellaneous Equipment
105692 | SWM-PMG-LSH-0106 | Switch, Level-High | SWM-PMG-MISC | Switch,Level | Switch |  | LSH | http://www.toronto.ca/TWONTO#level_switch |  | Miscellaneous Equipment
105693 | SWM-PMG-LSL-0102 | Switch, Level-Low | SWM-PMG-MISC | Switch | Switch |  | LSL | http://www.toronto.ca/TWONTO#level_switch |  | Miscellaneous Equipment
105694 | SWM-PMG-LSLL-0101 | Switch, Level Low-Low | SWM-PMG | Switch,Level | Switch |  | LSLL | http://www.toronto.ca/TWONTO#level_switch |  | Martin Grove Storm Pumping Station
105695 | SWM-PMG-LSLL-0101 | Switch, Level Low-Low | SWM-PMG-MISC | Switch,Level | Switch |  | LSLL | http://www.toronto.ca/TWONTO#level_switch |  | Miscellaneous Equipment
105701 | SWM-PMG-SW-0002 | Switch, Transformer | SWM-PMG | Switch | Switch |  | SW | http://www.toronto.ca/TWONTO#disconnect_switch |  | Martin Grove Storm Pumping Station
105704 | SWM-PMG-TSH-0001 | Switch, Temperature-High | SWM-PMG | Switch | Switch |  | TSH | http://www.toronto.ca/TWONTO#temperature_switch |  | Martin Grove Storm Pumping Station
105705 | SWM-PMG-TSH-0001 | Switch, Temperature-High | SWM-PMG-MISC | Switch | Switch |  | TSH | http://www.toronto.ca/TWONTO#temperature_switch |  | Miscellaneous Equipment
105706 | SWM-PMG-TSL-0002 | Switch, Temperature-Low | SWM-PMG | Switch | Switch |  | TSL | http://www.toronto.ca/TWONTO#temperature_switch |  | Martin Grove Storm Pumping Station
105707 | SWM-PMG-TSL-0002 | Switch, Temperature-Low | SWM-PMG-MISC | Switch | Switch |  | TSL | http://www.toronto.ca/TWONTO#temperature_switch |  | Miscellaneous Equipment
105744 | SWM-PNQ-LS-0102 | Switch, Level | SWM-PNQ | Switch,Level | Switch |  | LS | http://www.toronto.ca/TWONTO#level_switch |  | North Queen Storm Pumping Station
105745 | SWM-PNQ-LSH-0103 | Switch, Level-High | SWM-PNQ-MISC | Switch,Level | Switch |  | LSH | http://www.toronto.ca/TWONTO#level_switch |  | Miscellaneous Equipment
105746 | SWM-PNQ-LSLL-0101 | Switch, Level-Low Low | SWM-PNQ | Switch | Switch |  | LSLL | http://www.toronto.ca/TWONTO#level_switch |  | North Queen Storm Pumping Station
105747 | SWM-PNQ-LSLL-0101 | Switch, Level-Low Low | SWM-PNQ-MISC | Switch | Switch |  | LSLL | http://www.toronto.ca/TWONTO#level_switch |  | Miscellaneous Equipment
105756 | SWM-PNQ-TS-0001 | Switch, Transfer | SWM-PNQ | Switch | Switch |  | TS | http://www.toronto.ca/TWONTO#transfer_switch |  | North Queen Storm Pumping Station
105757 | SWM-PNQ-TSH-0001 | Switch, Temperature-High | SWM-PNQ | Switch | Switch |  | TSH | http://www.toronto.ca/TWONTO#temperature_switch |  | North Queen Storm Pumping Station
105758 | SWM-PNQ-TSH-0001 | Switch, Temperature-High | SWM-PNQ-MISC | Switch | Switch |  | TSH | http://www.toronto.ca/TWONTO#temperature_switch |  | Miscellaneous Equipment
105846 | SWM-PWI-LSH-0103 | Switch, Level-High | SWM-PWI-MISC | Switch,Level | Switch |  | LSH | http://www.toronto.ca/TWONTO#level_switch |  | Miscellaneous Equipment
105847 | SWM-PWI-LSHH-0104 | Switch, Level High-High | SWM-PWI-MISC | Switch,Level | Switch |  | LSHH | http://www.toronto.ca/TWONTO#level_switch |  | Miscellaneous Equipment
105848 | SWM-PWI-LSL-0102 | Switch, Level-Low | SWM-PWI | Switch,Level | Switch |  | LSL | http://www.toronto.ca/TWONTO#level_switch |  | Wilson Storm Pumping Station
105849 | SWM-PWI-LSLL-0101 | Switch, Level Low-Low | SWM-PWI | Switch,Level | Switch |  | LSLL | http://www.toronto.ca/TWONTO#level_switch |  | Wilson Storm Pumping Station
105873 | SWM-SOS-CB-0001 | Breaker, Main Incoming Power | SWM-SOS | Circuit Breaker | Switch |  | CB | http://www.toronto.ca/TWONTO#breaker |  | Old Sheppard Park Storm Water Tank
106404 | TAB-ACC-FLS-0311 | Switch,Flow,Low,Water to Heat Exchanger | TAB-ACC-P-0311 | Switch,Flow | Switch |  | FLS | http://www.toronto.ca/TWONTO#flow_switch |  | Pump, Circulating, Hot Water, Heat Exchanger
106405 | TAB-ACC-FLS-1014 | Switch,Flow,Low,Water to Pump | TAB-ACC-P-1014 | Switch,Flow | Switch |  | FLS | http://www.toronto.ca/TWONTO#flow_switch |  | Pump, Hot Water Circulating, Pri Tank 10-12 & Grit Tank 13-16 Process and Space Heating
106602 | TAB-ACC-FS-0060 | Switch,Flow,Feed Water Pump, Boiler #6 | TAB-ACC-P-0060 | Switch,Flow | Switch |  | FS | http://www.toronto.ca/TWONTO#flow_switch |  | Pump, Feed Water, Plant Hot Water Boiler # 6, PB-6
106603 | TAB-ACC-FS-1303 | Switch,Air Flow,North Substation,Battery Room,East Wall | TAB-ACC-FN-1303 | Switch,Flow | Switch |  | FS | http://www.toronto.ca/TWONTO#flow_switch |  | Fan, Exhaust, New North Sub Station,
106604 | TAB-ACC-FS-8220 | Switch,Flow,Glycol From Pump | TAB-ACC-P-8220 | Switch,Flow | Switch |  | FS | http://www.toronto.ca/TWONTO#flow_switch |  | Pump, Circulating, M Bldg
106606 | TAB-ACC-FSL-0030 | Switch,Flow,Low,Feed Water Pump, Boiler No3 | TAB-ACC-P-0030 | Switch,Flow | Switch |  | FSL | http://www.toronto.ca/TWONTO#flow_switch |  | Pump, Feed Water, Hot Water Boiler #3
106607 | TAB-ACC-FSL-0050 | Switch, Flow, Low, Air, Exhaust Fan 0050, Grit Bldg. Rooftop | TAB-ACC-FN-0050 | Switch,Flow-Low | Switch |  | FSL | http://www.toronto.ca/TWONTO#flow_switch |  | Fan, Exhaust, Exist. Screen Room Roof
106608 | TAB-ACC-FSL-0060 | Switch, Flow, Low, Air, Exhaust Fan 0060, Grit Bldg. Rooftop | TAB-ACC-FN-0060A | Switch,Flow-Low | Switch |  | FSL | http://www.toronto.ca/TWONTO#flow_switch |  | Fan, Forced Draft, Hot Water Boiler #6
106609 | TAB-ACC-FSL-0090 | Switch, Flow, Low, Air, Exhaust Fan 0090, Grit Bldg. Rooftop | TAB-ACC-FN-0090 | Switch,Flow-Low | Switch |  | FSL | http://www.toronto.ca/TWONTO#flow_switch |  | Fan, Exhaust, Grit Building Rooftop
106610 | TAB-ACC-FSL-0130 | Switch, Flow, Low, Air, Supply Fan 0130, Vestibule 112A, Exist. Screen Room | TAB-ACC-FN-0130 | Switch,Flow-Low | Switch |  | FSL | http://www.toronto.ca/TWONTO#flow_switch |  | Fan, Supply, Vestibule Pressurization, Vestibule 112A
106611 | TAB-ACC-FSL-0140 | Switch, Flow, Low, Air, Supply Fan 0140, Vestibule 112B, Exist. Screen Room | TAB-ACC-FN-0120 | Switch,Flow-Low | Switch |  | FSL | http://www.toronto.ca/TWONTO#flow_switch |  | Fan, Supply, Vestibule Pressurization, Vestibule 112
106612 | TAB-ACC-FSL-0150 | Switch, Flow, Low, Air, Supply Fan 0150, Vestibule 116, Exist. Screen Room | TAB-ACC-FN-0150 | Switch,Flow-Low | Switch |  | FSL | http://www.toronto.ca/TWONTO#flow_switch |  | Fan, Supply, Vestibule Pressurization, Vestibule 116
106613 | TAB-ACC-FSL-0160 | Switch, Flow, Low, Air, Supply Fan 0160, Vestibule 118, Exist. Screen Room | TAB-ACC-FN-0160 | Switch,Flow-Low | Switch |  | FSL | http://www.toronto.ca/TWONTO#flow_switch |  | Fan, Supply, Vestibule Pressurization, Vestibule 116
106614 | TAB-ACC-FSL-0211 | Switch,Flow,Low,Water to Heat Exchanger | TAB-ACC-P-0211 | Switch,Flow | Switch |  | FSL | http://www.toronto.ca/TWONTO#flow_switch |  | Pump, Circulating, Primary Hot Water,Heat Exchanger
106615 | TAB-ACC-FSL-0212 | Switch,Flow,Low,City Water to Heat Exchanger | TAB-ACC-P-0212 | Switch,Flow | Switch |  | FSL | http://www.toronto.ca/TWONTO#flow_switch |  | Pump,Circulating, City water, Admin. Domestic Hot Water, P20-2,
106616 | TAB-ACC-FSL-0230 | Switch, Flow, Low, Air, Exhaust Fan 0230, Old Primary Treatment Bldg. | TAB-ACC-FN-0192 | Switch,Flow-Low | Switch |  | FSL | http://www.toronto.ca/TWONTO#flow_switch |  | Fan, Exhaust, Primary Treatment Bldg. (FN-0191A)
106617 | TAB-ACC-FSL-0230 | Switch, Flow, Low, Air, Exhaust Fan 0230, Old Primary Treatment Bldg. | TAB-ACC-FN-0230 | Switch,Flow-Low | Switch |  | FSL | http://www.toronto.ca/TWONTO#flow_switch |  | Fan, Exhaust, Primary Treatment Bldg. Rooftop
106618 | TAB-ACC-FSL-0232 | Switch, Flow, Low, Air, Exhaust Fan 0232, Old Primary Treatment Bldg. | TAB-ACC-FN-0232 | Switch,Flow-Low | Switch |  | FSL | http://www.toronto.ca/TWONTO#flow_switch |  | Fan, Exhaust, Primary Treatment Bldg. Rooftop
106619 | TAB-ACC-FSL-0234 | Switch, Flow, Low, Air, Exhaust Fan 0234, Old Primary Treatment Bldg. | TAB-ACC-FN-0234 | Switch,Flow-Low | Switch |  | FSL | http://www.toronto.ca/TWONTO#flow_switch |  | Fan, Exhaust, Primary Treatment Bldg. Rooftop
106620 | TAB-ACC-FSL-0312 | Switch,Flow,Low,City Water to Heat Exchanger | TAB-ACC-P-0312 | Switch,Flow | Switch |  | FSL | http://www.toronto.ca/TWONTO#flow_switch |  | Pump, Circulating, City water, Admin. Domestic Hot Water, P21-2,
106621 | TAB-ACC-FSL-0380 | Switch, Flow, Low, Air, Fan 0380, Ferrous Chloride Room | TAB-ACC-FN-0380 | Switch,Flow-Low | Switch |  | FSL | http://www.toronto.ca/TWONTO#flow_switch |  | Fan, Supply, Ferrous Chloride Room, D. Bldg.
106622 | TAB-ACC-FSL-0611 | Switch,Flow,Low,Water to Pump | TAB-ACC-P-0611 | Switch,Flow | Switch |  | FSL | http://www.toronto.ca/TWONTO#flow_switch |  | Pump, Hot Water Circulating, Secondary Loop 3, Admin Reheat Coils-P3-1
106623 | TAB-ACC-FSL-0811 | Switch,Flow,Low,Water to Pump | TAB-ACC-P-0811 | Switch,Flow | Switch |  | FSL | http://www.toronto.ca/TWONTO#flow_switch |  | Pump, Hot Water Circulating, Secondary Loop 2, Admin Radiant Heating, P2-1
106624 | TAB-ACC-FSL-0812 | Switch,Flow,Low,Water to Pump | TAB-ACC-P-0812 | Switch,Flow | Switch |  | FSL | http://www.toronto.ca/TWONTO#flow_switch |  | Pump, Hot Water Circulating, Secondary Loop 2, Admin Radiant Heating P2-2
106625 | TAB-ACC-FSL-0910 | Switch, Flow, Low, Air, Supply Fan 0910, Vest. 003, Primary Treatment Bldg. | TAB-ACC-FN-0910 | Switch,Flow-Low | Switch |  | FSL | http://www.toronto.ca/TWONTO#flow_switch |  | Fan, Supply, Vestibule Pressurization, Vestibule 003
106626 | TAB-ACC-FSL-0920 | Switch, Flow, Low, Air, Supply Fan 0920, Vest.122, Primary Treatment Bldg. | TAB-ACC-FN-0920 | Switch,Flow-Low | Switch |  | FSL | http://www.toronto.ca/TWONTO#flow_switch |  | Fan, Supply, Vestibule Pressurization, Vestibule 122
106627 | TAB-ACC-FSL-0950 | Switch, Flow, Low, Air, Supply Fan 0950, Old Primary Treatment Bldg. | TAB-ACC-AHU-0950 | Switch,Flow-Low | Switch |  | FSL | http://www.toronto.ca/TWONTO#flow_switch |  | Air Handling Unit, Old D Bldg. Rooftop
106628 | TAB-ACC-FSL-1013 | Switch,Flow,Low,Water to Pump | TAB-ACC-P-1013 | Switch,Flow | Switch |  | FSL | http://www.toronto.ca/TWONTO#flow_switch |  | Pump, Hot Water Circulating, P24-3, Pri Tank 10-12 & Grit Tank 13-16 Process and Space Heating
106629 | TAB-ACC-FSL-1210 | Switch,Flow,Low,Water From Pump | TAB-ACC-P-1210 | Switch,Flow | Switch |  | FSL | http://www.toronto.ca/TWONTO#flow_switch |  | Pump, Hot Water Circulating, Floatation Bldg-P-25-1
106630 | TAB-ACC-FSL-1211 | Switch,Flow,Low,Water to Pump | TAB-ACC-P-1211 | Switch,Flow | Switch |  | FSL | http://www.toronto.ca/TWONTO#flow_switch |  | Pump, Hot Water Circulating, Floatation Bldg-P25-2
106631 | TAB-ACC-FSL-1231 | Switch,Flow,Low,Glycol from Pump | TAB-ACC-P-1231 | Switch,Flow | Switch |  | FSL | http://www.toronto.ca/TWONTO#flow_switch |  | Pump, Glycol Circulating, Floatation Bldg, PG 25-2
106632 | TAB-ACC-FSL-1250 | Swtich, Flow, Low, Air, Supply Fan 1255, Vestibule 101, Loading Bay Rooftop | TAB-ACC-FN-1255 | Switch,Flow-Low | Switch |  | FSL | http://www.toronto.ca/TWONTO#flow_switch |  | Fan, Supply, Vestibule Pressurization, Vestibule 101(1250)
106633 | TAB-ACC-FSL-1310 | Switch, Flow, Low, Air Supply Fan 1310, Screen Area Rooftop | TAB-ACC-AHU-1300 | Switch,Flow-Low | Switch |  | FSL | http://www.toronto.ca/TWONTO#flow_switch |  | Air Handling Unit, D Bldg Roof
106634 | TAB-ACC-FSL-1320 | Switch, Flow, Low, Air, Exhaust Fan 1320, Screen Area Rooftop | TAB-ACC-AHU-1300 | Switch,Flow-Low | Switch |  | FSL | http://www.toronto.ca/TWONTO#flow_switch |  | Air Handling Unit, D Bldg Roof
106635 | TAB-ACC-FSL-1401 | Switch, Flow-Low, Pump, Secondary Hot Water Circulating | TAB-ACC-P-1401 | Switch,Flow-Low | Switch |  | FSL | http://www.toronto.ca/TWONTO#flow_switch |  | Pump,Centrifugal, Secondary Hot Water Circulating
106636 | TAB-ACC-FSL-1402 | Switch, Flow-Low, Pump, Secondary Hot Water Circulating | TAB-ACC-P-1410 | Switch,Flow-Low | Switch |  | FSL | http://www.toronto.ca/TWONTO#flow_switch |  | Pump,Centrifugal, Secondary Hot Water Circulating
106637 | TAB-ACC-FSL-1403 | Switch, Flow-Low, Pump, Tertiary Glycol Circulating | TAB-ACC-P-1440 | Switch,Flow-Low | Switch |  | FSL | http://www.toronto.ca/TWONTO#flow_switch |  | Pump,Centrifugal, Tertiary Glycol Circulating
106638 | TAB-ACC-FSL-1410 | Switch, Flow, Low, Air, Supply Fan 1410, Loading Bay Rooftop | TAB-ACC-AHU-1400 | Switch,Flow-Low | Switch |  | FSL | http://www.toronto.ca/TWONTO#flow_switch |  | Air Handling Unit, D Bldg Roof
106639 | TAB-ACC-FSL-1420 | Switch, Flow, Low, Air, Exhaust Fan 1420, Loading Bay Rooftop | TAB-ACC-AHU-1400 | Switch,Flow-Low | Switch |  | FSL | http://www.toronto.ca/TWONTO#flow_switch |  | Air Handling Unit, D Bldg Roof
106640 | TAB-ACC-FSL-1700 | Switch, Flow, Low, Air, Supply Fan 1700, Loading Bay Rooftop | TAB-ACC-AHU-1700 | Switch,Flow-Low | Switch |  | FSL | http://www.toronto.ca/TWONTO#flow_switch |  | Air Handling Unit, D Bldg Roof
106641 | TAB-ACC-FSL-1750 | Switch, Flow, Low, Air, Supply Fan 1750, Vest. 209, Screen Platform | TAB-ACC-FN-1750 | Switch,Flow-Low | Switch |  | FSL | http://www.toronto.ca/TWONTO#flow_switch |  | Fan, Supply, Vestibule Pressurization, Vestibule 209
106642 | TAB-ACC-FSL-1800 | Switch, Flow, Low, Air, Supply Fan 1800, Loading Bay Rooftop | TAB-ACC-AHU-1800 | Switch,Flow-Low | Switch |  | FSL | http://www.toronto.ca/TWONTO#flow_switch |  | Air Handling Unit, D Bldg Roof
106643 | TAB-ACC-FSL-1810 | Switch,Flow,Low,Water From Pump | TAB-ACC-P-1810 | Switch,Flow | Switch |  | FSL | http://www.toronto.ca/TWONTO#flow_switch |  | Pump, Hot Water Circulating, Blower Bldg,,P28-1
106644 | TAB-ACC-FSL-1811 | Switch,Flow,Low,Water From Pump | TAB-ACC-P-1811 | Switch,Flow | Switch |  | FSL | http://www.toronto.ca/TWONTO#flow_switch |  | Pump, Hot Water Circulating, Blower Bldg,,P28-1
106645 | TAB-ACC-FSL-1830 | Switch,Flow,Low,Glycol from Pump | TAB-ACC-P-1830 | Switch,Flow | Switch |  | FSL | http://www.toronto.ca/TWONTO#flow_switch |  | Pump, Glycol Circulating, Blower Bldg,PG-28-1
106646 | TAB-ACC-FSL-1831 | Switch,Flow,Low,Glycol from Pump | TAB-ACC-P-1831 | Switch,Flow | Switch |  | FSL | http://www.toronto.ca/TWONTO#flow_switch |  | Pump, Glycol Circulating, Blower Bldg,PG-28-2
106647 | TAB-ACC-FSL-1850 | Switch, Flow, Low, Air, Supply Fan 1855, Vest. 101A, Blower Room | TAB-ACC-FN-1750 | Switch,Flow-Low | Switch |  | FSL | http://www.toronto.ca/TWONTO#flow_switch |  | Fan, Supply, Vestibule Pressurization, Vestibule 209
106648 | TAB-ACC-FSL-1900 | Switch, Flow, Low, Air, Supply Fan 1900, Loading Bay Rooftop | TAB-ACC-AHU-1900 | Switch,Flow-Low | Switch |  | FSL | http://www.toronto.ca/TWONTO#flow_switch |  | Air Handling Unit, D Bldg Roof
106649 | TAB-ACC-FSL-2051 | Switch,Flow,Low,Glycol From Pump | TAB-ACC-P-2051 | Switch,Flow | Switch |  | FSL | http://www.toronto.ca/TWONTO#flow_switch |  | Pump, Circulating,Glycol,Aeration and Chemical Gallery,PG37-2
106650 | TAB-ACC-FSL-2812 | Switch,Flow,Low,Water From Pump | TAB-ACC-P-2811 | Switch,Flow | Switch |  | FSL | http://www.toronto.ca/TWONTO#flow_switch |  | Pump, Hot Water Circulating,Secondary Loop 7, Dewatering Space Heating, P7-2,
106651 | TAB-ACC-FSL-3011 | Switch,Flow,Low,Water From Pump | TAB-ACC-P-3011 | Switch,Flow | Switch |  | FSL | http://www.toronto.ca/TWONTO#flow_switch |  | Pump, Hot Water Circulating,Chlorination Bldg Space Heating,(P8-2)
106652 | TAB-ACC-FSL-3411 | Switch,Flow,Low,Water From Pump | TAB-ACC-P-3411 | Switch,Flow | Switch |  | FSL | http://www.toronto.ca/TWONTO#flow_switch |  | Pump, Circulating, Hot water,Filter Bldg, S-6 & S-7,P38-1,
106653 | TAB-ACC-FSL-3412 | Switch,Flow,Low,Water From Pump | TAB-ACC-P-3412 | Switch,Flow | Switch |  | FSL | http://www.toronto.ca/TWONTO#flow_switch |  | Pump, Circulating, Hot Water,Filter Bldg, S-6 & S-7, P38-2,
106654 | TAB-ACC-FSL-3431 | Switch,Flow,Low,Glycol From Pump | TAB-ACC-P-3431 | Switch,Flow | Switch |  | FSL | http://www.toronto.ca/TWONTO#flow_switch |  | Pump, Circulating, Glycol,Filter Bldg, S-6 & S-7,PG38-1,
106655 | TAB-ACC-FSL-3611 | Switch,Flow,Low,Water From Pump | TAB-ACC-P-3611 | Switch,Flow | Switch |  | FSL | http://www.toronto.ca/TWONTO#flow_switch |  | Pump, Circulating, Hot Water , Secondary Loop 5, Old Admin Bldg, P5-1,
106656 | TAB-ACC-FSL-3612 | Switch,Flow,Low,Water From Pump | TAB-ACC-P-3612 | Switch,Flow | Switch |  | FSL | http://www.toronto.ca/TWONTO#flow_switch |  | Pump,Circulating, Hot Water ,Secondary Loop 5,Old Admin Bldg, P5-2,
106657 | TAB-ACC-FSL-3650 | Switch, Flow, Low | TAB-ACC-P-3650 | Switch,Flow-Low | Switch |  | FSL | http://www.toronto.ca/TWONTO#flow_switch |  | Pump, Circulation Glycol
106658 | TAB-ACC-FSL-3651 | Switch, Flow, Low | TAB-ACC-P-3650 | Switch,Flow-Low | Switch |  | FSL | http://www.toronto.ca/TWONTO#flow_switch |  | Pump, Circulation Glycol
106659 | TAB-ACC-FSL-3810 | Switch,Flow,Low,Water From Pump | TAB-ACC-P-3810 | Switch,Flow | Switch |  | FSL | http://www.toronto.ca/TWONTO#flow_switch |  | Pump, Circulating, Hot Water ,P29/30/31-1
106660 | TAB-ACC-FSL-3880 | Switch,Flow,Low,Glycol From Pump | TAB-ACC-P-3880 | Switch,Flow | Switch |  | FSL | http://www.toronto.ca/TWONTO#flow_switch |  | Pump,Clrculating, Glycol , PG29/30/31-1
106661 | TAB-ACC-FSL-3881 | Switch,Flow,Low,Glycol From Pump | TAB-ACC-P-3881 | Switch,Flow | Switch |  | FSL | http://www.toronto.ca/TWONTO#flow_switch |  | Pump, Circulating, Glycol, PG29/30/31-1
106662 | TAB-ACC-FSL-4010 | Switch,Flow,Water From Pump | TAB-ACC-P-4010 | Switch,Flow | Switch |  | FSL | http://www.toronto.ca/TWONTO#flow_switch |  | Pump, Booster, Primary Loop, SILO Bldg Heating, Bsmt North-East Corner,P22-1
106663 | TAB-ACC-FSL-4011 | Switch,Flow,Low,Water From Pump | TAB-ACC-P-4011 | Switch,Flow | Switch |  | FSL | http://www.toronto.ca/TWONTO#flow_switch |  | Pump, Booster, Primary Loop, SILO Bldg Heating, P22-2
106664 | TAB-ACC-FSL-4410 | Switch,Flow,Low,Water From Pump | TAB-ACC-P-4410 | Switch,Flow | Switch |  | FSL | http://www.toronto.ca/TWONTO#flow_switch |  | Pump , Circulating , Hot Water System
106665 | TAB-ACC-FSL-4450 | Switch,Flow,Glycol from Pump | TAB-ACC-P-4450 | Switch,Flow | Switch |  | FSL | http://www.toronto.ca/TWONTO#flow_switch |  | Pump , Circulating , Glycol water System
106666 | TAB-ACC-FSL-4451 | Switch,Flow,Low,Glycol from Pump | TAB-ACC-P-4451 | Switch,Flow | Switch |  | FSL | http://www.toronto.ca/TWONTO#flow_switch |  | Pump , Circulating , Glycol water System
106667 | TAB-ACC-FSL-4502 | Switch,Flow, Low, Discharge | TAB-ACC-AHU-4502 | Switch,Flow-Low | Switch |  | FSL | http://www.toronto.ca/TWONTO#flow_switch |  | AHU, Digester 1-4, Drip Trap Room
106668 | TAB-ACC-FSL-4504 | Switch, Flow, Low, Discharge | TAB-ACC-AHU-4504 | Switch,Flow-Low | Switch |  | FSL | http://www.toronto.ca/TWONTO#flow_switch |  | AHU, Digester 1-4, Pump Room
106669 | TAB-ACC-FSL-4506 | Switch, Flow, Low, Exhaust Fan Inlet | TAB-ACC-FN-4506 | Switch,Flow-Low | Switch |  | FSL | http://www.toronto.ca/TWONTO#flow_switch |  | Fan, Exhaust, Drip Trap Room Exhaust Dig .1~4
106670 | TAB-ACC-FSL-4507 | Switch, Flow, Low, Exhaust Fan Inlet | TAB-ACC-FN-4507 | Switch,Flow-Low | Switch |  | FSL | http://www.toronto.ca/TWONTO#flow_switch |  | Fan, Exhaust, Sldge Heater Room Exhaust Dig .1~4
106671 | TAB-ACC-FSL-4509 | Switch, Flow, Low, Exhaust Fan Inlet | TAB-ACC-FN-4509 | Switch,Flow-Low | Switch |  | FSL | http://www.toronto.ca/TWONTO#flow_switch |  | Fan, Exhaust, Pump Room Exhaust Dig .1~4
106672 | TAB-ACC-FSL-4510 | Switch, Flow, Low, Exhaust Fan Inlet | TAB-ACC-FN-4510 | Switch,Flow-Low | Switch |  | FSL | http://www.toronto.ca/TWONTO#flow_switch |  | Fan, Exhaust, Pump Room Exhaust Dig .1~4
106673 | TAB-ACC-FSL-4511 | Switch, Flow, Low, Exhaust Fan Inlet | TAB-ACC-FN-4511 | Switch,Flow-Low | Switch |  | FSL | http://www.toronto.ca/TWONTO#flow_switch |  | Fan, Exhaust, Pump Room Heat Relief Exhaust Dig .1~4
106674 | TAB-ACC-FSL-4512 | Switch, Flow, Low, Exhaust Fan Inlet | TAB-ACC-FN-4512 | Switch,Flow-Low | Switch |  | FSL | http://www.toronto.ca/TWONTO#flow_switch |  | Fan, Exhaust, Pump Room Heat Relief Exhaust Dig .1~4
106675 | TAB-ACC-FSL-4535 | Switch, Flow, Low, Pump Discharge | TAB-ACC-P-4534A | Switch,Flow-Low | Switch |  | FSL | http://www.toronto.ca/TWONTO#flow_switch |  | Pump, Hydronic Heating, Glycol, Digester 1~4, PGXX-1
106676 | TAB-ACC-FSL-4611 | Switch,Flow,Low,Water From Pump | TAB-ACC-P-4611 | Switch,Flow | Switch |  | FSL | http://www.toronto.ca/TWONTO#flow_switch |  | Pump, Circulating, Hot Water, Dig 19-22 Space Heating,,P16-1,
106677 | TAB-ACC-FSL-4812 | Switch,Flow,Low,Hot water From Pump | TAB-ACC-P-4812 | Switch,Flow | Switch |  | FSL | http://www.toronto.ca/TWONTO#flow_switch |  | Pump, Circulating, Hot Water ,Dig 19-22 Sludge Heating,P17-2,
106678 | TAB-ACC-FSL-4901 | Switch, Flow-Low, Secondary Hot Water loop, Seawall Tunnel, East | TAB-ACC-P-4901 | Switch,Flow-Low | Switch |  | FSL | http://www.toronto.ca/TWONTO#flow_switch |  | Pump, Centrifugal, Hot Water Pump, Seawall Tunnel, East
106679 | TAB-ACC-FSL-4903 | Switch, Low-Low, Tertiary Pump, Seawall Tunnel, East | TAB-ACC-P-4903 | Switch,Flow-Low | Switch |  | FSL | http://www.toronto.ca/TWONTO#flow_switch |  | Pump, Tertiary, Glycol, Seawall Tunnel, East
106680 | TAB-ACC-FSL-5010 | Switch,Flow,Water From Pump | TAB-ACC-P-5010 | Switch,Flow | Switch |  | FSL | http://www.toronto.ca/TWONTO#flow_switch |  | Pump, Circulating, Hot Water , P15-1, New Gas Control Building Basement, Mid Section
106681 | TAB-ACC-FSL-5050 | Switch,Flow,Low,Hot Water From Pump | TAB-ACC-P-5050 | Switch,Flow | Switch |  | FSL | http://www.toronto.ca/TWONTO#flow_switch |  | Pump, Circulating, Glycol, HWCP -3, New Gas Control Building Basement, Mid Section
106682 | TAB-ACC-FSL-5211 | Switch,Flow,Low,Water From Pump | TAB-ACC-P-5211 | Switch,Flow | Switch |  | FSL | http://www.toronto.ca/TWONTO#flow_switch |  | Pump, Circulating, Hot Water , Dig 13-16 Space Heating, P13-1,
106683 | TAB-ACC-FSL-5411 | Switch,Flow,Low,Water From Pump | TAB-ACC-P-5411 | Switch,Flow | Switch |  | FSL | http://www.toronto.ca/TWONTO#flow_switch |  | Pump, Hot Water Circulating, P.W.P.S. Space Heating, P11-1
106684 | TAB-ACC-FSL-5412 | Switch,Flow,Low,Water From Pump | TAB-ACC-P-5412 | Switch,Flow | Switch |  | FSL | http://www.toronto.ca/TWONTO#flow_switch |  | Pump, Hot Water Circulating, P.W.P.S. Space Heating,P11-2,
106685 | TAB-ACC-FSL-5811 | Switch,Flow,Water From Pump | TAB-ACC-P-5811 | Switch,Flow | Switch |  | FSL | http://www.toronto.ca/TWONTO#flow_switch |  | Pump, Booster, Primary Loop, Bio-Solids Loading Bldg,P12-2
106686 | TAB-ACC-FSL-5854 | Switch,Flow,Low,Pump Discharge | TAB-ACC-P-5854 | Switch,Flow | Switch |  | FSL | http://www.toronto.ca/TWONTO#flow_switch |  | Pump,Glycol Make Up
106687 | TAB-ACC-FSL-5883 | Switch,Flow,Water From Pump | TAB-ACC-P-5883 | Switch,Flow | Switch |  | FSL | http://www.toronto.ca/TWONTO#flow_switch |  | Pump, Glycol, Recirculation, Bio-Solid Loading Bay
106688 | TAB-ACC-FSL-6012 | Switch,Flow,Low,Water From Pump | TAB-ACC-P-6012 | Switch,Flow | Switch |  | FSL | http://www.toronto.ca/TWONTO#flow_switch |  | Pump, Circulating, Hot Water,Dig 13-16 Sludge Heating, P14-2,
106689 | TAB-ACC-FSL-6103 | Switch,Flow, Low, Discharge | TAB-ACC-AHU-6103 | Switch,Flow-Low | Switch |  | FSL | http://www.toronto.ca/TWONTO#flow_switch |  | AHU, Digester 5-8 Sludge Heat. Room
106690 | TAB-ACC-FSL-6104 | Switch,Flow, Low, | TAB-ACC-AHU-6104 | Switch,Flow-Low | Switch |  | FSL | http://www.toronto.ca/TWONTO#flow_switch |  | AHU, Digester 5-8 Pump Room
106691 | TAB-ACC-FSL-6105 | Switch, Flow, Low, Exhausht | TAB-ACC-FN-6105 | Switch,Flow-Low | Switch |  | FSL | http://www.toronto.ca/TWONTO#flow_switch |  | Fan, Exhaust, Digester 5-8 Drip Trap room
106692 | TAB-ACC-FSL-6108 | Switch, Flow, Low, Exhausht | TAB-ACC-FN-6108 | Switch,Flow-Low | Switch |  | FSL | http://www.toronto.ca/TWONTO#flow_switch |  | Fan, Exhaust, Digester 5-8 Sludge Heater room
106693 | TAB-ACC-FSL-6112 | Switch, Flow, Low, Exhausht | TAB-ACC-FN-6112 | Switch,Flow-Low | Switch |  | FSL | http://www.toronto.ca/TWONTO#flow_switch |  | Fan, Exhaust, Digester 5-8 Pump Room Heat Relief
106694 | TAB-ACC-FSL-6211 | Switch,Flow,Low,Water From Pump | TAB-ACC-P-6211 | Switch,Flow | Switch |  | FSL | http://www.toronto.ca/TWONTO#flow_switch |  | Pump, Hot Water Circulating, , Dig 5 - 12 Process & Space Heating,P1-1
106695 | TAB-ACC-FSL-6301 | Switch, Flow Switch-Low, AHU-6301, Mechanical Room, Dig 9-12 Control Building. | TAB-ACC-AHU-6301 | Switch,Flow-Low | Switch |  | FSL | http://www.toronto.ca/TWONTO#flow_switch |  | Air Handling Unit, Gas Room Ventilation, Mechanical Room, Dig 9-12 Control Building.
106696 | TAB-ACC-FSL-6303 | Switch, Flow Switch-Low, AHU-6303, Mechanical Room, Dig 9-12 Control Building. | TAB-ACC-AHU-6303 | Switch,Flow-Low | Switch |  | FSL | http://www.toronto.ca/TWONTO#flow_switch |  | Air Handling Unit, Sludge Heating Room Ventilation, Mechanical Room, Dig 9-12 Control Building.
106697 | TAB-ACC-FSL-6305 | Switch, Flow Switch-Low, FN-6305, Roof, Dig 9-12 Control Building. | TAB-ACC-FN-6305 | Switch,Flow-Low | Switch |  | FSL | http://www.toronto.ca/TWONTO#flow_switch |  | Fan, Exhaust, Centrifugal, Explosion Proof, Gas Room Exhaust, Roof, Dig 9-12 Control Building.
106698 | TAB-ACC-FSL-6306 | Switch, Flow Switch-Low, FN-6306, Roof, Dig 9-12 Control Building. | TAB-ACC-FN-6306 | Switch,Flow-Low | Switch |  | FSL | http://www.toronto.ca/TWONTO#flow_switch |  | Fan, Exhaust, Centrifugal, Explosion Proof, Gas Room Exhaust, Roof, Dig 9-12 Control Building.
106699 | TAB-ACC-FSL-6307 | Switch, Flow Switch-Low, FN-6308, Roof, Dig 9-12 Control Building. | TAB-ACC-FN-6308 | Switch,Flow-Low | Switch |  | FSL | http://www.toronto.ca/TWONTO#flow_switch |  | Fan, Exhaust, Centrifugal, Sludge Heating Room Exhaust, Roof, Dig 9-12 Control Building.
106700 | TAB-ACC-FSL-6309 | Switch, Flow Switch-Low, FN-6310, Ground Floor, Dig 9-12 Control Building. | TAB-ACC-FN-6310 | Switch,Flow-Low | Switch |  | FSL | http://www.toronto.ca/TWONTO#flow_switch |  | Fan, Exhaust, Centrifugal, Basement Exhaust, Ground Mount, Dig 9-12 Control Building.
106701 | TAB-ACC-FSL-6312 | Switch, Flow Switch-Low, FN-6319, Roof, Dig 9-12 Control Building. | TAB-ACC-FN-6319 | Switch,Flow-Low | Switch |  | FSL | http://www.toronto.ca/TWONTO#flow_switch |  | Fan, Exhaust, Centrifugal, Mechanical Room Exhaust, Roof, Dig 9-12 Control Building.
106702 | TAB-ACC-FSL-6319 | Switch, Flow Switch-Low, FN-6320, Sludge Heating Room, Dig 9-12 Control Building. | TAB-ACC-FN-6320 | Switch,Flow-Low | Switch |  | FSL | http://www.toronto.ca/TWONTO#flow_switch |  | Fan, Supply, Propeller Type, Sludge Heating Room Heat Relief Ventilation, Sludge Heating Room, Dig 9-12 Control Building.
106703 | TAB-ACC-FSL-6321 | Switch, Flow Switch-Low, MAU-0313, Roof, Dig 9-12 Control Building. | TAB-ACC-MAU-6313 | Switch,Flow-Low | Switch |  | FSL | http://www.toronto.ca/TWONTO#flow_switch |  | Air Handling Unit, Supply Make Up Air Unit, Basement Heat Relief Ventilation, Roof, Dig 9-12 Control Building.
106704 | TAB-ACC-FSL-6322 | Switch, Flow Switch-Low, P-6320/ P-6330, Mechanical Room, Dig 9-12 Control Building. | TAB-ACC-P-6320 | Switch,Flow-Low | Switch |  | FSL | http://www.toronto.ca/TWONTO#flow_switch |  | Pump, Centrifugal, Glycol Circulating, Mechanical Room, Dig 9-12 Control Building.
106705 | TAB-ACC-FSL-6323 | Switch, Flow Switch-Low, FN-6307, Roof, Dig 9-12 Control Building. | TAB-ACC-FN-6307 | Switch,Flow-Low | Switch |  | FSL | http://www.toronto.ca/TWONTO#flow_switch |  | Fan, Exhaust, Centrifugal, Sludge Heating Room Exhaust, Roof, Dig 9-12 Control Building.
106706 | TAB-ACC-FSL-7310 | Suction Diffuser/Strainer, Inlet, Boiler 0030, Plant Wide Heating System | TAB-ACC-P-7310 | Switch,Flow-Low | Switch |  | FSL | http://www.toronto.ca/TWONTO#flow_switch |  | Pump, Centrifugal, Hot Water, Boiler 0030, Plant Wide Heating System
106783 | TAB-ACC-HS-4513 | Switch, Occupancy, Dig 1-4 Drip room | TAB-ACC-AHU-DIG | Switch | Switch |  | HS | hand_switch |  | AHUs/Supply Fans Dig. Bldg.
106784 | TAB-ACC-HS-4536 | Switch, Occupancy, Dig 1-4 Heat room | TAB-ACC-AHU-DIG | Switch | Switch |  | HS | hand_switch |  | AHUs/Supply Fans Dig. Bldg.
106785 | TAB-ACC-HS-4537 | Switch, Occupancy, Dig 1-4 Pump room | TAB-ACC-AHU-DIG | Switch | Switch |  | HS | hand_switch |  | AHUs/Supply Fans Dig. Bldg.
107149 | TAB-ACC-LS-0795 | Switch,Level | TAB-ACC-T-0795 | Switch,Level | Switch |  | LS | http://www.toronto.ca/TWONTO#level_switch |  | Tank, Chemical Mixing- Boiler No.20 (0500)
107150 | TAB-ACC-LS-7201 | Switch, Level, Z Bldg 2nd Flr, Deaerator 2 | TAB-ACC-MEQ-7201 | Switch,Level | Switch |  | LS | http://www.toronto.ca/TWONTO#level_switch |  | Tank, Deaerator No.2
107151 | TAB-ACC-LS-7301 | Switch, Level, Z Bldg 2nd Flr, Flash Tank 7301 | TAB-ACC-T-7302 | Switch,Level | Switch |  | LS | http://www.toronto.ca/TWONTO#level_switch |  | Tank, Float Chamber
107152 | TAB-ACC-LS-7401 | Switch, Level, Z Bldg 2nd Flr, Flash Tank 7401 | TAB-ACC-T-7402 | Switch,Level | Switch |  | LS | http://www.toronto.ca/TWONTO#level_switch |  | Tank, Float Chamber
107153 | TAB-ACC-LS-8801 | Switch, Level, Z Bldg, Bsmt North West, T-8801 | TAB-ACC-T-8801 | Tank | Switch |  | LS | http://www.toronto.ca/TWONTO#level_switch |  | Tank, Condensation, Main
107154 | TAB-ACC-LSH-0170 | Switch,Level,high | TAB-ACC-P-0170B | Switch,Level-High | Switch |  | LSH | http://www.toronto.ca/TWONTO#level_switch |  | Pump, Sump, Digester 1-4
107155 | TAB-ACC-LSH-0270 | Switch,Level,high | TAB-ACC-P-0270B | Switch,Level-High | Switch |  | LSH | http://www.toronto.ca/TWONTO#level_switch |  | Pump, Sump, Digester 5-8
107156 | TAB-ACC-LSH-0870 | Switch,Level,Low | TAB-ACC-P-0870B | Switch,Level-High | Switch |  | LSH | http://www.toronto.ca/TWONTO#level_switch |  | Pump, Sump,Eqalizing tank Bldg-Sludge Pump Room
107157 | TAB-ACC-LSL--1401 | Switch,Level-Low, Glycol Make-up Tank | TAB-ACC-T-1470 | Switch,Level-Low | Switch |  |  | http://www.toronto.ca/TWONTO#level_switch |  | Tank, Glycol Make-up
107159 | TAB-ACC-LSL-0165 | Switch,Level,Low, primary Hot Loop Expansion Tanks | TAB-ACC-T-0140 | Switch,Level | Switch |  | LSL | http://www.toronto.ca/TWONTO#level_switch |  | Tank #1, Expansion, Primary Loop
107160 | TAB-ACC-LSL-0170 | Switch,Level,Low | TAB-ACC-P-0170A | Switch,Level-Low | Switch |  | LSL | http://www.toronto.ca/TWONTO#level_switch |  | Pump, Sump, Digester 1-4
107161 | TAB-ACC-LSL-0270 | Switch,Level,Low | TAB-ACC-P-0270A | Switch,Level-Low | Switch |  | LSL | http://www.toronto.ca/TWONTO#level_switch |  | Pump, Sump, Digester 5-8
107162 | TAB-ACC-LSL-0870 | Switch,Level,Low | TAB-ACC-P-0870A | Switch,Level-Low | Switch |  | LSL | http://www.toronto.ca/TWONTO#level_switch |  | Pump, Sump,Eqalizing tank Bldg-Sludge Pump Room
107163 | TAB-ACC-LSL-1222 | Switch,Level,Low,Glycol Make Up Line | TAB-ACC-T-1222 | Switch,Level | Switch |  | LSL | http://www.toronto.ca/TWONTO#level_switch |  | Tank, Make Up, Glycol Make Up Line
107164 | TAB-ACC-LSL-1822 | Switch,Level, Low,Glycol Make Up Line Tank | TAB-ACC-T-1822 | Switch,Level | Switch |  | LSL | http://www.toronto.ca/TWONTO#level_switch |  | Tank, Make Up, Glycol Make Up Line
107165 | TAB-ACC-LSL-2100S | Level Switch Low, Glycol Low Level Switch | TAB-ACC-T-2101 |  | Switch | 45509 | LSL | http://www.toronto.ca/TWONTO#level_switch |  | Tank, Glycol Expansion Tank
107166 | TAB-ACC-LSL-2230 | Level Switch Low, Glycol Low Level Switch | TAB-ACC-T-2221 |  | Switch |  | LSL | http://www.toronto.ca/TWONTO#level_switch |  | Tank, Hot Water Air Separator
107167 | TAB-ACC-LSL-3872 | Switch,Level,Low,Glycol Make Up Line tank | TAB-ACC-T-3872 | Switch,Level | Switch |  | LSL | http://www.toronto.ca/TWONTO#level_switch |  | Tank, Make Up, Glycol Make Up Line
107168 | TAB-ACC-LSL-4422 | Switch,Level,Low,Glycol Make Up Line Tank | TAB-ACC-T-4422 | Switch,Level | Switch |  | LSL | http://www.toronto.ca/TWONTO#level_switch |  | Tank, Make Up, Glycol Make Up Line
107169 | TAB-ACC-LSL-4551 | Switch, Level, Low, | TAB-ACC-T-0151 | Switch,Level-Low | Switch |  | LSL | http://www.toronto.ca/TWONTO#level_switch |  | Tank, Glycol Feed
107170 | TAB-ACC-LSL-4901 | Switch, Level-Low, Glycol Makeup Tank, Seawall Tunnel, East | TAB-ACC-T-4903 | Switch,Level-Low | Switch |  | LSL | http://www.toronto.ca/TWONTO#level_switch |  | Tank, Glycol Makeup, Seawall Tunnel, East
107171 | TAB-ACC-LSL-6151 | Switch, Level, Low, | TAB-ACC-T-6151 | Switch,Level-Low | Switch |  | LSL | http://www.toronto.ca/TWONTO#level_switch |  | Tank, Feed & Mixing, Glycol
107172 | TAB-ACC-LSL-8212 | Switch,Level,Low,Glycol Make Up Line tank | TAB-ACC-HE-8210 | Switch,Level | Switch |  | LSL | http://www.toronto.ca/TWONTO#level_switch |  | Heat Exchanger,M Bldg Space Heating,
107308 | TAB-ACC-PDS-1244C | Switch,Pressure ,Supply Air, AHU1244 | TAB-ACC-AHU-1244 | Switch,Pressure | Switch |  | PDS | http://www.toronto.ca/TWONTO#pressure_switch |  | Air Handing unit,Flotation Bldg
107309 | TAB-ACC-PDS-1250A | Switch,Pressure ,Filter, AHU1250 | TAB-ACC-AHU-1250 | Switch,Pressure | Switch |  | PDS | http://www.toronto.ca/TWONTO#pressure_switch |  | Air Handing unit,Flotation Bldg
107310 | TAB-ACC-PDS-1836B | Switch,Pressure ,Supply Air, AHU1836 | TAB-ACC-AHU-1836 | Switch,Pressure | Switch |  | PDS | http://www.toronto.ca/TWONTO#pressure_switch |  | AHU, Blower Bldg
107311 | TAB-ACC-PDS-1837B | Switch,Pressure ,Supply Air, AHU1837 | TAB-ACC-AHU-1837 | Switch,Pressure | Switch |  | PDS | http://www.toronto.ca/TWONTO#pressure_switch |  | AHU, Blower Bldg
107312 | TAB-ACC-PDS-1840A | Switch,Pressure ,Filter, AHU11840 | TAB-ACC-AHU-1840 | Switch,Pressure | Switch |  | PDS | http://www.toronto.ca/TWONTO#pressure_switch |  | AHU, Blower Bldg
107313 | TAB-ACC-PDS-1840B | Switch,Pressure Differential ,Supply Air, AHU1840 | TAB-ACC-AHU-1840 | Switch,Pressure | Switch |  | PDS | http://www.toronto.ca/TWONTO#pressure_switch |  | AHU, Blower Bldg
107314 | TAB-ACC-PDS-1845A | Switch,Pressure ,Filter, AHU11845 | TAB-ACC-AHU-1845 | Switch,Pressure | Switch |  | PDS | http://www.toronto.ca/TWONTO#pressure_switch |  | AHU, Blower Bldg
107315 | TAB-ACC-PDS-1847A | Switch,Pressure ,Filter, AHU11847 | TAB-ACC-AHU-1847 | Switch,Pressure | Switch |  | PDS | http://www.toronto.ca/TWONTO#pressure_switch |  | AHU, Blower Bldg
107316 | TAB-ACC-PDS-1848A | Switch,Pressure ,Filter, AHU1848 | TAB-ACC-AHU-1848 | Switch,Pressure | Switch |  | PDS | http://www.toronto.ca/TWONTO#pressure_switch |  | AHU, Blower Bldg
107317 | TAB-ACC-PDS-1850B | Switch,Pressure ,Supply Air, AHU1850 | TAB-ACC-AHU-1850 | Switch,Pressure | Switch |  | PDS | http://www.toronto.ca/TWONTO#pressure_switch |  | AHU, Blower Bldg
107318 | TAB-ACC-PDS-1851B | Switch,Pressure ,Supply Air, AHU1851 | TAB-ACC-AHU-1851 | Switch,Pressure | Switch |  | PDS | http://www.toronto.ca/TWONTO#pressure_switch |  | AHU, Blower Bldg
107319 | TAB-ACC-PDS-1852A | Switch,Pressure ,Filter, AHU1852 | TAB-ACC-AHU-1852 | Switch,Pressure | Switch |  | PDS | http://www.toronto.ca/TWONTO#pressure_switch |  | AHU, Blower Bldg
107320 | TAB-ACC-PDS-1852B | Switch,Pressure ,Supply Air, AHU1852 | TAB-ACC-AHU-1852 | Switch,Pressure | Switch |  | PDS | http://www.toronto.ca/TWONTO#pressure_switch |  | AHU, Blower Bldg
107321 | TAB-ACC-PDS-3894B | Switch,Pressure ,Silancer B, AHU3894 | TAB-ACC-AHU-3894SUS | Switch,Pressure | Switch |  | PDS | http://www.toronto.ca/TWONTO#pressure_switch |  | AHU,Incinerator Bldg
107322 | TAB-ACC-PDS-3894C | Switch,Pressure ,Silancer C, AHU3894 | TAB-ACC-AHU-3894SUS | Switch,Pressure | Switch |  | PDS | http://www.toronto.ca/TWONTO#pressure_switch |  | AHU,Incinerator Bldg
107323 | TAB-ACC-PDS-3907A | Switch,Pressure ,Filter, AHU3907 | TAB-ACC-AHU-3907SUS | Switch,Pressure | Switch |  | PDS | http://www.toronto.ca/TWONTO#pressure_switch |  | AHU, Heat Recovery Bldg
107324 | TAB-ACC-PDS-3918B | Switch,Pressure ,Supply fan, AHU3918 | TAB-ACC-AHU-3918SUS | Switch,Pressure | Switch |  | PDS | http://www.toronto.ca/TWONTO#pressure_switch |  | AHU, Heat Recovery Bldg
107325 | TAB-ACC-PDS-3922B | Switch,Pressure ,Supply fan, AHU3922 | TAB-ACC-AHU-3922 | Switch,Pressure | Switch |  | PDS | http://www.toronto.ca/TWONTO#pressure_switch |  | AHU, Old Dewatering Building Roof
107326 | TAB-ACC-PDS-4455A | Switch,Pressure ,Filter, AHU4455 | TAB-ACC-AHU-4455 | Switch,Pressure | Switch |  | PDS | http://www.toronto.ca/TWONTO#pressure_switch |  | AHU, Aux. Bldg Basement
107327 | TAB-ACC-PDS-4476A | Switch,Pressure ,Filter, AHU4476 | TAB-ACC-AHU-4476 | Switch,Pressure | Switch |  | PDS | http://www.toronto.ca/TWONTO#pressure_switch |  | AHU, Aux Bldg
107329 | TAB-ACC-PDS-4477A | Switch,Pressure ,Filter, AHU4477 | TAB-ACC-AHU-4477 | Switch,Pressure | Switch |  | PDS | http://www.toronto.ca/TWONTO#pressure_switch |  | AHU, Aux Bldg
107330 | TAB-ACC-PDS-8402 | Switch,Pressure ,Supply fan, M Bldg., FN 8402 | TAB-ACC-FN-8402 | Switch,Pressure | Switch |  | PDS | http://www.toronto.ca/TWONTO#pressure_switch |  | Fan, Supply, M Bldg.
107331 | TAB-ACC-PDS-9401 | Switch,Pressure, Supply Fan, Mechnical Room, Above MCC, T Building | TAB-ACC-FN-9401 | Switch,Pressure | Switch |  | PDS | http://www.toronto.ca/TWONTO#pressure_switch |  | Fan, Supply, Mechanical Room,Above MCC,T Building
107332 | TAB-ACC-PDS-9402 | Switch,Pressure, Supply Fan, Mechnical Room, Above MCC, T Building | TAB-ACC-FN-9401 | Switch,Pressure | Switch |  | PDS | http://www.toronto.ca/TWONTO#pressure_switch |  | Fan, Supply, Mechanical Room,Above MCC,T Building
107333 | TAB-ACC-PDSH | Switch, Pressure, Differencial, High, Tertiary Glycol loop, Seawall Tunnel, East | TAB-ACC-F-4901 | Switch,Pressure-High | Switch |  |  | http://www.toronto.ca/TWONTO#pressure_switch |  | Filter, Glycol, Seawall Tunnel, East
107334 | TAB-ACC-PDSH-1401 | Switch, Filter Differential Pressure | TAB-ACC-AHU-1460 | Switch,Pressure-High | Switch |  | PDSH | http://www.toronto.ca/TWONTO#pressure_switch |  | Air Handling Unit, Lunch Room
107335 | TAB-ACC-PDSH-1401 | Switch, Filter Differential Pressure | TAB-ACC-F-1460 | Switch,Pressure-High | Switch |  | PDSH | http://www.toronto.ca/TWONTO#pressure_switch |  | Filter, Glycol Concentration Measurement
107336 | TAB-ACC-PDSH-1431 | Switch, Filter Differential Pressure High,AHU,Boiler Room and Basement | TAB-ACC-F-1431 | Switch,Pressure-High | Switch |  | PDSH | http://www.toronto.ca/TWONTO#pressure_switch |  | Filter, AHU-1430, Air filter
107337 | TAB-ACC-PDSH-1441 | Switch, Filter Differential Pressure High, AHU,Boiler Room and Basement | TAB-ACC-F-1441 | Switch,Pressure-High | Switch |  | PDSH | http://www.toronto.ca/TWONTO#pressure_switch |  | Filter, AHU-1440, Air filter
107338 | TAB-ACC-PDSH-1451 | Switch, Filter Differential Pressure High,AHU,Boiler Room and Basement | TAB-ACC-AHU-1450 | Switch,Pressure-High | Switch |  | PDSH | http://www.toronto.ca/TWONTO#pressure_switch |  | Air Handling Unit, Locker Room
107339 | TAB-ACC-PDSH-1461 | Switch, Filter Differential Pressure High, AHU,Boiler Room and Basement | TAB-ACC-F-1461 | Switch,Pressure-High | Switch |  | PDSH | http://www.toronto.ca/TWONTO#pressure_switch |  | Filter, AHU-1460, Air filter
107340 | TAB-ACC-PDSH-4501 | Switch, Presure Diferential, High | TAB-ACC-AHU-4501 | Switch,Pressure-High | Switch |  | PDSH | http://www.toronto.ca/TWONTO#pressure_switch |  | AHU, Digester 1-4, Drip Trap Room
107341 | TAB-ACC-PDSH-4503 | Switch, Presure Diferential, High | TAB-ACC-AHU-4503 | Switch,Pressure-High | Switch |  | PDSH | http://www.toronto.ca/TWONTO#pressure_switch |  | AHU, Digester 1-4, Sludge Heater Room
107342 | TAB-ACC-PDSH-4504 | Switch, Presure Diferential, High | TAB-ACC-AHU-4504 | Switch,Pressure-High | Switch |  | PDSH | http://www.toronto.ca/TWONTO#pressure_switch |  | AHU, Digester 1-4, Pump Room
107343 | TAB-ACC-PDSH-4901 | Switch, Pressure, Differencial, High, Waste Gas Burner Station | TAB-ACC-AHU-4901 | Switch,Pressure-High | Switch |  | PDSH | http://www.toronto.ca/TWONTO#pressure_switch |  | Air Handling Unit, Waste Gas Buner Station
107344 | TAB-ACC-PDSH-6102 | Switch,Pressure Differential, High, Filter | TAB-ACC-AHU-6102 | Switch,Pressure-High | Switch |  | PDSH | http://www.toronto.ca/TWONTO#pressure_switch |  | AHU, Digester 5-8 Drip Trap Room
107345 | TAB-ACC-PDSH-6301 | Switch, Pressure Differential Switch High, AHU-6301, Mechanical Room, Dig 9-12 Control Building. | TAB-ACC-AHU-6301 | Switch,Pressure-High | Switch |  | PDSH | http://www.toronto.ca/TWONTO#pressure_switch |  | Air Handling Unit, Gas Room Ventilation, Mechanical Room, Dig 9-12 Control Building.
107346 | TAB-ACC-PDSH-6303 | Switch, Pressure Differential Switch High, AHU-6303, Mechanical Room, Dig 9-12 Control Building. | TAB-ACC-AHU-6303 | Switch,Pressure-High | Switch |  | PDSH | http://www.toronto.ca/TWONTO#pressure_switch |  | Air Handling Unit, Sludge Heating Room Ventilation, Mechanical Room, Dig 9-12 Control Building.
107347 | TAB-ACC-PDSH-6304 | Switch, Pressure Differential Switch High, AHU-6304, Mechanical Room, Dig 9-12 Control Building. | TAB-ACC-AHU-6304 | Switch,Pressure-High | Switch |  | PDSH | http://www.toronto.ca/TWONTO#pressure_switch |  | Air Handling Unit, Basement Ventilation, Mechanical Room, Dig 9-12 Control Building.
107348 | TAB-ACC-PDSH-6305 | Switch, Pressure Differential Switch High, F-6301, Mechanical Room, Dig 9-12 Control Building. | TAB-ACC-F-6301 | Switch,Pressure-High | Switch |  | PDSH | http://www.toronto.ca/TWONTO#pressure_switch |  | Filter, Bypass, Glycol System, Mechanical Room, Dig 9-12 Control Building.
107349 | TAB-ACC-PDSH-6313 | Switch, Pressure Differential Switch High, MAU-0313, Mechanical Room, Dig 9-12 Control Building. | TAB-ACC-MAU-6313 | Switch,Pressure-High | Switch |  | PDSH | http://www.toronto.ca/TWONTO#pressure_switch |  | Air Handling Unit, Supply Make Up Air Unit, Basement Heat Relief Ventilation, Roof, Dig 9-12 Control Building.
107350 | TAB-ACC-PDSL-1421 | Switch, Filter Differential Pressure, Air Handling Unit,Boiler Room and Basement | TAB-ACC-AHU-1420 | Switch,Pressure-High | Switch |  | PDSL | http://www.toronto.ca/TWONTO#pressure_switch |  | Air Handling Unit,Boiler Room and Basement
107351 | TAB-ACC-PDSL-1431 | Switch, Filter Differential Pressure, AHU,Boiler Room and Basement | TAB-ACC-AHU-1430 | Switch,Pressure-Low | Switch |  | PDSL | http://www.toronto.ca/TWONTO#pressure_switch |  | Air Handling Unit,Boiler Room and Basement
107352 | TAB-ACC-PDSL-1461 | Switch, Filter Differential Pressure Low,AHU,Boiler Room and Basement | TAB-ACC-AHU-1460 | Switch,Pressure-Low | Switch |  | PDSL | http://www.toronto.ca/TWONTO#pressure_switch |  | Air Handling Unit, Lunch Room
107353 | TAB-ACC-PDSL-4901 | Pressure Differential Switch, Low, AHU-4901, Waste Gas Burner Station | TAB-ACC-AHU-4901 | Switch,Pressure-Low | Switch |  | PDSL | http://www.toronto.ca/TWONTO#pressure_switch |  | Air Handling Unit, Waste Gas Buner Station
107377 | TAB-ACC-PS-7202 | Switch, Pressure, Z Bldg 2nd Flr, Deaerator 2 | TAB-ACC-MEQ-7201 | Switch,Pressure | Switch |  | PS | http://www.toronto.ca/TWONTO#pressure_switch |  | Tank, Deaerator No.2
107378 | TAB-ACC-PS-7301 | Switch, Pressure, Z Bldg 2nd Flr, Flash Tank 7301 | TAB-ACC-T-7301 | Switch,Pressure | Switch |  | PS | http://www.toronto.ca/TWONTO#pressure_switch |  | Tank, Flash
107381 | TAB-ACC-PSH-0200 | Switch, Pressure, High, Filter, AHU-0200, Exist. Grit Bldg. Rooftop | TAB-ACC-AHU-0200 | Switch,Pressure-High | Switch |  | PSH | http://www.toronto.ca/TWONTO#pressure_switch |  | Air Handling Unit, Old D Bldg. Rooftop
107382 | TAB-ACC-PSH-0724 | Switch, Pressure, High,Pump Discharge | TAB-ACC-P-0720 | Switch,Pressure-High | Switch |  | PSH | http://www.toronto.ca/TWONTO#pressure_switch |  | Pump, Boiler Feed No.2
107383 | TAB-ACC-PSH-0734 | Switch, Pressure, High,Pump Discharge | TAB-ACC-P-0730 | Switch,Pressure-High | Switch |  | PSH | http://www.toronto.ca/TWONTO#pressure_switch |  | Pump, Boiler Feed No.3
107384 | TAB-ACC-PSH-0900 | Switch, Pressure, High, Filter, AHU-0900, Exist. Primary Treatment Bldg. | TAB-ACC-AHU-0900 | Switch,Pressure-High | Switch |  | PSH | http://www.toronto.ca/TWONTO#pressure_switch |  | Air Handling Unit, Old D Bldg. Rooftop
107385 | TAB-ACC-PSH-0950 | Switch, Pressure, High, Filter, AHU-0950, Exist. Primary Treatment Bldg. | TAB-ACC-AHU-0950 | Switch,Pressure-High | Switch |  | PSH | http://www.toronto.ca/TWONTO#pressure_switch |  | Air Handling Unit, Old D Bldg. Rooftop
107386 | TAB-ACC-PSH-1210 | Switch, Pressure, High, Filter, Fan 1210, AHU-1200, Screen Bldg. Rooftop | TAB-ACC-AHU-1200 | Switch,Pressure-High | Switch |  | PSH | http://www.toronto.ca/TWONTO#pressure_switch |  | Air Handling Unit, D Bldg Roof
107387 | TAB-ACC-PSH-1220 | Switch, Pressure, High, Filter, Fan 1220, AHU-1200, Screen Bldg. Rooftop | TAB-ACC-AHU-1200 | Switch,Pressure-High | Switch |  | PSH | http://www.toronto.ca/TWONTO#pressure_switch |  | Air Handling Unit, D Bldg Roof
107388 | TAB-ACC-PSH-1310 | Switch, Pressure, High, Filter, Fan 1310, AHU-1300, Screen Bldg. Rooftop | TAB-ACC-AHU-1300 | Switch,Pressure-High | Switch |  | PSH | http://www.toronto.ca/TWONTO#pressure_switch |  | Air Handling Unit, D Bldg Roof
107389 | TAB-ACC-PSH-1320 | Switch, Pressure, High, Filter, Fan, 1320, AHU-1300, Screen Bldg. Rooftop | TAB-ACC-AHU-1300 | Switch,Pressure-High | Switch |  | PSH | http://www.toronto.ca/TWONTO#pressure_switch |  | Air Handling Unit, D Bldg Roof
107390 | TAB-ACC-PSH-1410 | Switch, Pressure, High, Filter, Fan 1410, AHU-1400, Loading Bay Rooftop | TAB-ACC-AHU-1400 | Switch,Pressure-High | Switch |  | PSH | http://www.toronto.ca/TWONTO#pressure_switch |  | Air Handling Unit, D Bldg Roof
107391 | TAB-ACC-PSH-1420 | Switch, Pressure, High, Filter, Fan 1420, AHU-1400, Loading Bay Rooftop | TAB-ACC-AHU-1400 | Switch,Pressure-High | Switch |  | PSH | http://www.toronto.ca/TWONTO#pressure_switch |  | Air Handling Unit, D Bldg Roof
107392 | TAB-ACC-PSH-1600 | Switch, Pressure, High, Filter, Fan, 1600, AHU-1600, Loading Bay Rooftop | TAB-ACC-AHU-1600 | Switch,Pressure-High | Switch |  | PSH | http://www.toronto.ca/TWONTO#pressure_switch |  | Air Handling Unit, D Bldg Roof
107393 | TAB-ACC-PSH-1650 | Switch, Pressure, High, Filter, Fan 1650, Vestibule 101, Loading Bay | TAB-ACC-FN-1000 | Switch,Pressure-High | Switch |  | PSH | http://www.toronto.ca/TWONTO#pressure_switch |  | Fan, Supply, Ex. D--Bldg. Ex. Air Heating Room
107394 | TAB-ACC-PSH-1650 | Switch, Pressure, High, Filter, Fan 1650, Vestibule 101, Loading Bay | TAB-ACC-FN-1650 | Switch,Pressure-High | Switch |  | PSH | http://www.toronto.ca/TWONTO#pressure_switch |  | Fan, Supply, Vestibule Pressurization, Vestibule 101
107395 | TAB-ACC-PSH-1700 | Switch, Pressure, High, Filter, Fan, 1700, AHU-1700, Loading Bay Rooftop | TAB-ACC-AHU-1700 | Switch,Pressure-High | Switch |  | PSH | http://www.toronto.ca/TWONTO#pressure_switch |  | Air Handling Unit, D Bldg Roof
107396 | TAB-ACC-PSH-1800 | Switch, Pressure, High, Filter, Fan, 1800, AHU-1800, Loading Bay Rooftop | TAB-ACC-AHU-1800 | Switch,Pressure-High | Switch |  | PSH | http://www.toronto.ca/TWONTO#pressure_switch |  | Air Handling Unit, D Bldg Roof
107400 | TAB-ACC-PSL-0732 | Switch, Pressure, Low,Pump Suction | TAB-ACC-P-0730 | Switch,Pressure-Low | Switch |  | PSL | http://www.toronto.ca/TWONTO#pressure_switch |  | Pump, Boiler Feed No.3
107401 | TAB-ACC-PSL-1401 | Switch,Pressure-Low, Hot Water/Glycol Heating System | TAB-ACC-T-1470 | Switch,Pressure-Low | Switch |  | PSL | http://www.toronto.ca/TWONTO#pressure_switch |  | Tank, Glycol Make-up
107402 | TAB-ACC-PSL-1822 | Switch,Pressure,Low,Glycol Make Up Line | TAB-ACC-P-1822 | Switch,Level | Switch |  | PSL | http://www.toronto.ca/TWONTO#pressure_switch |  | Pump, Glycol Circulating,Make Up Line
107403 | TAB-ACC-PSL-2042 | Switch,Pressure,Low,Glycol Make Up Line | TAB-ACC-P-2042 | Switch,Level | Switch |  | PSL | http://www.toronto.ca/TWONTO#pressure_switch |  | Pump, Glycol Circulating,Make Up Line
107404 | TAB-ACC-PSL-2800 | Switch, Pressure Low, Boiler Make-up Water Tanks, 'Z' Bldg Main Floor | TAB-ACC-BO |  | Switch |  | PSL | http://www.toronto.ca/TWONTO#pressure_switch |  | Hot Water Boilers
107405 | TAB-ACC-PSL-7331 | Switch, Digester Gas Pressure Low,Boiler 0030, Plant Wide Heating System | TAB-ACC-DIG-0030 | Switch,Pressure-Low | Switch |  | PSL | http://www.toronto.ca/TWONTO#pressure_switch |  | Digester Gas Train, Boiler #3, Z Building
107406 | TAB-ACC-PSL-8212 | Switch,Pressure,Low,Glycol Make Up Line | TAB-ACC-HE-8210 | Switch,Level | Switch |  | PSL | http://www.toronto.ca/TWONTO#pressure_switch |  | Heat Exchanger,M Bldg Space Heating,
107776 | TAB-ACC-TS-0103 | Switch, temperature | TAB-ACC-AHU-4503 | Switch,Temperature | Switch |  | TS | http://www.toronto.ca/TWONTO#temperature_switch |  | AHU, Digester 1-4, Sludge Heater Room
107781 | TAB-ACC-TSH-0100 | Switch, Temperature, High, AHU-0100, Exist. Grit Bldg. Rooftop | TAB-ACC-AHU-0100 | Switch,Temperature-High | Switch |  | TSH | http://www.toronto.ca/TWONTO#temperature_switch |  | Air Handling Unit, Old D Bldg. Rooftop
107782 | TAB-ACC-TSH-0150 | Switch, Temperature, High, Fan 1000, Exist. Primary Treatment Bldg. | TAB-ACC-FN-1000 | Switch,Temperature-High | Switch |  | TSH | http://www.toronto.ca/TWONTO#temperature_switch |  | Fan, Supply, Ex. D--Bldg. Ex. Air Heating Room
107783 | TAB-ACC-TSH-0200 | Switch, Temperature, High, AHU-0200, Exist. Grit Bldg. Rooftop | TAB-ACC-AHU-0200 | Switch,Temperature-High | Switch |  | TSH | http://www.toronto.ca/TWONTO#temperature_switch |  | Air Handling Unit, Old D Bldg. Rooftop
107784 | TAB-ACC-TSH-0950 | Switch, Temperature, High, AHU-0950, Exist. Primary Treatment Bldg. | TAB-ACC-AHU-0950 | Switch,Temperature-High | Switch |  | TSH | http://www.toronto.ca/TWONTO#temperature_switch |  | Air Handling Unit, Old D Bldg. Rooftop
107785 | TAB-ACC-TSH-1410 | Switch, Temperature, High, AHU-1400, Loading Bay Rooftop | TAB-ACC-AHU-1400 | Switch,Temperature-High | Switch |  | TSH | http://www.toronto.ca/TWONTO#temperature_switch |  | Air Handling Unit, D Bldg Roof
107786 | TAB-ACC-TSH-4901 | Temperature Switch. High, Indoor Air, Waste Gas Burner Station | TAB-ACC-AC-4901 | Switch,Temperature-High | Switch |  | TSH | http://www.toronto.ca/TWONTO#temperature_switch |  | Split Cooling Unit, HVAC, Waste Gas Burner Station
107788 | TAB-ACC-TSL-0100 | Switch, Temperature, Low, AHU-0100, Exist. Grit Bldg. Rooftop | TAB-ACC-AHU-0100 | Switch,Temperature-Low | Switch |  | TSL | http://www.toronto.ca/TWONTO#temperature_switch |  | Air Handling Unit, Old D Bldg. Rooftop
107789 | TAB-ACC-TSL-0200 | Switch, Temperature, Low, AHU-0200, Exist. Grit Bldg. Rooftop | TAB-ACC-AHU-0200 | Switch,Temperature-Low | Switch |  | TSL | http://www.toronto.ca/TWONTO#temperature_switch |  | Air Handling Unit, Old D Bldg. Rooftop
107790 | TAB-ACC-TSL-0900 | Switch, Temperature, Low, AHU-9000, Exist. Primary Treatment Bldg. | TAB-ACC-AHU-0900 | Switch,Temperature-Low | Switch |  | TSL | http://www.toronto.ca/TWONTO#temperature_switch |  | Air Handling Unit, Old D Bldg. Rooftop
107791 | TAB-ACC-TSL-0950 | Switch, Temperature, Low, AHU-0950, Exist. Primary Treatment Bldg. | TAB-ACC-AHU-0950 | Switch,Temperature-Low | Switch |  | TSL | http://www.toronto.ca/TWONTO#temperature_switch |  | Air Handling Unit, Old D Bldg. Rooftop
107792 | TAB-ACC-TSL-1210 | Switch, Temperature, Low, AHU-1200, Screen Bldg. Rooftop | TAB-ACC-AHU-1200 | Switch,Temperature-Low | Switch |  | TSL | http://www.toronto.ca/TWONTO#temperature_switch |  | Air Handling Unit, D Bldg Roof
107793 | TAB-ACC-TSL-1244 | Switch,Temperature,Low,Supply Air , | TAB-ACC-AHU-1244 | Switch,Temperature | Switch |  | TSL | http://www.toronto.ca/TWONTO#temperature_switch |  | Air Handing unit,Flotation Bldg
107794 | TAB-ACC-TSL-1247 | Switch,Temperature,Low, AHU1247 | TAB-ACC-AHU-1247 | Switch,Temperature | Switch |  | TSL | http://www.toronto.ca/TWONTO#temperature_switch |  | Air Handing unit,Flotation Bldg
107795 | TAB-ACC-TSL-1410 | Switch, Temperature, Low, AHU-1400, Loading Bay Rooftop | TAB-ACC-AHU-1400 | Switch,Temperature-Low | Switch |  | TSL | http://www.toronto.ca/TWONTO#temperature_switch |  | Air Handling Unit, D Bldg Roof
107796 | TAB-ACC-TSL-1451 | Switch, Temperature-Low, Air Handling Unit, Locker Room | TAB-ACC-AHU-1450 | Switch,Temperature-Low | Switch |  | TSL | http://www.toronto.ca/TWONTO#temperature_switch |  | Air Handling Unit, Locker Room
107797 | TAB-ACC-TSL-1471 | Switch, Temperature-Low, Air Handling Unit, Boiler Room Supply | TAB-ACC-AHU-1470 | Switch,Temperature-Low | Switch |  | TSL | http://www.toronto.ca/TWONTO#temperature_switch |  | Air Handling Unit, VFD, Boiler Room Supply
107798 | TAB-ACC-TSL-1510 | Switch, Temperature, Low, AHU-1500, Loading Bay Rooftop | TAB-ACC-AHU-1400 | Switch,Temperature-Low | Switch |  | TSL | http://www.toronto.ca/TWONTO#temperature_switch |  | Air Handling Unit, D Bldg Roof
107799 | TAB-ACC-TSL-1510 | Switch, Temperature, Low, AHU-1500, Loading Bay Rooftop | TAB-ACC-AHU-1500 | Switch,Temperature-Low | Switch |  | TSL | http://www.toronto.ca/TWONTO#temperature_switch |  | Air Handling Unit, D Bldg Roof
107800 | TAB-ACC-TSL-1700 | Switch, Temperature, Low, AHU-1700, Loading Bay Rooftop | TAB-ACC-AHU-1700 | Switch,Temperature-Low | Switch |  | TSL | http://www.toronto.ca/TWONTO#temperature_switch |  | Air Handling Unit, D Bldg Roof
107801 | TAB-ACC-TSL-1840 | Switch,Temperature,Low,Supply Air , | TAB-ACC-AHU-1840 | Switch,Temperature | Switch |  | TSL | http://www.toronto.ca/TWONTO#temperature_switch |  | AHU, Blower Bldg
107802 | TAB-ACC-TSL-1845 | Switch,Temperature,Low,Supply Air , | TAB-ACC-AHU-1845 | Switch,Temperature | Switch |  | TSL | http://www.toronto.ca/TWONTO#temperature_switch |  | AHU, Blower Bldg
107803 | TAB-ACC-TSL-1848 | Switch,Temperature,Low,Supply Air , | TAB-ACC-AHU-1848 | Switch,Temperature | Switch |  | TSL | http://www.toronto.ca/TWONTO#temperature_switch |  | AHU, Blower Bldg
107804 | TAB-ACC-TSL-1850 | Switch,Temperature,Low,Supply Air , | TAB-ACC-AHU-1850 | Switch,Temperature | Switch |  | TSL | http://www.toronto.ca/TWONTO#temperature_switch |  | AHU, Blower Bldg
107805 | TAB-ACC-TSL-1852 | Switch,Temperature,Low,Supply Air , | TAB-ACC-AHU-1852 | Switch,Temperature | Switch |  | TSL | http://www.toronto.ca/TWONTO#temperature_switch |  | AHU, Blower Bldg
107806 | TAB-ACC-TSL-1900 | Switch, Temperature, Low, AHU-1900, Loading Bay Rooftop | TAB-ACC-AHU-1900 | Switch,Temperature-Low | Switch |  | TSL | http://www.toronto.ca/TWONTO#temperature_switch |  | Air Handling Unit, D Bldg Roof
107807 | TAB-ACC-TSL-2053 | Switch,Temperature,Low, | TAB-ACC-AHU-2053 | Switch,Temperature | Switch |  | TSL | http://www.toronto.ca/TWONTO#temperature_switch |  | AHU, Chemical & Aeration Gallery
107808 | TAB-ACC-TSL-2821 | Switch,Temperature,Low,Supply Air , | TAB-ACC-AHU-2821 | Switch,Temperature | Switch |  | TSL | http://www.toronto.ca/TWONTO#temperature_switch |  | AHU, North of Old Dewatering Bldg
107809 | TAB-ACC-TSL-3905 | Switch,Temperature,Low,Supply Air , | TAB-ACC-AHU-3905SUS | Switch,Temperature | Switch |  | TSL | http://www.toronto.ca/TWONTO#temperature_switch |  | AHU, Heat Recovery Bldg
107810 | TAB-ACC-TSL-3907 | Switch,Temperature,Low,Supply Air , | TAB-ACC-AHU-3907SUS | Switch,Temperature | Switch |  | TSL | http://www.toronto.ca/TWONTO#temperature_switch |  | AHU, Heat Recovery Bldg
107811 | TAB-ACC-TSL-3918 | Switch,Temperature,Low,Supply Air , | TAB-ACC-AHU-3918SUS | Switch,Temperature | Switch |  | TSL | http://www.toronto.ca/TWONTO#temperature_switch |  | AHU, Heat Recovery Bldg
107812 | TAB-ACC-TSL-3922 | Switch,Temperature,Low,Supply Air , | TAB-ACC-AHU-3922 | Switch,Temperature | Switch |  | TSL | http://www.toronto.ca/TWONTO#temperature_switch |  | AHU, Old Dewatering Building Roof
107813 | TAB-ACC-TSL-4455 | Switch,Temperature,Low,Supply Air , | TAB-ACC-AHU-4455 | Switch,Temperature | Switch |  | TSL | http://www.toronto.ca/TWONTO#temperature_switch |  | AHU, Aux. Bldg Basement
107814 | TAB-ACC-TSL-4502 | Switch, Temperature, Low, Freeze | TAB-ACC-AHU-4502 | Switch,Temperature-Low | Switch |  | TSL | http://www.toronto.ca/TWONTO#temperature_switch |  | AHU, Digester 1-4, Drip Trap Room
107815 | TAB-ACC-TSL-4503 | Switch, Temperature, Low, Freeze | TAB-ACC-AHU-4503 | Switch,Temperature-Low | Switch |  | TSL | http://www.toronto.ca/TWONTO#temperature_switch |  | AHU, Digester 1-4, Sludge Heater Room
107816 | TAB-ACC-TSL-4902 | Temperatue Switch, Low, Indoor Air, Waste Gas Burner Station | TAB-ACC-HTR-4901 | Switch,Temperature-Low | Switch |  | TSL | http://www.toronto.ca/TWONTO#temperature_switch |  | Unit Heater, HVAC, Waste Gas Burner Station
107817 | TAB-ACC-TSL-6101 | Switch,Temperature, Low, Freeze | TAB-ACC-AHU-6101 | Switch,Temperature-Low | Switch |  | TSL | http://www.toronto.ca/TWONTO#temperature_switch |  | AHU, Digester 5-8 Drip Trap Room
107818 | TAB-ACC-TSL-6102 | Switch,Temperature, Low, Freeze | TAB-ACC-AHU-6102 | Switch,Temperature-Low | Switch |  | TSL | http://www.toronto.ca/TWONTO#temperature_switch |  | AHU, Digester 5-8 Drip Trap Room
107822 | TAB-ACC-TSL-8230 | Switch,Temperature,Low,Supply Air , | TAB-ACC-AHU-8230 | Switch,Temperature | Switch |  | TSL | http://www.toronto.ca/TWONTO#temperature_switch |  | AHU,M Bldg
107823 | TAB-ACC-TSL-8232 | Switch,Temperature,Low,Supply Air , | TAB-ACC-AHU-8232 | Switch,Temperature | Switch |  | TSL | http://www.toronto.ca/TWONTO#temperature_switch |  | AHU,M Bldg
107824 | TAB-ACC-TSL-8234 | Switch,Temperature,Low,Supply Air , | TAB-ACC-AHU-8234 | Switch,Temperature | Switch |  | TSL | http://www.toronto.ca/TWONTO#temperature_switch |  | AHU,M Bldg
108757 | TAB-ACC-ZSH-0021 | Switch,Position,Damper,Flue Gas Out let, Boiler #2 | TAB-ACC-BO-0020 | Switch,Position | Switch |  | ZSH | http://www.toronto.ca/TWONTO#position_switch |  | Boiler # 2, Hot Water Heating, Volcano, B-2
108758 | TAB-ACC-ZSH-1853A | Switch,Position,High, Fresh Air Damper, | TAB-ACC-AHU-1853 | Switch,Position | Switch |  | ZSH | http://www.toronto.ca/TWONTO#position_switch |  | AHU, Blower Bldg
108759 | TAB-ACC-ZSH-8230 | Switch,Position,High, Fresh Air Damper, | TAB-ACC-AHU-8230 | Switch,Position | Switch |  | ZSH | http://www.toronto.ca/TWONTO#position_switch |  | AHU,M Bldg
108803 | TAB-AHU-LSL-5002 | Switch, Level-Low, Sanitary, Sump, Auxiliary Systems Building, Sub-Basement | TAB-AUX-P-5113 | Switch,Level-Low | Switch |  | LSL | http://www.toronto.ca/TWONTO#level_switch |  | Pump, Submersible, Sanitary, Auxiliary Systems Building, Sub-Basement
108828 | TAB-AUX-LSH-5002 | Switch, Level-High, Sanitary, Sump, Auxiliary Systems Building, Sub-Basement | TAB-AUX-P-5113 | Switch,Level-High | Switch |  | LSH | http://www.toronto.ca/TWONTO#level_switch |  | Pump, Submersible, Sanitary, Auxiliary Systems Building, Sub-Basement
108829 | TAB-AUX-LSHH-2078A | Switch, Level High-High, Auxiliary Bldg, Sub-Basement, South West Sump | TAB-THK-P-2078 |  | Switch |  | LSHH | http://www.toronto.ca/TWONTO#level_switch |  | Pump, Submersible, Process, Auxiliary Systems Building, Sub-Basement
108830 | TAB-AUX-LSHH-5002 | Switch, Level-High-High, Sanitary, Sump, Auxiliary Systems Building, Sub-Basement | TAB-AUX-P-5113 | Switch,Level-High-High | Switch |  | LSHH | http://www.toronto.ca/TWONTO#level_switch |  | Pump, Submersible, Sanitary, Auxiliary Systems Building, Sub-Basement
108833 | TAB-AUX-LSHH-8032 | Switch, Level High-High, Auxiliary Bldg, North 'M' Tunnel | TAB-AUX-P-8032 |  | Switch |  | LSHH | http://www.toronto.ca/TWONTO#level_switch |  | Pump, Submersible, Storm Water, Auxiliary Systems Building, Tunnel I
108834 | TAB-AUX-LSHH-8033A | Switch, Level High-High, Auxiliary Bldg, South 'M' Tunnel | TAB-AUX-P-8033 |  | Switch |  | LSHH | http://www.toronto.ca/TWONTO#level_switch |  | Pump, Submersible, Auxiliary Systems Building, Tunnel I
108835 | TAB-AUX-LSHH-8034A | Switch, Level High-High, Auxiliary Bldg Elevator Sump | TAB-AUX-P-8034 |  | Switch |  | LSHH | http://www.toronto.ca/TWONTO#level_switch |  | Pump, Submersible, Elevator Shaft, Auxiliary Systems Building, Sub-Basement
109073 | TAB-CW-FS-6001 | Switch, Flow, Tempered Water to Emergency Eyewash Station, DEW Bldg | TAB-CW-SQ-6001 |  | Switch |  | FS | http://www.toronto.ca/TWONTO#flow_switch |  | Emergency Eye Wash station, Dewatering Bldg. Basement
109074 | TAB-CW-FS-6004 | Switch, Flow, Tempered Water to Emergency Eyewash Station, DEW Bldg | TAB-CW-SQ-6004 |  | Switch |  | FS | http://www.toronto.ca/TWONTO#flow_switch |  | Emergency Eye Wash Station, 2nd Floor, North side
109075 | TAB-CW-FS-6005 | Switch, Flow, Tempered Water to Emergency Eyewash Station, DEW Bldg | TAB-CW-SQ-6005 |  | Switch |  | FS | http://www.toronto.ca/TWONTO#flow_switch |  | Emergency Eye Wash Station, 3rd Floor, West side
109076 | TAB-CW-FS-6006 | Switch, Flow, Tempered Water to Emergency Eyewash Station, DEW Bldg | TAB-CW-SQ-6006 |  | Switch |  | FS | http://www.toronto.ca/TWONTO#flow_switch |  | Emergency Eye Wash Station, 3rd Floor, East side
109493 | TAB-DEW-FSL-0211 | Switch, Flow, Low,Seal water, Sludge Feed Pump 0211 | TAB-DEW-P-0211 | Switch,Flow | Switch |  | FSL | http://www.toronto.ca/TWONTO#flow_switch |  | Pump, Sludge Feed 0211
109494 | TAB-DEW-FSL-0311 | Switch, Flow, Low,Seal water, Sludge Feed Pump 0311 | TAB-DEW-P-0311 | Switch,Flow | Switch |  | FSL | http://www.toronto.ca/TWONTO#flow_switch |  | Pump, Sludge Feed 0311
109495 | TAB-DEW-FSL-0611 | Switch, Flow, Low,Seal water, Sludge Feed Pump 0611 | TAB-DEW-P-0611 | Switch,Flow | Switch |  | FSL | http://www.toronto.ca/TWONTO#flow_switch |  | Pump, Sludge Feed 0611
109584 | TAB-DEW-LSH-4010 | Switch, Level, High, Tank 3910 | TAB-DEW-T-3910 | Switch,Level-High | Switch |  | LSH | http://www.toronto.ca/TWONTO#level_switch |  | Equalization Tank #1
109585 | TAB-DEW-LSH-4020 | Switch, Level, High, Tank 3920 | TAB-DEW-T-3920 | Switch,Level-High | Switch |  | LSH | http://www.toronto.ca/TWONTO#level_switch |  | Equalization Tank #2
109586 | TAB-DEW-LSHH-5111 | Switch, Level High-High, Dewatering Bldg, Basement, Centrate Pump Room | TAB-STR-P-5111 |  | Switch |  | LSHH | http://www.toronto.ca/TWONTO#level_switch |  | Pump, Sump
109587 | TAB-DEW-LSHH-8040A | Switch, Level High-High, Old Dewatering Bldg, Basement, Center | TAB-DEW-P-8040 |  | Switch |  | LSHH | http://www.toronto.ca/TWONTO#level_switch |  | Pump, Sump
109588 | TAB-DEW-LSHH-8041A | Switch, Level High-High, Dewatering Bldg, Basement, North-West Sump | TAB-DEW-P-8041 |  | Switch |  | LSHH | http://www.toronto.ca/TWONTO#level_switch |  | Pump, Sump
109589 | TAB-DEW-LSHH-8042 | Switch, Level High-High, Dewatering Bldg, Basement, West Elevator Sump | TAB-DEW-P-8042 |  | Switch |  | LSHH | http://www.toronto.ca/TWONTO#level_switch |  | Pump, Sump, Elevator Pit
109590 | TAB-DEW-LSHH-8043A | Switch, Level High-High, Dewatering Bldg, Basement, South-West Sump | TAB-DEW-P-8043 |  | Switch |  | LSHH | http://www.toronto.ca/TWONTO#level_switch |  | Pump, Sump
109591 | TAB-DEW-LSHH-8052A | Switch, Level High-High, 'Z' Bldg, Basment, West Sump | TAB-DEW-P-8052 |  | Switch |  | LSHH | http://www.toronto.ca/TWONTO#level_switch |  | Pump,Sump
109592 | TAB-DEW-LSHH-8055 | Switch, Level High-High, 'Z' Bldg, Basment, West at Softeners | TAB-DEW-P-8055 |  | Switch |  | LSHH | http://www.toronto.ca/TWONTO#level_switch |  | Pump,Sump, Z Bldg
109593 | TAB-DEW-LSHH-8151 | Switch, Level High-High, 'Z' Bldg, Basment, East Sump | TAB-DEW-P-8151 |  | Switch |  | LSHH | http://www.toronto.ca/TWONTO#level_switch |  | Pump,Sump
109726 | TAB-DEW-PSH-0411 | Switch, Pressure,High, Sludge Feed Pump 0411 | TAB-DEW-P-0411 | Switch,Pressure-High | Switch |  | PSH | http://www.toronto.ca/TWONTO#pressure_switch |  | Pump, Sludge Feed 0411
109727 | TAB-DEW-PSH-0511 | Switch, Pressure,High, Sludge Feed Pump 0511 | TAB-DEW-P-0411 | Switch,Pressure-High | Switch |  | PSH | http://www.toronto.ca/TWONTO#pressure_switch |  | Pump, Sludge Feed 0411
109728 | TAB-DEW-PSH-0511 | Switch, Pressure,High, Sludge Feed Pump 0511 | TAB-DEW-P-0511 | Switch,Pressure-High | Switch |  | PSH | http://www.toronto.ca/TWONTO#pressure_switch |  | Pump, Sludge Feed # 5 (DP0105)
109729 | TAB-DEW-PSH-3101 | Switch Pressure,High,Delivery, Pump-3131&P-3141 | TAB-DEW-P-3141 | Switch,Pressure | Switch |  | PSH | http://www.toronto.ca/TWONTO#pressure_switch |  | Pump, Polymer Solution Transfer #4
109730 | TAB-DEW-PSH-3111 | Switch Pressure,High,Delivery, Pump-3111 | TAB-DEW-P-3111 | Switch,Pressure | Switch |  | PSH | http://www.toronto.ca/TWONTO#pressure_switch |  | Pump, Polymer Solution Transfer #1
109731 | TAB-DEW-PSH-3121 | Switch Pressure,High,Delivery, Pump-3121 | TAB-DEW-P-3121 | Switch,Pressure | Switch |  | PSH | http://www.toronto.ca/TWONTO#pressure_switch |  | Pump, Polymer Solution Transfer #2
109732 | TAB-DEW-PSH-3131 | Switch Pressure,High,Delivery, Pump-3131 | TAB-DEW-P-3131 | Switch,Pressure | Switch |  | PSH | http://www.toronto.ca/TWONTO#pressure_switch |  | Pump, Polymer Solution Transfer #3
109733 | TAB-DEW-PSH-3151 | Switch Pressure,High,Delivery, Pump-3151 | TAB-DEW-P-3151 | Switch,Pressure | Switch |  | PSH | http://www.toronto.ca/TWONTO#pressure_switch |  | Pump, Polymer Solution Transfer #5
109734 | TAB-DEW-PSH-3330 | Switch Pressure,High,Delivery, Pump-3330 | TAB-DEW-P-3330 | Switch,Pressure | Switch |  | PSH | http://www.toronto.ca/TWONTO#pressure_switch |  | Pump, Polymer Solution Feed #3
109735 | TAB-DEW-PSH-3350 | Switch Pressure,High,Delivery, Pump-3350 | TAB-DEW-P-3350 | Switch,Pressure | Switch |  | PSH | http://www.toronto.ca/TWONTO#pressure_switch |  | Pump , Polymer Solution Feed #5
109736 | TAB-DEW-PSH-3380 | Switch Pressure,High,Delivery, Pump-3380 | TAB-DEW-P-3380 | Switch,Pressure | Switch |  | PSH | http://www.toronto.ca/TWONTO#pressure_switch |  | Pump, Polymer Solution Feed #8
109737 | TAB-DEW-PSH-3401 | Switch Pressure,High,Delivery,Centrate Pump-3401 | TAB-DEW-P-3401 | Switch,Pressure | Switch |  | PSH | http://www.toronto.ca/TWONTO#pressure_switch |  | Pump, Old Wet Well #1
109738 | TAB-DEW-PSH-3402 | Switch Pressure,High,Delivery,Centrate Pump-3402 | TAB-DEW-P-3402 | Switch,Pressure | Switch |  | PSH | http://www.toronto.ca/TWONTO#pressure_switch |  | Pump, Old Wet Well #2
109739 | TAB-DEW-PSH-3403 | Switch Pressure,High,Delivery,Centrate Pump-3403 | TAB-DEW-P-3403 | Switch,Pressure | Switch |  | PSH | http://www.toronto.ca/TWONTO#pressure_switch |  | Pump, Old Wet Well # 3
109740 | TAB-DEW-PSH-3501 | Switch Pressure,High,Delivery,Centrate Pump-3501 | TAB-DEW-P-3501 | Switch,Pressure | Switch |  | PSH | http://www.toronto.ca/TWONTO#pressure_switch |  | Pump, Decant # 1,New Wet Well
109741 | TAB-DEW-PSH-3502 | Switch Pressure,High,Delivery,Centrate Pump-3502 | TAB-DEW-P-3502 | Switch,Pressure | Switch |  | PSH | http://www.toronto.ca/TWONTO#pressure_switch |  | Pump, Decant #2 New Wet Well
109785 | TAB-DEW-SSL-6002 | Speed Switch-low, Conveyor DEW-CV-6002, DEW Level 2 | TAB-DEW-CV-6002 |  | Switch |  | SSL | http://www.toronto.ca/TWONTO#speed_switch |  | Transfer Conveyor, Dewatered Solids from DEW-CF-0521&1121 to Main Conv DEW-CV-6009&6011, DEW Level 2
109786 | TAB-DEW-SSL-6004 | Speed Switch-low, Conveyor DEW-CV-6004, DEW Level 2 | TAB-DEW-CV-6004 |  | Switch |  | SSL | http://www.toronto.ca/TWONTO#speed_switch |  | Transfer Conveyor, Dewatered Solids from DEW-CF-0121&0921 to Main Conv DEW-CV-6010&6012, DEW Level 2
109787 | TAB-DEW-SSL-6007 | Speed Switch-low, Conveyor DEW-CV-6007, DEW Level 3 | TAB-DEW-CV-6007 |  | Switch |  | SSL | http://www.toronto.ca/TWONTO#speed_switch |  | Transfer Conveyor, Dewatered Solids from DEW-CF-0421 to Main Conv DEW-CV-6010&6012, DEW Level 3
109788 | TAB-DEW-SSL-6009 | Speed Switch-low, Conveyor DEW-CV-6009, DEW Level 2 | TAB-DEW-CV-6009 |  | Switch |  | SSL | http://www.toronto.ca/TWONTO#speed_switch |  | Conveyor, Main Distribution, Dewatered Solids West, DEW Level 2
109789 | TAB-DEW-SSL-6011 | Speed Switch-low, Conveyor DEW-CV-6011, DEW Level 2 | TAB-DEW-CV-6011 |  | Switch |  | SSL | http://www.toronto.ca/TWONTO#speed_switch |  | Conveyor, Main Distribution, Dewatered Solids West, DEW Level 2
109814 | TAB-DEW-TSH-0121A | Switch, Temperature, High, Lub Oil Return from Bearing back drive end | TAB-DEW-CF-0121 | Switch,Temperature | Switch |  | TSH | http://www.toronto.ca/TWONTO#temperature_switch |  | Centrifuge # 1
109815 | TAB-DEW-TSH-0121B | Switch, Temperature, High, Lub Oil Return from Bearing, Drive end | TAB-DEW-CF-0121 | Switch,Temperature | Switch |  | TSH | http://www.toronto.ca/TWONTO#temperature_switch |  | Centrifuge # 1
109816 | TAB-DEW-TSH-0221A | Switch, Temperature, High, Lub Oil Return from Bearing back drive end | TAB-DEW-CF-0221 | Switch,Temperature | Switch |  | TSH | http://www.toronto.ca/TWONTO#temperature_switch |  | Centrifuge # 2
109817 | TAB-DEW-TSH-0321A | Switch, Temperature, High, Lub Oil Return from Bearing back drive end | TAB-DEW-CF-0321 | Switch,Temperature | Switch |  | TSH | http://www.toronto.ca/TWONTO#temperature_switch |  | Centrifuge # 3
109818 | TAB-DEW-TSH-0321B | Switch, Temperature, High, Lub Oil Return from Bearing, Drive end | TAB-DEW-CF-0321 | Switch,Temperature | Switch |  | TSH | http://www.toronto.ca/TWONTO#temperature_switch |  | Centrifuge # 3
109819 | TAB-DEW-TSH-0421B | Switch, Temperature, High, Lub Oil Return from Bearing, Drive end | TAB-DEW-CF-0421 | Switch,Temperature | Switch |  | TSH | http://www.toronto.ca/TWONTO#temperature_switch |  | Centrifuge # 4
109820 | TAB-DEW-TSH-0521A | Switch, Temperature, High, Lub Oil Return from Bearing back drive end | TAB-DEW-CF-0521 | Switch,Temperature | Switch |  | TSH | http://www.toronto.ca/TWONTO#temperature_switch |  | Centrifuge # 5
109821 | TAB-DEW-TSH-1021A | Switch, Temperature, High, Lub Oil Return from Bearing back drive end | TAB-DEW-CF-1021 | Switch,Temperature | Switch |  | TSH | http://www.toronto.ca/TWONTO#temperature_switch |  | Centrifuge # 10
109822 | TAB-DEW-TSH-1021B | Switch, Temperature, High, Lub Oil Return from Bearing, Drive end | TAB-DEW-CF-1021 | Switch,Temperature | Switch |  | TSH | http://www.toronto.ca/TWONTO#temperature_switch |  | Centrifuge # 10
109823 | TAB-DEW-TSH-1121B | Switch, Temperature, High, Lub Oil Return from Bearing, Drive end | TAB-DEW-CF-1121 | Switch,Temperature | Switch |  | TSH | http://www.toronto.ca/TWONTO#temperature_switch |  | Centrifuge # 11
109824 | TAB-DEW-TSH-1221A | Switch, Temperature, High, Lub Oil Return from Bearing back drive end | TAB-DEW-CF-1221 | Switch,Temperature | Switch |  | TSH | http://www.toronto.ca/TWONTO#temperature_switch |  | Centrifuge # 12
109825 | TAB-DEW-TSH-1221B | Switch, Temperature, High, Lub Oil Return from Bearing, Drive end | TAB-DEW-CF-1221 | Switch,Temperature | Switch |  | TSH | http://www.toronto.ca/TWONTO#temperature_switch |  | Centrifuge # 12
110457 | TAB-DIG-ASH-0909 | Switch, Smoke, High, Panel TAP-DIG-RPU-0909, Digester 5-12 Electrical Control Room | TAB-DIG-RPU-0909 | Fire Prevention,Smoke Detector | Switch |  | ASH | http://www.toronto.ca/TWONTO#flame_or_combustion_sensing_instrument |  | RPU Control Panel, PLC, Digester 5-12 Electrical Control Room
110458 | TAB-DIG-ASH-0909B | Switch, Smoke, High, Panel TAP-DIG-RPU-0909B, Dig 9-12 Electrical/MCC Control Building | TAB-DIG-RPU-0909B | Fire Prevention,Smoke Detector | Switch |  | ASH | http://www.toronto.ca/TWONTO#flame_or_combustion_sensing_instrument |  | RPU Control Panel, PLC, Digester 5-12 Electrical Control Room.
110672 | TAB-DIG-FSH-9703 | Switch,Flow,High, Eye Wash Station, Gas Control Bldg.Mail Flr | TAB-DIG-SQ-9703 | Switch,Flow-High | Switch |  | FSH | http://www.toronto.ca/TWONTO#flow_switch |  | Eye Wash & Shower Station, Gas Control Bldg. Bsmt
110673 | TAB-DIG-FSH-9703 | Switch,Flow,High, Eye Wash Station, Gas Control Bldg.Mail Flr | TAB-DIG-SQ-9704 | Switch,Flow-High | Switch |  | FSH | http://www.toronto.ca/TWONTO#flow_switch |  | Eye Wash Station, Gas Control Bldg.Main Flr
110674 | TAB-DIG-FSL-1333 | Switch ,Flow, Low,Seal water to Pump-1333 | TAB-DIG-P-1333 | Switch,Flow | Switch |  | FSL | http://www.toronto.ca/TWONTO#flow_switch |  | Pump, Sludge Recirculation (DX2611) Digester Tank 13
110675 | TAB-DIG-FSL-1334 | Switch ,Flow, Low,Seal water to Pump-1334 | TAB-DIG-P-1334 | Switch,Flow | Switch |  | FSL | http://www.toronto.ca/TWONTO#flow_switch |  | Pump, Sludge Recirculation (DX2612) Digester Tank 13
110676 | TAB-DIG-FSL-1533 | Switch ,Flow, Low,Seal water to Pump-1533 | TAB-DIG-P-1533 | Switch,Flow | Switch |  | FSL | http://www.toronto.ca/TWONTO#flow_switch |  | Pump, Sludge Recirculation (DX2615) Digester Tank 15
110677 | TAB-DIG-FSL-1534 | Switch ,Flow, Low,Seal water to Pump-1533 | TAB-DIG-P-1534 | Switch,Flow | Switch |  | FSL | http://www.toronto.ca/TWONTO#flow_switch |  | Pump, Sludge Recirculation (DX2616), Digester Tank 15
110678 | TAB-DIG-FSL-1633 | Switch ,Flow, Low,Seal water to Pump-1633 | TAB-DIG-P-1633 | Switch,Flow | Switch |  | FSL | http://www.toronto.ca/TWONTO#flow_switch |  | Pump, Sludge Recirculation (DX2617) Digester Tank 16
110679 | TAB-DIG-FSL-4130 | Switch ,Flow, Low,Chill water Supply to Compressor C-4130 | TAB-DIG-C-4130 | Switch,Flow | Switch |  | FSL | http://www.toronto.ca/TWONTO#flow_switch |  | Compressor # 1, Gas (DX2601)
110680 | TAB-DIG-FSL-4140 | Switch ,Flow, Low,Chill water Supply to Compressor C-4140 | TAB-DIG-C-4140 | Switch,Flow | Switch |  | FSL | http://www.toronto.ca/TWONTO#flow_switch |  | Compressor # 4, Gas(DX2604)
110681 | TAB-DIG-FSL-4145 | Switch ,Flow, Low,Chill water Supply to Compressor C-4145 | TAB-DIG-C-4145 | Switch,Flow | Switch |  | FSL | http://www.toronto.ca/TWONTO#flow_switch |  | Compressor # 5, Gas(DX2605)
110682 | TAB-DIG-FSL-4190 | Switch ,Flow, Low,Chill water Supply to Compressor C-4190 | TAB-DIG-C-4190 | Switch,Flow | Switch |  | FSL | http://www.toronto.ca/TWONTO#flow_switch |  | Compressor #1,Gas (DX5001A) Digester Tank 19 & 21
110683 | TAB-DIG-FSL-4195 | Switch ,Flow, Low,Chill water Supply to Compressor C-4195 | TAB-DIG-C-4195 | Switch,Flow | Switch |  | FSL | http://www.toronto.ca/TWONTO#flow_switch |  | Compressor #2,Gas (DX5002A) Digester Tank 19 & 21
110684 | TAB-DIG-FSL-4205 | Switch ,Flow, Low,Chill water Supply to Compressor C-4205 | TAB-DIG-C-4205 | Switch,Flow | Switch |  | FSL | http://www.toronto.ca/TWONTO#flow_switch |  | Compressor #5, Gas (DX5005A) Digester Tank 20 & 22
110685 | TAB-DIG-FSL-6496 | Switch ,Flow, Low,Cooling Water to Compressors | TAB-DIG-C-6140 | Switch,Flow | Switch |  | FSL | http://www.toronto.ca/TWONTO#flow_switch |  | Compressor #1, Digester Gas
110779 | TAB-DIG-LSH-0123 | Switch,Level, High, Digester # 1 | TAB-DIG-T-0100 | Switch,Level-High | Switch |  | LSH | http://www.toronto.ca/TWONTO#level_switch |  | Digestion Tank 01
110780 | TAB-DIG-LSH-0223 | Switch,Level, High, Digester # 2 | TAB-DIG-T-0200 | Switch,Level-High | Switch |  | LSH | http://www.toronto.ca/TWONTO#level_switch |  | Digestion Tank 02
110781 | TAB-DIG-LSH-0323 | Switch,Level, High, Digester # 3 | TAB-DIG-T-0300 | Switch,Level-High | Switch |  | LSH | http://www.toronto.ca/TWONTO#level_switch |  | Digestion Tank 03
110782 | TAB-DIG-LSH-0423 | Switch,Level, High, Digester # 4 | TAB-DIG-T-0400 | Switch,Level-High | Switch |  | LSH | http://www.toronto.ca/TWONTO#level_switch |  | Digestion Tank 04
110783 | TAB-DIG-LSH-0523 | Switch,Level, High, Digester # 5 | TAB-DIG-T-0500 | Switch,Level-High | Switch |  | LSH | http://www.toronto.ca/TWONTO#level_switch |  | Digestion Tank 05
110784 | TAB-DIG-LSH-0723 | Switch,Level, High, Digester # 7 | TAB-DIG-T-0700 | Switch,Level-High | Switch |  | LSH | http://www.toronto.ca/TWONTO#level_switch |  | Digestion Tank 07
110785 | TAB-DIG-LSH-0823 | Switch,Level, High, Digester # 8 | TAB-DIG-T-0800 | Switch,Level-High | Switch |  | LSH | http://www.toronto.ca/TWONTO#level_switch |  | Digestion Tank 08
110786 | TAB-DIG-LSH-0903 | Switch, Level-High, Alarm, Digester 9 Roof, Digester 9-12 Control Building. | TAB-DIG-T-0900 | Switch,Level-High | Switch |  | LSH | http://www.toronto.ca/TWONTO#level_switch |  | Tank, Digester tank, Digester 9
110787 | TAB-DIG-LSH-1003 | Switch, Level-High, Alarm, Digester 10 Roof, Digester 9-12 Control Building. | TAB-DIG-T-1000 | Switch,Level-High | Switch |  | LSH | http://www.toronto.ca/TWONTO#level_switch |  | Tank, Digester tank, Digester 10
110788 | TAB-DIG-LSH-1101 | Switch, Level-High, Emergency Overflow, Digester 11 Roof S/E | TAB-DIG-T-1100 | Switch,Level-High | Switch |  | LSH | http://www.toronto.ca/TWONTO#level_switch |  | Tank, Digester tank, Digester 11
110789 | TAB-DIG-LSH-1103 | Switch, Level-High, Alarm, Digester 11 Roof, Digester 9-12 Control Building. | TAB-DIG-T-1100 | Switch,Level-High | Switch |  | LSH | http://www.toronto.ca/TWONTO#level_switch |  | Tank, Digester tank, Digester 11
110790 | TAB-DIG-LSH-1201 | Switch, Level-High, Emergency Overflow, Digester 12 Roof S/W, Digester 9-12 Control Building. | TAB-DIG-T-1200 | Switch,Level-High | Switch |  | LSH | http://www.toronto.ca/TWONTO#level_switch |  | Tank, Digester tank, Digester 12
110791 | TAB-DIG-LSH-1421 | Switch,Level -High, Digester Tank T-1400 | TAB-DIG-T-1400 | Switch,Level | Switch |  | LSH | http://www.toronto.ca/TWONTO#level_switch |  | Digestion Tank 14
110792 | TAB-DIG-LSH-2121 | Switch,Level -High,Digester Tank T-2100 | TAB-DIG-T-2100 | Switch,Level | Switch |  | LSH | http://www.toronto.ca/TWONTO#level_switch |  | Digestion Tank 21
110793 | TAB-DIG-LSH-2221 | Switch,Level -High,Digester Tank T-2200 | TAB-DIG-T-2200 | Switch,Level | Switch |  | LSH | http://www.toronto.ca/TWONTO#level_switch |  | Digestion Tank 22
110797 | TAB-DIG-LSH-6701 | Switch, Level, High | TAB-DIG-P-6701 | Switch,Level-High | Switch |  | LSH | http://www.toronto.ca/TWONTO#level_switch |  | Pump, Sump, #1, Digester Gas Control Building
110798 | TAB-DIG-LSH-8062 | Switch, Level-High, Sump Pump 8062 & 8063, Pump Room, Digesters 9-12 Control Building. | TAB-DIG-P-8062 | Switch,Level-High | Switch |  | LSH | http://www.toronto.ca/TWONTO#level_switch |  | Pump, Centrifugal, Submersible Sump Pump, Digester 9-12 Control Building Basement
110799 | TAB-DIG-LSHH-0124 | Switch,Level -High-High,Digester Tank T-0100 | TAB-DIG-T-0100 | Switch,Level-High-High | Switch |  | LSHH | http://www.toronto.ca/TWONTO#level_switch |  | Digestion Tank 01
110800 | TAB-DIG-LSHH-0524 | Switch,Level, High,High, Digester # 5 | TAB-DIG-T-0500 | Switch,Level-High-High | Switch |  | LSHH | http://www.toronto.ca/TWONTO#level_switch |  | Digestion Tank 05
110801 | TAB-DIG-LSHH-0624 | Switch,Level, High,High, Digester #6 | TAB-DIG-T-0600 | Switch,Level-High-High | Switch |  | LSHH | http://www.toronto.ca/TWONTO#level_switch |  | Digestion Tank 06
110802 | TAB-DIG-LSHH-0724 | Switch,Level, High,High, Digester #7 | TAB-DIG-T-0700 | Switch,Level-High-High | Switch |  | LSHH | http://www.toronto.ca/TWONTO#level_switch |  | Digestion Tank 07
110803 | TAB-DIG-LSHH-0824 | Switch,Level, High,High, Digester # 8 | TAB-DIG-T-0800 | Switch,Level-High-High | Switch |  | LSHH | http://www.toronto.ca/TWONTO#level_switch |  | Digestion Tank 08
110804 | TAB-DIG-LSHH-0902 | Switch, Level-High-High, Emergency Overflow, Digester 9 Roof N/E, Digester 9-12 Control Building. | TAB-DIG-T-0900 | Switch,Level-High-High | Switch |  | LSHH | http://www.toronto.ca/TWONTO#level_switch |  | Tank, Digester tank, Digester 9
110805 | TAB-DIG-LSHH-1202 | Switch, Level -High- High, Emergency Overflow, Digester 12 Roof S/W, Digester 9-12 Control Building. | TAB-DIG-T-1200 | Switch,Level-High-High | Switch |  | LSHH | http://www.toronto.ca/TWONTO#level_switch |  | Tank, Digester tank, Digester 12
110806 | TAB-DIG-LSHH-1422 | Switch,Level -High,High, Digester Tank T-1400 | TAB-DIG-T-1400 | Switch,Level | Switch |  | LSHH | http://www.toronto.ca/TWONTO#level_switch |  | Digestion Tank 14
110807 | TAB-DIG-LSHH-7070 | Switch, Level-High-High, Waste Gas Burner Sump | TAB-DIG-P-7070 |  | Switch |  | LSHH | http://www.toronto.ca/TWONTO#level_switch |  | Pump 1, Waste Water, Waste Gas Burner Station
110808 | TAB-DIG-LSHH-8062 | Switch,Level-High-High, Pump 8062 & 8063, Flood Alarm, Pump Room, Digesters 9-12 Control Building. | TAB-DIG-P-8062 | Switch,Level-High-High | Switch |  | LSHH | http://www.toronto.ca/TWONTO#level_switch |  | Pump, Centrifugal, Submersible Sump Pump, Digester 9-12 Control Building Basement
110809 | TAB-DIG-LSHH-8065A | Switch, Level High-High, Digesters 5-12 Basement | TAB-DIG-P-8065 |  | Switch |  | LSHH | http://www.toronto.ca/TWONTO#level_switch |  | Pump,Sump, Submersible, Digesters 5-12 Tunnel D Sump
110810 | TAB-DIG-LSHH-8078A | Switch, Level High-High, Digesters 19-22, Basement, North-West Sump | TAB-DIG-P-8078 |  | Switch |  | LSHH | http://www.toronto.ca/TWONTO#level_switch |  | Pump, Sanitary Sump, 1A, Digestion Tank #19 - 22 Basement
110811 | TAB-DIG-LSHH-8081A | Switch, Level High-High, Digesters 13-16, Basement, North-West Sump | TAB-DIG-P-8081 |  | Switch |  | LSHH | http://www.toronto.ca/TWONTO#level_switch |  | Pump,Sump
110812 | TAB-DIG-LSHH-8082 | Switch, Level High-High, Digesters 13-16, Basement, North-East Sump | TAB-DIG-P-8082 |  | Switch |  | LSHH | http://www.toronto.ca/TWONTO#level_switch |  | Pump,Sump
110813 | TAB-DIG-LSHH-8084A | Switch, Level High-High, Digesters 13-16, Basement, South-West Sump | TAB-DIG-P-8084 |  | Switch |  | LSHH | http://www.toronto.ca/TWONTO#level_switch |  | Pump,Sump
110814 | TAB-DIG-LSL-4130 | Switch,Level,Low,Lube Oil, G.Compr. C4130 | TAB-DIG-C-4130 | Switch,Level | Switch |  | LSL | http://www.toronto.ca/TWONTO#level_switch |  | Compressor # 1, Gas (DX2601)
110815 | TAB-DIG-LSL-4135 | Switch,Level,Low,Lube Oil, G.Compr. C4135 | TAB-DIG-C-4135 | Switch,Level | Switch |  | LSL | http://www.toronto.ca/TWONTO#level_switch |  | Compressor # 2, Gas (DX2602)
110816 | TAB-DIG-LSL-4140 | Switch,Level,Low,Lube Oil, G.Compr. C4140 | TAB-DIG-C-4140 | Switch,Level | Switch |  | LSL | http://www.toronto.ca/TWONTO#level_switch |  | Compressor # 4, Gas(DX2604)
110817 | TAB-DIG-LSL-4150 | Switch,Level,Low,Lube Oil, G.Compr. C4150 | TAB-DIG-C-4150 | Switch,Level | Switch |  | LSL | http://www.toronto.ca/TWONTO#level_switch |  | Compressor # 3, Gas(DX2603)
110818 | TAB-DIG-LSL-4160 | Switch,Level,Low,Lube Oil, G.Compr. C4160 | TAB-DIG-C-4160 | Switch,Level | Switch |  | LSL | http://www.toronto.ca/TWONTO#level_switch |  | Compressor # 6, Gas(DX2606)
110819 | TAB-DIG-LSL-4190 | Switch,Level,Low,Lube Oil, G.Compr. C4190 | TAB-DIG-C-4190 | Switch,Level | Switch |  | LSL | http://www.toronto.ca/TWONTO#level_switch |  | Compressor #1,Gas (DX5001A) Digester Tank 19 & 21
110825 | TAB-DIG-LSL-8062 | Switch, Level-Low, Monitoring, Sump Pump 8062 & 8063, Pump Room, Digesters 9-12 Control Building. | TAB-DIG-P-8062 | Switch,Level-Low | Switch |  | LSL | http://www.toronto.ca/TWONTO#level_switch |  | Pump, Centrifugal, Submersible Sump Pump, Digester 9-12 Control Building Basement
110827 | TAB-DIG-LSLL-6701 | Switch, Level, low,low | TAB-DIG-P-6701 | Switch,Level-Low | Switch |  | LSLL | http://www.toronto.ca/TWONTO#level_switch |  | Pump, Sump, #1, Digester Gas Control Building
110936 | TAB-DIG-PDSL-0340 | Switch,Pressure Differential, Low ( between Hotwater & Sludge) | TAB-DIG-HE-0348 | Switch,Pressure-Low | Switch |  | PDSL | http://www.toronto.ca/TWONTO#pressure_switch |  | Heat Exchanger #03
110937 | TAB-DIG-PDSL-0440 | Switch,Pressure Differential, Low ( between Hotwater & Sludge) | TAB-DIG-HE-0348 | Switch,Pressure-Low | Switch |  | PDSL | http://www.toronto.ca/TWONTO#pressure_switch |  | Heat Exchanger #03
110938 | TAB-DIG-PDSL-0440 | Switch,Pressure Differential, Low ( between Hotwater & Sludge) | TAB-DIG-HE-0448 | Switch,Pressure-Low | Switch |  | PDSL | http://www.toronto.ca/TWONTO#pressure_switch |  | Heat Exchanger #04
110939 | TAB-DIG-PDSL-0640 | Switch,Pressure Differential, Low ( between Hotwater & Sludge) | TAB-DIG-HE-0548 | Switch,Pressure-Low | Switch |  | PDSL | http://www.toronto.ca/TWONTO#pressure_switch |  | Heat Exchanger #5, DS,
110940 | TAB-DIG-PDSL-0740 | Switch,Pressure Differential, Low ( between Hotwater & Sludge) | TAB-DIG-HE-0748 | Switch,Pressure-Low | Switch |  | PDSL | http://www.toronto.ca/TWONTO#pressure_switch |  | Heat Exchanger #7, DS,
110941 | TAB-DIG-PDSL-0840 | Switch,Pressure Differential, Low ( between Hotwater & Sludge) | TAB-DIG-HE-0848 | Switch,Pressure-Low | Switch |  | PDSL | http://www.toronto.ca/TWONTO#pressure_switch |  | Heat Exchanger #8, DS,
111019 | TAB-DIG-PSH-0234 | Switch,Pressure, High | TAB-DIG-P-0234 | Switch,Pressure-High | Switch |  | PSH | http://www.toronto.ca/TWONTO#pressure_switch |  | Pump, Sludge Recirculation #2
111020 | TAB-DIG-PSH-0634 | Switch,Pressure, High | TAB-DIG-P-0634 | Switch,Pressure-High | Switch |  | PSH | http://www.toronto.ca/TWONTO#pressure_switch |  | Pump, Sludge Recirculation #6
111021 | TAB-DIG-PSH-0734 | Switch,Pressure, High | TAB-DIG-P-0734 | Switch,Pressure-High | Switch |  | PSH | http://www.toronto.ca/TWONTO#pressure_switch |  | Pump, Sludge Recirculation #7
111022 | TAB-DIG-PSH-0834 | Switch,Pressure, High | TAB-DIG-P-0834 | Switch,Pressure-High | Switch |  | PSH | http://www.toronto.ca/TWONTO#pressure_switch |  | Pump, Sludge Recirculation #8
111023 | TAB-DIG-PSH-1333 | Switch Pressure,High,Delivery,Recirc. Pump-13373 | TAB-DIG-P-1333 | Switch,Pressure | Switch |  | PSH | http://www.toronto.ca/TWONTO#pressure_switch |  | Pump, Sludge Recirculation (DX2611) Digester Tank 13
111024 | TAB-DIG-PSH-1434 | Switch Pressure,High,Delivery,Recirc. Pump-1434 | TAB-DIG-P-1434 | Switch,Pressure | Switch |  | PSH | http://www.toronto.ca/TWONTO#pressure_switch |  | Pump, Sludge Recirculation (DX2614) Digester Tank 14
111025 | TAB-DIG-PSH-1472 | Switch,Pressure, High | TAB-DIG-P-1472 | Switch,Pressure-High | Switch |  | PSH | http://www.toronto.ca/TWONTO#pressure_switch |  | Pump, Sludge Transfer #1A
111026 | TAB-DIG-PSH-1473 | Switch, Pressure,High,Sludge Delivery Transfer Pump-1473 | TAB-DIG-P-1473 | Switch,Pressure | Switch |  | PSH | http://www.toronto.ca/TWONTO#pressure_switch |  | Pump, Centrifugal, Sludge Transfer (DX2621), Digester Tank 14
111027 | TAB-DIG-PSH-1482 | Switch,Pressure, High | TAB-DIG-P-1472 | Switch,Pressure-High | Switch |  | PSH | http://www.toronto.ca/TWONTO#pressure_switch |  | Pump, Sludge Transfer #1A
111029 | TAB-DIG-PSH-1534 | Switch Pressure,High,Delivery,Recirc. Pump-1534 | TAB-DIG-P-1534 | Switch,Pressure | Switch |  | PSH | http://www.toronto.ca/TWONTO#pressure_switch |  | Pump, Sludge Recirculation (DX2616), Digester Tank 15
111030 | TAB-DIG-PSH-1573 | Switch Pressure,High,Delivery,Sludge Transfer Pump-1573 | TAB-DIG-P-1573 | Switch,Pressure | Switch |  | PSH | http://www.toronto.ca/TWONTO#pressure_switch |  | Pump, Sludge Transfer (DX2623), Digester Tank 15
111031 | TAB-DIG-PSH-1674 | Switch Pressure,High,Delivery,Sludge Transfer Pump-1674 | TAB-DIG-P-1674 | Switch,Pressure | Switch |  | PSH | http://www.toronto.ca/TWONTO#pressure_switch |  | Pump, Sludge Transfer (DX2626) Digester Tank 16
111032 | TAB-DIG-PSH-4023 | Switch,Pressure, High | TAB-DIG-P-4023 | Switch,Pressure-High | Switch |  | PSH | http://www.toronto.ca/TWONTO#pressure_switch |  | Pump, Digester Mixing #2A
111033 | TAB-DIG-PSH-4033 | Switch,Pressure, High | TAB-DIG-P-4033 | Switch,Pressure-High | Switch |  | PSH | http://www.toronto.ca/TWONTO#pressure_switch |  | Pump, Digester Mixing #3A
111034 | TAB-DIG-PSH-4044 | Switch,Pressure, High | TAB-DIG-P-4044 | Switch,Pressure-High | Switch |  | PSH | http://www.toronto.ca/TWONTO#pressure_switch |  | Pump, Digester Mixing #4B
111035 | TAB-DIG-PSH-4053 | Switch, Pressure, High, | TAB-DIG-P-4053 | Switch,Pressure-High | Switch |  | PSH | http://www.toronto.ca/TWONTO#pressure_switch |  | Pump, Sludge Mixing, Digester, #5A
111036 | TAB-DIG-PSH-4054 | Switch, Pressure, High, | TAB-DIG-P-4054 | Switch,Pressure-High | Switch |  | PSH | http://www.toronto.ca/TWONTO#pressure_switch |  | Pump, Sludge Mixing, Digester # 5B
111037 | TAB-DIG-PSH-4064 | Switch, Pressure, High, | TAB-DIG-P-4064 | Switch,Pressure-High | Switch |  | PSH | http://www.toronto.ca/TWONTO#pressure_switch |  | Pump, Sludge Mixing, Digester # 6B
111038 | TAB-DIG-PSH-4073 | Switch, Pressure, High, | TAB-DIG-P-4073 | Switch,Pressure-High | Switch |  | PSH | http://www.toronto.ca/TWONTO#pressure_switch |  | Pump, Sludge Mixing, Digester # 7A
111039 | TAB-DIG-PSH-4074 | Switch, Pressure, High, | TAB-DIG-P-4074 | Switch,Pressure-High | Switch |  | PSH | http://www.toronto.ca/TWONTO#pressure_switch |  | Pump, Sludge Mixing, Digester # 7B
111040 | TAB-DIG-PSH-4084 | Switch, Pressure, High, | TAB-DIG-P-4084 | Switch,Pressure-High | Switch |  | PSH | http://www.toronto.ca/TWONTO#pressure_switch |  | Pump, Sludge Mixing Digester # -8B
111041 | TAB-DIG-PSH-4130 | Switch Pressure,High,Delivery,Digester Gas Compressor C-4130 | TAB-DIG-C-4130 | Switch,Pressure | Switch |  | PSH | http://www.toronto.ca/TWONTO#pressure_switch |  | Compressor # 1, Gas (DX2601)
111042 | TAB-DIG-PSH-4135 | Switch Pressure,High,Delivery,Digester Gas Compressor C-4135 | TAB-DIG-C-4135 | Switch,Pressure | Switch |  | PSH | http://www.toronto.ca/TWONTO#pressure_switch |  | Compressor # 2, Gas (DX2602)
111043 | TAB-DIG-PSH-4140 | Switch Pressure,High,Delivery,Digester Gas Compressor C-4140 | TAB-DIG-C-4140 | Switch,Pressure | Switch |  | PSH | http://www.toronto.ca/TWONTO#pressure_switch |  | Compressor # 4, Gas(DX2604)
111044 | TAB-DIG-PSH-4145 | Switch Pressure,High,Delivery,Digester Gas Compressor C-4145 | TAB-DIG-C-4145 | Switch,Pressure | Switch |  | PSH | http://www.toronto.ca/TWONTO#pressure_switch |  | Compressor # 5, Gas(DX2605)
111045 | TAB-DIG-PSH-4150 | Switch Pressure,High,Delivery,Digester Gas Compressor C-4150 | TAB-DIG-C-4150 | Switch,Pressure | Switch |  | PSH | http://www.toronto.ca/TWONTO#pressure_switch |  | Compressor # 3, Gas(DX2603)
111046 | TAB-DIG-PSH-4210 | Switch Pressure,High,Delivery,Digester Gas Compressor C-4210 | TAB-DIG-C-4210 | Switch,Pressure | Switch |  | PSH | http://www.toronto.ca/TWONTO#pressure_switch |  | Compressor #3, Gas (DX5003A) Digester Tank 19 & 21
111047 | TAB-DIG-PSH-4220 | Switch Pressure,High,Delivery,Digester Gas Compressor C-4220 | TAB-DIG-C-4220 | Switch,Pressure | Switch |  | PSH | http://www.toronto.ca/TWONTO#pressure_switch |  | Compressor #6, Gas (DX5006A) Digester Tank 20 & 22
111048 | TAB-DIG-PSH-5872 | Switch,Pressure, High | TAB-DIG-P-5872 | Switch,Pressure-High | Switch |  | PSH | http://www.toronto.ca/TWONTO#pressure_switch |  | Pump, Sludge Transfer, Digester 5-8
111049 | TAB-DIG-PSH-5882 | Switch,Pressure, High | TAB-DIG-P-5882 | Switch,Pressure-High | Switch |  | PSH | http://www.toronto.ca/TWONTO#pressure_switch |  | Pump, Sludge Transfer, Digester 5-8
111050 | TAB-DIG-PSH-9101 | Switch,Pressure,High,PSH300-1, Digester Gas Train, Boiler #1, Z Building | TAB-ACC-DIG-0010 | Switch,Pressure | Switch |  | PSH | http://www.toronto.ca/TWONTO#pressure_switch |  | Digester Gas Train, Boiler #1, Z Building
111051 | TAB-DIG-PSH-9201 | Switch, Pressure,High, PSH300-2, Digester Gas Train, Boiler #2, Z Building | TAB-ACC-DIG-0020 | Switch,Pressure | Switch |  | PSH | http://www.toronto.ca/TWONTO#pressure_switch |  | Digester Gas Train, Boiler #2, Z Building
111052 | TAB-DIG-PSH-9401 | Switch,Pressure, High,PSH300-4, Digester Gas Train, Boiler #4, Z Building | TAB-ACC-DIG-0040 | Switch,Pressure | Switch |  | PSH | http://www.toronto.ca/TWONTO#pressure_switch |  | Digester Gas Train, Boiler #4, Z Building
111053 | TAB-DIG-PSH-9701 | Switch, Pressure,High, Digester Gas Train, | TAB-DIG-BLR19 | Switch,Pressure | Switch |  | PSH | http://www.toronto.ca/TWONTO#pressure_switch |  | Digester Gas Train,#19 Volcano Steam Boiler
111056 | TAB-DIG-PSL-4130A | Switch,Pressure,Low, Oil supply to G.Compr. C4130 | TAB-DIG-C-4130 | Switch,Pressure | Switch |  | PSL | http://www.toronto.ca/TWONTO#pressure_switch |  | Compressor # 1, Gas (DX2601)
111057 | TAB-DIG-PSL-4135 | Switch,Pressure,Low, Digester Gas, Compressor-C4135 | TAB-DIG-C-4135 | Switch,Pressure | Switch |  | PSL | http://www.toronto.ca/TWONTO#pressure_switch |  | Compressor # 2, Gas (DX2602)
111058 | TAB-DIG-PSL-4135A | Switch,Pressure,Low, Oil supply to G.Compr. C4135 | TAB-DIG-C-4135 | Switch,Pressure | Switch |  | PSL | http://www.toronto.ca/TWONTO#pressure_switch |  | Compressor # 2, Gas (DX2602)
111059 | TAB-DIG-PSL-4145 | Switch,Pressure,Low, Digester Gas, Compressor-C4145 | TAB-DIG-C-4145 | Switch,Pressure | Switch |  | PSL | http://www.toronto.ca/TWONTO#pressure_switch |  | Compressor # 5, Gas(DX2605)
111060 | TAB-DIG-PSL-4150A | Switch,Pressure,Low, Oil supply to G.Compr. C4150 | TAB-DIG-C-4150 | Switch,Pressure | Switch |  | PSL | http://www.toronto.ca/TWONTO#pressure_switch |  | Compressor # 3, Gas(DX2603)
111061 | TAB-DIG-PSL-4195G | Switch,Pressure,Low, Digester Gas,Inlet, Compressor-C4195 | TAB-DIG-C-4195 | Switch,Pressure | Switch |  | PSL | http://www.toronto.ca/TWONTO#pressure_switch |  | Compressor #2,Gas (DX5002A) Digester Tank 19 & 21
111062 | TAB-DIG-PSL-4200G | Switch,Pressure,Low, Digester Gas,Inlet, Compressor-C4200 | TAB-DIG-C-4200 | Switch,Pressure | Switch |  | PSL | http://www.toronto.ca/TWONTO#pressure_switch |  | Compressor #4, Gas (DX5004A) Digester Tank 20 & 22,
111063 | TAB-DIG-PSL-6133 | Switch, Pressure,Low, Gas Inlet to Compressor | TAB-DIG-C-6140 | Switch,Pressure | Switch |  | PSL | http://www.toronto.ca/TWONTO#pressure_switch |  | Compressor #1, Digester Gas
111064 | TAB-DIG-PSL-6333 | Switch, Pressure,Low, Gas Inlet to Compressor | TAB-DIG-C-9714 | Switch,Pressure | Switch |  | PSL | http://www.toronto.ca/TWONTO#pressure_switch |  | Compressor #3, Digester Gas
111066 | TAB-DIG-PSL-9101 | Switch,Pressure,Low,PSL300-1, Digester Gas Train, Boiler #1, Z Building | TAB-ACC-DIG-0010 | Switch,Pressure | Switch |  | PSL | http://www.toronto.ca/TWONTO#pressure_switch |  | Digester Gas Train, Boiler #1, Z Building
111067 | TAB-DIG-PSL-9301S | Switch,Pressure,Low,PSL300, Digester Gas Train, Boiler #3, Z Building | TAB-ACC-DIG-0030 | Switch,Pressure | Switch | 47596 | PSL | http://www.toronto.ca/TWONTO#pressure_switch |  | Digester Gas Train, Boiler #3, Z Building
111068 | TAB-DIG-PSL-9301S | Switch,Pressure,Low,PSL300, Digester Gas Train, Boiler #3, Z Building | TAB-SUSPENDED ENTITY | Switch,Pressure | Switch | 47596 | PSL | http://www.toronto.ca/TWONTO#pressure_switch |  | Suspended entities
111069 | TAB-DIG-PSL-9701 | Switch, Pressure,Low, Digester Gas Train, | TAB-DIG-BLR19 | Switch,Pressure | Switch |  | PSL | http://www.toronto.ca/TWONTO#pressure_switch |  | Digester Gas Train,#19 Volcano Steam Boiler
111070 | TAB-DIG-PSL-9727 | Switch, Pressure,Low, | TAB-DIG-P-9727 | Switch,Pressure | Switch |  | PSL | http://www.toronto.ca/TWONTO#pressure_switch |  | Pump, Chilled Water Circulating, CWCP-2, Digester Gas Control Build, Basement
111071 | TAB-DIG-PSL-9801 | Switch,Pressure,Low, Digester Gas Train, | TAB-DIG-BLR20 | Switch,Pressure | Switch |  | PSL | http://www.toronto.ca/TWONTO#pressure_switch |  | #20 Vocano Boiler , Digester Gas Train
111221 | TAB-DIG-TSH-4130B | Switch,Temperature, High, Chill Water Return, Compressor C-4130 | TAB-DIG-C-4130 | Switch,Temperature | Switch |  | TSH | http://www.toronto.ca/TWONTO#temperature_switch |  | Compressor # 1, Gas (DX2601)
111222 | TAB-DIG-TSH-4135 | Switch,Temperature, High, Discharge, Digester Gas, Compressor C-4135 | TAB-DIG-C-4135 | Switch,Temperature | Switch |  | TSH | http://www.toronto.ca/TWONTO#temperature_switch |  | Compressor # 2, Gas (DX2602)
111223 | TAB-DIG-TSH-4140 | Switch,Temperature, High, Discharge, Digester Gas, Compressor C-4140 | TAB-DIG-C-4140 | Switch,Temperature | Switch |  | TSH | http://www.toronto.ca/TWONTO#temperature_switch |  | Compressor # 4, Gas(DX2604)
111224 | TAB-DIG-TSH-4140B | Switch,Temperature, High, Chill Water Return, Compressor C-4140 | TAB-DIG-C-4140 | Switch,Temperature | Switch |  | TSH | http://www.toronto.ca/TWONTO#temperature_switch |  | Compressor # 4, Gas(DX2604)
111225 | TAB-DIG-TSH-4150 | Switch,Temperature, High, Discharge, Digester Gas, Compressor C-4150 | TAB-DIG-C-4150 | Switch,Temperature | Switch |  | TSH | http://www.toronto.ca/TWONTO#temperature_switch |  | Compressor # 3, Gas(DX2603)
111226 | TAB-DIG-TSH-4190 | Switch,Temperature, High, Discharge, Digester Gas, Compressor C-4190 | TAB-DIG-C-4190 | Switch,Temperature | Switch |  | TSH | http://www.toronto.ca/TWONTO#temperature_switch |  | Compressor #1,Gas (DX5001A) Digester Tank 19 & 21
111227 | TAB-DIG-TSH-4200 | Switch,Temperature, High, Discharge, Digester Gas, Compressor C-4200 | TAB-DIG-C-4200 | Switch,Temperature | Switch |  | TSH | http://www.toronto.ca/TWONTO#temperature_switch |  | Compressor #4, Gas (DX5004A) Digester Tank 20 & 22,
111228 | TAB-DIG-TSH-4205 | Switch,Temperature, High, Discharge, Digester Gas, Compressor C-4205 | TAB-DIG-C-4205 | Switch,Temperature | Switch |  | TSH | http://www.toronto.ca/TWONTO#temperature_switch |  | Compressor #5, Gas (DX5005A) Digester Tank 20 & 22
112194 | TAB-DIS-FSL-2203 | Switch ,Flow, Low,Return Pump Discharge | TAB-DIS-P-2203 | Switch,Flow | Switch |  | FSL | http://www.toronto.ca/TWONTO#flow_switch |  | Pump, Return
112195 | TAB-DIS-FSL-2205 | Switch ,Flow, Low,KOH to Scrubber, Chlorine Bldg | TAB-DIS-P-2205 | Switch,Flow | Switch |  | FSL | http://www.toronto.ca/TWONTO#flow_switch |  | Pump, Spray,KOH
112196 | TAB-DIS-LSH-2005 | Switch, Level, High,Scrubber SB2002 | TAB-DIS-SB-2002 | Switch,Level | Switch |  | LSH | http://www.toronto.ca/TWONTO#level_switch |  | Scrubber, # 2,Chlorine Bldg.,
112197 | TAB-DIS-LSHH-2006 | Switch, Level, High,High,Scrubber SB2002 | TAB-DIS-SB-2002 | Switch,Level | Switch |  | LSHH | http://www.toronto.ca/TWONTO#level_switch |  | Scrubber, # 2,Chlorine Bldg.,
112198 | TAB-DIS-LSHH-2631 | Switch, Level High-High, Chlorine Bldg, Scrubber Room, North Sump | TAB-DIS-P-2631 |  | Switch |  | LSHH | http://www.toronto.ca/TWONTO#level_switch |  | Pump, Sump
112199 | TAB-DIS-LSHH-8091A | Switch, Level High-High, Chlorine Bldg, Basement, North Sump | TAB-DIS-P-8091 |  | Switch |  | LSHH | http://www.toronto.ca/TWONTO#level_switch |  | Pump, Sump
112200 | TAB-DIS-LSL-0401 | Switch, Level, Low | TNT-DIS-P-0401 | Switch,Level-Low | Switch |  | LSL | http://www.toronto.ca/TWONTO#level_switch |  | Pump, Centrifugal,Drain Sump
112201 | TAB-DIS-LSL-2004 | Switch, Level, Low,Scrubber SB2002 | TAB-DIS-SB-2002 | Switch,Level | Switch |  | LSL | http://www.toronto.ca/TWONTO#level_switch |  | Scrubber, # 2,Chlorine Bldg.,
112244 | TAB-DIS-PSH-0012 | Switch, Pressure,High, Chlorine , Relief Valve Line | TAB-DIS-CHL-2 | Switch,Pressure-High | Switch |  | PSH | http://www.toronto.ca/TWONTO#pressure_switch |  | Chlorination Train #2
112245 | TAB-DIS-PSH-0013 | Switch, Pressure,High, Chlorine , Relief Valve Line | TAB-DIS-CHL-3 | Switch,Pressure-High | Switch |  | PSH | http://www.toronto.ca/TWONTO#pressure_switch |  | ChlorinatIon Train #3
112246 | TAB-DIS-PSH-0014 | Switch, Pressure,High, Chlorine , Relief Valve Line | TAB-DIS-CHL-4 | Switch,Pressure-High | Switch |  | PSH | http://www.toronto.ca/TWONTO#pressure_switch |  | Chlorination Train #4
112247 | TAB-DIS-PSL-0001 | Switch, Pressure,Low, Chlorine From North Tank Car | TAB-DIS-CHL-ROUTE | Switch,Pressure | Switch |  | PSL | http://www.toronto.ca/TWONTO#pressure_switch |  | Chlorination & Filtered Effluent Routeing
112248 | TAB-DIS-PSL-0002 | Switch, Pressure,Low, Chlorine From South Tank Car | TAB-DIS-CHL-ROUTE | Switch,Pressure | Switch |  | PSL | http://www.toronto.ca/TWONTO#pressure_switch |  | Chlorination & Filtered Effluent Routeing
112249 | TAB-DIS-PSL-0003 | Switch, Pressure,Low, Chlorine to Expansion Tank #3 | TAB-DIS-T-0003 | Switch,Pressure | Switch |  | PSL | http://www.toronto.ca/TWONTO#pressure_switch |  | Tank,Expansion, Chlorine From Tank Cars
112250 | TAB-DIS-PSL-0004 | Switch, Pressure,Low, Expansion Tank Line | TAB-DIS-T-0001 | Switch,Pressure | Switch |  | PSL | http://www.toronto.ca/TWONTO#pressure_switch |  | Tank,Expansion, Chlorine From North Tank Car
112251 | TAB-DIS-PSL-0005 | Switch, Pressure,Low, Expansion Tank Line | TAB-DIS-T-0002 | Switch,Pressure | Switch |  | PSL | http://www.toronto.ca/TWONTO#pressure_switch |  | Tank,Expansion, Chlorine From south Tank Car
112674 | TAB-EL1-LS-8061 | Switch,Limit,North Substation,Basement | NORTH SUBSTATION_BASEMENT | Switch,Level | Switch |  | LS | http://www.toronto.ca/TWONTO#level_switch |  | MSA Substation,Basement
112675 | TAB-EL1-LS-8061 | Switch,Limit,North Substation,Basement | TAB-EL1-P-8061 | Switch,Level | Switch |  | LS | http://www.toronto.ca/TWONTO#level_switch |  | Pump,Sump,North Substation,Basement
112676 | TAB-EL1-LSH-8060 | Switch,Level-High,Sump Pump,North Substation,Outdoor Chamber | TAB-EL1-P-8060 | Switch,Level-High | Switch |  | LSH | http://www.toronto.ca/TWONTO#level_switch |  | Pump,Submersible,North Substation,Outdoor Chamber
112677 | TAB-EL1-LSHH-8060 | Switch,Level-High-High,Sump Flood,North Substation,Outdoor Chamber | TAB-EL1-P-8060 | Switch,Level-High-High | Switch |  | LSHH | http://www.toronto.ca/TWONTO#level_switch |  | Pump,Submersible,North Substation,Outdoor Chamber
112678 | TAB-EL1-LSHH-8060A | Switch,Level-High-High,Sump Pump,North Substation,Outdoor Chamber | TAB-EL1-P-8060 | Switch,Level-High-High | Switch |  | LSHH | http://www.toronto.ca/TWONTO#level_switch |  | Pump,Submersible,North Substation,Outdoor Chamber
112679 | TAB-EL1-LSL-1501 | Switch,Level,Low,Oil,EL1-TR-1501,North Substation | TAB-EL1-TR-1501 | Switch,Level-Low | Switch |  | LSL | http://www.toronto.ca/TWONTO#level_switch |  | Transformer,EL1-TR-1501,13.8-4.16KV,3 PH
112680 | TAB-EL1-LSL-1502 | Switch,Level,Low,Oil,EL1-TR-1502,North Substation | TAB-EL1-TR-1502 | Switch,Level-Low | Switch |  | LSL | http://www.toronto.ca/TWONTO#level_switch |  | Transformer,EL1-TR-1502,13.8-4.16KV,3 PH
112681 | TAB-EL1-LSL-1504 | Switch,Level,Low,Oil,EL1-TR-1504,North Substation | TAB-EL1-TR-1504 | Switch,Level-Low | Switch |  | LSL | http://www.toronto.ca/TWONTO#level_switch |  | Transformer,EL1-TR-1504,13.8-4.16KV,3 PH
112682 | TAB-EL1-LSL-1505 | Switch,Level,Low,Oil,EL1-TR-1505,North Substation | TAB-EL1-TR-1505 | Switch,Level-Low | Switch |  | LSL | http://www.toronto.ca/TWONTO#level_switch |  | Transformer,EL1-TR-1505,13.8-4.16KV,3 PH
112683 | TAB-EL1-LSL-8060 | Switch,Level-Low,Sump Pump,North Substation,Outdoor Chamber | TAB-EL1-P-8060 | Switch,Level-Low | Switch |  | LSL | http://www.toronto.ca/TWONTO#level_switch |  | Pump,Submersible,North Substation,Outdoor Chamber
112807 | TAB-EL1-PSH-1504A | Switch,Pressure,High,EL1-TR-1504,North Substation | TAB-EL1-TR-1504 | Switch,Pressure-High | Switch |  | PSH | http://www.toronto.ca/TWONTO#pressure_switch |  | Transformer,EL1-TR-1504,13.8-4.16KV,3 PH
112808 | TAB-EL1-PSH-1504B | Switch,Sudden Pressure,EL1-TR-1504,North Substation | TAB-EL1-TR-1504 | Switch,Pressure-High | Switch |  | PSH | http://www.toronto.ca/TWONTO#pressure_switch |  | Transformer,EL1-TR-1504,13.8-4.16KV,3 PH
112809 | TAB-EL1-PSH-1505A | Switch,Pressure,High,EL1-TR-1505,North Substation | TAB-EL1-TR-1505 | Switch,Pressure-High | Switch |  | PSH | http://www.toronto.ca/TWONTO#pressure_switch |  | Transformer,EL1-TR-1505,13.8-4.16KV,3 PH
112810 | TAB-EL1-PSH-1505B | Switch,Sudden Pressure,EL1-TR-1505,North Substation | TAB-EL1-TR-1505 | Switch,Pressure-High | Switch |  | PSH | http://www.toronto.ca/TWONTO#pressure_switch |  | Transformer,EL1-TR-1505,13.8-4.16KV,3 PH
112811 | TAB-EL1-PSH-1506A | Switch,Pressure,High,EL1-TR-1506,North Substation | TAB-EL1-TR-1506 | Switch,Pressure-High | Switch |  | PSH | http://www.toronto.ca/TWONTO#pressure_switch |  | Transformer,EL1-TR-1506,13.8-4.16KV,3 PH
112812 | TAB-EL1-PSH-1506B | Switch,Sudden Pressure,EL1-TR-1506,North Substation | TAB-EL1-TR-1506 | Switch,Pressure-High | Switch |  | PSH | http://www.toronto.ca/TWONTO#pressure_switch |  | Transformer,EL1-TR-1506,13.8-4.16KV,3 PH
112818 | TAB-EL1-SW-1401 | 15KV Switchgear - Main switch | TAB-EL1-BUS-1401 | Switchgear | Switch |  | SW | http://www.toronto.ca/TWONTO#disconnect_switch |  | Electrical Distribution Cabinet,13.8 KV
112820 | TAB-EL1-SW-1500 | Switch,Load Break,Power,South Substation Tie,13.8 KV,Future | TAB-EL1-BUS-1501 | Load Break Switch | Switch |  | SW | http://www.toronto.ca/TWONTO#load_break_disconnect_switch |  | Electrical Distribution Cabinet,13.8 KV
112821 | TAB-EL1-SW-1503 | Switch,Load Break,Power,13.8 KV Supply,A-25-BN | TAB-EL1-BUS-1502 | Load Break Switch | Switch |  | SW | http://www.toronto.ca/TWONTO#load_break_disconnect_switch |  | Electrical Distribution Cabinet,13.8 KV
112822 | TAB-EL1-SW-1520 | Switch,Load Break,Power,13.8 KV Feeder,South EL2-SWG-1540 | TAB-EL1-BUS-1502 | Load Break Switch | Switch |  | SW | http://www.toronto.ca/TWONTO#load_break_disconnect_switch |  | Electrical Distribution Cabinet,13.8 KV
112930 | TAB-EL1-TS-6125 | Switch, Automatic Transfer 600V - Aeration East Cntl Rm | TAB-EL1-MCC-6125 |  | Switch |  | TS | http://www.toronto.ca/TWONTO#transfer_switch |  | Motor Control Centre, 600V
112932 | TAB-EL1-TS-6510A | Uninterruptible Power Supply A,Transfer Switch,North Substation,1st Floor,East Wall | NORTH SUBSTN_1ST FLR | Switch | Switch |  | TS | http://www.toronto.ca/TWONTO#transfer_switch |  | MSA Substation,1st Floor
112942 | TAB-EL1-TSH-1501B | Switch,Liquid Temperature,High,EL1-TR-1501,North Substation | TAB-EL1-TR-1501 | Switch,Temperature-High | Switch |  | TSH | http://www.toronto.ca/TWONTO#temperature_switch |  | Transformer,EL1-TR-1501,13.8-4.16KV,3 PH
112943 | TAB-EL1-TSH-1502B | Switch,Liquid Temperature,High,EL1-TR-1502,North Substation | TAB-EL1-TR-1502 | Switch,Temperature-High | Switch |  | TSH | http://www.toronto.ca/TWONTO#temperature_switch |  | Transformer,EL1-TR-1502,13.8-4.16KV,3 PH
112944 | TAB-EL1-TSH-1503A | Switch,Winding Temperature,High,EL1-TR-1503,North Substation | TAB-EL1-TR-1503 | Switch,Temperature-High | Switch |  | TSH | http://www.toronto.ca/TWONTO#temperature_switch |  | Transformer,EL1-TR-1503,13.8-4.16KV,3 PH
112945 | TAB-EL1-TSH-1503B | Switch,Liquid Temperature,High,EL1-TR-1503,North Substation | TAB-EL1-TR-1503 | Switch,Temperature-High | Switch |  | TSH | http://www.toronto.ca/TWONTO#temperature_switch |  | Transformer,EL1-TR-1503,13.8-4.16KV,3 PH
112946 | TAB-EL1-TSH-1504A | Switch,Winding Temperature,High,EL1-TR-1504,North Substation | TAB-EL1-TR-1504 | Switch,Temperature-High | Switch |  | TSH | http://www.toronto.ca/TWONTO#temperature_switch |  | Transformer,EL1-TR-1504,13.8-4.16KV,3 PH
112947 | TAB-EL1-TSH-1505A | Switch,Winding Temperature,High,EL1-TR-1505,North Substation | TAB-EL1-TR-1505 | Switch,Temperature-High | Switch |  | TSH | http://www.toronto.ca/TWONTO#temperature_switch |  | Transformer,EL1-TR-1505,13.8-4.16KV,3 PH
112948 | TAB-EL1-TSH-1506A | Switch,Winding Temperature,High,EL1-TR-1506,North Substation | TAB-EL1-TR-1506 | Switch,Temperature-High | Switch |  | TSH | http://www.toronto.ca/TWONTO#temperature_switch |  | Transformer,EL1-TR-1506,13.8-4.16KV,3 PH
113242 | TAB-EL3-LS-8073 | Switch, Level | TAB-EL3-P-8073 | Switch,Level | Switch |  | LS | http://www.toronto.ca/TWONTO#level_switch |  | Pump, Sump, #9, Digester Gas Control Building
113243 | TAB-EL3-LS-8074 | Switch, Level | TAB-EL3-P-8074 | Switch,Level | Switch |  | LS | http://www.toronto.ca/TWONTO#level_switch |  | Pump, Sump, #10, Digester Gas Control Building
113244 | TAB-EL3-LSHH-8074 | Switch, Level High-High, Seawall Tunnel, East Outfall Tunnel Drop | TAB-EL3-P-8074 |  | Switch |  | LSHH | http://www.toronto.ca/TWONTO#level_switch |  | Pump, Sump, #10, Digester Gas Control Building
113245 | TAB-EL3-LSHH-8075A | Switch, Level High-High, Seawall Tunnel, Sump Between Outfall Channels | TAB-EL3-P-8075A |  | Switch |  | LSHH | http://www.toronto.ca/TWONTO#level_switch |  | Pump, Sump, #3, DX8603A, Tunnel
113246 | TAB-EL3-LSHH-8076A | Switch, Level High-High, Seawall Tunnel, Gas Compressor Entrance | TAB-EL3-P-8076A |  | Switch |  | LSHH | http://www.toronto.ca/TWONTO#level_switch |  | Pump, Sump, #5, DX8605A, Tunnel
113612 | TAB-HRS-LS-8044 | Switch,Level,Sump Pump | TAB-HRS-P-8044 | Switch,Level | Switch |  | LS | http://www.toronto.ca/TWONTO#level_switch |  | Pump, Sump
113613 | TAB-HRS-LSHH-5113 | Switch, Level High-High, Heat Recovery Bldg, Basement, South-West Sump | TAB-HRS-P-5113 |  | Switch |  | LSHH | http://www.toronto.ca/TWONTO#level_switch |  | Pump, Sump, Heat Recovery Bldg, Basement, South-West Sump
113614 | TAB-HRS-LSHH-5115 | Switch, Level High-High, Heat Recovery Bldg, Basement, East Sump | TAB-HRS-P-5115 |  | Switch |  | LSHH | http://www.toronto.ca/TWONTO#level_switch |  | Pump, Sump, Heat Recovery Bldg, Basement, East Sump
113688 | TAB-INC-LS-8048 | Valve,Ball, Discharge, Sump Pump | TAB-INC-P-8048 | Switch,Level | Switch |  | LS | http://www.toronto.ca/TWONTO#valve |  | Pump, Elevator Sump,
113689 | TAB-INC-LS-8060 | Switch,Level | TAB-INC-P-8060 | Switch,Level | Switch |  | LS | http://www.toronto.ca/TWONTO#level_switch |  | Pump, Sump
113690 | TAB-INC-LSHH-2056A | Switch, Level High-High, Incinerator Bldg, Basement, East Sump | TAB-INC-P-2056 |  | Switch |  | LSHH | http://www.toronto.ca/TWONTO#level_switch |  | Pump, Sump, Incinerator Bldg
113691 | TAB-INC-LSHH-8044 | Switch, Level High-High, Heat Recovery Bldg, Basement, West Elevator Sump | TAB-HRS-P-8044 |  | Switch |  | LSHH | http://www.toronto.ca/TWONTO#level_switch |  | Pump, Sump
113692 | TAB-INC-LSHH-8045A | Switch, Level High-High, Incinerator Bldg, Basement, Center Sump | TAB-SLO-P-8045 |  | Switch |  | LSHH | http://www.toronto.ca/TWONTO#level_switch |  | Pump, Sump, 3127-180 (#1)
113693 | TAB-INC-LSHH-8048 | Switch, Level High-High, Incinerator Bldg, Basement, Center Sump | TAB-INC-P-8048 |  | Switch |  | LSHH | http://www.toronto.ca/TWONTO#level_switch |  | Pump, Elevator Sump,
113804 | TAB-NGS-PSH-0101 | Switch, Pressure,High, PSH100-1, Natural Gas Train, Boiler #1, Z Building | TAB-ACC-NGS-0010A | Switch,Pressure | Switch |  | PSH | http://www.toronto.ca/TWONTO#pressure_switch |  | Natural Gas Train, Boiler #1, Z Building
113805 | TAB-NGS-PSH-0301 | Switch,Pressure,High, PSH100-3, Digester Gas Train, Boiler #3, Z Building | TAB-ACC-NGS-0030A | Switch,Pressure | Switch |  | PSH | http://www.toronto.ca/TWONTO#pressure_switch |  | Natural Gas Train, Boiler #3, Z Building
113806 | TAB-NGS-PSH-0601 | Switch,Pressure, High,PSH100-6, Natural Gas Train, Boiler #6 Z Building | TAB-ACC-NGS-0060A | Switch,Pressure | Switch |  | PSH | http://www.toronto.ca/TWONTO#pressure_switch |  | Natural Gas Train, Boiler #6, Z Building
113807 | TAB-NGS-PSH-0701 | Switch,High Pressure, Natural Gas Train, | TAB-NGS-BLR19 | Switch,Pressure-High | Switch |  | PSH | http://www.toronto.ca/TWONTO#pressure_switch |  | #19 Volcano Boiler - Natural Gas Train,
113808 | TAB-NGS-PSH-0801 | Switch,High Pressure, Natural Gas Train, | TAB-NGS-BLR20 | Switch,Pressure-High | Switch |  | PSH | http://www.toronto.ca/TWONTO#pressure_switch |  | #20 Volcano Boiler - Natural Gas Train,
113809 | TAB-NGS-PSL-0001 | Switch, Pressure, Low | TAB-NGS-BOILERS | Switch,Pressure | Switch |  | PSL | http://www.toronto.ca/TWONTO#pressure_switch |  | TAB- Natural Gas Supply Line, Boiler Headers
113810 | TAB-NGS-PSL-0102 | Switch,Pressure,Low, PSL200-1, Manual Reset, Natural Gas Pilot Train, Boiler #1, Z Building | TAB-ACC-NGS-0010B | Switch,Pressure | Switch |  | PSL | http://www.toronto.ca/TWONTO#pressure_switch |  | Natural Gas Train, Pilot,Boiler #1, Z Building
113811 | TAB-NGS-PSL-0201 | Switch,Pressure,Low, PSL100-2, Natural Gas Train, Boiler #2, Z Building | TAB-ACC-NGS-0020A | Switch,Pressure | Switch |  | PSL | http://www.toronto.ca/TWONTO#pressure_switch |  | Natural Gas Train, Boiler #2, Z Building
113812 | TAB-NGS-PSL-0302 | Switch,Low Pressure, PSL200-3, Manual Reset, Natural Gas Pilot Train, Boiler #3, Z Building | TAB-ACC-NGS-0030B | Switch,Pressure | Switch |  | PSL | http://www.toronto.ca/TWONTO#pressure_switch |  | Natural Gas Pilot Train, Boiler #3, Z Building
113813 | TAB-NGS-PSL-0401 | Switch,Pressure,Low, PSL100-4, Natural Gas Train, Boiler #4, Z Building | TAB-ACC-NGS-0040A | Switch,Pressure | Switch |  | PSL | http://www.toronto.ca/TWONTO#pressure_switch |  | Natural Gas Train, Boiler #4, Z Building
113814 | TAB-NGS-PSL-0601 | Switch,Pressure,Low, PSL100-6, Natural Gas Train, Boiler #6, Z Building | TAB-ACC-NGS-0060A | Switch,Pressure | Switch |  | PSL | http://www.toronto.ca/TWONTO#pressure_switch |  | Natural Gas Train, Boiler #6, Z Building
113815 | TAB-NGS-PSL-0602 | Switch,Pressure,Low, PSL200-6, Manual Reset, Natural Gas Pilot Train, Boiler #6, Z Building | TAB-ACC-NGS-0060B | Switch,Pressure | Switch |  | PSL | http://www.toronto.ca/TWONTO#pressure_switch |  | Natural Gas Pilot Train, Boiler #6, Z Building
113816 | TAB-NGS-PSL-0701 | Switch,Pressure,Low, Natural Gas Train, | TAB-NGS-BLR19 | Switch,Pressure-Low | Switch |  | PSL | http://www.toronto.ca/TWONTO#pressure_switch |  | #19 Volcano Boiler - Natural Gas Train,
114041 | TAB-OCS-FSL-6741 | Switch, Flow Low, Separated Water, Biofilter F-6740 Inlet, Biofilter Area, P Bldg. | TAB-OCS-FN-6770 | Switch,Flow-Low | Switch |  | FSL | http://www.toronto.ca/TWONTO#flow_switch |  | Fan, Centrifugal, Air to Stack, Biofilter Area, P Bldg.
114042 | TAB-OCS-FSL-6751 | Switch, Flow Low, Separated Water, Biofilter F-6740 Inlet, Biofilter Area, P Bldg. | TAB-OCS-F-6750 | Switch,Flow-Low | Switch |  | FSL | http://www.toronto.ca/TWONTO#flow_switch |  | Biofilter, Odour Control, Biofilter Area, P Bldg,.
114043 | TAB-OCS-FSL-6761 | Switch, Flow Low, Separated Water, Biofilter F-6740 Inlet, Biofilter Area, P Bldg. | TAB-OCS-F-6760 | Switch,Flow-Low | Switch |  | FSL | http://www.toronto.ca/TWONTO#flow_switch |  | Biofilter, Odour Control, Biofilter Area, P Bldg,.
114058 | TAB-OCS-LSL-6701 | Switch, Level Low, Biofilter Humidification Unit HU-6710, Biofilter Area, P Bldg. | TAB-OCS-HU-6710 | Switch,Level-Low | Switch |  | LSL | http://www.toronto.ca/TWONTO#level_switch |  | Humidifier, Humidification Chamber, Biofilter Area, P Bldg.
114219 | TAB-PDSH-1481 | Switch, Filter Differential Pressure High,AHU,Boiler Room and Basement | TAB-ACC-F-1481 | Switch,Pressure-High | Switch |  | PDSH | http://www.toronto.ca/TWONTO#pressure_switch |  | Filter, AHU-1480, Air filter
114494 | TAB-PLT-FSL-0181? | Switch ,Flow, Low,Scrubber 0287 Supplyl Fan 0181 Discharge | TAB-PLT-FN-0181 | Switch,Flow | Switch | 35878 | FSL | http://www.toronto.ca/TWONTO#flow_switch |  | Fan, Scrubber 0287 Supply
114495 | TAB-PLT-FSL-0181? | Switch ,Flow, Low,Scrubber 0287 Supplyl Fan 0181 Discharge | TAB-SUSPENDED ENTITY | Switch,Flow | Switch | 35878 | FSL | http://www.toronto.ca/TWONTO#flow_switch |  | Suspended entities
114496 | TAB-PLT-FSL-0201 | Switch, Flow, Low, Spray Water, Screen SC-0200 | TAB-PLT-SC-0300 | Switch,Flow-Low | Switch |  | FSL | http://www.toronto.ca/TWONTO#flow_switch |  | Screen, Perforated Plate, Screen Area
114497 | TAB-PLT-FSL-0301 | Switch, Flow, Low, Spray Water, Screen SC-0300 | TAB-PLT-SC-0300 | Switch,Flow-Low | Switch |  | FSL | http://www.toronto.ca/TWONTO#flow_switch |  | Screen, Perforated Plate, Screen Area
114498 | TAB-PLT-FSL-0481 | Switch, Flow Low, Plant Water, Screen SC-0480, P Bldg. | TAB-PLT-SC-0480 | Switch,Flow-Low | Switch |  | FSL | http://www.toronto.ca/TWONTO#flow_switch |  | Screen, Perforated Plate, Screen Area, P Bldg.
114499 | TAB-PLT-FSL-0511 | Switch, Flow, Low, Sluicing Water, Plant Water, Screen Area | TAB-PLT-SC-D | Switch,Flow-Low | Switch |  | FSL | http://www.toronto.ca/TWONTO#flow_switch |  | D Building - Bar / Perforated Screen
114500 | TAB-PLT-FSL-0581 | Switch, Flow Low, Plant Water, Screen SC-0580, P Bldg. | TAB-PLT-SC-0580 | Switch,Flow-Low | Switch |  | FSL | http://www.toronto.ca/TWONTO#flow_switch |  | Screen, Perforated Plate, Screen Area, P Bldg.
114501 | TAB-PLT-FSL-0871 | Switch, Flow Low, Plant Water, Grit Classifier CL-0870 Inlet, Grit Handling Area, P Bldg. | TAB-PLT-CL-0870 | Switch,Flow-Low | Switch |  | FSL | http://www.toronto.ca/TWONTO#flow_switch |  | Classifier, Grit, Grit Handling Area, P Bldg.
114502 | TAB-PLT-FSL-1181 | Switch ,Flow, Low,Odour Control | TAB-PLT-FN-1181 | Switch,Flow | Switch |  | FSL | http://www.toronto.ca/TWONTO#flow_switch |  | Fan, Exhaust
114503 | TAB-PLT-FSL-1451 | Switch, Flow, Low, Repulper Seal Water, Screen Area | TAB-PLT-GDR-1450 | Switch,Flow-Low | Switch |  | FSL | http://www.toronto.ca/TWONTO#flow_switch |  | Grinder, Repulper, Screenings Wet Well
114504 | TAB-PLT-FSL-2101 | Switch, Flow, Low, Seal Water, Grit Pump 2100, Grit Slurry Pump Area | TAB-PLT-P-2100 | Switch,Flow-Low | Switch |  | FSL | http://www.toronto.ca/TWONTO#flow_switch |  | Pump, Centrifugal,Grit Slury, West Grit Gallery
114505 | TAB-PLT-FSL-2201 | Switch, Flow, Low, Seal Water, Grit Pump 2200, Grit Slurry Pump Area | TAB-PLT-P-2200 | Switch,Flow-Low | Switch |  | FSL | http://www.toronto.ca/TWONTO#flow_switch |  | Pump, Centrifugal,Grit Slury, West Grit Gallery
114506 | TAB-PLT-FSL-2401 | Switch, Flow, Low, Seal Water, Grit Pump 2400, Grit Slurry Pump Area | TAB-PLT-P-2400 | Switch,Flow-Low | Switch |  | FSL | http://www.toronto.ca/TWONTO#flow_switch |  | Pump, Centrifugal,Grit Slury, West Grit Gallery
114507 | TAB-PLT-FSL-2601 | Switch, Flow, Low, Seal Water, Grit Pump 2600, Great Slury Pump Area, City water | TAB-PLT-P-2600 | Switch,Flow-Low | Switch |  | FSL | http://www.toronto.ca/TWONTO#flow_switch |  | Pump, Centrifugal,Grit Slury, West Grit Gallery
114508 | TAB-PLT-FSL-2701 | Switch, Flow, Low, Seal Water, Grit Pump 2700, Great Slury Pump Area, City water | TAB-PLT-P-2700 | Switch,Flow-Low | Switch |  | FSL | http://www.toronto.ca/TWONTO#flow_switch |  | Pump, Centrifugal,Grit Slury, West Grit Gallery
114509 | TAB-PLT-FSL-2801 | Switch, Flow, Low, Seal Water, Grit Pump 2800, Great Slury Pump Area, City water | TAB-PLT-P-2800 | Switch,Flow-Low | Switch |  | FSL | http://www.toronto.ca/TWONTO#flow_switch |  | Pump, Centrifugal,Grit Slury, West Grit Gallery
114510 | TAB-PLT-FSL-2907 | Switch, Flow, Low, Seal Water, Grit Classifier CL-2900, Dewatering Area | TAB-PLT-CL-2900 | Switch,Flow-Low | Switch |  | FSL | http://www.toronto.ca/TWONTO#flow_switch |  | Classifier, Grit, Cyclone 2901 to 2904, Dewatering Area
114511 | TAB-PLT-FSL-3007 | Switch, Flow, Low, Seal Water, Grit Classifier CL-3000, Dewatering Area | TAB-PLT-CL-3000 | Switch,Flow-Low | Switch |  | FSL | http://www.toronto.ca/TWONTO#flow_switch |  | Classifier, Grit, Cyclone 3001 to 3004, Dewatering Area
114671 | TAB-PLT-LS-1550 | Switch, Level, Washer Compactor 1501 and 1601 | TAB-PLT-CMP-1501 | Switch,Level | Switch |  | LS | http://www.toronto.ca/TWONTO#level_switch |  | Compactor, Washer, Screenings, CMP-1501, Dewatering Area
114672 | TAB-PLT-LS-1750 | Switch, Level, Washer Compactor 1701 and 1801 | TAB-PLT-CMP-1701 | Switch,Level | Switch |  | LS | http://www.toronto.ca/TWONTO#level_switch |  | Compactor, Washer, Screenings, CMP-1701, Dewatering Area
114673 | TAB-PLT-LS-5128 | Switch, Level, | TAB-PLT-P-5128 | Switch,Level | Switch |  | LS | http://www.toronto.ca/TWONTO#level_switch |  | Pump, Sump
114674 | TAB-PLT-LSH-0070 | Switch, Level High, Screen Bldg. Sump, Pump Room, P Bldg. | TAB-PLT-P-0071 | Switch,Level-High | Switch |  | LSH | http://www.toronto.ca/TWONTO#level_switch |  | Pump, Centrifugal (Wet), Screen Bldg. Sump, Pump Room, P Bldg.
114675 | TAB-PLT-LSH-0186 | Switch,Level, High,Sump, Chemical storage Room, Odour Control Bldg( Emmission Air Control) | TAB-PLT-P-5126 | Switch,Level | Switch |  | LSH | http://www.toronto.ca/TWONTO#level_switch |  | Pump, Sump, P Bldg, Chemical Storage Rm
114676 | TAB-PLT-LSH-0241 | Switch,Level, High,Inlet Channel, Screen 0241 | TAB-PLT-SC-0241 | Switch,Level | Switch |  | LSH | http://www.toronto.ca/TWONTO#level_switch |  | Bar Screen #2
114677 | TAB-PLT-LSH-0289 | Switch,Level, High,Sump, Scrubber Room, Odour Control Bldg( Emmission Air Control) | TAB-PLT-P-5127 | Switch,Level | Switch |  | LSH | http://www.toronto.ca/TWONTO#level_switch |  | Pump, Sump, P Bldg, Scrubber Rm
114678 | TAB-PLT-LSH-0341 | Switch,Level, High,Inlet Channel, Screen 0341 | TAB-PLT-SC-0341 | Switch,Level | Switch |  | LSH | http://www.toronto.ca/TWONTO#level_switch |  | Bar Screen #3
114679 | TAB-PLT-LSH-0441 | Switch,Level, High,Inlet Channel, Screen 0441 | TAB-PLT-SC-0441 | Switch,Level | Switch |  | LSH | http://www.toronto.ca/TWONTO#level_switch |  | Bar Screen #4
114680 | TAB-PLT-LSH-0541? | Switch,Level, High,Inlet Channel, Screen 0541 | TAB-PLT-SC-0541? | Switch,Level | Switch | 35870 | LSH | http://www.toronto.ca/TWONTO#level_switch |  | Bar Screen #5
114681 | TAB-PLT-LSH-0871 | Switch, Level High, Grit Classifier CL-0770, Grit Handling Area, P Bldg. | TAB-PLT-CL-0870 | Switch,Level-High | Switch |  | LSH | http://www.toronto.ca/TWONTO#level_switch |  | Classifier, Grit, Grit Handling Area, P Bldg.
114682 | TAB-PLT-LSH-2901 | Switch, Level, High, Classifier 2900, Dewatering Area | TAB-PLT-CL-2900 | Switch,Level-High | Switch |  | LSH | http://www.toronto.ca/TWONTO#level_switch |  | Classifier, Grit, Cyclone 2901 to 2904, Dewatering Area
114683 | TAB-PLT-LSH-3001 | Switch, Level, High, Classifier 3000, Dewatering Area | TAB-PLT-CL-3000 | Switch,Level-High | Switch |  | LSH | http://www.toronto.ca/TWONTO#level_switch |  | Classifier, Grit, Cyclone 3001 to 3004, Dewatering Area
114684 | TAB-PLT-LSH-5120 | Switch, Level High, Sump Pumps P-5128/5129, Unwatering Pump Room | TAB-PLT-P-5128 | Switch,Level-High | Switch |  | LSH | http://www.toronto.ca/TWONTO#level_switch |  | Pump, Sump
114685 | TAB-PLT-LSH-5130 | Switch, Level High, Sump Pumps P-5130/5131, Primary Tank, T-0900 Gallery | TAB-PLT-P-5130 | Switch,Level-High | Switch |  | LSH | http://www.toronto.ca/TWONTO#level_switch |  | Pump, Sump
114686 | TAB-PLT-LSH-5575 | Switch, Level, High, Pump 5570, Drain Sump Area, D. Bldg. | TAB-PLT-P-5570 | Switch,Level-High | Switch |  | LSH | http://www.toronto.ca/TWONTO#level_switch |  | Pump, Centrifugal (Wet), Underdrain, Drain Sump Area, D. Bldg.
114687 | TAB-PLT-LSHH-0070 | Switch, Level High High, Screen Bldg. Sump, Pump Room, P Bldg. | TAB-PLT-P-0071 | Switch,Level-High-High | Switch |  | LSHH | http://www.toronto.ca/TWONTO#level_switch |  | Pump, Centrifugal (Wet), Screen Bldg. Sump, Pump Room, P Bldg.
114690 | TAB-PLT-LSL-0288 | Switch,Level, Low,Sump, Scrubber Room, Odour Control Bldg( Emmission Air Control) | TAB-PLT-P-5127 | Switch,Level | Switch |  | LSL | http://www.toronto.ca/TWONTO#level_switch |  | Pump, Sump, P Bldg, Scrubber Rm
114691 | TAB-PLT-LSL-0961 | Switch, Level Low, Grit Influent Channel Sump, Grit Bldg., P Bldg. | TAB-ACC-P-6405 | Switch,Level-Low | Switch |  | LSL | http://www.toronto.ca/TWONTO#level_switch |  | Pump, Sump, Basement, Grit Bldg., P Bldg.
114692 | TAB-PLT-LSL-5120 | Switch, Level Low, Sump Pumps P-5128/5129, Unwatering Pump Room | TAB-PLT-P-5128 | Switch,Level-Low | Switch |  | LSL | http://www.toronto.ca/TWONTO#level_switch |  | Pump, Sump
114693 | TAB-PLT-LSL-5130 | Switch, Level Low, Sump Pumps P-5130/5131, Primary Tank, T-0900 Gallery | TAB-PLT-P-5130 | Switch,Level-Low | Switch |  | LSL | http://www.toronto.ca/TWONTO#level_switch |  | Pump, Sump
114694 | TAB-PLT-LSL-5575 | Switch, Level, Low, Pump 5570, Drain Sump Area, D. Bldg. | TAB-PLT-P-5570 | Switch,Level-Low | Switch |  | LSL | http://www.toronto.ca/TWONTO#level_switch |  | Pump, Centrifugal (Wet), Underdrain, Drain Sump Area, D. Bldg.
114695 | TAB-PLT-LSLL-5575 | Switch, Level, Low-Low, Pump 5570, Drain Sump Area, D. Bldg. | TAB-PLT-P-5570 | Switch,Level-Low-Low | Switch |  | LSLL | http://www.toronto.ca/TWONTO#level_switch |  | Pump, Centrifugal (Wet), Underdrain, Drain Sump Area, D. Bldg.
114696 | TAB-PLT-LSM-5575 | Switch, Level, Medium, Pump 5570, Drain Sump Area, D. Bldg. | TAB-PLT-P-5570 | Switch,Level | Switch |  | LSM | http://www.toronto.ca/TWONTO#level_switch |  | Pump, Centrifugal (Wet), Underdrain, Drain Sump Area, D. Bldg.
114721 | TAB-PLT-MSL-0161 | Switch, Motion Low, Screenings Conveyor CV-0160, Screenings Handling Area, P Bldg. | TAB-PLT-CV-0160 | Switch,Motion | Switch |  | MSL | http://www.toronto.ca/TWONTO#motion_sensor_element |  | Conveyor, Shaftless Spiral, Screenings, Screenings Handling Area, P Bldg.
114722 | TAB-PLT-MSL-0241 | Switch, Motion Low, Screenings Distribution Conveyor CV-0240, Truck Loading Area, P Bldg. | TAB-PLT-CV-0240 | Switch,Motion | Switch |  | MSL | http://www.toronto.ca/TWONTO#motion_sensor_element |  | Conveyor, Reversing, Screenings Distribution, Truck Loading Area, P Bldg.
114723 | TAB-PLT-MSL-0300 | Switch, Motion Low, Grit Conveyor CV-0300, Grit Tank Area, Grit Bldg., P Bldg. | TAB-PLT-CV-0300 | Switch,Motion | Switch |  | MSL | http://www.toronto.ca/TWONTO#motion_sensor_element |  | Conveyor, Screw, Submersible, Grit Tank, T-0300, Grit Bldg., P Bldg.
114724 | TAB-PLT-MSL-0341 | Switch, Motion Low, Grit Distribution Conveyor CV-0340, Truck Loading Area, P Bldg. | TAB-PLT-CV-0340 | Switch,Motion | Switch |  | MSL | http://www.toronto.ca/TWONTO#motion_sensor_element |  | Conveyor, Reversing, Grit Distribution, Truck Loading Area, P Bldg.
114725 | TAB-PLT-MSL-0400 | Switch, Motion Low, Grit Conveyor CV-0400, Grit Tank Area, Grit Bldg., P Bldg. | TAB-PLT-CV-0400 | Switch,Motion | Switch |  | MSL | http://www.toronto.ca/TWONTO#motion_sensor_element |  | Conveyor, Screw, Submersible, Grit Tank, T-0400, Grit Bldg., P Bldg.
114726 | TAB-PLT-MSL-0541 | Switch, Motion Low, Grit Distribution Conveyor CV-0540, Truck Loading Area, P Bldg. | TAB-PLT-CV-0540 | Switch,Motion | Switch |  | MSL | http://www.toronto.ca/TWONTO#motion_sensor_element |  | Conveyor, Reversing, Grit Distribution, Truck Loading Area, P Bldg.
114727 | TAB-PLT-MSL-0600 | Switch, Motion Low, Grit Conveyor CV-0600, Grit Tank Area, Grit Bldg., P Bldg. | TAB-PLT-CV-0600 | Switch,Motion | Switch |  | MSL | http://www.toronto.ca/TWONTO#motion_sensor_element |  | Conveyor, Screw, Submersible, Grit Removal, Tank T-0600, Grit Bldg., P Bldg.
114728 | TAB-PLT-MSL-0771 | Switch, Motion Low, Grit Classifier CL-0770, Grit Handling Area, P Bldg. | TAB-PLT-CL-0770 | Switch,Motion | Switch |  | MSL | http://www.toronto.ca/TWONTO#motion_sensor_element |  | Classifier, Grit, Grit Handling Area, P Bldg.
114729 | TAB-PLT-MSL-0841 | Switch, Motion Low, Screenings Distribution Conveyor CV-0840, Truck Loading Area, P Bldg. | TAB-PLT-CV-0840 | Switch,Motion | Switch |  | MSL | http://www.toronto.ca/TWONTO#motion_sensor_element |  | Conveyor, Reversing, Screenings Distribution, Truck Loading Area, P Bldg.
114730 | TAB-PLT-MSL-0871 | Switch, Motion Low, Grit Classifier CL-0870, Grit Handling Area, P Bldg. | TAB-PLT-CL-0870 | Switch,Motion | Switch |  | MSL | http://www.toronto.ca/TWONTO#motion_sensor_element |  | Classifier, Grit, Grit Handling Area, P Bldg.
114785 | TAB-PLT-PSH-0121 | Switch, Pressure High, Grit Pump P-0121 Discharge, Grit Bldg., P Bldg. | TAB-PLT-P-0121 | Switch,Pressure-High | Switch |  | PSH | http://www.toronto.ca/TWONTO#pressure_switch |  | Pump, Centrifugal, Submersible, Grit Tank, T-0100, Grit Bldg., P Bldg.
114786 | TAB-PLT-PSH-0122 | Switch, Pressure High, Grit Pump P-0122 Discharge, Grit Bldg., P Bldg. | TAB-PLT-P-0122 | Switch,Pressure-High | Switch |  | PSH | http://www.toronto.ca/TWONTO#pressure_switch |  | Pump, Centrifugal, Submersible, Grit Tank, T-0100, Grit Bldg., P Bldg.
114788 | TAB-PLT-PSH-0222 | Switch, Pressure High, Grit Pump P-0222 Discharge, Grit Bldg., P Bldg. | TAB-PLT-P-0222 | Switch,Pressure-High | Switch |  | PSH | http://www.toronto.ca/TWONTO#pressure_switch |  | Pump, Centrifugal, Submersible, Grit Tank, T-0200, Grit Bldg., P Bldg.
114789 | TAB-PLT-PSH-0322 | Switch, Pressure High, Grit Pump P-0322 Discharge, Grit Bldg., P Bldg. | TAB-PLT-P-0322 | Switch,Pressure-High | Switch |  | PSH | http://www.toronto.ca/TWONTO#pressure_switch |  | Pump, Centrifugal, Submersible, Grit Tank, T-0300, Grit Bldg., P Bldg.
114790 | TAB-PLT-PSH-0421 | Switch, Pressure High, Grit Pump P-0421 Discharge, Grit Bldg., P Bldg. | TAB-PLT-P-0421 | Switch,Pressure-High | Switch |  | PSH | http://www.toronto.ca/TWONTO#pressure_switch |  | Pump, Centrifugal, Submersible, Grit Tank, T-0400, Grit Bldg., P Bldg.
114791 | TAB-PLT-PSH-0521 | Switch, Pressure High, Grit Pump P-0521 Discharge, Grit Bldg., P Bldg. | TAB-PLT-P-0521 | Switch,Pressure-High | Switch |  | PSH | http://www.toronto.ca/TWONTO#pressure_switch |  | Pump, Centrifugal, Submersible, Grit Tank, T-0500, Grit Bldg., P Bldg.
114792 | TAB-PLT-PSH-0621 | Switch, Pressure High, Grit Pump P-0621 Discharge, Grit Bldg., P Bldg. | TAB-PLT-P-0621 | Switch,Pressure-High | Switch |  | PSH | http://www.toronto.ca/TWONTO#pressure_switch |  | Pump, Centrifugal, Submersible, Grit Tank, T-0600, Grit Bldg., P Bldg.
114793 | TAB-PLT-PSJ-0122 | Switch, Pressure High, Grit Pump P-0122 Discharge, Grit Bldg., P Bldg. | TAB-PLT-P-0122 | Switch,Pressure-High | Switch |  | PSJ | http://www.toronto.ca/TWONTO#pressure_switch |  | Pump, Centrifugal, Submersible, Grit Tank, T-0100, Grit Bldg., P Bldg.
114794 | TAB-PLT-PSL-0171 | Switch, Pressure Low, Grit Slurry, Hydrocyclone CYC-0170 Inlet, Grit Handling Area, P Bldg. | TAB-PLT-CYC-0170 | Switch,Pressure-Low | Switch |  | PSL | http://www.toronto.ca/TWONTO#pressure_switch |  | Hydrocyclone, Grit Handling Area, P Bldg.
114795 | TAB-PLT-PSL-0184 | Switch, Low Pressure, Odour Control, Exhaust | TAB-PLT-FN-0182 | Switch,Pressure | Switch |  | PSL | http://www.toronto.ca/TWONTO#pressure_switch |  | Fan, Scrubber Exhaust, P Bldg, Roof
114796 | TAB-PLT-PSL-0271 | Switch, Pressure Low, Grit Slurry, Hydrocyclone CYC-0270 Inlet, Grit Handling Area, P Bldg. | TAB-PLT-CYC-0270 | Switch,Pressure-Low | Switch |  | PSL | http://www.toronto.ca/TWONTO#pressure_switch |  | Hydrocyclone, Grit Handling Area, P Bldg.
114797 | TAB-PLT-PSL-0371 | Switch, Pressure Low, Grit Slurry, Hydrocyclone CYC-0370 Inlet, Grit Handling Area, P Bldg. | TAB-PLT-CYC-0370 | Switch,Pressure-Low | Switch |  | PSL | http://www.toronto.ca/TWONTO#pressure_switch |  | Hydrocyclone, Grit Handling Area, P Bldg.
114798 | TAB-PLT-PSL-0471 | Switch, Pressure Low, Grit Slurry, Hydrocyclone CYC-0470 Inlet, Grit Handling Area, P Bldg. | TAB-PLT-CYC-0470 | Switch,Pressure-Low | Switch |  | PSL | http://www.toronto.ca/TWONTO#pressure_switch |  | Hydrocyclone, Grit Handling Area, P Bldg.
114799 | TAB-PLT-PSL-0571 | Switch, Pressure Low, Grit Slurry, Hydrocyclone CYC-0570 Inlet, Grit Handling Area, P Bldg. | TAB-PLT-CYC-0570 | Switch,Pressure-Low | Switch |  | PSL | http://www.toronto.ca/TWONTO#pressure_switch |  | Hydrocyclone, Grit Handling Area, P Bldg.
114800 | TAB-PLT-PSL-0671 | Switch, Pressure Low, Grit Slurry, Hydrocyclone CYC-0670 Inlet, Grit Handling Area, P Bldg. | TAB-PLT-CYC-0670 | Switch,Pressure-Low | Switch |  | PSL | http://www.toronto.ca/TWONTO#pressure_switch |  | Hydrocyclone, Grit Handling Area, P Bldg.
114853 | TAB-PLT-SSL-3600 | Switch, Speed, Low, Grit Receivings Conveyor 3600, Conveyor Area | TAB-PLT-CV-3600 | Switch,Speed-Low | Switch |  | SSL | http://www.toronto.ca/TWONTO#speed_switch |  | Conveyor, Shaftless Spiral, Horizontal, Dewatering Area
114854 | TAB-PLT-SSL-3700 | Switch, Speed, Low, Grit Receivings Conveyor 3700, Conveyor Area | TAB-PLT-CV-3700 | Switch,Speed-Low | Switch |  | SSL | http://www.toronto.ca/TWONTO#speed_switch |  | Conveyor, Shaftless Spiral, Horizontal, Dewatering Area
114855 | TAB-PLT-SSL-3800 | Switch, Speed, Low, Grit Receivings Conveyor 3800, Conveyor Area | TAB-PLT-CV-3800 | Switch,Speed-Low | Switch |  | SSL | http://www.toronto.ca/TWONTO#speed_switch |  | Conveyor, Shaftless Spiral, Horizontal, Dewatering Area
114856 | TAB-PLT-SSL-3900 | Switch, Speed, Low, Grit Receivings Conveyor 3900, Conveyor Area | TAB-PLT-CV-3900 | Switch,Speed-Low | Switch |  | SSL | http://www.toronto.ca/TWONTO#speed_switch |  | Conveyor, Shaftless Spiral, Horizontal, Dewatering Area
114857 | TAB-PLT-SSL-4000 | Switch, Speed, Low, Grit Outloading Conveyor 4000, Conveyor Area | TAB-PLT-CV-4000 | Switch,Speed-Low | Switch |  | SSL | http://www.toronto.ca/TWONTO#speed_switch |  | Conveyor, Shaftless Spiral, Horizontal, Loading Bay
114859 | TAB-PLT-SSL-4400 | Switch, Speed, Low, Screenings Receiving Conveyor 4400, Conveyor Area | TAB-PLT-CV-4300 | Switch,Speed-Low | Switch |  | SSL | http://www.toronto.ca/TWONTO#speed_switch |  | Conveyor, Shaftless Spiral, Horizontal, Loading Bay
114860 | TAB-PLT-SSL-4600 | Switch, Speed, Low, Screenings Receiving Conveyor 4600, Conveyor Area | TAB-PLT-CV-4600 | Switch,Speed-Low | Switch |  | SSL | http://www.toronto.ca/TWONTO#speed_switch |  | Conveyor, Shaftless Spiral, Horizontal, Dewatering Area
114861 | TAB-PLT-SSL-4700 | Switch, Speed, Low, Screenings Receiving Conveyor 4700, Conveyor Area | TAB-PLT-CV-4700 | Switch,Speed-Low | Switch |  | SSL | http://www.toronto.ca/TWONTO#speed_switch |  | Conveyor, Shaftless Spiral, Horizontal, Dewatering Area
115265 | TAB-PLT-WSH-0141 | Switch,weight, High, Screen 0141 | TAB-PLT-SC-0141 | Switch,Weight-High | Switch |  | WSH | http://www.toronto.ca/TWONTO#weight_switch |  | Bar Screen #1
115266 | TAB-PLT-WSH-0241 | Switch,weight, High, Screen 0241 | TAB-PLT-SC-0241 | Switch,Weight-High | Switch |  | WSH | http://www.toronto.ca/TWONTO#weight_switch |  | Bar Screen #2
115267 | TAB-PLT-WSH-0441 | Switch,weight, High, Screen 0441 | TAB-PLT-SC-0441 | Switch,Weight-High | Switch |  | WSH | http://www.toronto.ca/TWONTO#weight_switch |  | Bar Screen #4
115268 | TAB-PLT-WSH-0541? | Switch,weight, High, Screen 0541 | TAB-SUSPENDED ENTITY | Switch,Weight-High | Switch | 35892 | WSH | http://www.toronto.ca/TWONTO#weight_switch |  | Suspended entities
115269 | TAB-PLT-WSH-0641? | Switch,weight, High, Screen 0641 | TAB-PLT-SC-0641? | Switch,Weight-High | Switch | 35893 | WSH | http://www.toronto.ca/TWONTO#weight_switch |  | Bar Screen #6
115270 | TAB-PLT-WSH-0641? | Switch,weight, High, Screen 0641 | TAB-SUSPENDED ENTITY | Switch,Weight-High | Switch | 35893 | WSH | http://www.toronto.ca/TWONTO#weight_switch |  | Suspended entities
115419 | TAB-PRM-FSL-2200 | Switch ,Flow, Low, Seal Water to P-2200 | TAB-PRM-P-2200 | Switch,Flow | Switch |  | FSL | http://www.toronto.ca/TWONTO#flow_switch |  | Pump, Scum, PST 3 & 4
115420 | TAB-PRM-FSL-2300 | Switch ,Flow, Low, Seal Water to P-2300 | TAB-PRM-P-2300 | Switch,Flow | Switch |  | FSL | http://www.toronto.ca/TWONTO#flow_switch |  | Pump, Scum, PST 5 & 6
115421 | TAB-PRM-FSL-2501? | Switch ,Flow, Low,Seal water to Scum Pump p-2501 | TAB-PRM-P-2501? | Switch,Flow | Switch | 34240 | FSL | http://www.toronto.ca/TWONTO#flow_switch |  | Pump, Scum
115422 | TAB-PRM-FSL-2501? | Switch ,Flow, Low,Seal water to Scum Pump p-2501 | TAB-SUSPENDED ENTITY | Switch,Flow | Switch | 34240 | FSL | http://www.toronto.ca/TWONTO#flow_switch |  | Suspended entities
115423 | TAB-PRM-FSL-2502? | Switch ,Flow, Low,Seal water to Scum Pump P-2502 | TAB-PRM-P-2502? | Switch,Flow | Switch | 34239 | FSL | http://www.toronto.ca/TWONTO#flow_switch |  | Pump, Scum
115424 | TAB-PRM-FSL-2502? | Switch ,Flow, Low,Seal water to Scum Pump P-2502 | TAB-SUSPENDED ENTITY | Switch,Flow | Switch | 34239 | FSL | http://www.toronto.ca/TWONTO#flow_switch |  | Suspended entities
115425 | TAB-PRM-FSL-2602 | Switch ,Flow, Low,Seal water to Scum Pump P-2602 | TAB-PRM-P-2602 | Switch,Flow | Switch |  | FSL | http://www.toronto.ca/TWONTO#flow_switch |  | Pump, Scum
115426 | TAB-PRM-FSL-2701 | Switch ,Flow, Low,Seal water to Scum Pump P-2701 | TAB-PRM-P-2701 | Switch,Flow | Switch |  | FSL | http://www.toronto.ca/TWONTO#flow_switch |  | Pump, Scum
115427 | TAB-PRM-FSL-3302 | Switch ,Flow, Low,Seal water to Pump-3302 | TAB-PRM-P-3302 | Switch,Flow | Switch |  | FSL | http://www.toronto.ca/TWONTO#flow_switch |  | Pump, Raw Sludge
115428 | TAB-PRM-FSL-3601 | Switch, Flow Low, Raw Sludge Pump P-3601 Seal Water Line, Primary Gallery | TAB-PRM-P-3501 | Switch,Flow-Low | Switch |  | FSL | http://www.toronto.ca/TWONTO#flow_switch |  | Pump, , PRS from Primary Tank 0800, Primary Treatment, Sludge Pumping
115429 | TAB-PRM-FSL-3601 | Switch, Flow Low, Raw Sludge Pump P-3601 Seal Water Line, Primary Gallery | TAB-PRM-P-3601 | Switch,Flow-Low | Switch |  | FSL | http://www.toronto.ca/TWONTO#flow_switch |  | Pump, Centrifugal, PRS from Primary Tank 0900, Primary Treatment, Sludge Pumping
115430 | TAB-PRM-FSL-3601? | Switch ,Flow, Low,Seal water to Pump-3601 | TAB-PRM-P-3601? | Switch,Flow | Switch | 34198 | FSL | http://www.toronto.ca/TWONTO#flow_switch |  | Pump, Raw Sludge, Primary Tank 9
115431 | TAB-PRM-FSL-3602 | Switch, Flow Low, Raw Sludge Pump P-3602 Seal Water Line, Primary Gallery | TAB-PRM-P-3602 | Switch,Flow-Low | Switch |  | FSL | http://www.toronto.ca/TWONTO#flow_switch |  | Pump, Centrifugal, PRS from Primary Tank 0900, Primary Treatment, Sludge Pumping
115432 | TAB-PRM-FSL-3602? | Switch ,Flow, Low,Seal water to Pump-3602 | TAB-PRM-P-3602? | Switch,Flow | Switch | 34199 | FSL | http://www.toronto.ca/TWONTO#flow_switch |  | Pump, Raw Sludge, Primary Tank 9
115433 | TAB-PRM-FSL-3602? | Switch ,Flow, Low,Seal water to Pump-3602 | TAB-SUSPENDED ENTITY | Switch,Flow | Switch | 34199 | FSL | http://www.toronto.ca/TWONTO#flow_switch |  | Suspended entities
115434 | TAB-PRM-FSL-3701 | Switch ,Flow, Low,Seal water to Pump-3701 | TAB-PRM-P-3701 | Switch,Flow | Switch |  | FSL | http://www.toronto.ca/TWONTO#flow_switch |  | Pump, Raw Sludge
115435 | TAB-PRM-FSL-3801 | Switch ,Flow, Low,Seal water to Pump-3801 | TAB-PRM-P-3801 | Switch,Flow | Switch |  | FSL | http://www.toronto.ca/TWONTO#flow_switch |  | Pump, Raw Sludge
115436 | TAB-PRM-FSL-3802 | Switch ,Flow, Low,Seal water to Pump-3802 | TAB-PRM-P-3802 | Switch,Flow | Switch |  | FSL | http://www.toronto.ca/TWONTO#flow_switch |  | Pump, Raw Sludge
115437 | TAB-PRM-FSL-3901 | Switch ,Flow, Low,Seal water to Pump-3901 | TAB-PRM-P-3901 | Switch,Flow | Switch |  | FSL | http://www.toronto.ca/TWONTO#flow_switch |  | Pump, Raw Sludge
115438 | TAB-PRM-FSL-5002 | Switch ,Flow, Low,Hot Water Recirculation ,P-2201 | TAB-PRM-T-2200 | Switch,Flow | Switch |  | FSL | http://www.toronto.ca/TWONTO#flow_switch |  | Hopper Scum - Primary Tank 3-4
115439 | TAB-PRM-FSL-5003 | Switch ,Flow, Low,Hot Water Recirculation ,P-2301 | TAB-PRM-P-2301 | Switch,Flow | Switch |  | FSL | http://www.toronto.ca/TWONTO#flow_switch |  | Pump, Hot Water Recirculating
115440 | TAB-PRM-FSL-5004 | Switch ,Flow, Low,Hot water to Tank -T-2400 | TAB-PRM-T-2400 | Switch,Flow | Switch |  | FSL | http://www.toronto.ca/TWONTO#flow_switch |  | Hopper, Primary Tanks 7-9 Scum
115441 | TAB-PRM-FSL-5005 | Switch ,Flow, Low,Hot Water Return, Scum Hopper T-2500 | TAB-SUSPENDED ENTITY | Switch,Flow | Switch | 34241 | FSL | http://www.toronto.ca/TWONTO#flow_switch |  | Suspended entities
115442 | TAB-PRM-FSL-5007 | Switch ,Flow, Low,Hot water to Tank -T-2700 | TAB-PRM-T-2700 | Switch,Flow | Switch |  | FSL | http://www.toronto.ca/TWONTO#flow_switch |  | D Building - Hopper, Scum
115443 | TAB-PRM-FSL-6501 | Switch ,Flow, Low,Water injection to Scum Pump 2100 | TAB-PRM-T-2100 | Switch,Flow | Switch |  | FSL | http://www.toronto.ca/TWONTO#flow_switch |  | Hopper, Scum - Primary Tank 1-2
115444 | TAB-PRM-FSL-6505 | Switch ,Flow, Low,Flushing water to Pump-P-2401 | TAB-PRM-P-2401 | Switch,Flow | Switch |  | FSL | http://www.toronto.ca/TWONTO#flow_switch |  | Pump, Positive Displacement , Primary Treatment, Scum Pumping, Primary Gallery
115445 | TAB-PRM-FSL-6506 | Switch ,Flow, Low,Flushing water to Pump-P-2502 | TAB-PRM-P-2502? | Switch,Flow | Switch | 34242 | FSL | http://www.toronto.ca/TWONTO#flow_switch |  | Pump, Scum
115446 | TAB-PRM-FSL-6507 | Switch ,Flow, Low,Flushing water to Pump-P-2501 | TAB-PRM-P-2501? | Switch,Flow | Switch | 34243 | FSL | http://www.toronto.ca/TWONTO#flow_switch |  | Pump, Scum
115447 | TAB-PRM-FSL-6507 | Switch ,Flow, Low,Flushing water to Pump-P-2501 | TAB-SUSPENDED ENTITY | Switch,Flow | Switch | 34243 | FSL | http://www.toronto.ca/TWONTO#flow_switch |  | Suspended entities
115448 | TAB-PRM-FSL-6510 | Switch ,Flow, Low,Flushing water to Pump-P-2701 | TAB-PRM-P-2701 | Switch,Flow | Switch |  | FSL | http://www.toronto.ca/TWONTO#flow_switch |  | Pump, Scum
115449 | TAB-PRM-FSL-6511 | Switch ,Flow, Low,Flushing water to Pump-P-2702 | TAB-PRM-P-2702 | Switch,Flow | Switch |  | FSL | http://www.toronto.ca/TWONTO#flow_switch |  | Pump, Scum
115450 | TAB-PRM-FSL-7003 | Switch ,Flow, Low,Exhaust Air, FN7003 | TAB-PRM-T-2300 | Switch,Flow | Switch |  | FSL | http://www.toronto.ca/TWONTO#flow_switch |  | Hopper, Scum - Primary Tank 5-6
115451 | TAB-PRM-FSL-7005 | Switch ,Flow, Low, Exhaust Fan- FN-7005 | TAB-PRM-FN-7005 | Switch,Flow | Switch |  | FSL | http://www.toronto.ca/TWONTO#flow_switch |  | Fan, Exhaust (Primary Scum Air Process ) NEF-25
115452 | TAB-PRM-FSL-7006 | Switch ,Flow, Low, Exhaust Fan- FN-7006 | TAB-PRM-FN-7006 | Switch,Flow | Switch |  | FSL | http://www.toronto.ca/TWONTO#flow_switch |  | Fan, Exhaust (Primary Scum Air Process) NEF -24
115453 | TAB-PRM-FSL-7008 | Switch ,Flow, Low, Exhaust Fan- FN-7008 | TAB-PRM-FN-7008 | Switch,Flow | Switch |  | FSL | http://www.toronto.ca/TWONTO#flow_switch |  | Fan, Exhaust (Primary Scum Air Process)
115480 | TAB-PRM-LSH-0462 | Switch, Level High, Coagulant Tank Storage Containment Area No.2, Grit Bldg., P Bldg. | TAB-PRM-T-0410 | Switch,Level-High | Switch |  | LSH | http://www.toronto.ca/TWONTO#level_switch |  | Tank, Coagulant, CEPT Coagulant Dosing System, Grit Bldg., P Bldg.
115484 | TAB-PRM-LSHH-0211 | Switch, Level High High, Polymer Mix/Hold Tank T-0210, Polymer Room, Old Screen Bldg., P Bldg. | TAB-PRM-T-0210 | Switch,Level-High-High | Switch |  | LSHH | http://www.toronto.ca/TWONTO#level_switch |  | Tank, Polymer Mix/Hold, Tank, Polymer Room, Old Screen Bldg., P Bldg.
115485 | TAB-PRM-LSHH-0221 | Switch, Level High High, Polymer Mix/Hold Tank T-0220, Polymer Room, Old Screen Bldg., P Bldg. | TAB-PRM-T-0220 | Switch,Level-High-High | Switch |  | LSHH | http://www.toronto.ca/TWONTO#level_switch |  | Tank, Polymer Mix/Hold, Tank, Polymer Room, Old Screen Bldg., P Bldg.
115486 | TAB-PRM-LSHH-0412 | Switch, Level High High, CEPT Coagulant Tank T-0410, Grit Bldg., P Bldg. | TAB-PRM-T-0410 | Switch,Level-High-High | Switch |  | LSHH | http://www.toronto.ca/TWONTO#level_switch |  | Tank, Coagulant, CEPT Coagulant Dosing System, Grit Bldg., P Bldg.
115487 | TAB-PRM-LSHH-0432 | Switch, Level High High, CEPT Coagulant Tank T-0430, Grit Bldg., P Bldg. | TAB-PRM-T-0430 | Switch,Level-High-High | Switch |  | LSHH | http://www.toronto.ca/TWONTO#level_switch |  | Tank, Coagulant, CEPT Coagulant Dosing System, Grit Bldg., P Bldg.
115488 | TAB-PRM-LSHH-0442 | Switch, Level High High, CEPT Coagulant Tank T-0440, Grit Bldg., P Bldg. | TAB-PRM-T-0440 | Switch,Level-High-High | Switch |  | LSHH | http://www.toronto.ca/TWONTO#level_switch |  | Tank, Coagulant, CEPT Coagulant Dosing System, Grit Bldg., P Bldg.
115489 | TAB-PRM-LSHH-0452 | Switch, Level High, High, Coagulant Tank Storage Containment Area No.1, Grit Bldg., P Bldg. | TAB-PRM-T-0410 | Switch,Level-High-High | Switch |  | LSHH | http://www.toronto.ca/TWONTO#level_switch |  | Tank, Coagulant, CEPT Coagulant Dosing System, Grit Bldg., P Bldg.
115490 | TAB-PRM-LSHH-0511 | Switch, Level High High, Coagulant Tank Storage Containment Area No.1 Sump, Grit Bldg., P Bldg. | TAB-PRM-P-0510 | Switch,Level-High-High | Switch |  | LSHH | http://www.toronto.ca/TWONTO#level_switch |  | Pump, Submersible, Portable, Sump, Coagulant Tank Containment Area No. 1, Grit Bldg., P Bldg.
115491 | TAB-PRM-LSHH-8070 | Switch, Level High-High, Primary Tanks, P.S #2, Basement, Scum Pump Room | TAB-PRM-P-8070 |  | Switch |  | LSHH | http://www.toronto.ca/TWONTO#level_switch |  | Pump, Sump
115492 | TAB-PRM-LSHH-8071 | Switch, Level High-High, Primary Tanks, P.S #3, Basement, Sludge Pump Room | TAB-PRM-P-8071 |  | Switch |  | LSHH | http://www.toronto.ca/TWONTO#level_switch |  | Pump, Sump
115493 | TAB-PRM-LSHH-8072 | Switch, Level High-High, Primary Tanks, P.S #3, Basement, Scum Pump Room | TAB-PRM-P-8072 |  | Switch |  | LSHH | http://www.toronto.ca/TWONTO#level_switch |  | Pump, Sump
115494 | TAB-PRM-LSL-0111 | Switch, Level Low, Polymer Bag System FD-0111, Polymer Room, Old Screen Bldg., P Bldg. | TAB-PRM-T-0110 | Switch,Level-Low | Switch |  | LSL | http://www.toronto.ca/TWONTO#level_switch |  | Tank, Polymer Make-Up, Polymer Room, Old Screen Bldg., P Bldg.
115551 | TAB-PRM-PSH-0321 | Switch, Pressure High, Polymer Feed Pump P-0320, Polymer Room, Old Screen Bldg., P Bldg. | TAB-PRM-P-0320 | Switch,Pressure-High | Switch |  | PSH | http://www.toronto.ca/TWONTO#pressure_switch |  | Pump, Polymer Feed, Positive Displacement, Polymer Room, Old Screen Bldg., P Bldg.
115552 | TAB-PRM-PSH-0331 | Switch, Pressure High, Polymer Feed Pump P-0330, Polymer Room, Old Screen Bldg., P Bldg. | TAB-PRM-P-0330 | Switch,Pressure-High | Switch |  | PSH | http://www.toronto.ca/TWONTO#pressure_switch |  | Pump, Polymer Feed, Positive Displacement, Polymer Room, Old Screen Bldg., P Bldg.
115553 | TAB-PRM-PSH-0341 | Switch, Pressure High, Polymer Feed Pump P-0340, Polymer Room, Old Screen Bldg., P Bldg. | TAB-PRM-P-0340 | Switch,Pressure-High | Switch |  | PSH | http://www.toronto.ca/TWONTO#pressure_switch |  | Pump, Polymer Feed, Positive Displacement, Polymer Room, Old Screen Bldg., P Bldg.
115554 | TAB-PRM-PSH-0351 | Switch, Pressure High, Polymer Feed Pump P-0350, Polymer Room, Old Screen Bldg., P Bldg. | TAB-PRM-P-0350 | Switch,Pressure-High | Switch |  | PSH | http://www.toronto.ca/TWONTO#pressure_switch |  | Pump, Polymer Feed, Positive Displacement, Polymer Room, Old Screen Bldg., P Bldg.
115555 | TAB-PRM-PSH-2100 | Switch Pressure,High,Scum Pump-2100 | TAB-PRM-P-2100 | Switch,Pressure | Switch |  | PSH | http://www.toronto.ca/TWONTO#pressure_switch |  | Pump, Scum, PST 1 & 2
115556 | TAB-PRM-PSH-2401 | Switch, Pressure,High, Scum Pump P-2401 Discharge | TAB-PRM-P-2401 | Switch,Pressure | Switch |  | PSH | http://www.toronto.ca/TWONTO#pressure_switch |  | Pump, Positive Displacement , Primary Treatment, Scum Pumping, Primary Gallery
115558 | TAB-PRM-PSH-2502? | Switch Pressure,High, Pump-2502 Discharge | TAB-SUSPENDED ENTITY | Switch,Pressure | Switch | 34234 | PSH | http://www.toronto.ca/TWONTO#pressure_switch |  | Suspended entities
115559 | TAB-PRM-PSH-2601 | Switch Pressure,High, Pump-2601 Discharge | TAB-PRM-P-2601 | Switch,Pressure | Switch |  | PSH | http://www.toronto.ca/TWONTO#pressure_switch |  | Pump, Scum
115560 | TAB-PRM-PSH-2702 | Switch, High Pressure, Scum Pump 2702 Discharge | TAB-PRM-P-2702 | Switch,Pressure | Switch |  | PSH | http://www.toronto.ca/TWONTO#pressure_switch |  | Pump, Scum
115561 | TAB-PRM-PSL-2100A | Switch Pressure,Low,Suction side of Pump-2100 | TAB-PRM-P-2100 | Switch,Pressure | Switch |  | PSL | http://www.toronto.ca/TWONTO#pressure_switch |  | Pump, Scum, PST 1 & 2
115562 | TAB-PRM-PSL-2200A | Switch Pressure,Low,Suction side of Pump-2200 | TAB-PRM-P-2200 | Switch,Pressure | Switch |  | PSL | http://www.toronto.ca/TWONTO#pressure_switch |  | Pump, Scum, PST 3 & 4
115563 | TAB-PRM-PSL-2300A | Switch Pressure,Low,Suction side of Pump-2200 | TAB-PRM-P-2300 | Switch,Pressure | Switch |  | PSL | http://www.toronto.ca/TWONTO#pressure_switch |  | Pump, Scum, PST 5 & 6
115564 | TAB-PRM-PSL-2402 | Switch Pressure,Low, Scum Pump-2402 Suction | TAB-PRM-P-2402 | Switch,Pressure | Switch |  | PSL | http://www.toronto.ca/TWONTO#pressure_switch |  | Pump, Positive Displacement , Primary Treatment, Scum Pumping, Primary Gallery
115565 | TAB-PRM-PSL-2701 | Switch Pressure,Low, Pump-2701 Suction | TAB-PRM-P-2701 | Switch,Pressure | Switch |  | PSL | http://www.toronto.ca/TWONTO#pressure_switch |  | Pump, Scum
115566 | TAB-PRM-PSL-3402 | Switch, Pressure Low, Primary Sludge, Pump P-3402 Suction, Primary Tank, T-0700 Gallery | TAB-PRM-P-3401 | Switch,Pressure-Low | Switch |  | PSL | http://www.toronto.ca/TWONTO#pressure_switch |  | Pump, PRS from Primary Tank 0700, Primary Treatment, Sludge Pumping
115568 | TAB-PRM-PSL-3602 | Switch, Pressure Low, Primary Sludge, Pump P-3602 Suction, Primary Tank, T-0900 Gallery | TAB-PRM-P-3602 | Switch,Pressure-Low | Switch |  | PSL | http://www.toronto.ca/TWONTO#pressure_switch |  | Pump, Centrifugal, PRS from Primary Tank 0900, Primary Treatment, Sludge Pumping
115569 | TAB-PRM-PSL-4100 | Switch,Pressure, Low | TAB-PRM-P-4100 | Switch,Pressure-Low | Switch |  | PSL | http://www.toronto.ca/TWONTO#pressure_switch |  | Pump, Density, Primary Sludge Line2
115570 | TAB-PRM-PSL-7001 | Switch Pressure,Low ,Exhaust Fan FN-7002 | TAB-PRM-T-2200 | Switch,Pressure | Switch |  | PSL | http://www.toronto.ca/TWONTO#pressure_switch |  | Hopper Scum - Primary Tank 3-4
115571 | TAB-PRM-PSL-7002 | Switch Pressure,Low ,Exhaust Fan FN-7002 | TAB-PRM-T-2200 | Switch,Pressure | Switch |  | PSL | http://www.toronto.ca/TWONTO#pressure_switch |  | Hopper Scum - Primary Tank 3-4
115572 | TAB-PRM-PSL-7007 | Switch Pressure,Low,Fan-FN 7007 | TAB-PRM-FN-7007 | Switch,Pressure | Switch |  | PSL | http://www.toronto.ca/TWONTO#pressure_switch |  | Fan, Exhaust (Primary Scum Air Process)
115573 | TAB-PRM-PSL-7008 | Switch Pressure,Low,Fan-FN 7007 | TAB-PRM-FN-7008 | Switch,Pressure | Switch |  | PSL | http://www.toronto.ca/TWONTO#pressure_switch |  | Fan, Exhaust (Primary Scum Air Process)
115613 | TAB-PRM-TSH-0350 | Switch, Temperature High, Polymer Feed Pump P-0350, Polymer Room, Old Screen Bldg., P Bldg. | TAB-PRM-P-0350 | Switch,Temperature-High | Switch |  | TSH | http://www.toronto.ca/TWONTO#temperature_switch |  | Pump, Polymer Feed, Positive Displacement, Polymer Room, Old Screen Bldg., P Bldg.
115614 | TAB-PRM-TSH-0360 | Switch, Temperature High, Polymer Feed Pump P-0360, Polymer Room, Old Screen Bldg., P Bldg. | TAB-PRM-P-0360 | Switch,Temperature-High | Switch |  | TSH | http://www.toronto.ca/TWONTO#temperature_switch |  | Pump, Polymer Feed, Positive Displacement, Polymer Room, Old Screen Bldg., P Bldg.
116108 | TAB-PRS-LS-8099 | Switch, Level,Sump Pit | TAB-PRS-P-8099 | Switch,Level | Switch |  | LS | http://www.toronto.ca/TWONTO#level_switch |  | Pump, Sump-GX3002A
116109 | TAB-PRS-LSH-0401 | Switch, Level-High, Containment Sump | TAB-PRS-T-0401 | Switch,Level-High | Switch |  | LSH | http://www.toronto.ca/TWONTO#level_switch |  | Containment Sump, Miscellaneous Process
116110 | TAB-PRS-LSH-0990 | Switch, Level, High, Chemical Containment Area, Ferrous Chloride Room | TAB-PRS-T-0990 | Switch,Level-High | Switch |  | LSH | http://www.toronto.ca/TWONTO#level_switch |  | Tank, Ferrous Chloride, D Building
116111 | TAB-PRS-LSH-2002 | Switch, Level-High, Chemical Storage Tank Containment, West Chemical Storage Tanks | TAB-PRS-T-FECL2 | Switch,Level-High | Switch |  | LSH | http://www.toronto.ca/TWONTO#level_switch |  | Ferrous Chloride Tanks & Valves
116112 | TAB-PRS-LSH-3001 | Switch, High, Chemical Dosing Containment Area, Secondary Dosing | TAB-PRS-T-FECL2 | Switch,Level-High | Switch |  | LSH | http://www.toronto.ca/TWONTO#level_switch |  | Ferrous Chloride Tanks & Valves
116113 | TAB-PRS-LSHH-0401 | Switch, Level-High-High, Containment Sump | TAB-PRS-T-0401 | Switch,Level-High-High | Switch |  | LSHH | http://www.toronto.ca/TWONTO#level_switch |  | Containment Sump, Miscellaneous Process
116114 | TAB-PRS-LSHH-0413 | Switch, Level High High, Sanitary Sump | TAB-PRS-P-0413 | Switch,Level-High-High | Switch |  | LSHH | http://www.toronto.ca/TWONTO#level_switch |  | Pump, Submersible, Sanitary Sump , Middle of the 'J' tunnel between PRS Building and RAS gallery
116116 | TAB-PRS-LSHH-8099 | Switch, Level High-High, Chemical Gallery, North-East Sump | TAB-PRS-P-8099 |  | Switch |  | LSHH | http://www.toronto.ca/TWONTO#level_switch |  | Pump, Sump-GX3002A
116117 | TAB-PRS-LSL-1002 | Switch,Level -Low,Ferrous Chloride,Tank 1001 | TAB-SUSPENDED ENTITY | Switch,Level | Switch | 34509 | LSL | http://www.toronto.ca/TWONTO#level_switch |  | Suspended entities
116184 | TAB-PRS-PSH-0303 | Switch,Pressure,High,Pump 0303 | TAB-PRS-P-0303 | Switch,Pressure | Switch |  | PSH | http://www.toronto.ca/TWONTO#pressure_switch |  | Pump, Transfer, Chemical Gallery (Stand By)
116185 | TAB-PRS-PSH-0402 | Switch, Pressure-High, Containment Sump | TAB-PRS-P-0402 | Switch,Pressure-High | Switch |  | PSH | http://www.toronto.ca/TWONTO#pressure_switch |  | Pump, Sump, Containment Sump
116186 | TAB-PRS-PSH-1003 | Switch, Pressure-High, Chemical Discharge, Rail Car Unloading | TAB-PRS-VEH-1010SUS | Switch,Pressure-High | Switch |  | PSH | http://www.toronto.ca/TWONTO#pressure_switch |  | Rail Car, Chemical Storage
116187 | TAB-PRS-PSH-3020 | Switch, Pressure-High, Chemical Dosing Pump, Secondary Dosing | TAB-PRS-P-3020 | Switch,Pressure-High | Switch |  | PSH | http://www.toronto.ca/TWONTO#pressure_switch |  | Pump, Chemical Dosing, Secondary Dosing
116188 | TAB-PRS-PSH-3030 | Switch, Pressure-High, Chemical Dosing Pump, Secondary Dosing | TAB-PRS-P-3030 | Switch,Pressure-High | Switch |  | PSH | http://www.toronto.ca/TWONTO#pressure_switch |  | Pump, Chemical Dosing, Secondary Dosing
116189 | TAB-PRS-PSH-3110 | Switch, Pressure-High,Chemical Dosing Pump, Secondary Dosing | TAB-PRS-P-3030 | Switch,Pressure-High | Switch |  | PSH | http://www.toronto.ca/TWONTO#pressure_switch |  | Pump, Chemical Dosing, Secondary Dosing
116190 | TAB-PRS-PSH-3120 | Switch, Pressure-High,Chemical Dosing Pump, Secondary Dosing | TAB-PRS-P-3120 | Switch,Pressure-High | Switch |  | PSH | http://www.toronto.ca/TWONTO#pressure_switch |  | Pump, Chemical Dosing, Secondary Dosing
116191 | TAB-PRS-PSH-3130 | Switch, Pressure-High,Chemical Dosing Pump, Secondary Dosing | TAB-PRS-P-3130 | Switch,Pressure-High | Switch |  | PSH | http://www.toronto.ca/TWONTO#pressure_switch |  | Pump, Chemical Dosing, Secondary Dosing
116192 | TAB-PRS-PSH-3140 | Switch, Pressure-High,Chemical Dosing Pump, Secondary Dosing | TAB-PRS-P-3130 | Switch,Pressure-High | Switch |  | PSH | http://www.toronto.ca/TWONTO#pressure_switch |  | Pump, Chemical Dosing, Secondary Dosing
116193 | TAB-PRS-PSH-3140 | Switch, Pressure-High,Chemical Dosing Pump, Secondary Dosing | TAB-PRS-P-3140 | Switch,Pressure-High | Switch |  | PSH | http://www.toronto.ca/TWONTO#pressure_switch |  | Pump, Chemical Dosing, Secondary Dosing
116194 | TAB-PRS-PSH-3210 | Switch, Pressure-High, Chemical Dosing Pump, Secondary Dosing | TAB-PRS-P-3130 | Switch,Pressure-High | Switch |  | PSH | http://www.toronto.ca/TWONTO#pressure_switch |  | Pump, Chemical Dosing, Secondary Dosing
116195 | TAB-PRS-PSH-3210 | Switch, Pressure-High, Chemical Dosing Pump, Secondary Dosing | TAB-PRS-P-3210 | Switch,Pressure-High | Switch |  | PSH | http://www.toronto.ca/TWONTO#pressure_switch |  | Pump, Chemical Dosing, Secondary Dosing
116196 | TAB-PRS-PSH-3220 | Switch, Pressure-High, Chemical Dosing Pump, Secondary Dosing | TAB-PRS-P-3210 | Switch,Pressure-High | Switch |  | PSH | http://www.toronto.ca/TWONTO#pressure_switch |  | Pump, Chemical Dosing, Secondary Dosing
116197 | TAB-PRS-PSH-3220 | Switch, Pressure-High, Chemical Dosing Pump, Secondary Dosing | TAB-PRS-P-3220 | Switch,Pressure-High | Switch |  | PSH | http://www.toronto.ca/TWONTO#pressure_switch |  | Pump, Chemical Dosing, Secondary Dosing
116198 | TAB-PRS-PSH-3230 | Switch, Pressure-High, Chemical Dosing Pump, Secondary Dosing | TAB-PRS-P-3230 | Switch,Pressure-High | Switch |  | PSH | http://www.toronto.ca/TWONTO#pressure_switch |  | Pump, Chemical Dosing, Secondary Dosing
116199 | TAB-PRS-PSH-3240 | Switch, Pressure-High, Chemical Dosing Pump, Secondary Dosing | TAB-PRS-P-3240 | Switch,Pressure-High | Switch |  | PSH | http://www.toronto.ca/TWONTO#pressure_switch |  | Pump, Chemical Dosing, Secondary Dosing
116200 | TAB-PRS-PSH-3310 | Switch, Pressure-High, Chemical Dosing Pump, Secondary Dosing | TAB-PRS-P-3310 | Switch,Pressure-High | Switch |  | PSH | http://www.toronto.ca/TWONTO#pressure_switch |  | Pump, Chemical Dosing, Secondary Dosing
116201 | TAB-PRS-PSH-3330 | Switch, Pressure-High, Chemical Dosing Pump, Secondary Dosing | TAB-PRS-P-3320 | Switch,Pressure-High | Switch |  | PSH | http://www.toronto.ca/TWONTO#pressure_switch |  | Pump, Chemical Dosing, Secondary Dosing
116202 | TAB-PRS-PSH-4020 | Switch, Pressure-High, Primary Transfer Pump | TAB-PRS-P-4020 | Switch,Pressure-High | Switch |  | PSH | http://www.toronto.ca/TWONTO#pressure_switch |  | Pump, Primary Transfer
116203 | TAB-PRS-PSL-1001 | Switch, Pressure-Low, Air Inlet, Rail Car Unloading | TAB-PRS-C | Switch,Pressure-Low | Switch |  | PSL | http://www.toronto.ca/TWONTO#pressure_switch |  | Air Compressors & Receiver/ Unloading Station
116204 | TAB-PRS-PSL-1001 | Switch, Pressure-Low, Air Inlet, Rail Car Unloading | TAB-PRS-VEH-1010SUS | Switch,Pressure-Low | Switch |  | PSL | http://www.toronto.ca/TWONTO#pressure_switch |  | Rail Car, Chemical Storage
116205 | TAB-PRS-PSL-3010 | Switch, Pressure-Low, Chemical Dosing Pump, Secondary Dosing | TAB-PRS-P-3010 | Switch,Pressure-Low | Switch |  | PSL | http://www.toronto.ca/TWONTO#pressure_switch |  | Pump, Chemical Dosing, Secondary Dosing
116206 | TAB-PRS-PSL-3130 | Switch, Pressure-Low,Chemical Dosing Pump, Secondary Dosing | TAB-PRS-P-3130 | Switch,Pressure-Low | Switch |  | PSL | http://www.toronto.ca/TWONTO#pressure_switch |  | Pump, Chemical Dosing, Secondary Dosing
116207 | TAB-PRS-PSL-3140 | Switch, Pressure-Low,Chemical Dosing Pump, Secondary Dosing | TAB-PRS-P-3140 | Switch,Pressure-Low | Switch |  | PSL | http://www.toronto.ca/TWONTO#pressure_switch |  | Pump, Chemical Dosing, Secondary Dosing
116208 | TAB-PRS-PSL-3320 | Switch, Pressure-Low, Chemical Dosing Pump, Secondary Dosing | TAB-PRS-P-3320 | Switch,Pressure-Low | Switch |  | PSL | http://www.toronto.ca/TWONTO#pressure_switch |  | Pump, Chemical Dosing, Secondary Dosing
116209 | TAB-PRS-PSL-4030 | Switch, Pressure-Low, Primary Transfer Pump | TAB-PRS-P-4030 | Switch,Pressure-Low | Switch |  | PSL | http://www.toronto.ca/TWONTO#pressure_switch |  | Pump, Primary Transfer
116538 | TAB-PRS-ZSH-0116 | Switch, Valve Position Open, Truck Unloading Drain Valve | TAB-PRS-INQ | Switch,Position-High | Switch | 46106 | ZSH | http://www.toronto.ca/TWONTO#position_switch |  | Instrumentation Equipment
116539 | TAB-PRS-ZSH-0116 | Switch, Valve Position Open, Truck Unloading Drain Valve | TAB-PRS-V-0116? | Switch,Position-High | Switch | 46106 | ZSH | http://www.toronto.ca/TWONTO#position_switch |  | Valve, Inlet Immediate from Rail Car #3
116540 | TAB-PRS-ZSH-0117 | Switch, Valve Position Open, Truck Unloading Drain Valve | TAB-PRS-V-0117 | Switch,Position-High | Switch |  | ZSH | http://www.toronto.ca/TWONTO#position_switch |  | Valve, Ball, Drain, Truck Unloading line
116621 | TAB-PWA-FSL-1001 | Switch,Flow,Low | TAB-PWA-F-1001 | Switch,Flow-Low | Switch |  | FSL | http://www.toronto.ca/TWONTO#flow_switch |  | Filter, Plant Water, Gas Control Building
116622 | TAB-PWA-FSL-1002 | Switch,Flow, Low | TAB-PWA-F-1001 | Switch,Flow-Low | Switch |  | FSL | http://www.toronto.ca/TWONTO#flow_switch |  | Filter, Plant Water, Gas Control Building
116644 | TAB-PWA-LS-5146 | Switch, Level | TAB-PWA-P-5146 | Switch,Level | Switch |  | LS | http://www.toronto.ca/TWONTO#level_switch |  | Pump, Gutter Drain Sump
116645 | TAB-PWA-LS-5148 | Switch, Level | TAB-PWA-P-5148 | Switch,Level | Switch |  | LS | http://www.toronto.ca/TWONTO#level_switch |  | Pump, Gutter Drain Sump
116646 | TAB-PWA-LSH-5101 | Switch,Level High,Washwater Sump, Plant Water Pumping | TAB-PWA-P-5100 | Switch,Level-High | Switch |  | LSH | http://www.toronto.ca/TWONTO#level_switch |  | Pump,Submersible,Washwater Sump, Plant Water Pumping
116647 | TAB-PWA-LSH-5140 | Switch, Level,High | TAB-PWA-P-5140 | Switch,Level | Switch |  | LSH | http://www.toronto.ca/TWONTO#level_switch |  | Pump, Sump
116648 | TAB-PWA-LSH-5141 | Switch, Level,High | TAB-PWA-P-5141 | Switch,Level | Switch |  | LSH | http://www.toronto.ca/TWONTO#level_switch |  | Pump, Sump
116649 | TAB-PWA-LSH-5144 | Switch, Level,High | TAB-PWA-P-5144 | Switch,Level | Switch |  | LSH | http://www.toronto.ca/TWONTO#level_switch |  | Pump, Sanitary Sump
116650 | TAB-PWA-LSH-5146 | Switch, Level,High | TAB-PWA-P-5146 | Switch,Level | Switch |  | LSH | http://www.toronto.ca/TWONTO#level_switch |  | Pump, Gutter Drain Sump
116651 | TAB-PWA-LSH-5147 | Switch, Level,High | TAB-PWA-P-5147 | Switch,Level | Switch |  | LSH | http://www.toronto.ca/TWONTO#level_switch |  | Pump, Gutter Drain Sump
116652 | TAB-PWA-LSHH-5135 | Switch, Level High-High, Plant Water Bldg, Seawall Tunnel, Digester 13-16 Entrance | TAB-PWA-P-5139 |  | Switch |  | LSHH | http://www.toronto.ca/TWONTO#level_switch |  | Pump, Sump, Seawall Tunnel E, near Dig 13-16
116653 | TAB-PWA-LSHH-5139 | Switch, Level High-High, Plant Water Bldg, Basement, South Sump | TAB-PWA-P-5144 |  | Switch |  | LSHH | http://www.toronto.ca/TWONTO#level_switch |  | Pump, Sanitary Sump
116654 | TAB-PWA-LSHH-5141 | Switch, Level High-High, Plant Water Bldg, Basement, East Sump | TAB-PWA-P-5141 |  | Switch |  | LSHH | http://www.toronto.ca/TWONTO#level_switch |  | Pump, Sump
116655 | TAB-PWA-LSHH-5143 | Switch, Level High-High, Plant Water Bldg, Basement, West Sump | TAB-PWA-P-5143 |  | Switch |  | LSHH | http://www.toronto.ca/TWONTO#level_switch |  | Pump, Sump
116656 | TAB-PWA-LSHH-5145 | Switch, Level High-High, Plant Water Bldg, Main Floor, East Sump | TAB-PWA-P-5145 |  | Switch |  | LSHH | http://www.toronto.ca/TWONTO#level_switch |  | Pump, Sanitary Sump
116657 | TAB-PWA-LSL-5101 | Switch,Level Low,Washwater Sump, Plant Water Pumping | TAB-PWA-P-5100 | Switch,Level-Low | Switch |  | LSL | http://www.toronto.ca/TWONTO#level_switch |  | Pump,Submersible,Washwater Sump, Plant Water Pumping
116658 | TAB-PWA-LSLL-5121 | Switch,Level Low Low,Washwater Sump, Plant Water Pumping | TAB-PWA-P-5120 | Switch,Level-Low-Low | Switch |  | LSLL | http://www.toronto.ca/TWONTO#level_switch |  | Pump,Submersible,Washwater Sump, Plant Water Pumping
116695 | TAB-PWA-PDSH-2610 | Switch, Pressure Differential, Strainer | TAB-PWA-STR-2610 | Switch,Pressure | Switch |  | PDSH | http://www.toronto.ca/TWONTO#pressure_switch |  | Strainer, Automatic, Pump Discharge, Plant Water Pumping
116696 | TAB-PWA-PDSH-2630 | Switch, Pressure Differential, Strainer | TAB-PWA-STR-2630 | Switch,Pressure | Switch |  | PDSH | http://www.toronto.ca/TWONTO#pressure_switch |  | Strainer, Automatic, Pump Discharge, Plant Water Pumping
116697 | TAB-PWA-PDSH-2650 | Switch, Pressure Differential, Strainer | TAB-PWA-STR-2650 | Switch,Pressure | Switch |  | PDSH | http://www.toronto.ca/TWONTO#pressure_switch |  | Strainer, Automatic, Pump Discharge, Plant Water Pumping
116704 | TAB-PWA-PSH-0090 | Switch,Pressure,High | TAB-PWA-P-0090 | Switch,Pressure-High | Switch |  | PSH | http://www.toronto.ca/TWONTO#pressure_switch |  | Pump, Chiller Cir.
116707 | TAB-PWA-PSH-2702 | Switch, Pressure, High | TAB-DIS-NAOCL | Switch,Pressure-High | Switch |  | PSH | http://www.toronto.ca/TWONTO#pressure_switch |  | Disinfection - Sodium Hypochlorite
116708 | TAB-PWA-PSH-2703 | Switch, Pressure, High | TAB-DIS-NAOCL | Switch,Pressure-High | Switch |  | PSH | http://www.toronto.ca/TWONTO#pressure_switch |  | Disinfection - Sodium Hypochlorite
116709 | TAB-PWA-PSH-2704 | Switch, Pressure, High | TAB-DIS-NAOCL | Switch,Pressure-High | Switch |  | PSH | http://www.toronto.ca/TWONTO#pressure_switch |  | Disinfection - Sodium Hypochlorite
116710 | TAB-PWA-PSL-0555 | Switch, Pressure-Low, Plant Water Process Piping | TAB-PWA-P-0555 | Switch,Pressure-High | Switch |  | PSL | http://www.toronto.ca/TWONTO#pressure_switch |  | Pump, Effluent, Filtered, Plant Water
117147 | TAB-RSP- LSL-1211 | Switch, Level-Low, Bearing Lubrication Oil System Tank T-1211, T-Building | TAB-RSP-T-1211 |  | Switch |  |  | http://www.toronto.ca/TWONTO#level_switch |  | Tank, Oil, Raw Sewage Pump #1 Bearing Lubrication System
117193 | TAB-RSP-FSL-1031 | Switch ,Flow, Low,Exhaust Air, T Bldg. Odour Control Unit | TAB-RSP-SB-1030 | Switch,Flow | Switch |  | FSL | http://www.toronto.ca/TWONTO#flow_switch |  | Carbon Scrubber, T Bldg
117194 | TAB-RSP-FSL-1210 | Flow Switch, Low,Coolingl Water, Motor Brg.,Raw Sewage Pump #1 | TAB-RSP-P-1210 | Switch,Flow | Switch |  | FSL | http://www.toronto.ca/TWONTO#flow_switch |  | Pump,Raw Sewage Transfer #1
117195 | TAB-RSP-FSL-1211C | Flow Switch, Low, Lubrication Oil Skid #1, Raw Sewage Pump #1 | TAB-RSP-P-1210 |  | Switch |  | FSL | http://www.toronto.ca/TWONTO#flow_switch |  | Pump,Raw Sewage Transfer #1
117196 | TAB-RSP-FSL-1211D | Flow Switch, Low, Cooling Water Supply to Heat Exchanger | TAB-RSP-P-1210 | Switch,Flow | Switch |  | FSL | http://www.toronto.ca/TWONTO#flow_switch |  | Pump,Raw Sewage Transfer #1
117198 | TAB-RSP-FSL-1231 | Flow Switch, Low, LOR.,Raw Sewage Pump #3 | TAB-RSP-P-1230 | Switch,Flow | Switch |  | FSL | http://www.toronto.ca/TWONTO#flow_switch |  | Pump,Raw Sewage Transfer #3
117199 | TAB-RSP-FSL-1231D | Flow Switch, Low, Cooling Water Supply to Heat Exchanger | TAB-RSP-P-1230 | Switch,Flow | Switch |  | FSL | http://www.toronto.ca/TWONTO#flow_switch |  | Pump,Raw Sewage Transfer #3
117200 | TAB-RSP-FSL-1240 | Flow Switch, Low,Coolingl Water, Motor Brg.,Raw Sewage Pump #4 | TAB-RSP-P-1240 | Switch,Flow | Switch |  | FSL | http://www.toronto.ca/TWONTO#flow_switch |  | Pump,Raw Sewage Transfer #4
117202 | TAB-RSP-FSL-1241 | Flow Switch, Low, LOR.,Raw Sewage Pump #4 | TAB-RSP-P-1240 | Switch,Flow | Switch |  | FSL | http://www.toronto.ca/TWONTO#flow_switch |  | Pump,Raw Sewage Transfer #4
117203 | TAB-RSP-FSL-1250 | Flow Switch, Low,Cooling Water, Raw Sewage Pump #5 Motor | TAB-RSP-P-1250 | Switch,Flow | Switch |  | FSL | http://www.toronto.ca/TWONTO#flow_switch |  | Pump,Raw Sewage Transfer #5
117205 | TAB-RSP-FSL-1251 | Flow Switch, Low, LOR.,Raw Sewage Pump #5 | TAB-RSP-P-1250 | Switch,Flow | Switch |  | FSL | http://www.toronto.ca/TWONTO#flow_switch |  | Pump,Raw Sewage Transfer #5
117206 | TAB-RSP-FSL-2001 | Switch ,Flow, Low Alarm, Intake Air, M Bldg. Odour Control Unit | TAB-RSP-SB-2000 | Switch,Flow | Switch |  | FSL | http://www.toronto.ca/TWONTO#flow_switch |  | Carbon Scrubber, M Bldg
117208 | TAB-RSP-FSL-2205 | Flow Switch, Low,Seal Water, Raw Sewage Pump P-2205 | TAB-RSP-P-2205 | Switch,Flow | Switch |  | FSL | http://www.toronto.ca/TWONTO#flow_switch |  | Pump, Raw Sewage #5
117209 | TAB-RSP-FSL-2207 | Flow Switch, Low,Seal Water, Raw Sewage Pump P-2207 | TAB-RSP-P-2207 | Switch,Flow | Switch |  | FSL | http://www.toronto.ca/TWONTO#flow_switch |  | Pump, Raw Sewage #7
117210 | TAB-RSP-FSL-2209 | Flow Switch, Low,Seal Water, Raw Sewage Pump P-2209 | TAB-RSP-P-2209 | Switch,Flow | Switch |  | FSL | http://www.toronto.ca/TWONTO#flow_switch |  | Pump, Raw Sewage #9
117211 | TAB-RSP-FSL-2210 | Flow Switch, Low,Seal Water, Raw Sewage Pump P-2210 | TAB-RSP-P-2210 | Switch,Flow | Switch |  | FSL | http://www.toronto.ca/TWONTO#flow_switch |  | Pump, Raw Sewage #10
117212 | TAB-RSP-FSL-3002 | Flow Switch Low Alarm, Odour Control Discharge | TAB-RSP-FN-3002 | Switch,Flow | Switch |  | FSL | http://www.toronto.ca/TWONTO#flow_switch |  | M building - Fan, OCU 5-1
117213 | TAB-RSP-FSL-4001 | Flow Switch Low Alarm, Odour Control Discharge | TAB-RSP-FN-4001 | Switch,Flow | Switch |  | FSL | http://www.toronto.ca/TWONTO#flow_switch |  | T Building - Fan, Exhaust
117271 | TAB-RSP-LSH-5133 | Switch, Level High, 'T' Bldg, Level B4, Elevator Stairs | TAB-RSP-P-5133 |  | Switch |  | LSH | http://www.toronto.ca/TWONTO#level_switch |  | Pump, Sump, T Bldg, Level B4, Elevator Stairs
117272 | TAB-RSP-LSH-8057 | Switch, Level-High, Dry Well Sump, M-Building | TAB-RSP-P-8057 |  | Switch |  | LSH | http://www.toronto.ca/TWONTO#level_switch |  | Pump, Centrifugal, Dry Well Sump, M-Building
117273 | TAB-RSP-LSH-8057A | Switch, Level High, 'M' Bldg, Low Level Pump Room | TAB-RSP-P-8057 |  | Switch |  | LSH | http://www.toronto.ca/TWONTO#level_switch |  | Pump, Centrifugal, Dry Well Sump, M-Building
117274 | TAB-RSP-LSHH-8056 | Switch, Level High-High, 'T' Bldg, Level B4, East Sump | TAB-RSP-P-8056 |  | Switch |  | LSHH | http://www.toronto.ca/TWONTO#level_switch |  | Pump, Sump, T Bldg, Level B4, East Sump
117275 | TAB-RSP-LSHH-8057 | Switch, Level-High-High, Dry Well Sump, M-Building | TAB-RSP-P-8057 |  | Switch |  | LSHH | http://www.toronto.ca/TWONTO#level_switch |  | Pump, Centrifugal, Dry Well Sump, M-Building
117276 | TAB-RSP-LSHH-8059 | Switch, Level High-High, 'M' Bldg, Boiler Room, East Sump | TAB-RSP-P-8059 |  | Switch |  | LSHH | http://www.toronto.ca/TWONTO#level_switch |  | Pump, Sump
117277 | TAB-RSP-LSL-1231 | Switch, Level-Low, Bearing Lubrication Oil System Tank T-1231, T-Building | TAB-RSP-T-1231 | Switch,Level | Switch |  | LSL | http://www.toronto.ca/TWONTO#level_switch |  | Tank, Oil, Raw Sewage Pump #3 Bearing Lubrication System
117278 | TAB-RSP-LSL-1241 | Switch, Level-Low, Bearing Lubrication Oil System Tank T-1241, T-Building | TAB-RSP-T-1241 | Switch,Level | Switch |  | LSL | http://www.toronto.ca/TWONTO#level_switch |  | Tank, Oil, Raw Sewage Pump #4 Bearing Lubrication System
117280 | TAB-RSP-LSL-8057 | Switch, Level-Low, Dry Well Sump, M-Building | TAB-RSP-P-8057 |  | Switch |  | LSL | http://www.toronto.ca/TWONTO#level_switch |  | Pump, Centrifugal, Dry Well Sump, M-Building
117339 | TAB-RSP-PSL-1211 | Switch, Pressure-Low, Lubrication Oil, Raw Sewage Pump #1, T-Building | TAB-RSP-P-1210 | Switch,Pressure | Switch |  | PSL | http://www.toronto.ca/TWONTO#pressure_switch |  | Pump,Raw Sewage Transfer #1
117340 | TAB-RSP-PSL-1211 | Switch, Pressure-Low, Lubrication Oil, Raw Sewage Pump #1, T-Building | TAB-RSP-T-1211 | Switch,Pressure | Switch |  | PSL | http://www.toronto.ca/TWONTO#pressure_switch |  | Tank, Oil, Raw Sewage Pump #1 Bearing Lubrication System
117341 | TAB-RSP-PSL-1221 | Switch, Pressure-Low, Lubrication Oil, Raw Sewage Pump #2, T-Building | TAB-RSP-T-1221 | Switch,Pressure | Switch |  | PSL | http://www.toronto.ca/TWONTO#pressure_switch |  | Tank, Oil, Raw Sewage Pump #2 Bearing Lubrication System
117342 | TAB-RSP-PSL-1241 | Switch, Pressure-Low, Lubrication Oil, Raw Sewage Pump #4, T-Building | TAB-RSP-T-1241 | Switch,Pressure | Switch |  | PSL | http://www.toronto.ca/TWONTO#pressure_switch |  | Tank, Oil, Raw Sewage Pump #4 Bearing Lubrication System
117343 | TAB-RSP-PSL-1251 | Switch, Pressure-Low, Lubrication Oil, Raw Sewage Pump #5, T-Building | TAB-RSP-P-1250 | Switch,Pressure | Switch |  | PSL | http://www.toronto.ca/TWONTO#pressure_switch |  | Pump,Raw Sewage Transfer #5
117344 | TAB-RSP-PSL-2202 | Switch, Pressure,Low, Seal Water to Pump-2202 | TAB-RSP-P-2202 | Switch,Pressure | Switch |  | PSL | http://www.toronto.ca/TWONTO#pressure_switch |  | Pump, Raw Sewage #2
117345 | TAB-RSP-PSL-2203 | Switch, Pressure,Low, Seal Water to Pump-2203 | TAB-RSP-P-2203 | Switch,Pressure | Switch |  | PSL | http://www.toronto.ca/TWONTO#pressure_switch |  | Pump, Raw Sewage #3
117346 | TAB-RSP-PSL-2204 | Switch, Pressure,Low, Seal Water to Pump-2204 | TAB-RSP-P-2204 | Switch,Pressure | Switch |  | PSL | http://www.toronto.ca/TWONTO#pressure_switch |  | Pump, Raw Sewage #4
117347 | TAB-RSP-PSL-2207 | Switch, Pressure,Low, Seal Water to Raw Sewage Pump- P2207 | TAB-RSP-P-2207 | Switch,Pressure | Switch |  | PSL | http://www.toronto.ca/TWONTO#pressure_switch |  | Pump, Raw Sewage #7
117348 | TAB-RSP-PSL-2208 | Switch, Pressure,Low, Seal Water to Raw Sewage Pump P-2208 | TAB-RSP-P-2208 | Switch,Pressure | Switch |  | PSL | http://www.toronto.ca/TWONTO#pressure_switch |  | Pump, Raw Sewage #8
117349 | TAB-RSP-PSL-2209 | Switch, Pressure,Low, Seal Water to Pump-2209 | TAB-RSP-P-2209 | Switch,Pressure | Switch |  | PSL | http://www.toronto.ca/TWONTO#pressure_switch |  | Pump, Raw Sewage #9
117350 | TAB-RSP-PSL-2602 | Switch, Pressure,Low, WPS for Low level RS Pump Seals | TAB-RSP-PM | Switch,Pressure | Switch |  | PSL | http://www.toronto.ca/TWONTO#pressure_switch |  | M Building - Raw Sewage Pumping
117386 | TAB-RSP-TSH-1210I | Switch, Temperature, High, RSPump-1210 | TAB-RSP-P-1210 | Switch,Temperature | Switch |  | TSH | http://www.toronto.ca/TWONTO#temperature_switch |  | Pump,Raw Sewage Transfer #1
117485 | TAB-RUU-SW-1401 | Switch,Load Break,Power,13.8 KV Supply,A-17-BN | TAB-RUU-BUS-1401 | Load Break Switch | Switch |  | SW | http://www.toronto.ca/TWONTO#load_break_disconnect_switch |  | Electrical Distribution Cabinet,13.8 KV
117486 | TAB-RUU-SW-1402 | Switch,Load Break,Power,13.8 KV Feeder, North EL1-BUS-1501 | TAB-RUU-BUS-1401 | Load Break Switch | Switch |  | SW | http://www.toronto.ca/TWONTO#load_break_disconnect_switch |  | Electrical Distribution Cabinet,13.8 KV
117487 | TAB-RUU-SW-1421 | Switch,Load Break,Power,13.8 KV Feeder,TBM | TAB-RUU-BUS-1403 | Load Break Switch | Switch |  | SW | http://www.toronto.ca/TWONTO#load_break_disconnect_switch |  | Electrical Distribution Cabinet,13.8 KV
117957 | TAB-SES-FSH-0090 | Switch, Flow, Eyewash, Waste Gas Burner Station | TAB-DIG-BU | Switch,Flow-High | Switch |  | FSH | http://www.toronto.ca/TWONTO#flow_switch |  | Waste Gas Burner
117958 | TAB-SES-FSH-0090 | Switch, Flow, Eyewash, Waste Gas Burner Station | TAB-SES-SQ-0090 | Switch,Flow-High | Switch |  | FSH | http://www.toronto.ca/TWONTO#flow_switch |  | Emergency Eyewash/Shower,Waste Gas Burner Station
117961 | TAB-SES-FSH-2204 | Switch, Flow, High, Emergency Eyewash/Shower, PRS Bldg, Pump Room | TAB-SES-SQ-2204 | Switch,Flow-High | Switch |  | FSH | http://www.toronto.ca/TWONTO#flow_switch |  | Emergency Eyewash/Shower, PRS Bldg, Pump Room
118050 | TAB-SES-SQ-6300 | Switch, Flow switch, dry contact, Basement, Digester 9-12 Control Building. | 50675 | Switch,Flow | Switch |  | SQ | http://www.toronto.ca/TWONTO#flow_switch |  | Emerg. Eyewash & Shower Stns, Dig Tanks 9-12
118051 | TAB-SES-SQ-6300 | Switch, Flow switch, dry contact, Basement, Digester 9-12 Control Building. | TAB-DIG-STRC-T9-12 | Switch,Flow | Switch |  | SQ | http://www.toronto.ca/TWONTO#flow_switch |  | Digester Tanks 9-12 - Structure, Drains, Electrical Service(110/220V), Lighting, Plumbing, Grounds
118117 | TAB-SLO-DPIT-0231 | Transmitter, Differential Pressure Indicating, Water | TAB-SLO-CV-0230 | Transmitter,Pressure | Switch |  | DPIT | http://www.toronto.ca/TWONTO#pressure_transmitter |  | Feeder, Screw, Polymer
118167 | TAB-SLO-LSH-8086 | Switch,Level, High, Sump, Pump-8086 | TAB-SLO-P-8086 | Switch,Level | Switch |  | LSH | http://www.toronto.ca/TWONTO#level_switch |  | Pump, Elevator Sump
118168 | TAB-SLO-LSH-8087 | Switch,Level, High, Sump Pump-8087 | TAB-SLO-P-8087 | Switch,Level | Switch |  | LSH | http://www.toronto.ca/TWONTO#level_switch |  | Pump, Sump, Bio-Solid Truck Loading Facility, Ground Floor
118169 | TAB-SLO-LSHH-0430A | Switch,Level, High,High | TAB-SLO-P-0431 | Switch,Level | Switch |  | LSHH | http://www.toronto.ca/TWONTO#level_switch |  | Pump, Bio-Filter Sump, SP401,
118170 | TAB-SLO-LSHH-8086 | Switch, Level High-High, Biosolds Truck Loading Bldg, Elevator Sump | TAB-SLO-P-8086 |  | Switch |  | LSHH | http://www.toronto.ca/TWONTO#level_switch |  | Pump, Elevator Sump
118171 | TAB-SLO-LSHH-8087A | Switch, Level High-High, Biosolds Truck Loading Bldg, Corridor Sump | TAB-SLO-P-8087 |  | Switch |  | LSHH | http://www.toronto.ca/TWONTO#level_switch |  | Pump, Sump, Bio-Solid Truck Loading Facility, Ground Floor
118172 | TAB-SLO-LSHH-8088 | Switch, Level High-High, Biosolds Truck Loading Bldg, Biofilter Outdoor Sump | TAB-SLO-P-8088 |  | Switch |  | LSHH | http://www.toronto.ca/TWONTO#level_switch |  | Pump, Sump, Biosolds Truck Loading Bldg, Biofilter Outdoor Sump
118173 | TAB-SLO-LSHH-8088 | Switch, Level High-High, Biosolds Truck Loading Bldg, Biofilter Outdoor Sump | TAB-SUSPENDED ENTITY |  | Switch |  | LSHH | http://www.toronto.ca/TWONTO#level_switch |  | Suspended entities
118174 | TAB-SLO-LSL-8087 | Switch,Level, Low, Sump, Pump-8087 | TAB-SLO-P-8087 | Switch,Level | Switch |  | LSL | http://www.toronto.ca/TWONTO#level_switch |  | Pump, Sump, Bio-Solid Truck Loading Facility, Ground Floor
118219 | TAB-SLO-PSL-0232 | Switch, Pressure,Low, Air | TAB-SLO-CV-0230 | Switch,Pressure | Switch |  | PSL | http://www.toronto.ca/TWONTO#pressure_switch |  | Feeder, Screw, Polymer
118220 | TAB-SLO-PSL-0411 | Switch, Pressure, Low, Water to Biofilter Cell | TAB-SLO-BCF-0401 | Switch,Pressure | Switch | 46248 | PSL | http://www.toronto.ca/TWONTO#pressure_switch |  | Filter, Bio-Filter Cell 1, BFC401
118221 | TAB-SLO-PSL-0411 | Switch, Pressure, Low, Water to Biofilter Cell | TAB-SUSPENDED ENTITY | Switch,Pressure | Switch | 46248 | PSL | http://www.toronto.ca/TWONTO#pressure_switch |  | Suspended entities
118222 | TAB-SLO-PSL-0413 | Switch, Pressure, Low, Water to Biofilter Cell | TAB-SUSPENDED ENTITY | Switch,Pressure | Switch | 46249 | PSL | http://www.toronto.ca/TWONTO#pressure_switch |  | Suspended entities
118223 | TAB-SLO-PSL-0414 | Switch, Pressure, Low, Water to Biofilter Cell | TAB-SLO-BCF-0404 | Switch,Pressure | Switch | 46250 | PSL | http://www.toronto.ca/TWONTO#pressure_switch |  | Filter, Bio-Filter Cell 4, BFC404
118224 | TAB-SLO-PSL-0414 | Switch, Pressure, Low, Water to Biofilter Cell | TAB-SUSPENDED ENTITY | Switch,Pressure | Switch | 46250 | PSL | http://www.toronto.ca/TWONTO#pressure_switch |  | Suspended entities
118225 | TAB-SLO-PSL-377 | Switch,Pressure,Low, Air | TAB-SLO-T-0301A | Switch,Pressure-Low | Switch |  | PSL | http://www.toronto.ca/TWONTO#pressure_switch |  | Tank, Air Receiver
118706 | TAB-STR-LS-3037 | Switch, Level,Sump Pit | TAB-STR-P-3037 | Switch,Level | Switch |  | LS | http://www.toronto.ca/TWONTO#level_switch |  | Pump, Sump
118707 | TAB-STR-LS-5101 | Switch, Level,Sump Pit | TAB-STR-P-5101 | Switch,Level | Switch |  | LS | http://www.toronto.ca/TWONTO#level_switch |  | Pump, Centrifugal, Ground Water Pumping Station
118708 | TAB-STR-LS-6092 | Switch, Level,Sump Pit | TAB-STR-P-6092 | Switch,Level | Switch |  | LS | http://www.toronto.ca/TWONTO#level_switch |  | Pump, Sump,GX2015A
118709 | TAB-STR-LS-6093 | Switch, Level,Sump Pit | TAB-STR-P-6093 | Switch,Level | Switch |  | LS | http://www.toronto.ca/TWONTO#level_switch |  | Pump, Sump, GX2016A
118710 | TAB-STR-LS-6096 | Switch, Level,Sump Pit | TAB-STR-P-6096 | Switch,Level | Switch |  | LS | http://www.toronto.ca/TWONTO#level_switch |  | Pump, Sump, GX2019A
118711 | TAB-STR-LSH-5100 | Switch, Level High, Ground Water Pumping Station | TAB-STR-P-5101 | Switch,Level-High | Switch |  | LSH | http://www.toronto.ca/TWONTO#level_switch |  | Pump, Centrifugal, Ground Water Pumping Station
118712 | TAB-STR-LSHH-2642A | Switch, Level High-High, Aeration Gallery, West. Tank #10 | TAB-STR-P-2642 |  | Switch |  | LSHH | http://www.toronto.ca/TWONTO#level_switch |  | Pump, Sump
118713 | TAB-STR-LSHH-5100 | Switch, Level High High, Ground Water Pumping Station | TAB-STR-P-5101 | Switch,Level-High-High | Switch |  | LSHH | http://www.toronto.ca/TWONTO#level_switch |  | Pump, Centrifugal, Ground Water Pumping Station
118714 | TAB-STR-LSHH-5109 | Switch, Level High-High, Blower Bldg, Basement, North-East Corner | TAB-STR-P-5109 |  | Switch |  | LSHH | http://www.toronto.ca/TWONTO#level_switch |  | Pump, Sump, Blower Bldg, Basement, North-East Corner
118715 | TAB-STR-LSHH-6094 | Switch, Level High-High, Aeration Gallery, East, Tank #4 | TAB-STR-P-6094 |  | Switch |  | LSHH | http://www.toronto.ca/TWONTO#level_switch |  | Pump, Sump, GX2017A
118716 | TAB-STR-LSHH-6095 | Switch, Level High-High, Aeration Gallery, East, Tank #5 | TAB-STR-P-6095 |  | Switch |  | LSHH | http://www.toronto.ca/TWONTO#level_switch |  | Pump, Sump, GX2018A
118717 | TAB-STR-LSHH-6096 | Switch, Level High-High, Aeration Gallery, East, Tank #7 | TAB-STR-P-6096 |  | Switch |  | LSHH | http://www.toronto.ca/TWONTO#level_switch |  | Pump, Sump, GX2019A
118718 | TAB-STR-LSHH-6097A | Switch, Level High-High, Aeration Gallery, West, Tank #9 | TAB-STR-P-6097 |  | Switch |  | LSHH | http://www.toronto.ca/TWONTO#level_switch |  | Pump, Sump, GX2108A
118719 | TAB-STR-LSHH-8036 | Switch, Level High-High, Blower Bldg, Basement, Old North Substation | TAB-STR-P-8036 |  | Switch |  | LSHH | http://www.toronto.ca/TWONTO#level_switch |  | Pump, Sump
118720 | TAB-STR-LSHH-8037 | Switch, Level High-High Blower Bldg, Basement, North-West Corner | TAB-STR-P-8037 |  | Switch |  | LSHH | http://www.toronto.ca/TWONTO#level_switch |  | Pump, Sump
118721 | TAB-STR-LSHH-9313 | Switch, Level High-High, Aeration Gallery, West, Tank #11 | TAB-STR-P-9313 |  | Switch |  | LSHH | http://www.toronto.ca/TWONTO#level_switch |  | Pump, Sump, Aeration Gallery, West, Tank #11
118728 | TAB-STR-LSL-5100 | Switch, Level Low, Ground Water Pumping Station | TAB-STR-P-5101 | Switch,Level-Low | Switch |  | LSL | http://www.toronto.ca/TWONTO#level_switch |  | Pump, Centrifugal, Ground Water Pumping Station
119217 | TAB-STR-ZSH-1201 | Switch, Valve Position Open, RAS Discharge to Fermentation Cell 1 | TAB-STR-V-1201 | Switch,Position-High | Switch |  | ZSH | http://www.toronto.ca/TWONTO#position_switch |  | Valve, Manual, Knife Gate, c/w limit Switches, RAS discharge
119218 | TAB-STR-ZSH-1202 | Switch, Valve Position Open, RAS Discharge to Aerated Section, Pass 1 | TAB-STR-V-1201 | Switch,Position-High | Switch |  | ZSH | http://www.toronto.ca/TWONTO#position_switch |  | Valve, Manual, Knife Gate, c/w limit Switches, RAS discharge
119219 | TAB-STR-ZSL-0210 | Switch, Valve Position Closed, Air Supply Valve | TAB-STR-T-0200 | Switch,Position-Low | Switch |  | ZSL | http://www.toronto.ca/TWONTO#position_switch |  | Aeration Tank 02
119268 | TAB-THK-FSL-2102 | Switch,Flow Indication, Seal Water to Pump-P-2102 | TAB-THK-P-2102 | Switch,Flow | Switch |  | FSL | http://www.toronto.ca/TWONTO#flow_switch |  | Pump, TWAS Transfer
119269 | TAB-THK-FSL-2201 | Switch,Flow Indication, Seal Water to Pump P-2201 | TAB-THK-P-2201 | Switch,Flow | Switch |  | FSL | http://www.toronto.ca/TWONTO#flow_switch |  | Pump,TWAS Transfer
119270 | TAB-THK-FSL-2202 | Switch,Flow Indication, Seal Water to Pump P-2202 | TAB-THK-P-2202 | Switch,Flow | Switch |  | FSL | http://www.toronto.ca/TWONTO#flow_switch |  | Pump, TWAS Transfer
119271 | TAB-THK-FSL-2401 | Switch,Flow Indication, Seal Water to Pump P-2401 | TAB-THK-P-2401 | Switch,Flow | Switch |  | FSL | http://www.toronto.ca/TWONTO#flow_switch |  | Pump,TWAS Transfer
119272 | TAB-THK-FSL-2402 | Switch,Flow Indication, Seal Water to Pump P-2402 | TAB-THK-P-2402 | Switch,Flow | Switch |  | FSL | http://www.toronto.ca/TWONTO#flow_switch |  | Pump, TWAS Transfer
119273 | TAB-THK-FSL-2501 | Switch,Flow Indication, Seal Water to Pump P-2501 | TAB-THK-P-2501 | Switch,Flow | Switch |  | FSL | http://www.toronto.ca/TWONTO#flow_switch |  | Pump, TWAS Transfer
119274 | TAB-THK-FSL-4112 | Switch,Flow Indication, Polymer inlet to Pump-P-4112 | TAB-THK-P-4112 | Switch,Flow | Switch |  | FSL | http://www.toronto.ca/TWONTO#flow_switch |  | Pump, Polymer Solution Transfer SX2032
119275 | TAB-THK-FSL-4132 | Switch,Flow Indication, Polymer inlet to Pump-P-4132 | TAB-THK-P-4132 | Switch,Flow | Switch |  | FSL | http://www.toronto.ca/TWONTO#flow_switch |  | Pump, Polymer Solution Transfer SX2034
119276 | TAB-THK-FSL-4301 | Switch,Flow Indication, Polymer inlet to Pump-P-4301 | TAB-THK-P-4301 | Switch,Flow | Switch |  | FSL | http://www.toronto.ca/TWONTO#flow_switch |  | Pump, Mixed Polymer Feed
119277 | TAB-THK-FSL-4302 | Switch,Flow Indication, Polymer inlet to Pump-P-4302 | TAB-THK-P-4302 | Switch,Flow | Switch |  | FSL | http://www.toronto.ca/TWONTO#flow_switch |  | Pump, Mixed Polymer Feed
119278 | TAB-THK-FSL-4307 | Switch,Flow Indication, Polymer inlet to Pump-P-4307 | TAB-THK-P-4307 | Switch,Flow | Switch |  | FSL | http://www.toronto.ca/TWONTO#flow_switch |  | Pump, Mixed Polymer Feed
119279 | TAB-THK-FSL-4308 | Switch,Flow Indication, Polymer inlet to Pump-P-4308 | TAB-THK-P-4308 | Switch,Flow | Switch |  | FSL | http://www.toronto.ca/TWONTO#flow_switch |  | Pump, Mixed Polymer Feed
119280 | TAB-THK-FSL-4309 | Switch,Flow Indication, Polymer inlet to Pump-P-4309 | TAB-THK-P-4309 | Switch,Flow | Switch |  | FSL | http://www.toronto.ca/TWONTO#flow_switch |  | Pump, Mixed Polymer Feed
119281 | TAB-THK-FSL-4312 | Switch,Flow Indication, Polymer inlet to Pump-P-4312 | TAB-THK-P-4312 | Switch,Flow | Switch |  | FSL | http://www.toronto.ca/TWONTO#flow_switch |  | Pump, Mixed Polymer Feed (Standby)
119282 | TAB-THK-FSL-4313 | Switch,Flow Indication, Polymer inlet to Pump-P-4313 | TAB-THK-P-4313 | Switch,Flow | Switch |  | FSL | http://www.toronto.ca/TWONTO#flow_switch |  | Pump, Mixed Polymer Feed (Standby)
119294 | TAB-THK-LSHH-5103A | Switch, Level High-High, Flotation Bldg, Basement, Store Rm. Sump | TAB-THK-P-5103 |  | Switch |  | LSHH | http://www.toronto.ca/TWONTO#level_switch |  | Pump, Sanitary Sump
119295 | TAB-THK-LSHH-8050A | Switch, Level High-High, Flotation Bldg, Basement, South West Sump | TAB-THK-P-8050 |  | Switch |  | LSHH | http://www.toronto.ca/TWONTO#level_switch |  | Pump,Sump
119342 | TAB-THK-PSH-4112 | Switch,Pressure,High,Pump 4112 | TAB-THK-P-4112 | Switch,Pressure | Switch |  | PSH | http://www.toronto.ca/TWONTO#pressure_switch |  | Pump, Polymer Solution Transfer SX2032
119343 | TAB-THK-PSH-4122 | Switch,Pressure,High,Pump 4122 | TAB-THK-P-4122 | Switch,Pressure | Switch |  | PSH | http://www.toronto.ca/TWONTO#pressure_switch |  | Pump, Polymer Solution Transfer SX2033
119344 | TAB-THK-PSH-4301 | Switch,Pressure,High,Pump 4301 | TAB-THK-P-4301 | Switch,Pressure | Switch |  | PSH | http://www.toronto.ca/TWONTO#pressure_switch |  | Pump, Mixed Polymer Feed
119345 | TAB-THK-PSH-4302 | Switch,Pressure,High,Pump 4302 | TAB-THK-P-4302 | Switch,Pressure | Switch |  | PSH | http://www.toronto.ca/TWONTO#pressure_switch |  | Pump, Mixed Polymer Feed
119346 | TAB-THK-PSH-4304 | Switch,Pressure,High,Pump 4304 | TAB-THK-P-4304 | Switch,Pressure | Switch |  | PSH | http://www.toronto.ca/TWONTO#pressure_switch |  | Pump, Mixed Polymer Feed
119347 | TAB-THK-PSH-4307 | Switch,Pressure,High,Pump 4307 | TAB-THK-P-4307 | Switch,Pressure | Switch |  | PSH | http://www.toronto.ca/TWONTO#pressure_switch |  | Pump, Mixed Polymer Feed
119348 | TAB-THK-PSH-4309 | Switch,Pressure,High,Pump 4309 | TAB-THK-P-4309 | Switch,Pressure | Switch |  | PSH | http://www.toronto.ca/TWONTO#pressure_switch |  | Pump, Mixed Polymer Feed
119349 | TAB-THK-PSH-4312 | Switch,Pressure,High,Pump 4312 | TAB-THK-P-4312 | Switch,Pressure | Switch |  | PSH | http://www.toronto.ca/TWONTO#pressure_switch |  | Pump, Mixed Polymer Feed (Standby)
119350 | TAB-THK-PSL-0105 | Switch,Pressure,Low,AIS to Recycle Pump P-0105 Discharge | TAB-THK-P-0105 | Switch,Pressure | Switch |  | PSL | http://www.toronto.ca/TWONTO#pressure_switch |  | Pump,Recycle SX2001
119351 | TAB-THK-PSL-0305 | Switch,Pressure,Low,AIS to Recycle Pump P-0305 Discharge | TAB-THK-P-0305 | Switch,Pressure | Switch |  | PSL | http://www.toronto.ca/TWONTO#pressure_switch |  | Pump,Recycle SX2003
119352 | TAB-THK-PSL-0605 | Switch,Pressure,Low,AIS to Recycle Pump P-0605 Discharge | TAB-THK-P-0605 | Switch,Pressure | Switch |  | PSL | http://www.toronto.ca/TWONTO#pressure_switch |  | Pump,Recycle SX2006
119353 | TAB-THK-PSL-0705 | Switch,Pressure,Low,AIS to Recycle Pump P-0705 Discharge | TAB-THK-P-0705 | Switch,Pressure | Switch |  | PSL | http://www.toronto.ca/TWONTO#pressure_switch |  | Pump,Recycle SX2007
120829 | THC-ACC-HE-4110 | Heat Exchanger,Glycol Heating System,Scrubber Room,Phase 4 | THC-ACC-BLDG O | Air Handling Unit | Switch |  | HE | http://www.toronto.ca/TWONTO#heat_exchanger |  | Phase IV , Building O HVAC
120836 | THC-ACC-HS-0106 | Hand Switch Fan,Centrifugal,Supply,Pressurization System,Access Building No.3,Phase 4 | THC-ACC-FN-0106 | Air Handling Unit | Switch |  | HS | hand_switch |  | Fan,Centrifugal,Supply,Pressurization System,Access Building No.3,Phase 4
120837 | THC-ACC-HS-0119 | Hand Switch Fan,Centrifugal,Exhaust,RAS Pumps Penthouse Phase 4 | THC-ACC-FN-0119 | Air Handling Unit | Switch |  | HS | hand_switch |  | Fan, Exhaust, RAS Pump Room, Phase IV
120838 | THC-ACC-HS-0120 | Hand Switch Fan,Centrifugal,Supply,Electrical Room, Aeration Building, Phase 4 | THC-ACC-FN-0120 | Air Handling Unit | Switch |  | HS | hand_switch |  | Fan,Supply,Pressurization System,Electrical Room,Aeration Building,Phase 4
121112 | THC-ACC-PDIT-0121 | Transmitter,Differential Pressure,Filter,Supply,Air Handling Unit 0120,Scrubber Room,Phase 4 | THC-ACC-AHU-0120 | Air Handling Unit | Switch |  | PDIT | http://www.toronto.ca/TWONTO#pressure_transmitter |  | Air Handlling Unit,Roof,Scrubber Room,Phase 4
121148 | THC-ACC-PSH-0121 | Switch,Pressure-High,Air Handling Unit 0120,Scrubber Room,Phase 4 | THC-ACC-AHU-0120 | Air Handling Unit | Switch |  | PSH | http://www.toronto.ca/TWONTO#pressure_switch |  | Air Handlling Unit,Roof,Scrubber Room,Phase 4
121149 | THC-ACC-PSH-0123 | Switch,Pressure High,Heating Glycol Return,AHU-0120 | THC-ACC-AHU-0120 | Air Handling Unit | Switch |  | PSH | http://www.toronto.ca/TWONTO#pressure_switch |  | Air Handlling Unit,Roof,Scrubber Room,Phase 4
121160 | THC-ACC-PSL-3510 | Switch, Pressure-Low, Hot Water Pump 3503&3507, Admin Building | THC-ACC-BLDG K | Switch,Pressure-Low | Switch |  | PSL | http://www.toronto.ca/TWONTO#pressure_switch |  | Administration Building, HVAC
121272 | THC-ACC-TIT-0411 | Transmitter,Temperature,Reclaim Heat Exhaust,AHU-0411,Roof,Building U | THC-ACC-AHU-0411 | Damper/Louver | Switch |  | TIT | http://www.toronto.ca/TWONTO#temperature_transmitter |  | Air Handling Unit,Basements,Roof,Building U
121273 | THC-ACC-TIT-0411 | Transmitter,Temperature,Reclaim Heat Exhaust,AHU-0411,Roof,Building U | THC-ACC-FN-0411 | Damper/Louver | Switch |  | TIT | http://www.toronto.ca/TWONTO#temperature_transmitter |  | Fan,Supply,AHU-0411,Basement/Sub-Basement,AHU-0411,Building U
121337 | THC-ACC-TSH-0120 | Supply Fan Discharge Switch,Temperature-High,Pressurization System,Electrical Room ,Phase 4 | THC-ACC-AHU-0120 | Air Handling Unit | Switch |  | TSH | http://www.toronto.ca/TWONTO#temperature_switch |  | Air Handlling Unit,Roof,Scrubber Room,Phase 4
121338 | THC-ACC-TSH-0411 | Switch,Temperature-High,Supply Air,AHU-0411 Shutdown,Roof,Building U | THC-ACC-FN-0411 | Damper/Louver | Switch |  | TSH | http://www.toronto.ca/TWONTO#temperature_switch |  | Fan,Supply,AHU-0411,Basement/Sub-Basement,AHU-0411,Building U
121339 | THC-ACC-TSH-0414 | Switch,Temperature-High,Exhaust Air,FN-0414 Shutdown,Roof,Building U | THC-ACC-AHU-0412 | Damper/Louver | Switch |  | TSH | http://www.toronto.ca/TWONTO#temperature_switch |  | Air Handling Unit,Compressor Room,Roof,Building U
121340 | THC-ACC-TSH-0414 | Switch,Temperature-High,Exhaust Air,FN-0414 Shutdown,Roof,Building U | THC-ACC-FN-0414 | Damper/Louver | Switch |  | TSH | http://www.toronto.ca/TWONTO#temperature_switch |  | Fan,Exhaust,Compressor Room,AHU-0411,Roof,Building U
121345 | THC-ACC-TSH-1280 | Switch, Temperature, High, Exhaust Fan Motor | THC-ACC-FN-1280 | Switch,Temperature-High | Switch |  | TSH | http://www.toronto.ca/TWONTO#temperature_switch |  | Fan, Exhaust, PC12 HPU Building
121358 | THC-ACC-TSL-0412 | Switch,Temperature-Low,Supply Air,HTR-4040,AHU-0412 Shutdown,Roof,Building U | THC-ACC-AHU-0412 | Damper/Louver | Switch |  | TSL | http://www.toronto.ca/TWONTO#temperature_switch |  | Air Handling Unit,Compressor Room,Roof,Building U
121359 | THC-ACC-TSL-0412 | Switch,Temperature-Low,Supply Air,HTR-4040,AHU-0412 Shutdown,Roof,Building U | THC-ACC-HTR-4040 | Damper/Louver | Switch |  | TSL | http://www.toronto.ca/TWONTO#temperature_switch |  | H.V.A.C.,Heater,Glycol Heating,AHU-0412,Roof,Building U
121957 | THC-AER-LSHH-0131 | Switch,Level-High,Sump Pump 0131& 0132,Phase 1 & Aeration Tank 3000 | THC-AER-P-0131 | Switch,Level-High | Switch |  | LSHH | http://www.toronto.ca/TWONTO#level_switch |  | Pump,Centrifugal,Sump,Phase 1 & Aeration Tank 3000
121958 | THC-AER-LSL-7341 | Switch,Level-Low,Oil Tank 7340, Blower7300,Phase I & IV Blower Building | THC-AER-T-7340 | Switch,Level-Low | Switch |  | LSL | http://www.toronto.ca/TWONTO#level_switch |  | Tank, Oil, Blower, Aeration
121988 | THC-AER-PDSH-7222 | Switch,Pressure Differential-High,Filter 7220,Blow 7200,Phase I & IV Blower Building | THC-AER-BL-7200 | Switch,Pressure | Switch |  | PDSH | http://www.toronto.ca/TWONTO#pressure_switch |  | Blower, Aeration
121999 | THC-AER-PSH-7204 | Switch, Surge Protection Press-High, Outlet, Blower 7200, Phase I & IV Blower Building | THC-AER-BL-7200 | Switch,Pressure | Switch |  | PSH | http://www.toronto.ca/TWONTO#pressure_switch |  | Blower, Aeration
122000 | THC-AER-PSH-7261 | Switch, Press-High, Outlet, Blower 7200, Phase I & IV Blower Building | THC-AER-BL-7200 | Switch,Pressure | Switch |  | PSH | http://www.toronto.ca/TWONTO#pressure_switch |  | Blower, Aeration
122001 | THC-AER-PSH-7304 | Switch, Surge Protection Press-High, Outlet, Blower 7300, Phase I & IV Blower Building | THC-AER-BL-7300 | Switch,Pressure | Switch |  | PSH | http://www.toronto.ca/TWONTO#pressure_switch |  | Blower, Aeration
122002 | THC-AER-PSH-7361 | Switch, Press-High, Outlet, Blower 7300, Phase I & IV Blower Building | THC-AER-BL-7300 | Switch,Pressure | Switch |  | PSH | http://www.toronto.ca/TWONTO#pressure_switch |  | Blower, Aeration
122003 | THC-AER-PSH-7461 | Switch, Press-High, Outlet, Blower 7400, Phase I & IV Blower Building | THC-AER-BL-7400 | Switch,Pressure | Switch |  | PSH | http://www.toronto.ca/TWONTO#pressure_switch |  | Blower, Aeration
122008 | THC-AER-PSL-7251 | Switch, Pressure-Low, Outlet, Oil Pumps 7250 & 7260, Blow 7200,Phase I & IV Blower Building | THC-AER-BL-7200-I-IV | Switch,Pressure | Switch |  | PSL | http://www.toronto.ca/TWONTO#pressure_switch |  | Blower, Aeration System
122009 | THC-AER-PSL-7256 | Switch,Pressure-Low,Oil Pumps 7250&7260 to Blower Header,Blow 7200,Phase I & IV Blower Building | THC-AER-BL-7200-I-IV | Switch,Pressure | Switch |  | PSL | http://www.toronto.ca/TWONTO#pressure_switch |  | Blower, Aeration System
122010 | THC-AER-PSL-7351 | Switch, Pressure-Low, Outlet, Oil Pumps 7350 & 7360, Blow 7300,Phase I & IV Blower Building | THC-AER-BL-7300-I-IV | Switch,Pressure | Switch |  | PSL | http://www.toronto.ca/TWONTO#pressure_switch |  | Blower, Aeration System
122011 | THC-AER-PSL-7451 | Switch, Pressure-Low, Outlet, Oil Pumps 7450 & 7460, Blow 7400, Phase I & IV Blower Building | THC-AER-BL-7400-I-IV | Switch,Pressure | Switch |  | PSL | http://www.toronto.ca/TWONTO#pressure_switch |  | Blower, Aeration System
122012 | THC-AER-PSL-7456 | Switch,Pressure-Low,Oil Pumps 7450 & 7460 to Blower Header,Blow 7400,Phase I & IV Blower Building | THC-AER-BL-7400-I-IV | Switch,Pressure | Switch |  | PSL | http://www.toronto.ca/TWONTO#pressure_switch |  | Blower, Aeration System
122054 | THC-AER-TSH-7109 | Switch, Inlet, Temperature-High, Blower 7100,Phase I & IV Blower Building | THC-AER-BL-7100-I-IV | Switch,Temperature | Switch |  | TSH | http://www.toronto.ca/TWONTO#temperature_switch |  | Blower, Aeration System
122055 | THC-AER-TSH-7142 | Switch,Temperature-High,Oil Tank 7140,Blower 7100,Phase I & IV Blower Building | THC-AER-BL-7100-I-IV | Switch,Temperature | Switch |  | TSH | http://www.toronto.ca/TWONTO#temperature_switch |  | Blower, Aeration System
122056 | THC-AER-TSH-7169 | Switch,Temperature-High,Blower 7100 Room,Blower Air System Phase I &IV | THC-AER-BL-7100-I-IV | Switch,Temperature | Switch |  | TSH | http://www.toronto.ca/TWONTO#temperature_switch |  | Blower, Aeration System
122057 | THC-AER-TSH-7269 | Switch,Temperature-High,Blower 7200 Room,Blower Air System Phase I &IV | THC-AER-BL-7200-I-IV | Switch,Temperature | Switch |  | TSH | http://www.toronto.ca/TWONTO#temperature_switch |  | Blower, Aeration System
122058 | THC-AER-TSH-7342 | Switch,Temperature-High,Oil Tank 7340,Blower 7300,Phase I & IV Blower Building | THC-AER-BL-7300-I-IV | Switch,Temperature | Switch |  | TSH | http://www.toronto.ca/TWONTO#temperature_switch |  | Blower, Aeration System
122059 | THC-AER-TSH-7442 | Switch,Temperature-High,Oil Tank 7440,Blower 7400,Phase I & IV Blower Building | THC-AER-BL-7400-I-IV | Switch,Temperature | Switch |  | TSH | http://www.toronto.ca/TWONTO#temperature_switch |  | Blower, Aeration System
122192 | THC-AER-VSH-6106 | Switch,Vibration,Blower 6100,Old Plant Blower Building | THC-AER-BL-6100 | Switch,Vibration | Switch |  | VSH | http://www.toronto.ca/TWONTO#vibration_sensor_element |  | Blower, Aeration
122193 | THC-AER-VSH-6206 | Switch,Vibration,Blower 6200,Old Plant Blower Building | THC-AER-BL-6200 | Switch,Vibration | Switch |  | VSH | http://www.toronto.ca/TWONTO#vibration_sensor_element |  | Blower, Aeration
122503 | THC-DCL-LSH-0401 | Level Switch High, SBSS Feed Tank, Dechlorination | THC-DCL-T-0100 |  | Switch |  | LSH | http://www.toronto.ca/TWONTO#level_switch |  | Tank, Storage 38% Sodium Bisulphite, Dechlorination
122504 | THC-DCL-LSH-0401 | Level Switch High, SBSS Feed Tank, Dechlorination | THC-DCL-T-0400 |  | Switch |  | LSH | http://www.toronto.ca/TWONTO#level_switch |  | Tank, Feed 2% SBSS, Dechlorination
122505 | THC-DCL-LSH-0501 | Level Switch High, SBS Dilution Tank, Dechlorination | THC-DCL-T-0100 |  | Switch |  | LSH | http://www.toronto.ca/TWONTO#level_switch |  | Tank, Storage 38% Sodium Bisulphite, Dechlorination
122506 | THC-DCL-LSH-0501 | Level Switch High, SBS Dilution Tank, Dechlorination | THC-DCL-T-0500 |  | Switch |  | LSH | http://www.toronto.ca/TWONTO#level_switch |  | Tank, Dilution Sodium Bisulphite, Dechlorination
122507 | THC-DCL-LSH-0601 | Level Switch High, SBSS Feed Tank, Dechlorination | THC-DCL-T-0100 |  | Switch |  | LSH | http://www.toronto.ca/TWONTO#level_switch |  | Tank, Storage 38% Sodium Bisulphite, Dechlorination
122508 | THC-DCL-LSH-0601 | Level Switch High, SBSS Feed Tank, Dechlorination | THC-DCL-T-0600 |  | Switch |  | LSH | http://www.toronto.ca/TWONTO#level_switch |  | Tank, Feed 2% SBSS, Dechlorination
122509 | THC-DCL-LSL-0401 | Level Switch Low, SBSS Feed Tank, Dechlorination | THC-DCL-T-0400 |  | Switch | 34142 | LSL | http://www.toronto.ca/TWONTO#level_switch |  | Tank, Feed 2% SBSS, Dechlorination
122510 | THC-DCL-LSL-0401 | Level Switch Low, SBSS Feed Tank, Dechlorination | THC-SUSPENDED |  | Switch | 34142 | LSL | http://www.toronto.ca/TWONTO#level_switch |  | Suspended entity
122511 | THC-DCL-LSL-0601 | Level Switch Low, SBSS Feed Tank, Dechlorination | THC-SUSPENDED |  | Switch | 34141 | LSL | http://www.toronto.ca/TWONTO#level_switch |  | Suspended entity
122512 | THC-DCL-LSLL-0401 | Level Switch Low-Low, SBSS Feed Tank, Dechlorination | THC-DCL-T-0100 |  | Switch | 34140 | LSLL | http://www.toronto.ca/TWONTO#level_switch |  | Tank, Storage 38% Sodium Bisulphite, Dechlorination
122513 | THC-DCL-LSLL-0601 | Level Switch Low-Low, SBSS Feed Tank, Dechlorination | THC-DCL-T-0600 |  | Switch | 34143 | LSLL | http://www.toronto.ca/TWONTO#level_switch |  | Tank, Feed 2% SBSS, Dechlorination
122514 | THC-DCL-LSLL-0601 | Level Switch Low-Low, SBSS Feed Tank, Dechlorination | THC-SUSPENDED |  | Switch | 34143 | LSLL | http://www.toronto.ca/TWONTO#level_switch |  | Suspended entity
122803 | THC-DEW-MSL-6281 | Switch, Motion-Low, Conveyor 6280, Dewatering Conveyance System | THC-DEW-CV-6280 | Switch,Motion | Switch |  | MSL | http://www.toronto.ca/TWONTO#motion_sensor_element |  | Conveyor, Cake Feed to Incinerator 1000, Dewatering
122804 | THC-DEW-MSL-6301 | Switch, Motion-Low, Conveyor 6300, Dewatering Conveyance System | THC-DEW-CV-6300 | Switch,Motion | Switch |  | MSL | http://www.toronto.ca/TWONTO#motion_sensor_element |  | Conveyor, To Biosolids Bin, Dewatering
122881 | THC-DEW-PSH-7266 | Switch, Pressure-High, Outlet, Pump 7260, Polymer Feed System | THC-DEW-P-7260 | Switch,Pressure-High | Switch |  | PSH | http://www.toronto.ca/TWONTO#pressure_switch |  | Pump, Polymer Feed, Dewatering
122882 | THC-DEW-PSH-7366 | Switch, Pressure-High, Outlet, Pump 7360, Polymer Feed System | THC-DEW-P-7360 | Switch,Pressure-High | Switch |  | PSH | http://www.toronto.ca/TWONTO#pressure_switch |  | Pump, Polymer Feed, Dewatering
122885 | THC-DEW-PSL-1208 | Switch, Pressure-Low, City Water, Centrifuge 1200, Solid Treatment, Incinerator building. | THC-DEW-CF-1200 | Switch,Pressure-Low | Switch |  | PSL | http://www.toronto.ca/TWONTO#pressure_switch |  | Centrifuge,Dewatering,BLS/PYS - Solid Treatment,Incinerator Building
123459 | THC-DIG-LSH-0114 | Switch,Level-High, Sump Pump 0114, Sludge Holding Tanks | THC-SUSPENDED | Switch,Level | Switch | 35368 | LSH | http://www.toronto.ca/TWONTO#level_switch |  | Suspended entity
123460 | THC-DIG-LSH-3220 | Switch,Level,High,Interstage Separator,F­3220,Gas High Pressure System,Building U | THC-DIG-CYC-3220 | Switch,Level-High | Switch |  | LSH | http://www.toronto.ca/TWONTO#level_switch |  | Cyclone,Separator,Outlet,Intercooler C­3201,Gas High Pressure System,Building U
123461 | THC-DIG-LSH-3320 | Switch,Level,High,Interstage Separator,F­3320,Gas High Pressure System,Building U | THC-DIG-CYC-3320 | Switch,Level-High | Switch |  | LSH | http://www.toronto.ca/TWONTO#level_switch |  | Cyclone,Separator,Outlet,Intercooler C­3301,Gas High Pressure System,Building U
123463 | THC-DIG-LSH-5240 | Eliminated Role: Switch,Level-High,Sump,Burner Sump Pump 5240,Building U | THC-SUS | Switch,Level | Switch | 40489 | LSH | http://www.toronto.ca/TWONTO#level_switch |  | THC records of assets and roles that are no longer in service or exists
123464 | THC-DIG-LSH-5284 | Switch,Level-High,Sump,West Storm Sump Pump 5284A & 5284B,Primary Digesters | THC-GRK-SUMP PUMP | Switch,Level | Switch |  | LSH | http://www.toronto.ca/TWONTO#level_switch |  | Sump Pumps,
123465 | THC-DIG-LSH-5285 | Switch,Level-High,South-West Storm Sump,CP-5285,Building U | THC-GRK-SUMP PUMP | Switch,Level | Switch |  | LSH | http://www.toronto.ca/TWONTO#level_switch |  | Sump Pumps,
123466 | THC-DIG-LSH-5286 | Switch,Level-High,South-East Storm Sump,CP-5286,Building U | THC-DIG-P-5286A | Switch,Level | Switch |  | LSH | http://www.toronto.ca/TWONTO#level_switch |  | Pump,Submersible,South-East Storm Sump,Building U
123467 | THC-DIG-LSH-5290 | Switch,Level-High,Lower Basement Sump,CP-5290,Building U | THC-GRK-SUMP PUMP | Switch,Level | Switch |  | LSH | http://www.toronto.ca/TWONTO#level_switch |  | Sump Pumps,
123468 | THC-DIG-LSHH-3413 | Switch,Level,High-High,Wet Receiver,T­3413,Gas High Pressure System,Building U | THC-DIG-T-3413 | Switch,Level-High-High | Switch |  | LSHH | http://www.toronto.ca/TWONTO#level_switch |  | Tank,Wet Gas Storage,Gas High Pressure System,Building U
123469 | THC-DIG-LSHH-5240 | Eliminated Role: Switch,Level-High High, Sump,Burner Sump Pump 5240, Primary Digesters | THC-DIG-P-5240 | Switch,Level | Switch | 40487 | LSHH | http://www.toronto.ca/TWONTO#level_switch |  | Eliminated Role: Pump,Centrifugal,Sump,Lower Basement,Building U
123470 | THC-DIG-LSHH-5286 | Eliminated Role: Switch,Level-High High,Sump, East Storm Sump Pump 5286A, Primary Digesters,Building U | THC-SUS | Switch,Level | Switch | 40488 | LSHH | http://www.toronto.ca/TWONTO#level_switch |  | THC records of assets and roles that are no longer in service or exists
123471 | THC-DIG-LSHHA-5285 | Switch,Level-High-High,South-West Storm Sump,CP-5285,Building U | THC-DIG-CP-5285 | Valve,Gate | Switch |  | LSHHA | http://www.toronto.ca/TWONTO#level_switch |  | Control Panel,Electrical,South-West Storm Sump,P-5285A & P-5285B,Building U
123472 | THC-DIG-LSHHB-5286 | Switch,Level-High-High,South-East Storm Sump,CP-5286,Building U | THC-DIG-CP-5286 | Valve,Gate | Switch |  | LSHHB | http://www.toronto.ca/TWONTO#level_switch |  | Control Panel,Electrical,South-East Storm Sump,P-5286A & P-5286B,Building U
123473 | THC-DIG-LSL-3413 | Switch,Level,Low,Wet Receiver,T­3413,Gas High Pressure System,Building U | THC-DIG-T-3413 | Switch,Level-Low | Switch |  | LSL | http://www.toronto.ca/TWONTO#level_switch |  | Tank,Wet Gas Storage,Gas High Pressure System,Building U
123474 | THC-DIG-LSL-5285 | Switch,Level-Low,South-West Storm Sump,CP-5285,Building U | THC-DIG-CP-5285 | Valve,Gate | Switch |  | LSL | http://www.toronto.ca/TWONTO#level_switch |  | Control Panel,Electrical,South-West Storm Sump,P-5285A & P-5285B,Building U
123614 | THC-DIG-PSH-0644 | Switch,Pressure-High,Discharge,Gas Mixing,C-0637,Gas Low Pressure System,Building U | THC-DIG-C-0637 | Switch,Pressure-High | Switch |  | PSH | http://www.toronto.ca/TWONTO#pressure_switch |  | Compressor,Sliding Vane,Primary Digester Gas MIxing,PD-0600,Gas Low Pressure System,Building U
123615 | THC-DIG-PSH-0744 | Switch,Pressure-High,Discharge,Gas Mixing,C-0737,Gas Low Pressure System,Building U | THC-DIG-C-0737 | Switch,Pressure-High | Switch |  | PSH | http://www.toronto.ca/TWONTO#pressure_switch |  | Compressor,Sliding Vane,Primary Digester Gas MIxing,PD-0700,Gas Low Pressure System,Building U
123618 | THC-DIG-PSH-3100 | Switch,Pressure-High,Discharge,C-3100B,Gas High Pressure System,Building U | THC-DIG-C-3100B | Switch,Pressure-High | Switch |  | PSH | http://www.toronto.ca/TWONTO#pressure_switch |  | Compressor, Gas, Booster, Digester 0400-0700
123619 | THC-DIG-PSH-3200 | Switch,Pressure-High,Discharge,C-3200B,Gas High Pressure System,Building U | THC-DIG-C-3200 | Switch,Pressure-High | Switch |  | PSH | http://www.toronto.ca/TWONTO#pressure_switch |  | Compressor,Sliding Vane,Building U Gas Booster,Gas High Pressure System,Building U
123620 | THC-DIG-PSH-3200 | Switch,Pressure-High,Discharge,C-3200B,Gas High Pressure System,Building U | THC-DIG-C-3200B | Switch,Pressure-High | Switch |  | PSH | http://www.toronto.ca/TWONTO#pressure_switch |  | Compressor, Gas, Booster, Digester 0400-0700
123621 | THC-DIG-PSH-5067 | Switch,Pressure-High,Lag,Digested Gas Header,Gas Low Pressure System,Building U | THC-DIG-BURNERS | Switch,Pressure | Switch |  | PSH | http://www.toronto.ca/TWONTO#pressure_switch |  | Waste Gas Burners
123622 | THC-DIG-PSH-5067 | Switch,Pressure-High,Lag,Digested Gas Header,Gas Low Pressure System,Building U | THC-DIG-GAS-LOW-PRESS | Switch,Pressure | Switch |  | PSH | http://www.toronto.ca/TWONTO#pressure_switch |  | Digester Gas Low Pressure System
123623 | THC-DIG-PSH-5068 | Switch,Pressure-High,Manual Back-up,Digested Gas Header,Gas Low Pressure System,Building U | THC-DIG-BURNERS | Switch,Pressure | Switch |  | PSH | http://www.toronto.ca/TWONTO#pressure_switch |  | Waste Gas Burners
123624 | THC-DIG-PSH-5068 | Switch,Pressure-High,Manual Back-up,Digested Gas Header,Gas Low Pressure System,Building U | THC-DIG-GAS-LOW-PRESS | Switch,Pressure | Switch |  | PSH | http://www.toronto.ca/TWONTO#pressure_switch |  | Digester Gas Low Pressure System
123627 | THC-DIG-PSL-5063 | Switch,Pressure-Low,Auto Reset,Digested Gas Header,Gas Low Pressure System,Building U | THC-DIG-GAS-LOW-PRESS | Switch,Pressure-Low | Switch |  | PSL | http://www.toronto.ca/TWONTO#pressure_switch |  | Digester Gas Low Pressure System
123663 | THC-DIG-SW-1401 | Eliminated Role: Switch, PLC Panel UPS Bypass, Digester Main | THC-ELS-PS-0003 | Switch | Switch | 40486 | SW | http://www.toronto.ca/TWONTO#disconnect_switch |  | Power supply, UPS
123664 | THC-DIG-SW-1401 | Eliminated Role: Switch, PLC Panel UPS Bypass, Digester Main | THC-SUS | Switch | Switch | 40486 | SW | http://www.toronto.ca/TWONTO#disconnect_switch |  | THC records of assets and roles that are no longer in service or exists
123701 | THC-DIG-TSH-0443 | Switch,Temperature-High,Discharge,Primary Digester Gas MIxing,C-0437,Gas Low Pressure System,Building U | THC-DIG-C-0437 | Switch,Temperature | Switch |  | TSH | http://www.toronto.ca/TWONTO#temperature_switch |  | Compressor,Sliding Vane,Primary Digester Gas MIxing,PD-0400,Gas Low Pressure System,Building U
123702 | THC-DIG-TSH-0743 | Switch,Temperature-High,Discharge,Primary Digester Gas MIxing,C-0737,Gas Low Pressure System,Building U | THC-DIG-C-0737 | Switch,Temperature | Switch |  | TSH | http://www.toronto.ca/TWONTO#temperature_switch |  | Compressor,Sliding Vane,Primary Digester Gas MIxing,PD-0700,Gas Low Pressure System,Building U
123703 | THC-DIG-TSH-3122 | Switch,Temperature,High,C­3100,Gas High Pressure System,Building U | THC-DIG-C-3100 | Switch,Temperature-High | Switch |  | TSH | http://www.toronto.ca/TWONTO#temperature_switch |  | Compressor,Sliding Vane,Building U Gas Booster,Gas High Pressure System,Building U
123704 | THC-DIG-TSH-3222 | Switch,Temperature,High,C­3200,Gas High Pressure System,Building U | THC-DIG-C-3200 | Switch,Temperature-High | Switch |  | TSH | http://www.toronto.ca/TWONTO#temperature_switch |  | Compressor,Sliding Vane,Building U Gas Booster,Gas High Pressure System,Building U
123705 | THC-DIG-TSH-3322 | Switch,Temperature,High,C­3300,Gas High Pressure System,Building U | THC-DIG-C-3300 | Switch,Temperature-High | Switch |  | TSH | http://www.toronto.ca/TWONTO#temperature_switch |  | Compressor,Sliding Vane,Building U Gas Booster,Gas High Pressure System,Building U
125731 | THC-FT-PSH-1396 | Switch,Pressure-High,Outlet,Scum Transfer Pump 1390,Secondary,Phase IV | THC-FT-P-1390SUSPEND | Switch,Pressure-High | Switch |  | PSH | http://www.toronto.ca/TWONTO#pressure_switch |  | Pump, Scum, Tunnel T19 Phase IV Secondary
125732 | THC-FT-PSH-1496 | Switch,Pressure-High,Outlet,Scum Transfer Pump 1490,Secondary,Phase IV | THC-FT-P-1490SUSPEND | Switch,Pressure-High | Switch |  | PSH | http://www.toronto.ca/TWONTO#pressure_switch |  | Pump, Scum, Tunnel T19 Phase IV Secondary
125733 | THC-FT-PSH-1596 | Switch,Pressure-High,Outlet,Scum Transfer Pump 1590,Secondary,Phase IV | THC-FT-P-1590-SCRP | Switch,Pressure-High | Switch |  | PSH | http://www.toronto.ca/TWONTO#pressure_switch |  | Pump, for Scum Pit Tank 1580, for final tank 1500, Secondary Clarifier
125734 | THC-FT-PSH-1696 | Switch,Pressure-High,Outlet,Scum Transfer Pump 1690,Secondary,Phase IV | THC-FT-P-1690-SCRP | Switch,Pressure-High | Switch |  | PSH | http://www.toronto.ca/TWONTO#pressure_switch |  | Pump, for Scum Pit Tank 1680, for final tank 1600, Secondary Clarifier
125736 | THC-FT-PSH-5826 | Switch, Pressure High, Scum Control, SE Plant, SE Plant Blowers Part 1 and Train #8 | THC-FT-P-5820 | Switch,Pressure-High | Switch |  | PSH | http://www.toronto.ca/TWONTO#pressure_switch |  | Pump, Scum Transfer, Rotary Lobe, Secondary , SE Plant, SE Plant Blowers Part 1 and Train #8
125738 | THC-FT-PSL-0995 | Switch, Inlet, Pressure-Low, Scum Transfer Pump 0990,Secondary,Phase I | THC-FT-P-0990SUSPEND | Switch,Pressure-Low | Switch |  | PSL | http://www.toronto.ca/TWONTO#pressure_switch |  | Pump, for Scum Pit Tank 0980, for final tank 0900, Secondary Clarifier
125739 | THC-FT-PSL-1395 | Switch, Inlet, Pressure-Low, Scum Transfer Pump 1390,Secondary,Phase IV | THC-FT-P-1390SUSPEND | Switch,Pressure-Low | Switch |  | PSL | http://www.toronto.ca/TWONTO#pressure_switch |  | Pump, Scum, Tunnel T19 Phase IV Secondary
125740 | THC-FT-PSL-1495 | Switch, Inlet, Pressure-Low, Scum Transfer Pump 1490,Secondary,Phase IV | THC-FT-P-1490SUSPEND | Switch,Pressure-Low | Switch |  | PSL | http://www.toronto.ca/TWONTO#pressure_switch |  | Pump, Scum, Tunnel T19 Phase IV Secondary
126147 | THC-INC-LSH-0313 | Switch, Level-High, Sump Pump 0313, 0314, Decant, Incin. Building | THC-GRK-SUMP PUMP | Switch,Level | Switch |  | LSH | http://www.toronto.ca/TWONTO#level_switch |  | Sump Pumps,
126188 | THC-INC-PSH-0610 | Switch, Pressure-High, Digester Gas Train, Incinerators 1000 & 2000 | THC-INC | Switch,Pressure-High | Switch |  | PSH | http://www.toronto.ca/TWONTO#pressure_switch |  | Incineration Process
126189 | THC-INC-PSH-2064 | Switch, Pressure-High, Natural Gas Train, Incinerator 2000 | THC-INC-FU-2000 | Switch,Pressure-High | Switch |  | PSH | http://www.toronto.ca/TWONTO#pressure_switch |  | Furnace, Incinerator 2000
126190 | THC-INC-PSL-0202 | Switch, Pressure-low, Digester Gas Train, Incinerators 1000 & 2000 | THC-INC | Switch,Pressure-Low | Switch |  | PSL | http://www.toronto.ca/TWONTO#pressure_switch |  | Incineration Process
126191 | THC-INC-PSL-1051 | Switch, Pressure-Low, Shaft Seal, Slurry Pump 1051 | THC-INC-P-1051 |  | Switch |  | PSL | http://www.toronto.ca/TWONTO#pressure_switch |  | Pump, Ash Slurry, Incinerator 1000
126192 | THC-INC-PSL-1052 | Switch, Pressure-Low, Shaft Seal, Slurry Pump 1052 | THC-INC-P-1052 |  | Switch |  | PSL | http://www.toronto.ca/TWONTO#pressure_switch |  | Pump, Ash Slurry, Incinerator 1000
126193 | THC-INC-PSL-1073 | Switch, Pressure-Low, Shaft Cooling, Incinerator 1000 | THC-INC-FU-1000 | Switch,Pressure-Low | Switch |  | PSL | http://www.toronto.ca/TWONTO#pressure_switch |  | Furnace, Incinerator 1000
126195 | THC-INC-PSL-2051 | Switch, Pressure-Low, Shaft Seal, Slurry Pump 2051 | THC-INC-P-2051 |  | Switch |  | PSL | http://www.toronto.ca/TWONTO#pressure_switch |  | Pump, Ash Slurry, Incinerator 2000
126196 | THC-INC-PSL-2052 | Switch, Pressure-Low, Shaft Seal, Slurry Pump 2052 | THC-INC-P-2052 |  | Switch |  | PSL | http://www.toronto.ca/TWONTO#pressure_switch |  | Pump, Ash Slurry, Incinerator 2000
126197 | THC-INC-PSL-2064 | Switch, Pressure-Low, Natural Gas Train, Incinerator 2000 | THC-INC-FU-2000 | Switch,Pressure-Low | Switch | 34753 | PSL | http://www.toronto.ca/TWONTO#pressure_switch |  | Furnace, Incinerator 2000
126198 | THC-INC-PSL-2064 | Switch, Pressure-Low, Natural Gas Train, Incinerator 2000 | THC-SUSPENDED | Switch,Pressure-Low | Switch | 34753 | PSL | http://www.toronto.ca/TWONTO#pressure_switch |  | Suspended entity
126199 | THC-INC-PSL-2073 | Switch, Pressure-Low, Shaft Cooling, Incinerator 2000 | THC-INC-FU-2000 | Switch,Pressure-Low | Switch |  | PSL | http://www.toronto.ca/TWONTO#pressure_switch |  | Furnace, Incinerator 2000
126559 | THC-NGS-PSL-3042 | Switch, Pressure Low, Pilot Natural Gas, Hot Water Boiler BO-3041 | THC-SUSPENDED |  | Switch | 33796 | PSL | http://www.toronto.ca/TWONTO#pressure_switch |  | Suspended entity
126561 | THC-NGS-PSL-3062 | Switch, Pressure Low, Pilot Natural Gas, Hot Water Boiler BO-3061 | THC-ACC-BO-3061 |  | Switch | 33798 | PSL | http://www.toronto.ca/TWONTO#pressure_switch |  | Boiler, Hot Water, Boiler Building
126562 | THC-NGS-PSL-3062 | Switch, Pressure Low, Pilot Natural Gas, Hot Water Boiler BO-3061 | THC-SUSPENDED |  | Switch | 33798 | PSL | http://www.toronto.ca/TWONTO#pressure_switch |  | Suspended entity
126563 | THC-NGS-PSL-3072 | Switch, Pressure Low, Pilot Natural Gas, Hot Water Boiler BO-3071 | THC-ACC-BO-3071 |  | Switch | 33799 | PSL | http://www.toronto.ca/TWONTO#pressure_switch |  | Boiler, Hot Water, Boiler Building
126565 | THC-NGS-PSL-3082 | Switch, Pressure Low, Pilot Natural Gas, Hot Water Boiler BO-3081 | THC-ACC-BO-3081 |  | Switch | 33800 | PSL | http://www.toronto.ca/TWONTO#pressure_switch |  | Boiler, Hot Water, Boiler Building
126566 | THC-NGS-PSL-3082 | Switch, Pressure Low, Pilot Natural Gas, Hot Water Boiler BO-3081 | THC-SUSPENDED |  | Switch | 33800 | PSL | http://www.toronto.ca/TWONTO#pressure_switch |  | Suspended entity
126849 | THC-OCS-LSH-0100 | Switch, Level High, Humidification Chamber #1, Phase I/IV Odour Control | THC-OCS-HU-0100 | Switch,Level-High | Switch |  | LSH | http://www.toronto.ca/TWONTO#level_switch |  | Integrated Humidification Chamber #1, Humidification Chamber #1, Phase I/IV Odour Control
126850 | THC-OCS-LSH-6030 | Switch, Level, High, Humidification Chamber HU-6030, Headworks Odour Control | THC-OCS-HU-6030 | Switch,Level-High | Switch |  | LSH | http://www.toronto.ca/TWONTO#level_switch |  | Humidification Chamber, Biofilter, Headworks Odour Control
126851 | THC-OCS-LSHH-0200 | Switch, Sump Level High High, Phase I/IV Biofilter Sump, Phase I/IV Odour Control | THC-OCS-P-0210 | Switch,Level-High-High | Switch |  | LSHH | http://www.toronto.ca/TWONTO#level_switch |  | Sump Pump No.1, Phase I/IV Biofilter Sump, Phase I/IV Odour Control
126852 | THC-OCS-LSHH-0400 | Switch, Level High, Humidification Chamber #2, Phase I/IV Odour Control | THC-OCS-HU-0400 | Switch,Level-High-High | Switch |  | LSHH | http://www.toronto.ca/TWONTO#level_switch |  | Integrated Humidification Chamber #2, Humidification Chamber #2, Phase I/IV Odour Control
126853 | THC-OCS-LSHH-6200 | Switch, Level, High High, Sump, Biofilter, Headworks Odour Control | THC-OCS-P-6210 | Switch,Level-High-High | Switch |  | LSHH | http://www.toronto.ca/TWONTO#level_switch |  | Sump Pump, Biofilter, Headworks Odour Control
126854 | THC-OCS-LSL-0200 | Switch, Sump Level Lo, Phase I/IV Biofilter Sump, Phase I/IV Odour Control | THC-OCS-P-0210 | Switch,Level-Low | Switch |  | LSL | http://www.toronto.ca/TWONTO#level_switch |  | Sump Pump No.1, Phase I/IV Biofilter Sump, Phase I/IV Odour Control
126855 | THC-OCS-LSL-0400 | Switch, Level Low, Humidification Chamber #2, Phase I/IV Odour Control | THC-OCS-HU-0100 | Switch,Level-Low | Switch |  | LSL | http://www.toronto.ca/TWONTO#level_switch |  | Integrated Humidification Chamber #1, Humidification Chamber #1, Phase I/IV Odour Control
126857 | THC-OCS-LSL-6200 | Switch, Level, Low, Sump, Biofilter, Headworks Odour Control | THC-OCS-P-6210 | Switch,Level-Low | Switch |  | LSL | http://www.toronto.ca/TWONTO#level_switch |  | Sump Pump, Biofilter, Headworks Odour Control
126858 | THC-OCS-LSLL-0400 | Switch, Level Low Low, Humidification Chamber #2, Phase I/IV Odour Control | THC-OCS-HU-0400 | Switch,Level-Low-Low | Switch |  | LSLL | http://www.toronto.ca/TWONTO#level_switch |  | Integrated Humidification Chamber #2, Humidification Chamber #2, Phase I/IV Odour Control
126860 | THC-OCS-LSLL-6200 | Switch, Level, Low Low, Sump, Biofilter, Headworks Odour Control | THC-OCS-P-6210 | Switch,Level-Low-Low | Switch |  | LSLL | http://www.toronto.ca/TWONTO#level_switch |  | Sump Pump, Biofilter, Headworks Odour Control
127087 | THC-PLT-FSL-0155 | Switch, Flow, Low, Spray Water, Perforate Screen SC-0150, Screen Room, Raw Sewage Screening | THC-PLT-SC-0150 | Switch,Flow-Low | Switch |  | FSL | http://www.toronto.ca/TWONTO#flow_switch |  | Screen, Perforated Plate, Screen Room, Raw Sewage Screening
127088 | THC-PLT-FSL-0255 | Switch, Flow, Low, Spray Water, Perforate Screen SC-0250, Screen Room, Raw Sewage Screening | THC-PLT-SC-0250 | Switch,Flow-Low | Switch |  | FSL | http://www.toronto.ca/TWONTO#flow_switch |  | Screen, Perforated Plate, Screen Room, Raw Sewage Screening
127089 | THC-PLT-FSL-0355 | Switch, Flow, Low, Spray Water, Perforate Screen SC-0350, Screen Room, Raw Sewage Screening | THC-PLT-SC-0350 | Switch,Flow-Low | Switch |  | FSL | http://www.toronto.ca/TWONTO#flow_switch |  | Screen, Perforated Plate, Screen Room, Raw Sewage Screening
127090 | THC-PLT-FSL-0455 | Switch, Flow, Low, Spray Water, Perforate Screen SC-0450, Screen Room, Raw Sewage Screening | THC-PLT-SC-0450 | Switch,Flow-Low | Switch |  | FSL | http://www.toronto.ca/TWONTO#flow_switch |  | Screen, Perforated Plate, Screen Room, Raw Sewage Screening
127091 | THC-PLT-FSL-0555 | Switch, Flow, Low, Spray Water, Perforate Screen SC-0550, Screen Room, Raw Sewage Screening | THC-PLT-SC-0550 | Switch,Flow-Low | Switch |  | FSL | http://www.toronto.ca/TWONTO#flow_switch |  | Screen, Perforated Plate, Screen Room, Raw Sewage Screening
127092 | THC-PLT-FSL-0940 | Switch, Flow, Low, Seal Water, Pump P-0940, Vortex Grit Pipe Gallery, Grit Removal | THC-PLT-P-0940 | Switch,Flow-Low | Switch |  | FSL | http://www.toronto.ca/TWONTO#flow_switch |  | Pump, Grit Slurry, Vortex Grit Pipe Gallery, Grit Removal
127093 | THC-PLT-FSL-0980 | Switch, Flow, Low, Seal Water, Pump P-0980, Vortex Grit Pipe Gallery, Grit Removal | THC-PLT-P-0980 | Switch,Flow-Low | Switch |  | FSL | http://www.toronto.ca/TWONTO#flow_switch |  | Pump, Grit Slurry, Vortex Grit Pipe Gallery, Grit Removal
127136 | THC-PLT-HS-0710 | Switch, Rope, Emergency Stop, Conveyor, Screen Room, Screenings Conveyance | THC-PLT-CV-0710 |  | Switch |  | HS | hand_switch |  | Conveyor, Screw, Screen Room, Screenings Conveyance
127137 | THC-PLT-HS-0720 | Switch, Rope, Emergency Stop, Conveyor, Screen Room, Screenings Conveyance | THC-PLT-CV-0720 |  | Switch |  | HS | hand_switch |  | Conveyor, Screw, Screen Room, Screenings Conveyance
127138 | THC-PLT-HS-0810 | Switch, Rope, Emergency Stop, Washer Compactor, Screen Room, Screenings Conveyance | THC-PLT-CMP-0810 |  | Switch |  | HS | hand_switch |  | Washer Compactor, Screen Room, Screenings Conveyance
127139 | THC-PLT-HS-0820 | Switch, Rope, Emergency Stop, Washer Compactor, Screen Room, Screenings Conveyance | THC-PLT-CMP-0820 |  | Switch |  | HS | hand_switch |  | Washer Compactor, Screen Room, Screenings Conveyance
127140 | THC-PLT-HS-0830 | Switch, Rope, Emergency Stop, Conveyor, Screen Room, Screenings Conveyance | THC-PLT-CV-0830 |  | Switch |  | HS | hand_switch |  | Conveyor, Screw, Screen Room, Screenings Conveyance
127141 | THC-PLT-HS-1010 | Switch, Rope, Emergency Stop, Classifier CL-1010, Grit Processing and Conveyance | THC-PLT-CL-1010 |  | Switch |  | HS | hand_switch |  | Classifier, Grit System, Grit Processing and Conveyance
127142 | THC-PLT-HS-1200 | Switch, Rope, Emergency Stop, Conveyor CV-1200, Screenings and Grit Conveyance | THC-PLT-CV-1200 |  | Switch |  | HS | hand_switch |  | Conveyor, Screw, Conveyor, Screenings and Grit Conveyance
127143 | THC-PLT-HS-1220 | Switch, Rope, Emergency Stop, Conveyor CV-1220, Screenings and Grit Conveyance | THC-PLT-CV-1220 |  | Switch |  | HS | hand_switch |  | Conveyor, Screw, Conveyor, Truck Loading, Screenings and Grit Conveyance
127157 | THC-PLT-LSH-0820 | Switch,Level-High, Washer Compactor CMP-0810, Headworks | THC-PLT-CMP-0820 | Switch,Level | Switch |  | LSH | http://www.toronto.ca/TWONTO#level_switch |  | Washer Compactor, Screen Room, Screenings Conveyance
127158 | THC-PLT-LSH-1020 | Switch, Level, High, Classifier CL-1020, Grit Processing and Conveyance | THC-PLT-CL-1020 | Switch,Level-High | Switch |  | LSH | http://www.toronto.ca/TWONTO#level_switch |  | Classifier, Grit System, Grit Processing and Conveyance
127159 | THC-PLT-LSH-1400 | Switch, Level, High, Sump, Vortex Gallery | THC-PLT-P-1410 | Switch,Level-High | Switch |  | LSH | http://www.toronto.ca/TWONTO#level_switch |  | Pump, Sump, Vortex Gallery
127161 | THC-PLT-LSH-5623 | Switch, Level-High, Overflow, Classifier 5630, East | THC-PLT-CL-5630 | Switch,Level | Switch |  | LSH | http://www.toronto.ca/TWONTO#level_switch |  | Classifier 5630, East
127162 | THC-PLT-LSH-5653 | Switch,Level-High,Overflow,Classifier 5660, West | THC-PLT-CL-5630 | Switch,Level | Switch |  | LSH | http://www.toronto.ca/TWONTO#level_switch |  | Classifier 5630, East
127163 | THC-PLT-LSH-5653 | Switch,Level-High,Overflow,Classifier 5660, West | THC-PLT-CL-5660 | Switch,Level | Switch |  | LSH | http://www.toronto.ca/TWONTO#level_switch |  | Classifier 5660, West
127164 | THC-PLT-LSHH-1400 | Level Switch, High High Level, Sump, Vortex Gallery | THC-PLT-P-1410 | Switch,Level-High-High | Switch |  | LSHH | http://www.toronto.ca/TWONTO#level_switch |  | Pump, Sump, Vortex Gallery
127165 | THC-PLT-LSHH-5104 | Level Switch High High,Sump, pump pit THC-PLT-P-5110 and 5120 | THC-PRM-P-0102 | Switch,Level | Switch |  | LSHH | http://www.toronto.ca/TWONTO#level_switch |  | Pump, Sump, Primary Treatment
127166 | THC-PLT-LSL-1600 | Switch, Level, Low, Sump, Vortex Vortex Common Effluent Channel | THC-PLT-P-1610 | Switch,Level-Low | Switch |  | LSL | http://www.toronto.ca/TWONTO#level_switch |  | Pump, Sump, Vortex Common Effluent Channel
127167 | THC-PLT-LSL-5811 | Switch,Level-Low,Oil Reservoir Tank 5810,Head House | THC-PLT-T-5810 | Switch,Level | Switch |  | LSL | http://www.toronto.ca/TWONTO#level_switch |  | Reservoire, Oil, Hydraulic Pack, Conveyors, Grit Tanks
127169 | THC-PLT-LSLL-1400 | Switch, Level, Low Low , Sump, Vortex Gallery | THC-PLT-P-1410 | Switch,Level-Low-Low | Switch |  | LSLL | http://www.toronto.ca/TWONTO#level_switch |  | Pump, Sump, Vortex Gallery
127186 | THC-PLT-MSL-0446 | Switch,Motion-Low,Level Bubbler System,Bar screen 0440,Head House | THC-PLT-SC-0240 | Switch,Motion | Switch |  | MSL | http://www.toronto.ca/TWONTO#motion_sensor_element |  | Bar Screen 0240
127187 | THC-PLT-MSL-0720 | Switch, Motion , Low, Conveyor, Screen Room, Screenings Conveyance | THC-PLT-CV-0720 |  | Switch |  | MSL | http://www.toronto.ca/TWONTO#motion_sensor_element |  | Conveyor, Screw, Screen Room, Screenings Conveyance
127188 | THC-PLT-MSL-0840 | Switch, Motion , Low, Conveyor, Screen Room, Screenings Conveyance | THC-PLT-CV-0840 |  | Switch |  | MSL | http://www.toronto.ca/TWONTO#motion_sensor_element |  | Conveyor, Screw, Screen Room, Screenings Conveyance
127189 | THC-PLT-MSL-1020 | Switch, Motion Low, Classifier CL-1020, Grit Processing and Conveyance | THC-PLT-CL-1020 |  | Switch |  | MSL | http://www.toronto.ca/TWONTO#motion_sensor_element |  | Classifier, Grit System, Grit Processing and Conveyance
127190 | THC-PLT-MSL-5191 | Switch, Motion-Low, Screening Transfer System, Head House | THC-PLT-SC-0140 | Switch,Motion | Switch |  | MSL | http://www.toronto.ca/TWONTO#motion_sensor_element |  | Bar Screen 0140
127222 | THC-PLT-PSH-0143 | Switch, Pressure-High, Level Bubbler System, Bar screen 0140, Head House | THC-PLT-SC-0140 | Switch,Pressure-High | Switch |  | PSH | http://www.toronto.ca/TWONTO#pressure_switch |  | Bar Screen 0140
127223 | THC-PLT-PSH-0243 | Switch,Pressure-High,Level Bubbler System,Bar screen 0240,Head House | THC-PLT-SC-SP | Switch,Pressure-High | Switch |  | PSH | http://www.toronto.ca/TWONTO#pressure_switch |  | Bar Screen Spare
127224 | THC-PLT-PSH-0343 | Switch,Pressure-High,Level Bubbler System,Bar screen 0340,Head House | THC-PLT-SC-0340 | Switch,Pressure-High | Switch |  | PSH | http://www.toronto.ca/TWONTO#pressure_switch |  | Bar Screen 0340
127225 | THC-PLT-PSH-0543 | Switch,Pressure-High,Level Bubbler System,Bar screen 0540,Head House | THC-PLT-SC-0540 | Switch,Pressure-High | Switch |  | PSH | http://www.toronto.ca/TWONTO#pressure_switch |  | Bar Screen 0540
127226 | THC-PLT-PSH-2112 | Switch, Pressure, High, Blower BL-2100, Blower Room, Channel Aeration | THC-PLT-BL-2100 | Switch,Pressure-High | Switch |  | PSH | http://www.toronto.ca/TWONTO#pressure_switch |  | Blower, Blower Room, Channel Aeration
127228 | THC-PLT-PSH-5844 | Switch,Diff. Pressure High,Oil Reverse,Headhouse | THC-PLT-T-5810 | Switch,Pressure | Switch |  | PSH | http://www.toronto.ca/TWONTO#pressure_switch |  | Reservoire, Oil, Hydraulic Pack, Conveyors, Grit Tanks
127229 | THC-PLT-PSH-6108 | Switch,Pressure-High,Outlet from Pumps 6140 & 6150 (post-filter) to Bar Screens,Hydr. Sys,Headhouse | THC-PLT-T-6100 | Switch,Pressure-High | Switch |  | PSH | http://www.toronto.ca/TWONTO#pressure_switch |  | Reservoir, Oil, Hydraulic Pack 1, Bar Screens
127230 | THC-PLT-PSL-0145 | Switch, Pressure-low, Level Bubbler System, Bar screen 0140, Head House | THC-PLT-SC-0140 | Switch,Pressure-Low | Switch |  | PSL | http://www.toronto.ca/TWONTO#pressure_switch |  | Bar Screen 0140
127231 | THC-PLT-PSL-0445 | Switch,Pressure-low,Level Bubbler System,Bar screen 0440,Head House | THC-PLT-SC-0240 | Switch,Pressure-Low | Switch |  | PSL | http://www.toronto.ca/TWONTO#pressure_switch |  | Bar Screen 0240
127232 | THC-PLT-PSL-0545 | Switch,Pressure-low,Level Bubbler System,Bar screen 0540,Head House | THC-PLT-SC-0540 | Switch,Pressure-Low | Switch |  | PSL | http://www.toronto.ca/TWONTO#pressure_switch |  | Bar Screen 0540
127233 | THC-PLT-PSL-1012 | Switch, Pressure, Low, Hydrocyclone CYC-1012 Inlet, Grit Processing and Conveyance | THC-PLT-CYC-1012 | Switch,Pressure-Low | Switch |  | PSL | http://www.toronto.ca/TWONTO#pressure_switch |  | Hydrocyclone, Classifier CL-1010, Grit Processing and Conveyance
127234 | THC-PLT-PSL-1021 | Switch, Pressure, Low, Hydrocyclone CYC-1021 Inlet, Grit Processing and Conveyance | THC-PLT-CYC-1021 | Switch,Pressure-Low | Switch |  | PSL | http://www.toronto.ca/TWONTO#pressure_switch |  | Hydrocyclone, Classifier CL-1020, Grit Processing and Conveyance
127235 | THC-PLT-PSL-2102 | Switch, Pressure Differential, Low, Blower BL-2100, Blower Room, Channel Aeration | THC-PLT-BL-2100 | Switch,Pressure-Low | Switch |  | PSL | http://www.toronto.ca/TWONTO#pressure_switch |  | Blower, Blower Room, Channel Aeration
127236 | THC-PLT-PSL-2302 | Switch, Pressure Differential, Low, Blower BL-2300, Blower Room, Channel Aeration | THC-PLT-BL-2300 | Switch,Pressure-Low | Switch |  | PSL | http://www.toronto.ca/TWONTO#pressure_switch |  | Blower, Blower Room, Channel Aeration
127237 | THC-PLT-PSL-2402 | Switch, Pressure Differential, Low, Blower BL-2400, Blower Room, Channel Aeration | THC-PLT-BL-2400 | Switch,Pressure-Low | Switch |  | PSL | http://www.toronto.ca/TWONTO#pressure_switch |  | Blower, Blower Room, Channel Aeration
127238 | THC-PLT-PSL-6209 | Switch,Pressure-Low,Outlet from Pump 6240 (post-filter) to Bar Screens,Hydr. Sys,Headhouse | THC-PLT-T-6200 | Switch,Pressure-Low | Switch |  | PSL | http://www.toronto.ca/TWONTO#pressure_switch |  | Reservoir, Oil, Hydraulic Pack 2, Bar Screens
127261 | THC-PLT-SW-5691A | Switch,Motion-Low,Conveyor 5690A,Grit,Head House | THC-PLT-CV-5690A | Switch,Motion | Switch |  | SW | http://www.toronto.ca/TWONTO#motion_sensor_element |  | Conveyor, Swivel
127273 | THC-PLT-TSH-2111 | Switch, Temperature, High, Blower BL-2100, Blower Room, Channel Aeration | THC-PLT-BL-2100 | Switch,Temperature-High | Switch |  | TSH | http://www.toronto.ca/TWONTO#temperature_switch |  | Blower, Blower Room, Channel Aeration
127274 | THC-PLT-TSH-2211 | Switch, Temperature, High, Blower BL-2200, Blower Room, Channel Aeration | THC-PLT-BL-2200 | Switch,Temperature-High | Switch |  | TSH | http://www.toronto.ca/TWONTO#temperature_switch |  | Blower, Blower Room, Channel Aeration
127275 | THC-PLT-TSH-2311 | Switch, Temperature, High, Blower BL-2300, Blower Room, Channel Aeration | THC-PLT-BL-2300 | Switch,Temperature-High | Switch |  | TSH | http://www.toronto.ca/TWONTO#temperature_switch |  | Blower, Blower Room, Channel Aeration
127276 | THC-PLT-TSL-6702 | Switch,Temperature Low,Ozonator Room North,Odour Control,Headhouse | THC-ODOUR-HEADHOUSE | Switch,Temperature | Switch | 37930 | TSL | http://www.toronto.ca/TWONTO#temperature_switch |  | Odour Control
127277 | THC-PLT-TSL-6702 | Switch,Temperature Low,Ozonator Room North,Odour Control,Headhouse | THC-SUSPENDED | Switch,Temperature | Switch | 37930 | TSL | http://www.toronto.ca/TWONTO#temperature_switch |  | Suspended entity
127435 | THC-PLT-ZHS-0810 | Switch, Position High (Open), Washer Compactor CMP-0810, Headworks | THC-PLT-CMP-0810 | Switch,Level | Switch |  | ZHS | http://www.toronto.ca/TWONTO#position_switch |  | Washer Compactor, Screen Room, Screenings Conveyance
127436 | THC-PLT-ZSH-0347 | Switch, Torque, Rake, Bar screen 0340, Head House | THC-PLT-SC-0340 | Switch,Torque | Switch |  | ZSH | http://www.toronto.ca/TWONTO#position_switch |  | Bar Screen 0340
127568 | THC-PRM-LSH-0122 | Level Switch High,Sump,Phase 1 Primary T12 | THC-PRM-P-0122 | Switch,Level | Switch |  | LSH | http://www.toronto.ca/TWONTO#level_switch |  | Pump, Sump, Primary Treatment
127569 | THC-PRM-LSHH-0101 | Level Switch High,T31 West Primary Tank 0600,Building A | THC-PRM-P-0101 | Switch,Level | Switch |  | LSHH | http://www.toronto.ca/TWONTO#level_switch |  | Pump, Sump, Primary Treatment
127570 | THC-PRM-LSHH-0102 | Level Switch High,Sump,T31 West Primary Tank 0700,Building A | THC-PRM-P-0102 | Switch,Level | Switch |  | LSHH | http://www.toronto.ca/TWONTO#level_switch |  | Pump, Sump, Primary Treatment
127571 | THC-PRM-LSHH-0122 | Level Switch High High,Sump,Phase 1, Tank 1000, Primary T12 and T15 | THC-PRM-P-0122 | Switch,Level | Switch |  | LSHH | http://www.toronto.ca/TWONTO#level_switch |  | Pump, Sump, Primary Treatment
127572 | THC-PRM-LSHH-0124 | Level Switch High,Sump,Primary Tank 0900 | THC-PRM-P-0102 | Switch,Level | Switch |  | LSHH | http://www.toronto.ca/TWONTO#level_switch |  | Pump, Sump, Primary Treatment
127573 | THC-PRM-LSHH-0143 | Level Switch High,Sump,T31 West Primary Tank 0700,Building A | THC-PRM-P-0102 | Switch,Level | Switch |  | LSHH | http://www.toronto.ca/TWONTO#level_switch |  | Pump, Sump, Primary Treatment
127574 | THC-PRM-LSHH-0152 | Level Switch High,Sump, Primary Tank 0300,& 0400, Old Plant | THC-PRM-P-0102 | Switch,Level | Switch |  | LSHH | http://www.toronto.ca/TWONTO#level_switch |  | Pump, Sump, Primary Treatment
127575 | THC-PRM-LSHH-0174 | Switch, Level High High, Sump Pump Control, NW Plant | THC-PRM-P-0102 | Switch,Level | Switch |  | LSHH | http://www.toronto.ca/TWONTO#level_switch |  | Pump, Sump, Primary Treatment
127576 | THC-PRM-LSHH-0174 | Switch, Level High High, Sump Pump Control, NW Plant | THC-PRM-P-0174 | Switch,Level | Switch |  | LSHH | http://www.toronto.ca/TWONTO#level_switch |  | Pump, Centrifugal Submersible, Drainage, NW Plant
127577 | THC-PRM-LSHH-0177 | Switch, Level High High, Sump Pump Control, NW Plant | THC-PRM-P-0102 | Switch,Level | Switch |  | LSHH | http://www.toronto.ca/TWONTO#level_switch |  | Pump, Sump, Primary Treatment
127578 | THC-PRM-LSHH-0177 | Switch, Level High High, Sump Pump Control, NW Plant | THC-PRM-P-0177 | Switch,Level | Switch |  | LSHH | http://www.toronto.ca/TWONTO#level_switch |  | Pump, Centrifugal Submersible, Drainage, NW Plant
127579 | THC-PRM-LSL-0102 | Switch,Level-Low,Sump,Sump Pump 0102,Old Plant Primary West T31 | THC-PRM-P-0102 | Switch,Level | Switch |  | LSL | http://www.toronto.ca/TWONTO#level_switch |  | Pump, Sump, Primary Treatment
127580 | THC-PRM-LSLL-0174 | Switch, Level Low, Sump Pump Control, NW Plant | THC-PRM-P-0174 | Sensor,Level | Switch |  | LSLL | http://www.toronto.ca/TWONTO#level_switch |  | Pump, Centrifugal Submersible, Drainage, NW Plant
127581 | THC-PRM-LSLL-0177 | Switch, Level Low, Sump Pump Control, NW Plant | THC-PRM-P-0177 | Sensor,Level | Switch |  | LSLL | http://www.toronto.ca/TWONTO#level_switch |  | Pump, Centrifugal Submersible, Drainage, NW Plant
127582 | THC-PRM-LSLL-0915 | Switch, Float, Level-Low Low, Oil Tank 0970 | THC-PRM-T-0970 |  | Switch |  | LSLL | http://www.toronto.ca/TWONTO#level_switch |  | Oil Tank, Hydraulic Power System for Scum Skimmer System, Primary Clarifier 0900
127585 | THC-PRM-LSLL-1115 | Switch, Float, Level-Low Low, Oil Tank 1170 | THC-PRM-T-1170 | Switch,Level-Low-Low | Switch |  | LSLL | http://www.toronto.ca/TWONTO#level_switch |  | Oil Tank, Hydraulic Power System for Scum Skimmer System, Primary Clarifier 1100
127990 | THC-PRM-ZSH-0911 | Switch, Position High, Mech Collect, Valve 0909 | THC-PRM-V-0911A |  | Switch |  | ZSH | http://www.toronto.ca/TWONTO#position_switch |  | Valve, Solenoid, Collect, Valve 0909
127991 | THC-PRM-ZSH-0971 | Switch, Position High, Cylinder Extend, Valve 0971 | THC-PRM-V-0971 |  | Switch |  | ZSH | http://www.toronto.ca/TWONTO#position_switch |  | Valve, Hydraulic Cylinder, Scum Skimmer, Primary Clarifier 0900, SW Plant
127992 | THC-PRM-ZSH-0973 | Switch, Position High, Cylinder Extend, Valve 0973 | THC-PRM-V-0973 |  | Switch |  | ZSH | http://www.toronto.ca/TWONTO#position_switch |  | Valve, Hydraulic Cylinder, Scum Skimmer, Primary Clarifier 0900, SW Plant
127993 | THC-PRM-ZSH-0975 | Switch, Position High, Mech Home, Valve 0971 | THC-PRM-V-0971 |  | Switch |  | ZSH | http://www.toronto.ca/TWONTO#position_switch |  | Valve, Hydraulic Cylinder, Scum Skimmer, Primary Clarifier 0900, SW Plant
127994 | THC-PRM-ZSH-0979 | Switch, Position High, Mech Home, Valve 0973 | THC-PRM-V-0973 |  | Switch |  | ZSH | http://www.toronto.ca/TWONTO#position_switch |  | Valve, Hydraulic Cylinder, Scum Skimmer, Primary Clarifier 0900, SW Plant
127998 | THC-PRM-ZSH-1111 | Switch, Position High, Mech Collect, Valve 1111 | THC-PRM-V-1111 | Switch,Level-Low-Low | Switch |  | ZSH | http://www.toronto.ca/TWONTO#position_switch |  | Valve, Hydraulic Cylinder, Bottom Scraper, Primary Clarifier 1100, NW Plant
127999 | THC-PRM-ZSH-1112 | Switch, Position High, Mech Collect, Valve 1112 | THC-PRM-V-1112 | Switch,Level-Low-Low | Switch |  | ZSH | http://www.toronto.ca/TWONTO#position_switch |  | Valve, Hydraulic Cylinder, Bottom Scraper, Primary Clarifier 1100, NW Plant
128000 | THC-PRM-ZSH-1141 | Switch, Position High, Supply Damper, Damper 1141 | THC-PRM-DM-1141 | Switch,Position-High | Switch |  | ZSH | http://www.toronto.ca/TWONTO#position_switch |  | Damper/Louver, Supply Air, Damper 1141, Fan 1140, Primary Clarifier 11
128001 | THC-PRM-ZSH-1142 | Switch, Position High, Exhaust Damper, Damper 1142 | THC-PRM-DM-1142 | Switch,Position-High | Switch |  | ZSH | http://www.toronto.ca/TWONTO#position_switch |  | Damper/Louver, Supply Air, Damper 1142, Fan 1140, Primary Clarifier 11
128002 | THC-PRM-ZSH-1151 | Switch, Position High, Supply Damper, Damper 1151 | THC-PRM-DM-1151 | Switch,Position-High | Switch |  | ZSH | http://www.toronto.ca/TWONTO#position_switch |  | Damper/Louver, Damper 1151
128003 | THC-PRM-ZSH-1171 | Switch, Position High, Cylinder Extend, Valve 1171A | THC-PRM-V-1171 | Switch,Position-High | Switch |  | ZSH | http://www.toronto.ca/TWONTO#position_switch |  | Valve, Hydraulic Cylinder, Scum Skimmer, Tank 1100, Primary Clarifier, Phase IV
128004 | THC-PRM-ZSH-1171 | Switch, Position High, Cylinder Extend, Valve 1171A | THC-PRM-V-1171A | Switch,Position-High | Switch |  | ZSH | http://www.toronto.ca/TWONTO#position_switch |  | Valve, Knife Gate, Primary Sludge Pump (P-1170) Inlet Isolation, NW Plant
128005 | THC-PRM-ZSH-1173 | Switch, Position High, Cylinder Extend, Valve 1173C | THC-PRM-V-1173 | Switch,Position-High | Switch |  | ZSH | http://www.toronto.ca/TWONTO#position_switch |  | Valve, Hydraulic Cylinder, Scum Skimmer, Tank 1100, Primary Clarifier, Phase IV
128006 | THC-PRM-ZSH-1173 | Switch, Position High, Cylinder Extend, Valve 1173C | THC-PRM-V-1173C | Switch,Position-High | Switch |  | ZSH | http://www.toronto.ca/TWONTO#position_switch |  | Valve, Inlet, Flow Transmitter Indicating, Primary Clarifier 1100, Primary Sludge Distribution
128007 | THC-PRM-ZSH-1174 | Switch, Position High, Flush Water, Valve 1174 | THC-PRM-CH-5300 | Switch,Position-High | Switch |  | ZSH | http://www.toronto.ca/TWONTO#position_switch |  | Scum Pit,Tank 1100 & 1200, Primary Clarifier
128008 | THC-PRM-ZSH-1174 | Switch, Position High, Flush Water, Valve 1174 | THC-PRM-V-1174 | Switch,Position-High | Switch |  | ZSH | http://www.toronto.ca/TWONTO#position_switch |  | Valve, Actuated, Scum Trough Flushing Valve
128009 | THC-PRM-ZSH-1175 | Switch, Position High, Mech Home, Valve 1171A | THC-PRM-V-1171A | Switch,Position-High | Switch |  | ZSH | http://www.toronto.ca/TWONTO#position_switch |  | Valve, Knife Gate, Primary Sludge Pump (P-1170) Inlet Isolation, NW Plant
128010 | THC-PRM-ZSH-1176 | Switch, Position High, Mech Away, Valve 1171A | THC-PRM-V-1171 | Switch,Position-High | Switch |  | ZSH | http://www.toronto.ca/TWONTO#position_switch |  | Valve, Hydraulic Cylinder, Scum Skimmer, Tank 1100, Primary Clarifier, Phase IV
128011 | THC-PRM-ZSH-1176 | Switch, Position High, Mech Away, Valve 1171A | THC-PRM-V-1171A | Switch,Position-High | Switch |  | ZSH | http://www.toronto.ca/TWONTO#position_switch |  | Valve, Knife Gate, Primary Sludge Pump (P-1170) Inlet Isolation, NW Plant
128012 | THC-PRM-ZSH-1178 | Switch, Position High, Mech Away, Valve 1172B | THC-PRM-V-1172 | Switch,Position-High | Switch |  | ZSH | http://www.toronto.ca/TWONTO#position_switch |  | Valve, Hydraulic Cylinder, Scum Skimmer, Tank 1100, Primary Clarifier, Phase IV
128013 | THC-PRM-ZSH-1178 | Switch, Position High, Mech Away, Valve 1172B | THC-PRM-V-1172B | Switch,Position-High | Switch |  | ZSH | http://www.toronto.ca/TWONTO#position_switch |  | Valve, Knife Gate, Primary Sludge Pump (P-1170) Discharge Isolation, NW Plant
128014 | THC-PRM-ZSH-1180 | Switch, Position High, Mech Away, Valve 1173C | THC-PRM-V-1173C | Switch,Position-High | Switch |  | ZSH | http://www.toronto.ca/TWONTO#position_switch |  | Valve, Inlet, Flow Transmitter Indicating, Primary Clarifier 1100, Primary Sludge Distribution
128015 | THC-PRM-ZSH-1212 | Switch, Position High, Mech Collect, Valve 1212 | THC-PRM-V-1212 | Switch,Level-Low-Low | Switch |  | ZSH | http://www.toronto.ca/TWONTO#position_switch |  | Valve, Hydraulic Cylinder, Bottom Scraper, Primary Clarifier 1200, NW Plant
128016 | THC-PRM-ZSH-1213 | Switch, Position High, Mech Collect, Valve 1213 | THC-PRM-V-1213 | Switch,Level-Low-Low | Switch |  | ZSH | http://www.toronto.ca/TWONTO#position_switch |  | Valve, Hydraulic Cylinder, Bottom Scraper, Primary Clarifier 1200, NW Plant
128017 | THC-PRM-ZSH-1241 | Switch, Position High, Supply Damper, Damper 1241 | THC-PRM-DM-1241 | Switch,Position-High | Switch |  | ZSH | http://www.toronto.ca/TWONTO#position_switch |  | Damper/Louver, Supply Air, Fan 1240, Primary Clarifier 12
128018 | THC-PRM-ZSH-1251 | Switch, Position High, Supply Damper, Damper 1251 | THC-PRM-DM-1251 | Switch,Position-High | Switch |  | ZSH | http://www.toronto.ca/TWONTO#position_switch |  | Damper/Louver, Damper 1251
128019 | THC-PRM-ZSH-1271 | Switch, Position High, Cylinder Extend, Valve 1271 | THC-PRM-V-1271 | Switch,Position-High | Switch |  | ZSH | http://www.toronto.ca/TWONTO#position_switch |  | Valve, Hydraulic Cylinder, Scum Skimmer, Primary Clarifier 1200, NW Plant
128020 | THC-PRM-ZSH-1276 | Switch, Position High, Mech Away, Valve 1271 | THC-PRM-V-1271 | Switch,Position-High | Switch |  | ZSH | http://www.toronto.ca/TWONTO#position_switch |  | Valve, Hydraulic Cylinder, Scum Skimmer, Primary Clarifier 1200, NW Plant
128021 | THC-PRM-ZSH-1278 | Switch, Position High, Mech Away, Valve 1272 | THC-PRM-V-1272 | Switch,Position-High | Switch |  | ZSH | http://www.toronto.ca/TWONTO#position_switch |  | Valve, Hydraulic Cylinder, Scum Skimmer, Primary Clarifier 1200, NW Plant
128022 | THC-PRM-ZSH-1279 | Switch, Position High, Mech Home, Valve 1273 | THC-PRM-V-1273 | Switch,Position-High | Switch |  | ZSH | http://www.toronto.ca/TWONTO#position_switch |  | Valve, Hydraulic Cylinder, Scum Skimmer, Primary Clarifier 1200, NW Plant
128023 | THC-PRM-ZSH-1280 | Switch, Position High, Mech Away, Valve 1273 | THC-PRM-V-1273 | Switch,Position-High | Switch |  | ZSH | http://www.toronto.ca/TWONTO#position_switch |  | Valve, Hydraulic Cylinder, Scum Skimmer, Primary Clarifier 1200, NW Plant
128024 | THC-PRM-ZSL-0912 | Switch, Position Low, Mech Return, Valve 0912 | THC-PRM-V-0912 |  | Switch |  | ZSL | http://www.toronto.ca/TWONTO#position_switch |  | Valve, Hydraulic Cylinder, Bottom Scraper, Primary Clarifier 0900, SW Plant
128025 | THC-PRM-ZSL-0914 | Switch, Position Low, Mech Return, Valve 0914 | THC-PRM-V-0914 |  | Switch |  | ZSL | http://www.toronto.ca/TWONTO#position_switch |  | Valve, Hydraulic Cylinder, Bottom Scraper, Primary Clarifier 0900, SW Plant
128026 | THC-PRM-ZSL-0971 | Switch, Position Low, Cylinder Retract, Valve 0971 | THC-PRM-V-0971 |  | Switch |  | ZSL | http://www.toronto.ca/TWONTO#position_switch |  | Valve, Hydraulic Cylinder, Scum Skimmer, Primary Clarifier 0900, SW Plant
128029 | THC-PRM-ZSL-1112 | Switch, Position Low, Mech Return, Valve 1112 | THC-PRM-V-1112 | Switch,Level-Low-Low | Switch |  | ZSL | http://www.toronto.ca/TWONTO#position_switch |  | Valve, Hydraulic Cylinder, Bottom Scraper, Primary Clarifier 1100, NW Plant
128030 | THC-PRM-ZSL-1114 | Switch, Position Low, Mech Return, Valve 1114 | THC-PRM-V-1114 | Switch,Level-Low-Low | Switch |  | ZSL | http://www.toronto.ca/TWONTO#position_switch |  | Valve, Hydraulic Cylinder, Bottom Scraper, Primary Clarifier 1100, NW Plant
128031 | THC-PRM-ZSL-1171 | Switch, Position Low, Cylinder Retract, Valve 1171A | THC-PRM-V-1171 | Switch,Position-Low | Switch |  | ZSL | http://www.toronto.ca/TWONTO#position_switch |  | Valve, Hydraulic Cylinder, Scum Skimmer, Tank 1100, Primary Clarifier, Phase IV
128032 | THC-PRM-ZSL-1172 | Switch, Position Low, Cylinder Retract, Valve 1172B | THC-PRM-V-1172 | Switch,Position-Low | Switch |  | ZSL | http://www.toronto.ca/TWONTO#position_switch |  | Valve, Hydraulic Cylinder, Scum Skimmer, Tank 1100, Primary Clarifier, Phase IV
128033 | THC-PRM-ZSL-1172 | Switch, Position Low, Cylinder Retract, Valve 1172B | THC-PRM-V-1172B | Switch,Position-Low | Switch |  | ZSL | http://www.toronto.ca/TWONTO#position_switch |  | Valve, Knife Gate, Primary Sludge Pump (P-1170) Discharge Isolation, NW Plant
128034 | THC-PRM-ZSL-1211 | Switch, Position Low, Mech Return, Valve 1211 | THC-PRM-V-1211 | Switch,Level-Low-Low | Switch |  | ZSL | http://www.toronto.ca/TWONTO#position_switch |  | Valve, Hydraulic Cylinder, Bottom Scraper, Primary Clarifier 1200, NW Plant
128035 | THC-PRM-ZSL-1214 | Switch, Position Low, Mech Return, Valve 1214 | THC-PRM-V-1214 | Switch,Level-Low-Low | Switch |  | ZSL | http://www.toronto.ca/TWONTO#position_switch |  | Valve, Hydraulic Cylinder, Bottom Scraper, Primary Clarifier 1200, NW Plant
128036 | THC-PRM-ZSL-1271 | Switch, Position Low, Cylinder Retract, Valve 1271 | THC-PRM-V-1271 | Switch,Position-Low | Switch |  | ZSL | http://www.toronto.ca/TWONTO#position_switch |  | Valve, Hydraulic Cylinder, Scum Skimmer, Primary Clarifier 1200, NW Plant
128163 | THC-PWA-LSH-0002 | Switch, Level, Capacitance, Station Flooding, S.E. Pumping Station | THC-PWA-SOUTH |  | Switch |  | LSH | http://www.toronto.ca/TWONTO#level_switch |  | South Pumping Station
128166 | THC-PWA-LSHH-0316 | Level Switch High High,Incineration. Plant Water Pumping Station | THC-PWA-P-0316 | Switch,Level | Switch |  | LSHH | http://www.toronto.ca/TWONTO#level_switch |  | Pump,Sump, Incineration. Plant Water Pumping Station
128179 | THC-PWA-PDSH-0301 | Switch, Differential Pressure, High, Local Indicator, Strainer STR-0300, S.E. Pumping Station | THC-PWA-STR-0300 |  | Switch |  | PDSH | http://www.toronto.ca/TWONTO#pressure_switch |  | Strainer,Automatic,Plant Effluent Water,South Effluent Pump Station,Intermediate Level
128180 | THC-PWA-PDSH-0401 | Switch, Differential Pressure, High, Local Indicator, Strainer STR-0400, S.E. Pumping Station | THC-PWA-STR-0400 |  | Switch |  | PDSH | http://www.toronto.ca/TWONTO#pressure_switch |  | Strainer,Automatic,Plant Effluent Water,South Effluent Pump Station,Intermediate Level
128181 | THC-PWA-PDSH-0901 | Switch, Pressure Differential, High, Local Indication, Strainer STR-0900, N.E. Pumping Station | THC-PWA-STR-0900 |  | Switch |  | PDSH | http://www.toronto.ca/TWONTO#pressure_switch |  | Strainer, N.E. Pumping Station
128190 | THC-PWA-PSL-0401 | Switch, Pressure, Low, Pump P-0400 Intake, S.E. Pumping Station | THC-PWA-P-0400 |  | Switch |  | PSL | http://www.toronto.ca/TWONTO#pressure_switch |  | Pump, P-0400, S.E. Pumping Station
128191 | THC-PWA-PSL-0501 | Switch, Pressure, Low, Pump P-0500, S.E. Pumping Station | THC-PWA-P-0500 |  | Switch |  | PSL | http://www.toronto.ca/TWONTO#pressure_switch |  | Pump, P-0500, S.E. Pumping Station
128871 | THC-STR-LSH-0129 | Level Switch High,Sump,Phase 4 Blower Building | THC-STR-P-0129 | Switch,Level | Switch |  | LSH | http://www.toronto.ca/TWONTO#level_switch |  | Pump, Sump, Secondary Treatment
128872 | THC-STR-LSH-0165 | Level Switch High,T33 West Final Tank 0700,Building A | THC-STR-P-0165 | Switch,Level | Switch |  | LSH | http://www.toronto.ca/TWONTO#level_switch |  | Pump, Sump, Secondary Treatment
128873 | THC-STR-LSH-0180 | Switch, Level, High, Pump Start, NW Plant | THC-STR-P-0180 |  | Switch |  | LSH | http://www.toronto.ca/TWONTO#level_switch |  | Pump, Centrifugal Submersible, Drainage, NW Plant
128874 | THC-STR-LSH-0181 | Switch, Level, High, Pump Start, NW Plant | THC-STR-P-0181 |  | Switch |  | LSH | http://www.toronto.ca/TWONTO#level_switch |  | Pump, Centrifugal Submersible, Drainage, NW Plant
128875 | THC-STR-LSH-0186 | Switch, Level, High, Pump Start, NW Plant | THC-STR-P-0186 |  | Switch |  | LSH | http://www.toronto.ca/TWONTO#level_switch |  | Pump, Centrifugal Submersible, Drainage, NW Plant
128876 | THC-STR-LSH-1204 | Switch,Level-High,Sump,Sump Pump 1204,Old Plant Workshop | THC-STR-P-1204 | Switch,Level | Switch |  | LSH | http://www.toronto.ca/TWONTO#level_switch |  | Pump,Sump,MCC 1 Lower Cable Crawl Space,Building A
128877 | THC-STR-LSH-1301 | Level Switch High,Sump,T15 Phase 1 Final Area | THC-STR-P-1301A | Switch,Level | Switch |  | LSH | http://www.toronto.ca/TWONTO#level_switch |  | Pump, Sump, Secondary Treatment
128880 | THC-STR-LSHH-0131 | Level Switch High,Sump,T15 Phase 1 Final Area | THC-STR-P-1301A | Switch,Level | Switch |  | LSHH | http://www.toronto.ca/TWONTO#level_switch |  | Pump, Sump, Secondary Treatment
128881 | THC-STR-LSHH-0158 | Level Switch High,Sump,T33 East Final Tank 0200 and 0300, Building A | THC-STR-P-0158 | Switch,Level | Switch |  | LSHH | http://www.toronto.ca/TWONTO#level_switch |  | Pump, Sump, Secondary Treatment
128882 | THC-STR-LSHH-0179 | Switch, Level High High, Sump Pump Control, NW Plant | THC-STR-P-0179 | Switch,Level | Switch |  | LSHH | http://www.toronto.ca/TWONTO#level_switch |  | Pump, Centrifugal Submersible, Drainage, NW Plant
128883 | THC-STR-LSHH-0181 | Switch, Level High High, Sump Pump Control, NW Plant | THC-STR-P-0181 | Switch,Level | Switch |  | LSHH | http://www.toronto.ca/TWONTO#level_switch |  | Pump, Centrifugal Submersible, Drainage, NW Plant
128884 | THC-STR-LSHH-0184 | Switch, Level High High, Sump Pump Control, NW Plant | THC-STR-P-0184 | Switch,Level | Switch |  | LSHH | http://www.toronto.ca/TWONTO#level_switch |  | Pump, Centrifugal Submersible, Drainage, NW Plant
128885 | THC-STR-LSHH-0186 | Switch, Level High High, Sump Pump Control, NW Plant | THC-STR-P-0186 | Switch,Level | Switch |  | LSHH | http://www.toronto.ca/TWONTO#level_switch |  | Pump, Centrifugal Submersible, Drainage, NW Plant
128892 | THC-STR-LSLL-0186 | Switch, Level Low, Sump Pump Control, NW Plant | THC-STR-P-0186 |  | Switch |  | LSLL | http://www.toronto.ca/TWONTO#level_switch |  | Pump, Centrifugal Submersible, Drainage, NW Plant
128893 | THC-STR-LSLL-1601 | Switch,Level Low Low,Sump,Tunnel T16 & T13 Intersection | THC-STR-CP-1601 |  | Switch |  | LSLL | http://www.toronto.ca/TWONTO#level_switch |  | Control Panel,Sump Pumps,Tunnel T16 & T13 Intersection
128944 | THC-STR-PSL-0445 | Switch, Inlet, Pressure-Low, Pump 0440, Secondary Clarifiers 0300&0400 - Old Section | THC-STR-P-0440 | Switch,Pressure-Low | Switch |  | PSL | http://www.toronto.ca/TWONTO#pressure_switch |  | Pump, Tank 0300-0400, Secondary Clarifier, RAS/WAS
128945 | THC-STR-PSL-0545 | Switch, Inlet, Pressure-Low, Pump 0540, Secondary Clarifiers 0500&0600 - Old Section | THC-STR-P-0540 | Switch,Pressure-Low | Switch |  | PSL | http://www.toronto.ca/TWONTO#pressure_switch |  | Pump, Tank 0500-0600, Secondary Clarifier, RAS/WAS
128946 | THC-STR-PSL-0745 | Switch, Inlet, Pressure-Low, Pump 0740, Secondary Clarifiers 0700&0800 - Old Section | THC-STR-P-0740 | Switch,Pressure-Low | Switch |  | PSL | http://www.toronto.ca/TWONTO#pressure_switch |  | Pump, Tank 0700-0800, Secondary Clarifier, RAS/WAS
128947 | THC-STR-PSL-0845 | Switch, Inlet, Pressure-Low, ,Pump 0840, Secondary Clarifiers 0700&0800 - Old Section | THC-STR-P-0840SP | Switch,Pressure-Low | Switch |  | PSL | http://www.toronto.ca/TWONTO#pressure_switch |  | Pump, Tank 0700-0800, Secondary Clarifier, RAS/WAS
128948 | THC-STR-PSL-0945 | Switch, Inlet, Pressure-Low, Pump 0940,Secondary Clarifier 0900,RAS Pumping Distribution - Phase 1 | THC-STR-P-0940 | Switch,Pressure-Low | Switch |  | PSL | http://www.toronto.ca/TWONTO#pressure_switch |  | Pump, Dewatering, Tank 0900, Secondary Clarifier, RAS/WAS
128949 | THC-STR-PSL-1045 | Switch, Inlet, Pressure-Low, Pump 1040,Secondary Clarifier 1000,RAS Pumping Distribution - Phase 1 | THC-STR-P-1040 | Switch,Pressure-Low | Switch |  | PSL | http://www.toronto.ca/TWONTO#pressure_switch |  | Pump, Dewatering, Tank 1000, Secondary Clarifier, RAS/WAS
128950 | THC-STR-PSL-1245 | Switch, Inlet, Pressure-Low, Pump 1240,Secondary Clarifier 1200,RAS Pumping Distribution - Phase 1 | THC-STR-P-1240 | Switch,Pressure-Low | Switch |  | PSL | http://www.toronto.ca/TWONTO#pressure_switch |  | Pump, Dewatering, Tank 1200, Secondary Clarifier, RAS/WAS
128951 | THC-STR-PSL-1345 | Switch, Inlet, Pressure-Low, Pump 1340,Secondary Clarifier 1300,RAS Pumping Distribution - Phase 4 | THC-STR-P-1340 | Switch,Pressure-Low | Switch |  | PSL | http://www.toronto.ca/TWONTO#pressure_switch |  | New Spare Pump, Dewatering, Tank 1300, Secondary Clarifier, RAS/WAS, Tunnel T19 Phase IV Secondary
128952 | THC-STR-PSL-5045 | Switch, Inlet, Pressure-Low,,Pump 5040, Secondary Clarifiers 0100&0200 - Old Section | THC-STR-P-5040 | Switch,Pressure-Low | Switch | 41053 | PSL | http://www.toronto.ca/TWONTO#pressure_switch |  | Pump, Tank 0100-0200, Secondary Clarifier, RAS/WAS
128953 | THC-STR-PSL-5245 | Switch, Inlet, Pressure-Low,,Pump 5240, Secondary Clarifiers 0500&0600 - Old Section | THC-STR-P-5240 | Switch,Pressure-Low | Switch |  | PSL | http://www.toronto.ca/TWONTO#pressure_switch |  | Pump, Tank 0500-0600, Secondary Clarifier, RAS/WAS
128954 | THC-STR-PSL-5445 | Switch, Inlet, Pressure-Low,,Pump 5440, Secondary Clarifiers 0700&0800 - Old Section | THC-STR-P-5440 | Switch,Pressure-Low | Switch |  | PSL | http://www.toronto.ca/TWONTO#pressure_switch |  | Pump, Centrifugal, Secondary Sludge, SE Plant, SE Plant Blowers Part 1 and Train #8
129174 | THC-THK-LSH-0110 | Level Switch High,Flotation Building | THC-THK-P-0111 | Switch,Level | Switch |  | LSH | http://www.toronto.ca/TWONTO#level_switch |  | Pump,Sump,Flotation Building
129175 | THC-THK-LSH-0111 | Switch,Level-High,Sump,Sump Pump 0111,admin Building | THC-THK-P-0111 | Switch,Level | Switch |  | LSH | http://www.toronto.ca/TWONTO#level_switch |  | Pump,Sump,Flotation Building
129181 | THC-THK-LSH-5972 | Switch, Level High, Centrate Tank T-5970 | THC-THK-T-5970 | Switch,Level-High | Switch |  | LSH | http://www.toronto.ca/TWONTO#level_switch |  | Tank,Centrate
129182 | THC-THK-LSH-5992 | Switch, Level High, Centrate Tank T-5990 | THC-THK-T-5990 | Switch,Level-High | Switch |  | LSH | http://www.toronto.ca/TWONTO#level_switch |  | Tank,Centrate
129189 | THC-THK-LSL-1101 | Switch, Level Low, for Mixing Tank-1100,Polymer Make-up System-1100 | THC-THK-T-1100 | Mixer,Propeller | Switch |  | LSL | http://www.toronto.ca/TWONTO#level_switch |  | Tank,Make-up,Polymer Make-up System-1100,Thickening Building
129248 | THC-THK-PSL-5820 | Switch, Pressure-Low, Pump P-5820, Thickening | THC-THK-P-5820 |  | Switch |  | PSL | http://www.toronto.ca/TWONTO#pressure_switch |  | Pump,Rotary Lobe,TWAS Tank T-5800
129250 | THC-THK-PSL-5830 | Switch, Pressure-Low, Pump P-5830, Thickening | THC-THK-P-5830 |  | Switch |  | PSL | http://www.toronto.ca/TWONTO#pressure_switch |  | Pump,Rotary Lobe,TWAS Tank T-5800
129516 | THC-WWW-LSH-0002 | Switch, Float, High, Sump Pump P-0100 & P-0200, S.E. Pumping Station | THC-PWA-EFFLUENT |  | Switch |  | LSH | http://www.toronto.ca/TWONTO#level_switch |  | Plant Water Effluent
129517 | THC-WWW-LSH-0002 | Switch, Float, High, Sump Pump P-0100 & P-0200, S.E. Pumping Station | THC-PWA-SOUTH |  | Switch |  | LSH | http://www.toronto.ca/TWONTO#level_switch |  | South Pumping Station
129518 | THC-WWW-LSH-0004 | Switch, Float, High, Sump Alarm, S.E. Pumping Station | THC-PWA-EFFLUENT |  | Switch |  | LSH | http://www.toronto.ca/TWONTO#level_switch |  | Plant Water Effluent
129519 | THC-WWW-LSH-0004 | Switch, Float, High, Sump Alarm, S.E. Pumping Station | THC-PWA-SOUTH |  | Switch |  | LSH | http://www.toronto.ca/TWONTO#level_switch |  | South Pumping Station
129546 | THE-ELS-LSL-0100 | Switch, Level, Low, Sump Pump 0100A/0101, Old Main Sub Station | THR-ELS-CP-0100 | Switch,Level-High-High | Switch |  | LSL | http://www.toronto.ca/TWONTO#level_switch |  | Control Panel,Sump Pump 0100A/0101,Old Main Sub Station
129670 | THR-ACC-ASH-5012S | Carbon Monoxide(CO) Detector (Eingie Room Basement-Boiler Area) | THR-ELS-HH | Fire Prevention,Heat Detector | Switch | 47417 | ASH | http://www.toronto.ca/TWONTO#flame_or_combustion_sensing_instrument |  | Electrical System, Head House and Engine Room
129799 | THR-ACC-DS-0711 | Switch, Disconnect, Pump 1, Glycol Skid, Compressor Building Main Floor, Glycol System | THR-ACC-DIG |  | Switch |  | DS | http://www.toronto.ca/TWONTO#disconnect_switch |  | Air Conditioning, HVAC, Digesters
129800 | THR-ACC-DS-0780 | Switch, Disconnect, Supply Fan, Waste Gas Burner Building | THR-ACC-FN-0780 |  | Switch |  | DS | http://www.toronto.ca/TWONTO#disconnect_switch |  | Fan, Centrifugal, Air Supply, AHU-0780, South of WGB Bldg
129947 | THR-ACC-FSH-0004 | Switch,Flow-High, Eye Wash flow,Eye wash satation,Disinfection Building | THR-ACC-EWS-0004S | Valve,Ball | Switch |  | FSH | http://www.toronto.ca/TWONTO#flow_switch |  | Eye Wash Station,Disinfection Bldg
129948 | THR-ACC-FSL-0005 | Switch, Flow-Low, P-0203A | THR-ACC-P-0203A | Switch,Flow-Low | Switch |  | FSL | http://www.toronto.ca/TWONTO#flow_switch |  | Pump, Centrifugal, Glycol Heating Supply to AHU-0003
129949 | THR-ACC-FSL-0009 | Switch, Flow, Low, Main Glycol Recirculating Pump 0205A, Ground Floor | THR-ACC-P-0205A | Switch,Flow-Low | Switch |  | FSL | http://www.toronto.ca/TWONTO#flow_switch |  | Pump, Glycol Skid Recirculation
129950 | THR-ACC-FSL-0010 | Switch, Flow, Low, Main Glycol Recirculating Pump 0205B, Ground Floor | THR-ACC-P-0205B | Switch,Flow-Low | Switch |  | FSL | http://www.toronto.ca/TWONTO#flow_switch |  | Pump, Glycol Skid Recirculation
129951 | THR-ACC-FSL-0011 | Switch, Flow, Low, Main Glycol Supply, Ground Floor | THR-ACC-AHU-0007 | Switch,Flow-Low | Switch |  | FSL | http://www.toronto.ca/TWONTO#flow_switch |  | Air Handling Unit, STB Roof
129952 | THR-ACC-FSL-0013 | Switch, Flow, Low, Hot Water Recirculation Pump-0102, Ground Floor | THR-ACC-P-0102 | Switch,Flow-Low | Switch |  | FSL | http://www.toronto.ca/TWONTO#flow_switch |  | Pump, Hot Water Recirculation, STB Ground Floor
129953 | THR-ACC-FSL-0140 | Switch, Flow, Low, Supply Air Duct, Air Handling Unit AHU-0140/0150, Headhouse Loading Bay Roof | THR-ACC-AHU-0140 | Switch,Flow-Low | Switch |  | FSL | http://www.toronto.ca/TWONTO#flow_switch |  | Air Handling Unit, Headhouse Loading Bay Air Supply, Headhouse Roof
129954 | THR-ACC-FSL-0204A | Switch, Flow-Low, P-0204A | THR-ACC-P-0204A | Switch,Flow-Low | Switch |  | FSL | http://www.toronto.ca/TWONTO#flow_switch |  | Pump, Centrifugal, Glycol Heating Supply to AHU-0004
129955 | THR-ACC-FSL-0204B | Switch, Flow-Low, P-0204B | THR-ACC-P-0204B | Switch,Flow-Low | Switch |  | FSL | http://www.toronto.ca/TWONTO#flow_switch |  | Pump, Centrifugal, Glycol Heating Supply to AHU-0004
129956 | THR-ACC-FSL-0210 | Switch, Flow, Low, Supply Air Duct, Air Handling Unit AHU-0210/0220, North Grit Loading Bay Roof | THR-ACC-AHU-0210 | Switch,Flow-Low | Switch |  | FSL | http://www.toronto.ca/TWONTO#flow_switch |  | Air Handling Unit, Air Supply, North Grit Loading Bay Roof
129957 | THR-ACC-FSL-0751 | Switch, Flow-Low, Discharge, AHU-0751, Headhouse, Gallery Ventilation, Zone 1A and 1B | THR-ACC-AHU-0751 | Switch,Flow-Low | Switch |  | FSL | http://www.toronto.ca/TWONTO#flow_switch |  | Air Handling Unit, Blow Thru, Headhouse, Gallery Ventilation, Zone 1A and 1B
129958 | THR-ACC-FSL-0752S | Switch, Flow-Low, Air Handling Unit 0017 (0752), T17 East, Plant Services, Gallery Ventilation, Zone 2A and 2B | THR-ACC-AHU-0752S | Switch,Flow-Low | Switch | 39336 | FSL | http://www.toronto.ca/TWONTO#flow_switch |  | Air Handling Unit, Air Curtain, T17 East, Gallery Ventilation, Zone 2A, 2B and 2C
129959 | THR-ACC-FSL-0753S | Switch, Flow-Low, Air Handling Unit 0752 (0753), T17 East, Plant Services, Gallery Ventilation, Zone 2A and 2B | THR-ACC-AHU-0753S | Switch,Flow-Low | Switch | 39337 | FSL | http://www.toronto.ca/TWONTO#flow_switch |  | Air Handling Unit, Air Curtain, T17 East, Gallery Ventilation, Zone 2A, 2B and 2C
129960 | THR-ACC-FSL-0754S | Switch, Flow-Low, Air Handling Unit 0754, RAS Pump, Centrifugaling Station, T-20, Plant Services, Gallery Ventilation, Zone 3B | THR-ACC-AHU-0754S | Switch,Flow-Low | Switch | 39338 | FSL | http://www.toronto.ca/TWONTO#flow_switch |  | Air Handling Unit, Blow Thru, RSPS Roof, Gallery Ventilation, Zone 3B
129961 | THR-ACC-FSL-0843S | Switch, Flow-Low, Exhaust Fan 0843, T14 North, Plant Services, Gallery Ventilation, Zone 2A and 2B | THR-ACC-FN-0843 | Switch,Flow-Low | Switch | 39341 | FSL | http://www.toronto.ca/TWONTO#flow_switch |  | Fan, Exhaust, T14 North, Plant Services, Gallery Ventilation, Zone 2A, 2B, 2C
129962 | THR-ACC-FSL-0845S | Switch, Flow-Low, Exhaust Fan 0845, T14 South, Plant Services, Gallery Ventilation, Zone 2A and 2B | THR-ACC-FN-0845S | Switch,Flow-Low | Switch | 39343 | FSL | http://www.toronto.ca/TWONTO#flow_switch |  | Fan, Exhaust, T14 South, Plant Services, Gallery Ventilation, Zone 2A, 2B, 2C
129963 | THR-ACC-FSL-0846S | Switch, Flow-Low, Exhaust Fan 0846, T14 South, Plant Services, Gallery Ventilation, Zone 2A and 2B | THR-ACC-FN-0846S | Switch,Flow-Low | Switch | 39344 | FSL | http://www.toronto.ca/TWONTO#flow_switch |  | Fan, Exhaust, T14 South, Plant Services, Gallery Ventilation, Zone 2A, 2B, 2C
129964 | THR-ACC-FSL-0849 | Switch, Flow-Low, Exhaust Fan 0849, T21, Plant Services, Gallery Ventilation, Zone 3A | THR-ACC-FN-0849 | Switch,Flow-Low | Switch |  | FSL | http://www.toronto.ca/TWONTO#flow_switch |  | Fan, Exhaust, T21, Access House, Gallery Ventilation, Zone 3A
129965 | THR-ACC-FSL-0851 | Switch, Flow-Low, Exhaust Fan 0851, T16, Plant Services, Gallery Ventilation, Zone 3A | THR-ACC-FN-0851 | Switch,Flow-Low | Switch |  | FSL | http://www.toronto.ca/TWONTO#flow_switch |  | Fan, Exhaust, T16, Plant Services, Gallery Ventilation, Zone 3A
129966 | THR-ACC-FSL-0852S | Switch, Flow-Low, Exhaust Fan 0852, T17 East, Plant Services, Gallery Ventilation, Zone 3A | THR-ACC-FN-0852S | Switch,Flow-Low | Switch | 39345 | FSL | http://www.toronto.ca/TWONTO#flow_switch |  | Fan, Exhaust, T21 East, Plant Services, Gallery Ventilation, Zone 3A
129967 | THR-ACC-FSL-0854S | Switch, Flow-Low, Exhaust Fan 0854, T15, Plant Services, Gallery Ventilation, Zone 3B | THR-ACC-FN-0854S | Switch,Flow-Low | Switch | 39347 | FSL | http://www.toronto.ca/TWONTO#flow_switch |  | Fan, Exhaust, T15, Plant Services, Gallery Ventilation, Zone 3B
129968 | THR-ACC-FSL-0859 | Switch, Flow-Low, Exhaust Fan 0859, T21, Plant Services, Gallery Ventilation, Zone 3A | THR-ACC-FN-0859 | Switch,Flow-Low | Switch |  | FSL | http://www.toronto.ca/TWONTO#flow_switch |  | Fan, Exhaust, T21B, Access House, Gallery Ventilation, Zone 3A
129969 | THR-ACC-FSL-0867 | Switch, Flow-Low, Discharge, Exhaust Fan 0867, T12 South, Plant Services, Gallery Ventilation, Zone 1A and 1B | THR-ACC-FN-0841 | Switch,Flow-Low | Switch |  | FSL | http://www.toronto.ca/TWONTO#flow_switch |  | Fan, Exhaust, T12 North, Plant Services, Gallery Ventilation, Zone 1A, 1B
129970 | THR-ACC-FSL-0971S | Switch, Flow-Low, Air Curtain 0971, Plant Services, Gallery Ventilation, Zone 3B | THR-ACC-FN-0971S | Switch,Flow-Low | Switch | 39349 | FSL | http://www.toronto.ca/TWONTO#flow_switch |  | Fan, Air Curtain, T17E, Plant Services, Gallery Ventilation, Zone 3B
129971 | THR-ACC-FSL-1302 | Switch, Flow-Low, Discharge, Blower for Boiler 1301, Plant Central Hot Water System, Hot Water Boilers | THR-ACC-BO-1301 | Switch,Flow-Low | Switch |  | FSL | http://www.toronto.ca/TWONTO#flow_switch |  | Boiler, Low Pressure, Hot Water, Plant Central Hot Water System, Hot Water Boilers (CRN-H9308.5,TSSA UID-65022703, SNo.-5.1103723)
129972 | THR-ACC-FSL-1501 | Switch, Flow-Low, Outlet, Boiler 1501, Hot Water Supply, Plant Central Hot Water System, Hot Water Boilers | THR-ACC-BO-1501 | Switch,Flow-Low | Switch |  | FSL | http://www.toronto.ca/TWONTO#flow_switch |  | Boiler, Low Pressure, Hot Water, Plant Central Hot Water System, Hot Water Boilers (CRN-H9308.5,TSSA UID-65022705, SNo.-5.1103725)
129973 | THR-ACC-FSL-1601 | Switch, Flow-Low, Outlet, Boiler 1601, Hot Water Supply, Plant Central Hot Water System, Hot Water Boilers | THR-ACC-BO-1601 | Switch,Flow-Low | Switch |  | FSL | http://www.toronto.ca/TWONTO#flow_switch |  | Boiler, Low Pressure, Hot Water, Plant Central Hot Water System, Hot Water Boilers (CRN-H9308.5,TSSA UID-65022706, SNo.-5.1103726)
129974 | THR-ACC-FSL-1602 | Switch, Flow-Low, Discharge, Blower for Boiler 1601, Plant Central Hot Water System, Hot Water Boilers | THR-ACC-BO-1601 | Switch,Flow-Low | Switch |  | FSL | http://www.toronto.ca/TWONTO#flow_switch |  | Boiler, Low Pressure, Hot Water, Plant Central Hot Water System, Hot Water Boilers (CRN-H9308.5,TSSA UID-65022706, SNo.-5.1103726)
129975 | THR-ACC-FSL-1701 | Switch, Flow-Low, Outlet, Boiler 1701, Hot Water Supply, Plant Central Hot Water System, Hot Water Boilers | THR-ACC-BO-1701 | Switch,Flow-Low | Switch |  | FSL | http://www.toronto.ca/TWONTO#flow_switch |  | Boiler, Low Pressure, Hot Water, Plant Central Hot Water System, Hot Water Boilers (CRN-H9308.5,TSSA UID-65022707, SNo.-5.1103727)
129976 | THR-ACC-FSL-1702 | Switch, Flow-Low, Discharge, Blower for Boiler 1701, Plant Central Hot Water System, Hot Water Boilers | THR-ACC-BO-1701 | Switch,Flow-Low | Switch |  | FSL | http://www.toronto.ca/TWONTO#flow_switch |  | Boiler, Low Pressure, Hot Water, Plant Central Hot Water System, Hot Water Boilers (CRN-H9308.5,TSSA UID-65022707, SNo.-5.1103727)
130011 | THR-ACC-HMSB-3610 | Switch, Time Of Day Override,HVAC,East Workshop | THR-ACC-EMB | Switch,Temperature-Low | Switch |  | HMSB | http://www.toronto.ca/TWONTO#thermostat_or_zone_controller_unit |  | Air Conditioning, AHU, HVAC, East Maintenance Building
130012 | THR-ACC-HMSH-3610 | Switch, Time Of Day Override,HVAC,East Workshop | THR-ACC-EMB | Switch,Temperature-Low | Switch |  | HMSH | http://www.toronto.ca/TWONTO#thermostat_or_zone_controller_unit |  | Air Conditioning, AHU, HVAC, East Maintenance Building
130091 | THR-ACC-LSL-0800 | Switch, Low Water Cut Off, North Grit Boiler 0800, Plant Central Hot Water System | THR-ACC-BO-0800 | Switch,Level-Low | Switch |  | LSL | http://www.toronto.ca/TWONTO#level_switch |  | Boiler, Low Pressure, North Grit Boilers, Plant Services, Natural Gas Overview (CRN-B9917.5,TSSA UID-65022713, SNo.-5.867338,S-87073)
130092 | THR-ACC-LSL-1301 | Switch, Low Water Cut Off, Boiler 1301, Plant Central Hot Water System, Hot Water Boilers | THR-ACC-BO-1301 | Switch,Level-Low | Switch |  | LSL | http://www.toronto.ca/TWONTO#level_switch |  | Boiler, Low Pressure, Hot Water, Plant Central Hot Water System, Hot Water Boilers (CRN-H9308.5,TSSA UID-65022703, SNo.-5.1103723)
130093 | THR-ACC-LSL-1401 | Switch, Low Water Cut Off, Boiler 1401, Plant Central Hot Water System, Hot Water Boilers | THR-ACC-BO-1401 | Switch,Level-Low | Switch |  | LSL | http://www.toronto.ca/TWONTO#level_switch |  | Boiler, Low Pressure, Hot Water, Plant Central Hot Water System, Hot Water Boilers (CRN-H9308.5,TSSA UID-65022704, SNo.-5.1103724)
130094 | THR-ACC-LSL-1601 | Switch, Low Water Cut Off, Boiler 1601, Plant Central Hot Water System, Hot Water Boilers | THR-ACC-BO-1601 | Switch,Level-Low | Switch |  | LSL | http://www.toronto.ca/TWONTO#level_switch |  | Boiler, Low Pressure, Hot Water, Plant Central Hot Water System, Hot Water Boilers (CRN-H9308.5,TSSA UID-65022706, SNo.-5.1103726)
130371 | THR-ACC-PDSH-4000 | Switch, Pressure Differential, High, Serves THR-ACC-AHU-4000,Gallery T17E | THR-ACC-AHU-4000 | Switch,Pressure | Switch |  | PDSH | http://www.toronto.ca/TWONTO#pressure_switch |  | Air Handling Unit, 100% Outside Air Draw Thru, T17E
130372 | THR-ACC-PDSH-4500 | Switch, Pressure Differential, High, Serves THR-ACC-AHU-4500,SP RAS Pumping Station | THR-ACC-AHU-4500 | Switch,Pressure | Switch |  | PDSH | http://www.toronto.ca/TWONTO#pressure_switch |  | Air Handling Unit, 100% Outside Air Draw Thru, RAS Pumping Station
130373 | THR-ACC-PDSL-4002 | Switch, Pressure Differential, Low, Serves THR-ACC-FN-4007,Gallery 20N | THR-ACC-FN-4007 | Switch,Flow-Low | Switch |  | PDSL | http://www.toronto.ca/TWONTO#pressure_switch |  | Fan, Supply, T20N, Vault 2,Gallery T20N
130391 | THR-ACC-PSH-0100 | Switch, Pressure, High, Filter Gauge Status, Air Handling Unit AHU-0100, Headhouse Roof | THR-ACC-AHU-0100 | Switch,Pressure-High | Switch |  | PSH | http://www.toronto.ca/TWONTO#pressure_switch |  | Air Handling Unit,Main Equipment Room Mezzanine,Main Equipment Room Air Handling Unit
130392 | THR-ACC-PSH-0110 | Switch, Pressure, High, Filter Gauge Status, Air Handling Unit AHU-0110, Headhouse Roof | THR-ACC-AHU-0110 | Switch,Pressure-High | Switch |  | PSH | http://www.toronto.ca/TWONTO#pressure_switch |  | Air Handling Unit, Headhouse Grit Area Air Supply, Headhouse Roof
130393 | THR-ACC-PSH-0120 | Switch, Pressure, High, Filter Gauge Status, Air Handling Unit AHU-0120, Headhouse Roof | THR-ACC-AHU-0120 | Switch,Pressure-High | Switch |  | PSH | http://www.toronto.ca/TWONTO#pressure_switch |  | Air Handling Unit, Headhouse Screen Area Air Supply, Headhouse Roof
130394 | THR-ACC-PSH-0130 | Switch, Pressure, High, Filter Gauge Status,, Air Handling Unit AHU-0130, Headhouse Roof | THR-ACC-AHU-0130 | Switch,Pressure-High | Switch |  | PSH | http://www.toronto.ca/TWONTO#pressure_switch |  | Air Handling Unit, Headhouse Screen Area Air Supply, Headhouse Roof
130395 | THR-ACC-PSH-0210 | Switch, Pressure, High, Filter Gauge Status, Air Handling Unit AHU-0210, North Grit Loading Bay Roof | THR-ACC-AHU-0210 | Switch,Pressure-High | Switch |  | PSH | http://www.toronto.ca/TWONTO#pressure_switch |  | Air Handling Unit, Air Supply, North Grit Loading Bay Roof
130396 | THR-ACC-PSH-0220 | Switch, Pressure, High, Filter Gauge Status, Air Handling Unit AHU-0220, North Grit Loading Bay Roof | THR-ACC-AHU-0200 | Switch,Pressure-High | Switch |  | PSH | http://www.toronto.ca/TWONTO#pressure_switch |  | Air Handling Unit, Air Supply, North Grit Fan Room
130397 | THR-ACC-PSH-0230 | Switch, Pressure, High, Filter Gauge Status, Air Handling Unit MUA-556, North Grit South Fan Room | THR-ACC-FN-0230 | Switch,Pressure-High | Switch |  | PSH | http://www.toronto.ca/TWONTO#pressure_switch |  | Fan, Plenum, Supply, Existing Air Handling Unit MAU-556, North Grit Fan Room
130398 | THR-ACC-PSH-0231 | Gauge, Pressure, Air Filter, AHU-0230, North Grit Storage Room | THR-ACC-AHU-0230 | Switch,Pressure-High | Switch |  | PSH | http://www.toronto.ca/TWONTO#pressure_switch |  | Air Handling Unit, Air Supply, North Grit Fan Room
130399 | THR-ACC-PSH-0801 | Switch, Pressurel-High, Inlet, Digester Gas Train for Boiler 0800, North Grit Boilers | THR-ACC-BO-0800 | Switch,Pressure-High | Switch |  | PSH | http://www.toronto.ca/TWONTO#pressure_switch |  | Boiler, Low Pressure, North Grit Boilers, Plant Services, Natural Gas Overview (CRN-B9917.5,TSSA UID-65022713, SNo.-5.867338,S-87073)
130400 | THR-ACC-PSH-0901 | Switch, Pressurel-High, Inlet, Digester Gas Train for Boiler 0900, North Grit Boilers | THR-ACC-BO-0900 | Switch,Pressure-High | Switch |  | PSH | http://www.toronto.ca/TWONTO#pressure_switch |  | Boiler, Low Pressure, North Grit Boilers, Plant Services, Natural Gas Overview (CRN-B9917.5,TSSA UID-65022712, SNo.-5.867337,S-87072)
130401 | THR-ACC-PSH-1302 | Switch,Pressure-High, DG Valve Train, Boiler 1301, Plant Central Hot Water System, Hot Water Boilers | THR-ACC-BO-1301 | Switch,Pressure-High | Switch |  | PSH | http://www.toronto.ca/TWONTO#pressure_switch |  | Boiler, Low Pressure, Hot Water, Plant Central Hot Water System, Hot Water Boilers (CRN-H9308.5,TSSA UID-65022703, SNo.-5.1103723)
130402 | THR-ACC-PSH-1401 | Switch,Pressure-High, NG Valve Train, Boiler 1401, Plant Central Hot Water System, Hot Water Boilers | THR-ACC-BO-1401 | Switch,Pressure-High | Switch |  | PSH | http://www.toronto.ca/TWONTO#pressure_switch |  | Boiler, Low Pressure, Hot Water, Plant Central Hot Water System, Hot Water Boilers (CRN-H9308.5,TSSA UID-65022704, SNo.-5.1103724)
130403 | THR-ACC-PSH-1502 | Switch,Pressure-High, DG Valve Train, Boiler 1501, Plant Central Hot Water System, Hot Water Boilers | THR-ACC-BO-1501 | Switch,Pressure-High | Switch |  | PSH | http://www.toronto.ca/TWONTO#pressure_switch |  | Boiler, Low Pressure, Hot Water, Plant Central Hot Water System, Hot Water Boilers (CRN-H9308.5,TSSA UID-65022705, SNo.-5.1103725)
130404 | THR-ACC-PSH-1503 | Switch,Pressure-High, DG Valve Train, Boiler 1501, Plant Central Hot Water System, Hot Water Boilers | THR-ACC-BO-1501 | Switch,Pressure-High | Switch |  | PSH | http://www.toronto.ca/TWONTO#pressure_switch |  | Boiler, Low Pressure, Hot Water, Plant Central Hot Water System, Hot Water Boilers (CRN-H9308.5,TSSA UID-65022705, SNo.-5.1103725)
130405 | THR-ACC-PSH-1601 | Switch,Pressure-High, NG Valve Train, Boiler 1601, Plant Central Hot Water System, Hot Water Boilers | THR-ACC-BO-1601 | Switch,Pressure-High | Switch |  | PSH | http://www.toronto.ca/TWONTO#pressure_switch |  | Boiler, Low Pressure, Hot Water, Plant Central Hot Water System, Hot Water Boilers (CRN-H9308.5,TSSA UID-65022706, SNo.-5.1103726)
130406 | THR-ACC-PSH-1603 | Switch,Pressure-High, DG Valve Train, Boiler 1601, Plant Central Hot Water System, Hot Water Boilers | THR-ACC-BO-1601 | Switch,Pressure-High | Switch |  | PSH | http://www.toronto.ca/TWONTO#pressure_switch |  | Boiler, Low Pressure, Hot Water, Plant Central Hot Water System, Hot Water Boilers (CRN-H9308.5,TSSA UID-65022706, SNo.-5.1103726)
130407 | THR-ACC-PSH-1703 | Switch,Pressure-High, DG Valve Train, Boiler 1701, Plant Central Hot Water System, Hot Water Boilers | THR-ACC-BO-1701 | Switch,Pressure-High | Switch |  | PSH | http://www.toronto.ca/TWONTO#pressure_switch |  | Boiler, Low Pressure, Hot Water, Plant Central Hot Water System, Hot Water Boilers (CRN-H9308.5,TSSA UID-65022707, SNo.-5.1103727)
130408 | THR-ACC-PSH-2301 | Switch, Pressurel-High, Discharge, Pump, Centrifugal 2301, Plant Central Hot Water System, Plant Central Hot Water System, Hot Water Recirculation Pump, Centrifugals | THR-ACC-P-2301 | Switch,Pressure-High | Switch |  | PSH | http://www.toronto.ca/TWONTO#pressure_switch |  | Pump, Centrifugal, Primary Loop Hot Water Recirculation, Plant Central Hot Water System,
130409 | THR-ACC-PSH-2501 | Switch, Pressurel-High, Discharge, Pump, Centrifugal 2501, Plant Central Hot Water System, Plant Central Hot Water System, Hot Water Recirculation Pump, Centrifugals | THR-ACC-P-2501 | Switch,Pressure-High | Switch |  | PSH | http://www.toronto.ca/TWONTO#pressure_switch |  | Pump, Centrifugal, Primary Loop Hot Water Recirculation, Plant Central Hot Water System,
130410 | THR-ACC-PSL-0520 | Switch, Pressure Low, Suction, Pump, Centrifugal 0510, Boiler Bldg, Plant Services, Gallery Ventilation, Zone 2A and 2B | THR-ACC-P-0520S | Switch,Pressure-Low | Switch |  | PSL | http://www.toronto.ca/TWONTO#pressure_switch |  | Pump, Centrifugal, Hot Water, Gallery Ventilation, Zone 2A, 2B and 2C
130411 | THR-ACC-PSL-0710 | Switch, Pressure, Low, Glycol Skid, Compressor Bldg Main Floor, Glycol System | THR-ACC-T-0710 | Switch,Pressure-Low | Switch |  | PSL | http://www.toronto.ca/TWONTO#pressure_switch |  | Tank, Makeup, Glycol Skid, Compressor Bldg Main Floor, Glycol System
130412 | THR-ACC-PSL-1401 | Switch, Pressure-Low, NG Valve Train, Boiler 1401, Plant Central Hot Water System, Hot Water Boilers | THR-ACC-BO-1401 | Switch,Pressure-Low | Switch |  | PSL | http://www.toronto.ca/TWONTO#pressure_switch |  | Boiler, Low Pressure, Hot Water, Plant Central Hot Water System, Hot Water Boilers (CRN-H9308.5,TSSA UID-65022704, SNo.-5.1103724)
130413 | THR-ACC-PSL-1502 | Switch, Pressure-Low, DG Valve Train, Boiler 1501, Plant Central Hot Water System, Hot Water Boilers | THR-ACC-BO-1501 | Switch,Pressure-Low | Switch |  | PSL | http://www.toronto.ca/TWONTO#pressure_switch |  | Boiler, Low Pressure, Hot Water, Plant Central Hot Water System, Hot Water Boilers (CRN-H9308.5,TSSA UID-65022705, SNo.-5.1103725)
130414 | THR-ACC-PSL-1702 | Switch, Pressure-Low, DG Valve Train, Boiler 1701, Plant Central Hot Water System, Hot Water Boilers | THR-ACC-BO-1701 | Switch,Pressure-Low | Switch |  | PSL | http://www.toronto.ca/TWONTO#pressure_switch |  | Boiler, Low Pressure, Hot Water, Plant Central Hot Water System, Hot Water Boilers (CRN-H9308.5,TSSA UID-65022707, SNo.-5.1103727)
130415 | THR-ACC-PSL-2301 | Switch, Pressurel-Low, Suction, Pump, Centrifugal 2301, Plant Central Hot Water System, Plant Central Hot Water System, Hot Water Recirculation Pump, Centrifugals | THR-ACC-P-2301 | Switch,Pressure-Low | Switch |  | PSL | http://www.toronto.ca/TWONTO#pressure_switch |  | Pump, Centrifugal, Primary Loop Hot Water Recirculation, Plant Central Hot Water System,
130416 | THR-ACC-PSL-2401 | Switch, Pressurel-Low, Suction, Pump, Centrifugal 2401, Plant Central Hot Water System, Plant Central Hot Water System, Hot Water Recirculation Pump, Centrifugals | THR-ACC-P-2401 | Switch,Pressure-Low | Switch |  | PSL | http://www.toronto.ca/TWONTO#pressure_switch |  | Pump, Centrifugal, Primary Loop Hot Water Recirculation, Plant Central Hot Water System,
130595 | THR-ACC-TS-0751 | Switch, Temperature, AHU-0751, Headhouse, Gallery Ventilation, Zone 1A and 1B | THR-ACC-AHU-0751 | Switch,Temperature | Switch |  | TS | http://www.toronto.ca/TWONTO#temperature_switch |  | Air Handling Unit, Blow Thru, Headhouse, Gallery Ventilation, Zone 1A and 1B
130596 | THR-ACC-TS-0754S | Switch, Temperature, Air Handling Unit 0754, RAS Pump, Centrifugaling Station, T-20, Plant Services, Gallery Ventilation, Zone 3B | THR-ACC-AHU-0754S | Switch,Temperature | Switch | 39358 | TS | http://www.toronto.ca/TWONTO#temperature_switch |  | Air Handling Unit, Blow Thru, RSPS Roof, Gallery Ventilation, Zone 3B
130597 | THR-ACC-TS-0755S | Switch, Temperature, Air Handling Unit 0755, RAS Pump, Centrifugaling Station, T-20, Plant Services, Gallery Ventilation, Zone 3B | THR-ACC-AHU-0755S | Switch,Temperature | Switch | 39359 | TS | http://www.toronto.ca/TWONTO#temperature_switch |  | Air Handling Unit, Blow Thru, RSPS Roof, Gallery Ventilation, Zone 3B
130598 | THR-ACC-TS-0757 | Switch, Temperature, Air Handling Unit 0757, East Maintenance Bldg, Plant Services, Gallery Ventilation, Zone 3A | THR-ACC-AHU-0757 | Switch,Temperature | Switch |  | TS | http://www.toronto.ca/TWONTO#temperature_switch |  | Air Handling Unit, Blow Thru, East Maintenance Bldg. Roof, Gallery Ventilation, Zone 3A
130599 | THR-ACC-TSH-0100 | Switch,Temperature, High, Discharge Air, Air Handling Unit AHU-0100, Headhouse Roof | THR-ACC-AHU-0100 | Switch,Temperature-High | Switch |  | TSH | http://www.toronto.ca/TWONTO#temperature_switch |  | Air Handling Unit,Main Equipment Room Mezzanine,Main Equipment Room Air Handling Unit
130600 | THR-ACC-TSH-0130 | Switch, Temperature, High, Discharge Air, Air Handling Unit AHU-0130, Headhouse Roof | THR-ACC-AHU-0130 | Switch,Temperature-High | Switch |  | TSH | http://www.toronto.ca/TWONTO#temperature_switch |  | Air Handling Unit, Headhouse Screen Area Air Supply, Headhouse Roof
130601 | THR-ACC-TSH-0150 | Switch, Temperature, High, Discharge Air, Air Handling Unit AHU-0150, Headhouse Loading Bay Roof | THR-ACC-AHU-0150 | Switch,Temperature-High | Switch |  | TSH | http://www.toronto.ca/TWONTO#temperature_switch |  | Air Handling Unit, Headhouse Loading Bay Air Supply, Headhouse Roof
130602 | THR-ACC-TSH-0200 | Switch, Temperature, Hogh, Discharge Air, Air Handling Unit AHU-0200, North Grit South Fan Room | THR-ACC-AHU-0200 | Switch,Temperature-High | Switch |  | TSH | http://www.toronto.ca/TWONTO#temperature_switch |  | Air Handling Unit, Air Supply, North Grit Fan Room
130603 | THR-ACC-TSL-0120 | Switch,Temperature, Low, Supply Air, Air Handling Unit AHU-0120, Headhouse Roof | THR-ACC-AHU-0120 | Switch,Temperature-Low | Switch |  | TSL | http://www.toronto.ca/TWONTO#temperature_switch |  | Air Handling Unit, Headhouse Screen Area Air Supply, Headhouse Roof
130604 | THR-ACC-TSL-0210 | Switch, Temperature, Low, Supply Air, Air Handling Unit AHU-0210, North Grit Loading Bay Roof | THR-ACC-AHU-0210 | Switch,Temperature-Low | Switch |  | TSL | http://www.toronto.ca/TWONTO#temperature_switch |  | Air Handling Unit, Air Supply, North Grit Loading Bay Roof
130605 | THR-ACC-TSL-0410 | Switch,Alarm,Temperature-Low, Supply Air,AHU-0410,Tunnel T5 | THR-ACC-AHU-0410 | Switch,Temperature-Low | Switch |  | TSL | http://www.toronto.ca/TWONTO#temperature_switch |  | Air Handling Unit,Tunnel T5
130606 | THR-ACC-TSL-0790 | Switch,Temperature, Low, WGB Bldg | THR-ACC-AHU-0780 | Switch,Temperature-High | Switch |  | TSL | http://www.toronto.ca/TWONTO#temperature_switch |  | Air handling Unit, South of WGB Bldg
130607 | THR-ACC-TSL-3310 | Switch,Alarm,Temperature-Low, Supply Air,AHU-3310,HPBB | THR-ACC-AHU-3310 | Switch,Temperature-Low | Switch |  | TSL | http://www.toronto.ca/TWONTO#temperature_switch |  | Air Handling Unit, HPBB
130608 | THR-ACC-TSL-3320 | Switch,Alarm,Temperature-Low, Supply Air,AHU-3310,HPBB | THR-ACC-AHU-3310 | Switch,Temperature-Low | Switch |  | TSL | http://www.toronto.ca/TWONTO#temperature_switch |  | Air Handling Unit, HPBB
130609 | THR-ACC-TSL-3410 | Switch,Alarm,Temperature-Low, Supply Air,,AHU-3410,Plant Water Bldg | THR-ACC-AHU-3410 | Switch,Temperature-Low | Switch |  | TSL | http://www.toronto.ca/TWONTO#temperature_switch |  | Air Handling Unit, Filtered Plant Water Building
130610 | THR-ACC-TSL-3411 | Switch,Alarm,Temperature-Low, Glycol Supply,,AHU-3410,Plant Water Bldg | THR-ACC-AHU-3410 | Switch,Temperature-Low | Switch |  | TSL | http://www.toronto.ca/TWONTO#temperature_switch |  | Air Handling Unit, Filtered Plant Water Building
130611 | THR-ACC-TSL-3611 | Switch, Alarm, Temperature-Low Cooling Coil CU-3610 | THR-ACC-AHU-3610 | Switch,Temperature-Low | Switch |  | TSL | http://www.toronto.ca/TWONTO#temperature_switch |  | HVAC, Air Handling Unit,East Workshop
130612 | THR-ACC-TSL-4701 | Switch, Temperature, Low, HTR-4701,Old Main Sub Station | THR-ACC-HTR-4701 | Switch,Temperature-Low | Switch |  | TSL | http://www.toronto.ca/TWONTO#temperature_switch |  | Unit Heater, Electric, SP RAS Electrical Building Elec Rm
130613 | THR-ACC-TSL-4703 | Switch, Temperature, Low, HTR-4703,Old Main Sub Station | THR-ACC-HTR-4703 | Switch,Temperature-Low | Switch |  | TSL | http://www.toronto.ca/TWONTO#temperature_switch |  | Heater,Electric, Unit, 7.5 Kw,Old Main Sub Station
130614 | THR-ACC-TSL-4705 | Switch, Temperature, Low, HTR-4705,Old Main Sub Station | THR-ACC-HTR-4705 | Switch,Temperature-Low | Switch |  | TSL | http://www.toronto.ca/TWONTO#temperature_switch |  | Heater,Electric, Unit, 7.5 Kw,Old Main Sub Station
130615 | THR-ACC-TSL-4706 | Switch, Temperature, Low, HTR-4706,Old Main Sub Station | THR-ACC-HTR-4706 | Switch,Temperature-Low | Switch |  | TSL | http://www.toronto.ca/TWONTO#temperature_switch |  | Heater,Electric, Unit, 7.5 Kw,Old Main Sub Station
130617 | THR-ACC-TSL-5010 | Switch,Alarm,Temperature-Low, Supply Air,AHU-5010,Chlorine Bldg | THR-ACC-AHU-5010 | Switch,Temperature-Low | Switch |  | TSL | http://www.toronto.ca/TWONTO#temperature_switch |  | Air Handling Unit,DeChlorination Bldg
130845 | THR-ACC-ZSH-0410 | Switch,Position-High, Outdoor Damper,Tunnel T5 | THR-ACC-AHU-0410 | Switch,Temperature-High | Switch |  | ZSH | http://www.toronto.ca/TWONTO#position_switch |  | Air Handling Unit,Tunnel T5
130846 | THR-ACC-ZSH-3630 | Switch,Position-High, Outdoor Air Damper,EAST WORKSHOP | THR-ACC-FN-3410 | Switch,Temperature-High | Switch |  | ZSH | http://www.toronto.ca/TWONTO#position_switch |  | Fan,Blower,Supply,FPW Bldg
130847 | THR-ACC-ZSH-3630 | Switch,Position-High, Outdoor Air Damper,EAST WORKSHOP | THR-ACC-FN-3630 | Switch,Temperature-High | Switch |  | ZSH | http://www.toronto.ca/TWONTO#position_switch |  | Fan,Blower, Supply,East Maint. Bldg
130848 | THR-ACC-ZSH-5010 | Switch,Position-High, Outdoor Air Damper,Chlorine Building | THR-ACC-AHU-5010 | Switch,Temperature-High | Switch |  | ZSH | http://www.toronto.ca/TWONTO#position_switch |  | Air Handling Unit,DeChlorination Bldg
130849 | THR-ADM-ASH-4005S | Carbon Monoxide(CO) Detector (Electrical Shop- Admin Building) | THR-ELS-ADM | Fire Prevention,Heat Detector | Switch | 42096 | ASH | http://www.toronto.ca/TWONTO#flame_or_combustion_sensing_instrument |  | Electrical System, Administration Building
130850 | THR-ADM-ASH-4006S | Carbon Monoxide(CO) Detector (Training Room- Admin Building) | THR-ELS-ADM | Fire Prevention,Heat Detector | Switch | 42097 | ASH | http://www.toronto.ca/TWONTO#flame_or_combustion_sensing_instrument |  | Electrical System, Administration Building
130851 | THR-ADM-ASH-4007S | Carbon Monoxide(CO) Detector (Training Room- Admin Building) | THR-ELS-ADM | Fire Prevention,Heat Detector | Switch | 42098 | ASH | http://www.toronto.ca/TWONTO#flame_or_combustion_sensing_instrument |  | Electrical System, Administration Building
130852 | THR-ADM-ASH-4008S | Carbon Monoxide(CO) Detector (Main Control Room- Admin Building) | THR-ELS-ADM | Fire Prevention,Heat Detector | Switch | 42099 | ASH | http://www.toronto.ca/TWONTO#flame_or_combustion_sensing_instrument |  | Electrical System, Administration Building
130974 | THR-AER-LSH-4800 | Switch, Level-High, Sump, Gallery T-14S (South End), Flood Monitoring System | THR-AER-P-4800 | Switch,Level-High | Switch |  | LSH | http://www.toronto.ca/TWONTO#level_switch |  | Pump, Centrifugal, Sump, T14S
130975 | THR-AER-LSHH-3502 | Switch, Level-High-High,Pump3502,T14 | THR-FT-P-3502 | Switch,Level-High-High | Switch |  | LSHH | http://www.toronto.ca/TWONTO#level_switch |  | Pump, Sump, Finals, Tunnel 16
130976 | THR-AER-LSHH-3618 | Switch, Level-High-High, Pump3618,Sump,T14 | THR-FT-P-3618 | Switch,Level-High-High | Switch |  | LSHH | http://www.toronto.ca/TWONTO#level_switch |  | Pump, Sump, Aeration Gallery, Tunnel 14, North
130977 | THR-AER-LSHH-4810 | Switch, Level-High-High, Sump, Gallery T-14S (North End), Flood Monitoring System | THR-AER-P-4810 | Switch,Level-High | Switch |  | LSHH | http://www.toronto.ca/TWONTO#level_switch |  | Pump, Centrifugal, Sump, T14S
130978 | THR-AER-LSHH-4890 | Switch, Level-High-High, Sump, Gallery T-17E, Flood Monitoring System | THR-FPW | Switch,Level-High | Switch |  | LSHH | http://www.toronto.ca/TWONTO#level_switch |  | Filtered Plant Water
130979 | THR-AER-LSHH-5711 | Switch, Level High High, Pump 5711 | THR-FT-P-5711 | Switch,Level-High-High | Switch |  | LSHH | http://www.toronto.ca/TWONTO#level_switch |  | Pump, Sump, Aeration Gallery, Tunnel 14 South
130980 | THR-AER-LSL-1115 | Switch, Level-Low, Pump 1115, Secondary Treatment, Aeration - Blower System - South | THR-AER-T-1114 | Switch,Level-Low | Switch |  | LSL | http://www.toronto.ca/TWONTO#level_switch |  | Tank, Reservoir, Auxiliary Oil for Blower 1111, Secondary Treatment, Aeration - Blower System - South
130981 | THR-AER-LSL-1215 | Switch, Level-Low, Pump 1215, Secondary Treatment, Aeration - Blower System - South | THR-AER-P-1215 | Switch,Level-Low | Switch |  | LSL | http://www.toronto.ca/TWONTO#level_switch |  | Pump, Centrifugal, Auxiliary Oil Supply to Blower 1211, Secondary Treatment, Aeration - Blower System - South
130982 | THR-AER-LSL-1315 | Switch, Level-Low, Pump 1315, Secondary Treatment, Aeration - Blower System - South | THR-AER-T-1314 | Switch,Level-Low | Switch |  | LSL | http://www.toronto.ca/TWONTO#level_switch |  | Tank, Reservoir, Auxiliary Oil for Blower 1311, Secondary Treatment, Aeration - Blower System - South
130983 | THR-AER-LSL-1401 | Switch, Level-Low, Lube Oil Tank, Blower 1411, Blower Building, Air Blower System | THR-AER-T-1401 | Switch,Level-Low | Switch |  | LSL | http://www.toronto.ca/TWONTO#level_switch |  | Tank, Lube Oil, Blower 1411, Engine Room, Air Blower System
130984 | THR-AER-LSL-1501 | Switch, Level-Low, Lube Oil Tank, Blower 1511, Blower Building, Air Blower System | THR-AER-T-1501 | Switch,Level-Low | Switch |  | LSL | http://www.toronto.ca/TWONTO#level_switch |  | Tank, Lube Oil, Blower 1511, Blower Building, Air Blower System
130985 | THR-AER-LSL-1614 | Switch, Level-Low, Auxiliary Oil Tank, Blower 1611, Secondary Treatment, Aeration Blower System - North | THR-AER-BL-1611 | Switch,Level-Low | Switch |  | LSL | http://www.toronto.ca/TWONTO#level_switch |  | Blower, Centrifugal, Secondary Treatment, Aeration Blower System - HPBB
130986 | THR-AER-LSL-1614 | Switch, Level-Low, Auxiliary Oil Tank, Blower 1611, Secondary Treatment, Aeration Blower System - North | THR-AER-T-1614 | Switch,Level-Low | Switch |  | LSL | http://www.toronto.ca/TWONTO#level_switch |  | Tank, Non-Pressurized, Auxiliary Oil, Blower 1611, Secondary Treatment, Aeration Blower System - North
130987 | THR-AER-LSL-1714 | Switch, Level-Low, Auxiliary Oil Tank, Blower 1711, Secondary Treatment, Aeration Blower System - North | THR-AER-BL-1711 | Switch,Level-Low | Switch |  | LSL | http://www.toronto.ca/TWONTO#level_switch |  | Blower, Centrifugal, Secondary Treatment, Aeration Blower System - HPBB
130988 | THR-AER-LSL-1714 | Switch, Level-Low, Auxiliary Oil Tank, Blower 1711, Secondary Treatment, Aeration Blower System - North | THR-AER-T-1714 | Switch,Level-Low | Switch |  | LSL | http://www.toronto.ca/TWONTO#level_switch |  | Tank, Non-Pressurized, Auxiliary Oil, Blower 1711, Secondary Treatment, Aeration Blower System - North
130989 | THR-AER-LSL-1814 | Switch, Level-Low, Auxiliary Oil Tank, Blower 1811, Secondary Treatment, Aeration Blower System - North | THR-AER-BL-1811 | Switch,Level-Low | Switch |  | LSL | http://www.toronto.ca/TWONTO#level_switch |  | Blower, Centrifugal, Secondary Treatment, Aeration Blower System - HPBB
130990 | THR-AER-LSL-1814 | Switch, Level-Low, Auxiliary Oil Tank, Blower 1811, Secondary Treatment, Aeration Blower System - North | THR-AER-T-1814 | Switch,Level-Low | Switch |  | LSL | http://www.toronto.ca/TWONTO#level_switch |  | Tank, Non-Pressurized, Auxiliary Oil, Blower 1811, Secondary Treatment, Aeration Blower System - North
130991 | THR-AER-LSL-1914 | Switch, Level-Low, Auxiliary Oil Tank, Blower 1911, Secondary Treatment, Aeration Blower System - North | THR-AER-T-1914 | Switch,Level-Low | Switch |  | LSL | http://www.toronto.ca/TWONTO#level_switch |  | Tank, Non-Pressurized, Auxiliary Oil, Blower 1911, Secondary Treatment, Aeration Blower System - North
130992 | THR-AER-LSL-4810 | Switch, Level-Low, Sump, Gallery T-14S (North End), Flood Monitoring System | THR-AER-P-4810 | Switch,Level-High | Switch |  | LSL | http://www.toronto.ca/TWONTO#level_switch |  | Pump, Centrifugal, Sump, T14S
130993 | THR-AER-LSL-4890 | Switch, Level-Low, Sump, Gallery T-17E, Flood Monitoring System | THR-FPW | Switch,Level-High | Switch |  | LSL | http://www.toronto.ca/TWONTO#level_switch |  | Filtered Plant Water
131060 | THR-AER-PSH-0615 | Switch, Pressure-High, Tank 600, Secondary Treatment, Secondary Treatment, Aeration - North | THR-AER-T-0600 | Switch,Pressure-High | Switch |  | PSH | http://www.toronto.ca/TWONTO#pressure_switch |  | Tank, Secondary Treatment, Aeration - North #06
131061 | THR-AER-PSH-1215 | Switch, Pressure-High, Pump 1215, Secondary Treatment, Aeration - Blower System - South | THR-AER-P-1215 | Switch,Pressure-High | Switch |  | PSH | http://www.toronto.ca/TWONTO#pressure_switch |  | Pump, Centrifugal, Auxiliary Oil Supply to Blower 1211, Secondary Treatment, Aeration - Blower System - South
131062 | THR-AER-PSH-1215 | Switch, Pressure-High, Pump 1215, Secondary Treatment, Aeration - Blower System - South | THR-AER-T-1214 | Switch,Pressure-High | Switch |  | PSH | http://www.toronto.ca/TWONTO#pressure_switch |  | Tank, Reservoir, Auxiliary Oil for Blower 1211, Secondary Treatment, Aeration - Blower System - South
131063 | THR-AER-PSH-1315 | Switch, Pressure-High, Pump 1315, Secondary Treatment, Aeration - Blower System - South | THR-AER-T-1314 | Switch,Pressure-High | Switch |  | PSH | http://www.toronto.ca/TWONTO#pressure_switch |  | Tank, Reservoir, Auxiliary Oil for Blower 1311, Secondary Treatment, Aeration - Blower System - South
131064 | THR-AER-PSH-1401 | Switch, Pressure-High, Lube Oil Tank, Blower 1411, Blower Building, Air Blower System | THR-AER-BL-1411 | Switch,Pressure-High | Switch |  | PSH | http://www.toronto.ca/TWONTO#pressure_switch |  | Blower, Centrifugal, Secondary Treatment, Aeration Blower System - Engine Room
131065 | THR-AER-PSH-1401 | Switch, Pressure-High, Lube Oil Tank, Blower 1411, Blower Building, Air Blower System | THR-AER-T-1401 | Switch,Pressure-High | Switch |  | PSH | http://www.toronto.ca/TWONTO#pressure_switch |  | Tank, Lube Oil, Blower 1411, Engine Room, Air Blower System
131066 | THR-AER-PSH-1501 | Switch, Pressure-High, Lube Oil Tank, Blower 1511, Blower Building, Air Blower System | THR-AER-BL-1511 | Switch,Pressure-High | Switch |  | PSH | http://www.toronto.ca/TWONTO#pressure_switch |  | Blower, Centrifugal, Secondary Treatment, Aeration Blower System - Engine Room
131067 | THR-AER-PSH-1615 | Switch, Pressure-High, Lube Oil, Blower 1611, Secondary Treatment, Aeration Blower System - North | THR-AER-BL-1611 | Switch,Pressure-High | Switch |  | PSH | http://www.toronto.ca/TWONTO#pressure_switch |  | Blower, Centrifugal, Secondary Treatment, Aeration Blower System - HPBB
131068 | THR-AER-PSH-1615 | Switch, Pressure-High, Lube Oil, Blower 1611, Secondary Treatment, Aeration Blower System - North | THR-AER-T-1614 | Switch,Pressure-High | Switch |  | PSH | http://www.toronto.ca/TWONTO#pressure_switch |  | Tank, Non-Pressurized, Auxiliary Oil, Blower 1611, Secondary Treatment, Aeration Blower System - North
131069 | THR-AER-PSH-1915 | Switch, Pressure-High, Lube Oil, Blower 1911, Secondary Treatment, Aeration Blower System - North | THR-AER-BL-1911 | Switch,Pressure-High | Switch |  | PSH | http://www.toronto.ca/TWONTO#pressure_switch |  | Blower, Centrifugal, Secondary Treatment, Aeration Blower System - HPBB
131070 | THR-AER-PSL-0056 | Switch, Pressure-Low, Pump 0555, Secondary Treatment, Aeration - North | THR-AER-P-0056 | Switch,Pressure-Low | Switch |  | PSL | http://www.toronto.ca/TWONTO#pressure_switch |  | Pump, Centrifugal, Drain, Aeration Tanks, Secondary Treatment, Aeration - North
131071 | THR-AER-PSL-0715 | Switch, Pressure-Low, Tank 700, Secondary Treatment, Aeration - North | THR-AER-T-0700 | Switch,Pressure-Low | Switch |  | PSL | http://www.toronto.ca/TWONTO#pressure_switch |  | Tank, Secondary Treatment, Aeration - North #07
131072 | THR-AER-PSL-1115 | Switch, Pressure-Low, Pump 1115, Secondary Treatment, Aeration - Blower System - South | THR-AER-P-1115 | Switch,Pressure-Low | Switch |  | PSL | http://www.toronto.ca/TWONTO#pressure_switch |  | Pump, Centrifugal, Auxiliary Oil Supply to Blower 1111, Secondary Treatment, Aeration - Blower System - South
131073 | THR-AER-PSL-1115 | Switch, Pressure-Low, Pump 1115, Secondary Treatment, Aeration - Blower System - South | THR-AER-T-1114 | Switch,Pressure-Low | Switch |  | PSL | http://www.toronto.ca/TWONTO#pressure_switch |  | Tank, Reservoir, Auxiliary Oil for Blower 1111, Secondary Treatment, Aeration - Blower System - South
131074 | THR-AER-PSL-1215 | Switch, Pressure-Low, Pump 1215, Secondary Treatment, Aeration - Blower System - South | THR-AER-P-1115 | Switch,Pressure-Low | Switch |  | PSL | http://www.toronto.ca/TWONTO#pressure_switch |  | Pump, Centrifugal, Auxiliary Oil Supply to Blower 1111, Secondary Treatment, Aeration - Blower System - South
131075 | THR-AER-PSL-1215 | Switch, Pressure-Low, Pump 1215, Secondary Treatment, Aeration - Blower System - South | THR-AER-T-1114 | Switch,Pressure-Low | Switch |  | PSL | http://www.toronto.ca/TWONTO#pressure_switch |  | Tank, Reservoir, Auxiliary Oil for Blower 1111, Secondary Treatment, Aeration - Blower System - South
131076 | THR-AER-PSL-1615 | Switch, Pressure-Low, Main Oil Pump, Blower 1611, Secondary Treatment, Aeration Blower System - North | THR-AER-T-1614 | Switch,Pressure-Low | Switch |  | PSL | http://www.toronto.ca/TWONTO#pressure_switch |  | Tank, Non-Pressurized, Auxiliary Oil, Blower 1611, Secondary Treatment, Aeration Blower System - North
131077 | THR-AER-PSL-1915 | Switch, Pressure-Low, Main Oil Pump, Blower 1911, Secondary Treatment, Aeration Blower System - North | THR-AER-T-1914 | Switch,Pressure-Low | Switch |  | PSL | http://www.toronto.ca/TWONTO#pressure_switch |  | Tank, Non-Pressurized, Auxiliary Oil, Blower 1911, Secondary Treatment, Aeration Blower System - North
131078 | THR-AER-PSLL-1111 | Switch, Pressure-Low-Low, Oil Pressure Blower 1111, Secondary Treatment, Aeration - Blower System - South | THR-AER-T-1114 | Switch,Pressure-Low | Switch |  | PSLL | http://www.toronto.ca/TWONTO#pressure_switch |  | Tank, Reservoir, Auxiliary Oil for Blower 1111, Secondary Treatment, Aeration - Blower System - South
131079 | THR-AER-PSLL-1711 | Switch, Pressure-Low-Low, Lube Oil, Blower 1711, Secondary Treatment, Aeration Blower System - North | THR-AER-BL-1711 | Switch,Pressure-Low | Switch |  | PSLL | http://www.toronto.ca/TWONTO#pressure_switch |  | Blower, Centrifugal, Secondary Treatment, Aeration Blower System - HPBB
131080 | THR-AER-PSLL-1711 | Switch, Pressure-Low-Low, Lube Oil, Blower 1711, Secondary Treatment, Aeration Blower System - North | THR-AER-T-1714 | Switch,Pressure-Low | Switch |  | PSLL | http://www.toronto.ca/TWONTO#pressure_switch |  | Tank, Non-Pressurized, Auxiliary Oil, Blower 1711, Secondary Treatment, Aeration Blower System - North
131081 | THR-AER-PSLL-1811 | Switch, Pressure-Low-Low, Lube Oil, Blower 1811, Secondary Treatment, Aeration Blower System - North | THR-AER-BL-1811 | Switch,Pressure-Low | Switch |  | PSLL | http://www.toronto.ca/TWONTO#pressure_switch |  | Blower, Centrifugal, Secondary Treatment, Aeration Blower System - HPBB
131082 | THR-AER-PSLL-1811 | Switch, Pressure-Low-Low, Lube Oil, Blower 1811, Secondary Treatment, Aeration Blower System - North | THR-AER-T-1814 | Switch,Pressure-Low | Switch |  | PSLL | http://www.toronto.ca/TWONTO#pressure_switch |  | Tank, Non-Pressurized, Auxiliary Oil, Blower 1811, Secondary Treatment, Aeration Blower System - North
131083 | THR-AER-PSLL-1911 | Switch, Pressure-Low-Low, Lube Oil, Blower 1911, Secondary Treatment, Aeration Blower System - North | THR-AER-BL-1911 | Switch,Pressure-Low | Switch |  | PSLL | http://www.toronto.ca/TWONTO#pressure_switch |  | Blower, Centrifugal, Secondary Treatment, Aeration Blower System - HPBB
131137 | THR-AER-TSH-1215 | Switch, Temperature-High, Pump 1215, Secondary Treatment, Aeration - Blower System - South | THR-AER-P-1215 | Switch,Temperature-High | Switch |  | TSH | http://www.toronto.ca/TWONTO#temperature_switch |  | Pump, Centrifugal, Auxiliary Oil Supply to Blower 1211, Secondary Treatment, Aeration - Blower System - South
131138 | THR-AER-TSH-1315 | Switch, Temperature-High, Pump 1315, Secondary Treatment, Aeration - Blower System - South | THR-AER-P-1315 | Switch,Temperature-High | Switch |  | TSH | http://www.toronto.ca/TWONTO#temperature_switch |  | Pump, Centrifugal, Auxiliary Oil Supply to Blower 1311, Secondary Treatment, Aeration - Blower System - South
131139 | THR-AER-TSL-1401 | Switch, Temperature, Lube Oil Heater, Blower 1411, Blower Building, Air Blower System | THR-AER-T-1401 | Switch,Temperature-Low | Switch |  | TSL | http://www.toronto.ca/TWONTO#temperature_switch |  | Tank, Lube Oil, Blower 1411, Engine Room, Air Blower System
131140 | THR-AER-TSL-1501 | Switch, Temperature, Lube Oil Heater, Blower 1511, Blower Building, Air Blower System | THR-AER-T-1501 | Switch,Temperature | Switch |  | TSL | http://www.toronto.ca/TWONTO#temperature_switch |  | Tank, Lube Oil, Blower 1511, Blower Building, Air Blower System
131343 | THR-AI-TSH-0100 | Switch,Temperature-High, Air Compressor C-0100, Instrument Air | THR-AI-C-0100 | Switch,Temperature-High | Switch |  | TSH | http://www.toronto.ca/TWONTO#temperature_switch |  | Air Compressor,Instrument Air Building
131344 | THR-AI-TSH-0200 | Switch,Temperature-High, Air Compressor C-0200, Instrument Air | THR-AI-C-0200 | Switch,Temperature-High | Switch |  | TSH | http://www.toronto.ca/TWONTO#temperature_switch |  | Air Compressor,Instrument Air Building
131345 | THR-AI-TSH-0300 | Switch,Temperature-High, Air Compressor C-0300, Instrument Air | THR-AI-C-0200 | Switch,Temperature-High | Switch |  | TSH | http://www.toronto.ca/TWONTO#temperature_switch |  | Air Compressor,Instrument Air Building
131378 | THR-BG-FSL-0111 | Switch, Flow, Low, Lube Oil Discharge, Stage 1 Inlet, Compressor 0101, Gas Compressor Bldg | THR-BG-C-0101 |  | Switch |  | FSL | http://www.toronto.ca/TWONTO#flow_switch |  | Compressor, Centrifugal, Fuel Gas, Compressor Building, Gas Compressor (And Dryer) for COGEN
131379 | THR-BG-FSL-0212 | Switch, Flow, Low, Lube Oil Discharge, Stage 1 Inlet, Compressor 0201, Gas Compressor Bldg | THR-BG-C-0201 |  | Switch |  | FSL | http://www.toronto.ca/TWONTO#flow_switch |  | Compressor, Centrifugal, Fuel Gas, Compressor Building, Gas Compressor (And Dryer), for COGEN
131386 | THR-BG-LSH-0102 | Switch, Level, High, Tank 0102, Compressor 0101, High Pressure Gas System, Gas Compressor Bldg | THR-BG-C-0101 |  | Switch |  | LSH | http://www.toronto.ca/TWONTO#level_switch |  | Compressor, Centrifugal, Fuel Gas, Compressor Building, Gas Compressor (And Dryer) for COGEN
131387 | THR-BG-LSH-0103 | Switch, Level, High, Condensate, Condensor 0103, High Press Gas Cond Sys Train 1, Gas Comp Bldg | THR-BG-CU-0103 |  | Switch |  | LSH | http://www.toronto.ca/TWONTO#level_switch |  | Condensor, Fuel Gas, High Press Gas Conditioning System Train 1, Gas Comp Bldg
131388 | THR-BG-LSH-0202 | Switch, Level, High, Tank 0202, Compressor 0201, High Pressure Gas System, Gas Compressor Bldg | THR-BG-C-0201 |  | Switch |  | LSH | http://www.toronto.ca/TWONTO#level_switch |  | Compressor, Centrifugal, Fuel Gas, Compressor Building, Gas Compressor (And Dryer), for COGEN
131389 | THR-BG-LSH-0212 | Switch, Level, High, Condensate, Heat Exch 0202, High Press Gas Cond Sys Train 2, Gas Comp Bldg | THR-BG-HE-0202 |  | Switch |  | LSH | http://www.toronto.ca/TWONTO#level_switch |  | Heat Exchanger, Fuel Gas Pre-Cooler, High Press Gas Conditioning System Train 2, Gas Comp Bldg
131390 | THR-BG-LSL-0101 | Switch, Level, Low, Tank 0100, Lube Oil, Comp 0101, High Pressure Gas System, Gas Compressor Bldg | THR-BG-C-0101 |  | Switch |  | LSL | http://www.toronto.ca/TWONTO#level_switch |  | Compressor, Centrifugal, Fuel Gas, Compressor Building, Gas Compressor (And Dryer) for COGEN
131391 | THR-BG-LSL-0201 | Switch, Level, Low, Tank 0200, Lube Oil, Comp 0201, High Pressure Gas System, Gas Compressor Bldg | THR-BG-C-0201 |  | Switch |  | LSL | http://www.toronto.ca/TWONTO#level_switch |  | Compressor, Centrifugal, Fuel Gas, Compressor Building, Gas Compressor (And Dryer), for COGEN
131392 | THR-BG-LSL-0301 | Switch,Level Low Low,Lube Oil Seperator 0100, Compressor Building, Gas Compressor (And Dryer) | THR-BG-T-0100 | Switch,Level-Low | Switch |  | LSL | http://www.toronto.ca/TWONTO#level_switch |  | Oil Separator, Compressor 0101, Compressor Building, Gas Compressor (And Dryer)
131419 | THR-BG-PSH-0402 | Switch, Pressure High, Condensate Separator NT1788757, Compressor Building, Gas Compressor (And Dryer) | THR-BG-F-0402 | Switch,Pressure-High | Switch |  | PSH | http://www.toronto.ca/TWONTO#pressure_switch |  | Condensate Separator, Fuel Gas, Compressor Building, Gas Compressor (And Dryer)
131420 | THR-BG-PSH-0601 | Switch,Pressurel-High, Inlet to Dryer System, Compressor Building, Gas Compressor (And Dryer) | THR-BG-DRY-0600 | Switch,Pressure-High | Switch |  | PSH | http://www.toronto.ca/TWONTO#pressure_switch |  | Dryer, Fuel Gas, Compressor Building, Gas Compressor (And Dryer)
131421 | THR-BG-PSH-1101 | Switch,Pressurel-High, Engine 1101 Gas Valve Train, Engine Fuel System-Unit No 1, Engine-Generator & Heat Recovery System | THR-CG-ENG-1101 | Switch,Pressure-High | Switch |  | PSH | http://www.toronto.ca/TWONTO#pressure_switch |  | Engine, Generator 1101, Engine Room, Engine-Generator & Heat Recovery System
131422 | THR-BG-PSH-1201 | Switch, Pressure High, Engine 1201 Gas Valve Train, Engine Fuel System-Unit No 2, Engine-Generator & Heat Recovery System | THR-CG-ENG-1201 | Switch,Pressure-High | Switch |  | PSH | http://www.toronto.ca/TWONTO#pressure_switch |  | Engine, Generator NT1788901, Engine Room, Engine-Generator & Heat Recovery System
131423 | THR-BG-PSHH-0401 | Switch,Pressurel-High-High, Emergency Purge System, Compressor Building, Gas Compressor (And Dryer) | THR-BG-CP-0403 | Switch,Pressure-High | Switch |  | PSHH | http://www.toronto.ca/TWONTO#pressure_switch |  | Control Panel, Operator, Fuel Gas Compressor 1401, Compressor Building, Gas Compressor (And Dryer)
131424 | THR-BG-PSL-0209 | Switch, Pressure, Low, Compressed Air, Compressor 0201, Gas Compressor Bldg | THR-BG-C-0201 |  | Switch |  | PSL | http://www.toronto.ca/TWONTO#pressure_switch |  | Compressor, Centrifugal, Fuel Gas, Compressor Building, Gas Compressor (And Dryer), for COGEN
131425 | THR-BG-PSL-1101 | Switch,Pressure-Low, Engine 1101 Gas Valve Train, Engine Fuel System-Unit No 1, Engine-Generator & Heat Recovery System | THR-CG-ENG-1101 | Switch,Pressure-Low | Switch |  | PSL | http://www.toronto.ca/TWONTO#pressure_switch |  | Engine, Generator 1101, Engine Room, Engine-Generator & Heat Recovery System
131443 | THR-BG-TSH-0102 | Switch, Temperature, High, Compressor 0101 Cooling Water, Gas Compressor Bldg | THR-BG-C-0101 |  | Switch |  | TSH | http://www.toronto.ca/TWONTO#temperature_switch |  | Compressor, Centrifugal, Fuel Gas, Compressor Building, Gas Compressor (And Dryer) for COGEN
131444 | THR-BG-TSH-0103 | Switch, Temperature, High, Compressor 0101 Cooling Water, Gas Compressor Bldg | THR-BG-C-0101 |  | Switch |  | TSH | http://www.toronto.ca/TWONTO#temperature_switch |  | Compressor, Centrifugal, Fuel Gas, Compressor Building, Gas Compressor (And Dryer) for COGEN
131445 | THR-BG-TSH-0202 | Switch, Temperature, High, Compressor 0201 Cooling Water, Gas Compressor Bldg | THR-BG-C-0201 |  | Switch |  | TSH | http://www.toronto.ca/TWONTO#temperature_switch |  | Compressor, Centrifugal, Fuel Gas, Compressor Building, Gas Compressor (And Dryer), for COGEN
131446 | THR-BG-TSH-0203 | Switch, Temperature, High, Compressor 0201 Cooling Water, Gas Compressor Bldg | THR-BG-C-0201 |  | Switch |  | TSH | http://www.toronto.ca/TWONTO#temperature_switch |  | Compressor, Centrifugal, Fuel Gas, Compressor Building, Gas Compressor (And Dryer), for COGEN
131447 | THR-BG-TSH-0211 | Switch, Temperature, High, Fuel Gas, Heat Exchanger 0201 Inlet, Gas Compressor Bldg | THR-BG-C-0201 |  | Switch |  | TSH | http://www.toronto.ca/TWONTO#temperature_switch |  | Compressor, Centrifugal, Fuel Gas, Compressor Building, Gas Compressor (And Dryer), for COGEN
131448 | THR-BG-TSH-0212 | Switch, Temperature, High, Fuel Gas, Compressor 0201 Discharge, Gas Compressor Bldg | THR-BG-C-0201 |  | Switch |  | TSH | http://www.toronto.ca/TWONTO#temperature_switch |  | Compressor, Centrifugal, Fuel Gas, Compressor Building, Gas Compressor (And Dryer), for COGEN
131449 | THR-BG-TSL-0101 | Switch, Temperature-Low, Lube Oil for Fuel Gas Compressor 0101, Compressor Building, Gas Compressor (And Dryer) | THR-BG-T-0100 | Switch,Temperature-Low | Switch |  | TSL | http://www.toronto.ca/TWONTO#temperature_switch |  | Oil Separator, Compressor 0101, Compressor Building, Gas Compressor (And Dryer)
131580 | THR-BG-VSH-0111 | Switch, Vibration, High, Compressor 0101 Stage 1, Gas Compressor Bldg | THR-BG-C-0101 |  | Switch |  | VSH | http://www.toronto.ca/TWONTO#vibration_sensor_element |  | Compressor, Centrifugal, Fuel Gas, Compressor Building, Gas Compressor (And Dryer) for COGEN
131581 | THR-BG-VSH-0112 | Switch, Vibration, High, Compressor 0101 Stage 2, Gas Compressor Bldg | THR-BG-C-0101 |  | Switch |  | VSH | http://www.toronto.ca/TWONTO#vibration_sensor_element |  | Compressor, Centrifugal, Fuel Gas, Compressor Building, Gas Compressor (And Dryer) for COGEN
131613 | THR-CG-FS-1101 | Switch, Flow, Discharge, Pumps 1103 and 1104, Lube Oil System, Engine-Gen 1101 | THR-DIG-P-0101 |  | Switch |  | FS | http://www.toronto.ca/TWONTO#flow_switch |  | Pump, Positive Displacement, Transfer, New Oil, Lube Oil System, Gas Compressor Building
131614 | THR-CG-FS-1201 | Switch, Flow, Discharge, Pumps 1203 and 1204, Lube Oil System, Engine-Gen 1201 | THR-DIG-P-0102 |  | Switch |  | FS | http://www.toronto.ca/TWONTO#flow_switch |  | Pump, Positive Displacement, Trasnfer, Waste Oil, Lube Oil System, Gas Compressor Building
131631 | THR-CG-LSH-1101 | Switch, Level, High, Tank 1109, Lube Oil System, Engine-Gen 1101 | THR-CG-ENG-1101 | Switch,Level-High | Switch |  | LSH | http://www.toronto.ca/TWONTO#level_switch |  | Engine, Generator 1101, Engine Room, Engine-Generator & Heat Recovery System
131632 | THR-CG-LSH-1102 | Switch, Level, High, Tank 1110, Lube Oil System, Engine-Gen 1101 | THR-CG-ENG-1101 | Switch,Level-High | Switch |  | LSH | http://www.toronto.ca/TWONTO#level_switch |  | Engine, Generator 1101, Engine Room, Engine-Generator & Heat Recovery System
131633 | THR-CG-LSH-1102 | Switch, Level, High, Tank 1110, Lube Oil System, Engine-Gen 1101 | THR-DIG-T-0110 | Switch,Level-High | Switch |  | LSH | http://www.toronto.ca/TWONTO#level_switch |  | Tank, New Oil, Lube Oil System, Gas Compressor Building
131634 | THR-CG-LSH-1150 | Switch, Level, High, Tank 1160, Lube Oil System, Engine-Gen 1101 | THR-CG-ENG-1101 |  | Switch |  | LSH | http://www.toronto.ca/TWONTO#level_switch |  | Engine, Generator 1101, Engine Room, Engine-Generator & Heat Recovery System
131635 | THR-CG-LSH-1250 | Switch, Level, High, Tank 1260, Lube Oil System, Engine-Gen 1201 | THR-CG-ENG-1201 |  | Switch |  | LSH | http://www.toronto.ca/TWONTO#level_switch |  | Engine, Generator NT1788901, Engine Room, Engine-Generator & Heat Recovery System
131636 | THR-CG-LSL-1150 | Switch, Level, Low, Tank 1160, Lube Oil System, Engine-Gen 1101 | THR-CG-ENG-1101 |  | Switch |  | LSL | http://www.toronto.ca/TWONTO#level_switch |  | Engine, Generator 1101, Engine Room, Engine-Generator & Heat Recovery System
131637 | THR-CG-LSL-1163 | Switch, Level, Low, Engine Oil Sump, Lube Oil System, Engine-Gen 1101 | THR-CG-ENG-1101 |  | Switch |  | LSL | http://www.toronto.ca/TWONTO#level_switch |  | Engine, Generator 1101, Engine Room, Engine-Generator & Heat Recovery System
131638 | THR-CG-LSL-1250 | Switch, Level, Low, Tank 1260, Lube Oil System, Engine-Gen 1201 | THR-CG-ENG-1201 |  | Switch |  | LSL | http://www.toronto.ca/TWONTO#level_switch |  | Engine, Generator NT1788901, Engine Room, Engine-Generator & Heat Recovery System
131639 | THR-CG-LSL-1263 | Switch, Level, Low, Engine Oil Sump, Lube Oil System, Engine-Gen 1201 | THR-CG-ENG-1201 |  | Switch |  | LSL | http://www.toronto.ca/TWONTO#level_switch |  | Engine, Generator NT1788901, Engine Room, Engine-Generator & Heat Recovery System
131658 | THR-CG-PSH-1165 | Switch, Pressure High, P-1164 Pump Lube Oil, Air Starting System, Engine-Gen 1101 | THR-CG-P-1164 |  | Switch |  | PSH | http://www.toronto.ca/TWONTO#pressure_switch |  | Pump, Air Driven, Pre-Lube Oil Pump, Air Starting System, Engine-Gen 1101
131660 | THR-CG-PSL-1261 | Switch, Pressure, Low, Lube Oil System, Engine-Gen 1201 | THR-CG-ENG-1201 |  | Switch |  | PSL | http://www.toronto.ca/TWONTO#pressure_switch |  | Engine, Generator NT1788901, Engine Room, Engine-Generator & Heat Recovery System
132131 | THR-DCL-FSL-0101 | Switch, Flow, Low, NaSO3 Dosing P-0100 | THR-DCL-P-0100 | Switch,Flow-Low | Switch |  | FSL | http://www.toronto.ca/TWONTO#flow_switch |  | Pump, SBS Dosing to Outfall
132132 | THR-DCL-FSL-0601 | Switch, Flow, Low, Declorination Dosing Pump P-0600 | THR-DCL-P-0600 | Switch,Flow-Low | Switch |  | FSL | http://www.toronto.ca/TWONTO#flow_switch |  | Pump, SBS Dosing to Outfall
132141 | THR-DCL-LSH | Switch, Level High, Containment Areas | THR-DCL | Switch,Level-High | Switch |  |  | http://www.toronto.ca/TWONTO#level_switch |  | Dechlorination
132142 | THR-DCL-LSH-0001 | Switch, Level High, Containment Tank, Sodium Bisulphite | THR-DCL-T-0001 | Switch,Level-High | Switch |  | LSH | http://www.toronto.ca/TWONTO#level_switch |  | Tank, Containment, SBS, NaHSO3 Pump 0100 & 0200
132143 | THR-DCL-LSH-0003 | Switch, Level High, Containment Tank, Sodium Bisulphite | THR-DCL-T-0003S | Switch,Level-High | Switch |  | LSH | http://www.toronto.ca/TWONTO#level_switch |  | Tank, Containment, Sodium Bisulphite
132162 | THR-DCL-PSH | Switch, Pressure, High, NaSO3 Dosing Pumps | THR-DCL | Switch,Pressure-High | Switch |  |  | http://www.toronto.ca/TWONTO#pressure_switch |  | Dechlorination
132163 | THR-DCL-PSH-0101 | Switch, Pressure, High, NaSO3 Dosing P-0100 | THR-DCL-P-0100 | Switch,Pressure-High | Switch |  | PSH | http://www.toronto.ca/TWONTO#pressure_switch |  | Pump, SBS Dosing to Outfall
132164 | THR-DCL-PSH-0201 | Switch, Pressure, High, NaSO3 Dosing P-0200 | THR-DCL-P-0200 | Switch,Pressure-High | Switch |  | PSH | http://www.toronto.ca/TWONTO#pressure_switch |  | Pump, SBS Dosing to Outfall
132165 | THR-DCL-PSH-0401 | Switch, Pressure, High, Discharge P-0400 | THR-DCL-P-0400 | Switch,Pressure-High | Switch |  | PSH | http://www.toronto.ca/TWONTO#pressure_switch |  | Pump, Dechlorination Sample, Dechlorination Simulation Room
132166 | THR-DCL-PSH-0501 | Switch, Pressure, High, Discharge P-0500 | THR-DCL-P-0500 | Switch,Pressure-High | Switch |  | PSH | http://www.toronto.ca/TWONTO#pressure_switch |  | Pump, Dechlorination Sample, Dechlorination Simulation Room
132292 | THR-DGHT-LSHH | Switch,High High Level, Sump Pumps, Digesters/Grit/Headhouse/Thickening | THR-FT-DRN | Switch,Level-High-High | Switch |  |  | http://www.toronto.ca/TWONTO#level_switch |  | Final Tank, Drainage, Sump Pumps
132293 | THR-DIF-TSL-7752A | Switch, Temperature Low, Burner BU-7750 Zone 1 Gas Pipe/ManifoldHeat Tracing, WGB Bldg Roof | THR-DIG-BU-7750 | Switch,Temperature-Low | Switch |  | TSL | http://www.toronto.ca/TWONTO#temperature_switch |  | Waste Gas Burner, Burner 7750, WGB Bldg Roof
132294 | THR-DIF-TSL-7782A | Switch, Temperature Low, Burner BU-7780 Zone 1 Gas Pipe/Manifold Heat Tracing, WGB Bldg Roof | THR-DIG-BU-7780 | Switch,Temperature-Low | Switch |  | TSL | http://www.toronto.ca/TWONTO#temperature_switch |  | Burner, Waste Gas 7780, Waste Gas Burner Building Roof
132428 | THR-DIG-FSL-2214 | Flow Switch, Pump Seal Water | THR-DIG-T-7-8 | Transmitter,Pressure | Switch |  | FSL | http://www.toronto.ca/TWONTO#flow_switch |  | Digester, Entities Common to Tanks 7-8
132429 | THR-DIG-FSL-2215 | Flow Switch, Pump Seal Water | THR-DIG-P-2215 | Transmitter,Pressure | Switch |  | FSL | http://www.toronto.ca/TWONTO#flow_switch |  | Pump, Centrifugal, Primary Sludge Recirculation to Tank 0700
132430 | THR-DIG-FSL-2215 | Flow Switch, Pump Seal Water | THR-DIG-T-7-8 | Transmitter,Pressure | Switch |  | FSL | http://www.toronto.ca/TWONTO#flow_switch |  | Digester, Entities Common to Tanks 7-8
132431 | THR-DIG-FSL-2264 | Flow Switch, Pump Seal Water | THR-DIG-P-2264 | Transmitter,Pressure | Switch |  | FSL | http://www.toronto.ca/TWONTO#flow_switch |  | Pump, Centrifugal, Primary Sludge Recirculation Tank 0800
132432 | THR-DIG-FSL-2264 | Flow Switch, Pump Seal Water | THR-DIG-T-7-8 | Transmitter,Pressure | Switch |  | FSL | http://www.toronto.ca/TWONTO#flow_switch |  | Digester, Entities Common to Tanks 7-8
132433 | THR-DIG-FSL-2265 | Flow Switch, Pump Seal Water | THR-DIG-P-2265 | Transmitter,Pressure | Switch |  | FSL | http://www.toronto.ca/TWONTO#flow_switch |  | Pump, Centrifugal, Primary Sludge Recirculation Tank 0800
132434 | THR-DIG-FSL-2318 | Flow Switch, Pump Seal Water | THR-DIG-P-2318 | Transmitter,Pressure | Switch |  | FSL | http://www.toronto.ca/TWONTO#flow_switch |  | Pump, Centrifugal, Sludge Recirculation, Tank 0900
132435 | THR-DIG-FSL-2369 | Flow Switch, Pump Seal Water | THR-DIG-P-2369 | Transmitter,Pressure | Switch |  | FSL | http://www.toronto.ca/TWONTO#flow_switch |  | Pump, Centrifugal, Sludge Recirculation, Tank 1000
132436 | THR-DIG-FSL-3115 | Flow Switch, Pump Seal Water | THR-DIG-P-3115 | Transmitter,Pressure | Switch |  | FSL | http://www.toronto.ca/TWONTO#flow_switch |  | Pump, Centrifugal, Sludge Transfer, Digester Tank 0700,
132437 | THR-DIG-FSL-3115 | Flow Switch, Pump Seal Water | THR-DIG-T-7-10 | Transmitter,Pressure | Switch |  | FSL | http://www.toronto.ca/TWONTO#flow_switch |  | Digester, Entities Common to Tanks 7-10
132438 | THR-DIG-FSL-3115 | Flow Switch, Pump Seal Water | THR-DIG-T-7-8 | Transmitter,Pressure | Switch |  | FSL | http://www.toronto.ca/TWONTO#flow_switch |  | Digester, Entities Common to Tanks 7-8
132439 | THR-DIG-FSL-3116 | Flow Switch, Pump Seal Water | THR-DIG-P-3115 | Transmitter,Pressure | Switch |  | FSL | http://www.toronto.ca/TWONTO#flow_switch |  | Pump, Centrifugal, Sludge Transfer, Digester Tank 0700,
132440 | THR-DIG-FSL-3116 | Flow Switch, Pump Seal Water | THR-DIG-T-7-8 | Transmitter,Pressure | Switch |  | FSL | http://www.toronto.ca/TWONTO#flow_switch |  | Digester, Entities Common to Tanks 7-8
132441 | THR-DIG-FSL-3165 | Flow Switch, Pump Seal Water | THR-DIG-P-3165 | Transmitter,Pressure | Switch |  | FSL | http://www.toronto.ca/TWONTO#flow_switch |  | Pump, Centrifugal, Sludge Transfer, Digester Tank 0800
132442 | THR-DIG-FSL-3165 | Flow Switch, Pump Seal Water | THR-DIG-T-7-10 | Transmitter,Pressure | Switch |  | FSL | http://www.toronto.ca/TWONTO#flow_switch |  | Digester, Entities Common to Tanks 7-10
132443 | THR-DIG-FSL-3165 | Flow Switch, Pump Seal Water | THR-DIG-T-7-8 | Transmitter,Pressure | Switch |  | FSL | http://www.toronto.ca/TWONTO#flow_switch |  | Digester, Entities Common to Tanks 7-8
132444 | THR-DIG-FSL-3166 | Flow Switch, Pump Seal Water | THR-DIG-P-3116 | Transmitter,Pressure | Switch |  | FSL | http://www.toronto.ca/TWONTO#flow_switch |  | Pump, Centrifugal, Sludge Transfer, Digester Tank 0700
132445 | THR-DIG-FSL-3166 | Flow Switch, Pump Seal Water | THR-DIG-P-3166 | Transmitter,Pressure | Switch |  | FSL | http://www.toronto.ca/TWONTO#flow_switch |  | Pump, Centrifugal, Sludge Transfer, Digester Tank 0800
132446 | THR-DIG-FSL-3166 | Flow Switch, Pump Seal Water | THR-DIG-T-7-10 | Transmitter,Pressure | Switch |  | FSL | http://www.toronto.ca/TWONTO#flow_switch |  | Digester, Entities Common to Tanks 7-10
132447 | THR-DIG-FSL-3166 | Flow Switch, Pump Seal Water | THR-DIG-T-7-8 | Transmitter,Pressure | Switch |  | FSL | http://www.toronto.ca/TWONTO#flow_switch |  | Digester, Entities Common to Tanks 7-8
132448 | THR-DIG-FSL-3211 | Flow Switch, Pump Seal Water | THR-DIG-T-7-10 | Transmitter,Pressure | Switch |  | FSL | http://www.toronto.ca/TWONTO#flow_switch |  | Digester, Entities Common to Tanks 7-10
132449 | THR-DIG-FSL-3211 | Flow Switch, Pump Seal Water | THR-DIG-T-9-10 | Transmitter,Pressure | Switch |  | FSL | http://www.toronto.ca/TWONTO#flow_switch |  | Digester, Entities Common to Tanks 9-10
132450 | THR-DIG-FSL-3212 | Flow Switch, Pump Seal Water | THR-DIG-P-3212 | Transmitter,Pressure | Switch |  | FSL | http://www.toronto.ca/TWONTO#flow_switch |  | Pump, Centrifugal, Sludge Transfer, Digester Tank 0900
132451 | THR-DIG-FSL-3271 | Flow Switch, Pump Seal Water | THR-DIG-P-3271 | Transmitter,Pressure | Switch |  | FSL | http://www.toronto.ca/TWONTO#flow_switch |  | Pump, Centrifugal, Sludge Transfer, Digester Tank 1000
132452 | THR-DIG-FSL-5260C | Switch, Flow-Low, Lube Oil, C-5260, Gas Mixing System | THR-DIG-T-5260 | Switch,Flow-Low | Switch |  | FSL | http://www.toronto.ca/TWONTO#flow_switch |  | Tank, Reservoir, Auxiliary Oil, Gas Compressor 5260, Digester Mixing System
132453 | THR-DIG-FSL-5460C | Switch, Flow-Low, Lube Oil, C-5460, Gas Mixing System | THR-DIG-T-5460 | Switch,Flow-Low | Switch |  | FSL | http://www.toronto.ca/TWONTO#flow_switch |  | Tank, Reservoir, Auxiliary Oil, Gas Compressor 5460, Digester Mixing System
132454 | THR-DIG-FSL-5682 | Switch, Flow-Low, Lube Oil, C-5680, Gas Mixing System | THR-DIG-C-5680 | Switch,Flow-Low | Switch |  | FSL | http://www.toronto.ca/TWONTO#flow_switch |  | Compressor, Gas, Mixing System, Digester Tank#8
132455 | THR-DIG-FSL-5682 | Switch, Flow-Low, Lube Oil, C-5680, Gas Mixing System | THR-DIG-T-5681 | Switch,Flow-Low | Switch |  | FSL | http://www.toronto.ca/TWONTO#flow_switch |  | Tank, Reservoir, Auxiliary Oil, Gas Compressor 5680, Digester Mixing System
132456 | THR-DIG-FSL-5842 | Switch, Flow-Low, Lube Oil, C-5840, Gas Mixing System | THR-DIG-T-5841 | Switch,Flow-Low | Switch |  | FSL | http://www.toronto.ca/TWONTO#flow_switch |  | Tank, Reservoir, Auxiliary Oil, Gas Compressor 5840, Digester Mixing System
132457 | THR-DIG-FSL-5862 | Switch, Flow-Low, Lube Oil, C-5860, Gas Mixing System | THR-DIG-C-5860 | Switch,Flow-Low | Switch |  | FSL | http://www.toronto.ca/TWONTO#flow_switch |  | Compressor, Gas, Mixing System, Digester Tank#9/10
132458 | THR-DIG-FSL-5862 | Switch, Flow-Low, Lube Oil, C-5860, Gas Mixing System | THR-DIG-T-5861 | Switch,Flow-Low | Switch |  | FSL | http://www.toronto.ca/TWONTO#flow_switch |  | Tank, Reservoir, Auxiliary Oil, Gas Compressor 5860, Digester Mixing System
132459 | THR-DIG-FSL-5880 | Switch, Flow-Low, Condensate T-5872 | THR-DIG-T-5871 | Switch,Flow-Low | Switch |  | FSL | http://www.toronto.ca/TWONTO#flow_switch |  | Tank, Condensate and Sediment Accumulator, C-5880, Digester Mixing System
132460 | THR-DIG-FSL-5882 | Switch, Flow-Low, Lube Oil, C-5880, Gas Mixing System | THR-DIG-T-5881 | Switch,Flow-Low | Switch |  | FSL | http://www.toronto.ca/TWONTO#flow_switch |  | Tank, Reservoir, Auxiliary Oil, Gas Compressor 5880, Digester Mixing System
132541 | THR-DIG-LSH-0106 | Switch, Level-High, Overflow Chamber,Tank 0100, Solids Treatment, Digester - Tanks 1-6 | THR-DIG-PD-0100 | Switch,Level-High | Switch |  | LSH | http://www.toronto.ca/TWONTO#level_switch |  | Tank, Primary Digester-1, Solids Treatment
132542 | THR-DIG-LSH-0206 | Switch, Level-High, Over Flow Chamber, Tank 0200, Solids Treatment, Digester 2 Overflow Chamber | THR-DIG-PD-0200 | Switch,Level-High | Switch |  | LSH | http://www.toronto.ca/TWONTO#level_switch |  | Tank, Primary Digester-2, Solids Treatment
132543 | THR-DIG-LSH-0406 | Switch, Level-High, Over Flow Chamber, Tank 0400, Solids Treatment, Digester Tank 1-6 | THR-DIG-SD-0400 | Switch,Level-High | Switch |  | LSH | http://www.toronto.ca/TWONTO#level_switch |  | Tank, Secondary Digester-4, Solids Treatment
132544 | THR-DIG-LSH-0506 | Switch, Level-High, Overflow Chamber,Tank 0500, Solids Treatment, Digester - Tanks 1-6 | THR-DIG-PD-0500 | Switch,Level-High | Switch |  | LSH | http://www.toronto.ca/TWONTO#level_switch |  | Tank, Primary Digester-5, Solids Treatment
132545 | THR-DIG-LSH-0706 | Switch, Level High, Tank 0700 Coffin Overflow, Solids Treatment, Transfer System - Digesters - Tank 0700 & Tank 0800 | THR-DIG-PD-0700 | Switch,Level-High | Switch |  | LSH | http://www.toronto.ca/TWONTO#level_switch |  | Tank, Primary Digester-7, Solids Treatment
132546 | THR-DIG-LSH-0806 | Switch, Level High, Tank 0800 Coffin Overflow, Solids Treatment, Transfer System - Digesters - Tank 0700 & Tank 0800 | THR-DIG-PD-0800 | Switch,Level-High | Switch |  | LSH | http://www.toronto.ca/TWONTO#level_switch |  | Tank, Primary Digester-8, Solids Treatment
132547 | THR-DIG-LSH-0906 | Switch, Level-High, Tank 0900 Coffin Overflow, Primary Sludge, Solids Treatment, Transfer System - Digesters - Tank 0900 & Tank 1000 | THR-DIG-PD-0900 | Switch,Level-High | Switch |  | LSH | http://www.toronto.ca/TWONTO#level_switch |  | Tank, Primary Digester-9, Solids Treatment
132548 | THR-DIG-LSH-2171A | Switch, Level, High, Sump Pump, Near Digester Tank 6 | THR-DIG-CP-2171 | Pump,Centrifugal | Switch |  | LSH | http://www.toronto.ca/TWONTO#level_switch |  | Control Panel, Duplex Sump, Near Digester Tank 6
132549 | THR-DIG-LSHH-0107 | Switch, Level-High-High,Overflow Chamber,Tank 0100, Solids Treatment, Digester - Tanks 1-6 | THR-DIG-PD-0100 | Switch,Level-High-High | Switch |  | LSHH | http://www.toronto.ca/TWONTO#level_switch |  | Tank, Primary Digester-1, Solids Treatment
132550 | THR-DIG-LSHH-0307 | Switch, Level-High-High, Over Flow Chamber, Tank 0300, Solids Treatment, Digester 3 Overflow Chamber | THR-DIG-PD-0300 | Switch,Level-High-High | Switch |  | LSHH | http://www.toronto.ca/TWONTO#level_switch |  | Tank, Primary Digester-3, Solids Treatment
132551 | THR-DIG-LSHH-0407 | Switch, Level-High-High, Over Flow Chamber, Tank 0400, Solids Treatment, Digester Tank 1-6 | THR-DIG-SD-0400 | Switch,Level-High-High | Switch |  | LSHH | http://www.toronto.ca/TWONTO#level_switch |  | Tank, Secondary Digester-4, Solids Treatment
132552 | THR-DIG-LSHH-2171 | Switch, Level, High High, Sump Pump, Near Digester Tank 6 | THR-DIG-CP-2171 | Pump,Centrifugal | Switch |  | LSHH | http://www.toronto.ca/TWONTO#level_switch |  | Control Panel, Duplex Sump, Near Digester Tank 6
132553 | THR-DIG-LSHH-3855 | Switch, Level-High-High,Pump 3855A/B,Sump, Gas Compressor Building, Basement, Plant Services, Flood Monitoring System | THR-DIG-P-3855A | Pump,Centrifugal | Switch |  | LSHH | http://www.toronto.ca/TWONTO#level_switch |  | Pump, Sump, Gas Compressor Building, Basement, Plant Services, Flood Monitoring System
132554 | THR-DIG-LSL-0113 | Switch, Level, Low, New Oil, Tank 0110, Lube Oil System, Gas Compressor Building | THR-DIG-T-0110 |  | Switch |  | LSL | http://www.toronto.ca/TWONTO#level_switch |  | Tank, New Oil, Lube Oil System, Gas Compressor Building
132555 | THR-DIG-LSL-2171 | Switch, Level, Low, Sump Pump, Near Digester Tank 6 | THR-DIG-CP-2171 | Pump,Centrifugal | Switch |  | LSL | http://www.toronto.ca/TWONTO#level_switch |  | Control Panel, Duplex Sump, Near Digester Tank 6
132556 | THR-DIG-LSL-5260C | Switch, Level-Low, Lube Oil, C-5260, Gas Mixing System | THR-DIG-T-5260 | Switch,Level-Low | Switch |  | LSL | http://www.toronto.ca/TWONTO#level_switch |  | Tank, Reservoir, Auxiliary Oil, Gas Compressor 5260, Digester Mixing System
132557 | THR-DIG-LSL-5280C | Switch, Level-Low, Lube Oil, C-5280, Gas Mixing System | THR-DIG-T-5280 | Switch,Level-Low | Switch |  | LSL | http://www.toronto.ca/TWONTO#level_switch |  | Tank, Reservoir, Auxiliary Oil, Gas Compressor 5280, Digester Mixing System
132558 | THR-DIG-LSL-5460C | Switch, Level-Low, Lube Oil, C-5460, Gas Mixing System | THR-DIG-T-5460 | Switch,Level-Low | Switch |  | LSL | http://www.toronto.ca/TWONTO#level_switch |  | Tank, Reservoir, Auxiliary Oil, Gas Compressor 5460, Digester Mixing System
132559 | THR-DIG-LSL-5661 | Switch, Level-Low, Lube Oil, C-5660, Gas Mixing System | THR-DIG-T-5661 | Switch,Level-Low | Switch |  | LSL | http://www.toronto.ca/TWONTO#level_switch |  | Tank, Reservoir, Auxiliary Oil, Gas Compressor 5660, Digester Mixing System
132560 | THR-DIG-LSL-5681 | Switch, Level-Low, Lube Oil, C-5680, Gas Mixing System | THR-DIG-P-5682 | Switch,Level-Low | Switch |  | LSL | http://www.toronto.ca/TWONTO#level_switch |  | Pump,Lube Oil for Compressor 5680, Gas Mixing System
132561 | THR-DIG-LSL-5681 | Switch, Level-Low, Lube Oil, C-5680, Gas Mixing System | THR-DIG-T-5681 | Switch,Level-Low | Switch |  | LSL | http://www.toronto.ca/TWONTO#level_switch |  | Tank, Reservoir, Auxiliary Oil, Gas Compressor 5680, Digester Mixing System
132562 | THR-DIG-LSL-5881 | Switch, Level-Low, Lube Oil, C-5880, Gas Mixing System | THR-DIG-T-5881 | Switch,Level-Low | Switch |  | LSL | http://www.toronto.ca/TWONTO#level_switch |  | Tank, Reservoir, Auxiliary Oil, Gas Compressor 5880, Digester Mixing System
132795 | THR-DIG-PSH-0102 | Switch, Pressure, High, Discharge, Pump 0102, Lube Oil System, Gas Compressor Building | THR-DIG-P-0102 |  | Switch |  | PSH | http://www.toronto.ca/TWONTO#pressure_switch |  | Pump, Positive Displacement, Trasnfer, Waste Oil, Lube Oil System, Gas Compressor Building
132798 | THR-DIG-PSH-0202 | Switch, Pressurel-High, DG Valve Train, Compressor Building, Gas Compressor (And Dryer) | THR-DIG-CG | Switch,Pressure-High | Switch |  | PSH | http://www.toronto.ca/TWONTO#pressure_switch |  | Digester Gas, Co-Generation
132799 | THR-DIG-PSH-0701 | Switch, Pressure High, Tank 0700 Sampling Pump Discharge, Digester Tanks - Sampling System | THR-DIG-P-0701 | Switch,Pressure-High | Switch |  | PSH | http://www.toronto.ca/TWONTO#pressure_switch |  | Pump, Tank 0700 Sampling, Digester Tanks - Sampling System
132800 | THR-DIG-PSH-1001 | Switch, Pressure High, Tank 1000 Sampling Pump Discharge, Digester Tanks - Sampling System | THR-DIG-P-1001 | Switch,Pressure-High | Switch |  | PSH | http://www.toronto.ca/TWONTO#pressure_switch |  | Pump, Tank 1000 Sampling, Digester Tanks - Sampling System
132801 | THR-DIG-PSH-2214 | Switch, Pressure-High, Discharge, Pump 2214, Solids Treatment, Heating System - Digesters - Tank 0700 & Tank 0800 | THR-DIG-P-2214 | Switch,Pressure-High | Switch |  | PSH | http://www.toronto.ca/TWONTO#pressure_switch |  | Pump, Centrifugal, Primary Sludge Recirculation to Tank 0700
132802 | THR-DIG-PSH-2215 | Switch, Pressure-High, Discharge, Pump 2215, Solids Treatment, Heating System - Digesters - Tank 0700 & Tank 0800 | THR-DIG-P-2215 | Switch,Pressure-High | Switch |  | PSH | http://www.toronto.ca/TWONTO#pressure_switch |  | Pump, Centrifugal, Primary Sludge Recirculation to Tank 0700
132803 | THR-DIG-PSH-2319 | Switch, Pressure-High, Discharge, Pump 2319, Solids Treatment, Heating System - Digesters - Tank 0900 Tank 1000 | THR-DIG-P-2319 | Switch,Pressure-High | Switch |  | PSH | http://www.toronto.ca/TWONTO#pressure_switch |  | Pump, Centrifugal, Sludge Recirculation, Tank 0900
132804 | THR-DIG-PSH-2502 | Switch, Pressure-High, Discharge Pump 2502, Digester Tank 0100 | THR-DIG-P-2502 | Switch,Pressure-High | Switch |  | PSH | http://www.toronto.ca/TWONTO#pressure_switch |  | Pump, Centrifugal, Sludge Recirculation, Tank 0100
132805 | THR-DIG-PSH-2511 | Switch, Pressure-High, Discharge Pump 2511, Digester Tank 0200 | THR-DIG-P-2511 | Switch,Pressure-High | Switch |  | PSH | http://www.toronto.ca/TWONTO#pressure_switch |  | Pump, Centrifugal, Sludge Recirculation, Tank 0200
132806 | THR-DIG-PSH-2513 | Switch, Pressure-High, Discharge Pump 2513, Digester Tank 0200 | THR-DIG-P-2513 | Switch,Pressure-High | Switch |  | PSH | http://www.toronto.ca/TWONTO#pressure_switch |  | Pump, Centrifugal, Sludge Transfer, Tank 0200
132807 | THR-DIG-PSH-2521 | Switch, Pressure-High, Discharge Pump 2521, Digester Tank 0300 | THR-DIG-P-2521 | Switch,Pressure-High | Switch |  | PSH | http://www.toronto.ca/TWONTO#pressure_switch |  | Pump, Centrifugal, Sludge Recirculation, Tank 0300
132808 | THR-DIG-PSH-2522 | Switch, Pressure-High, Discharge Pump 2522, Digester Tank 0300 | THR-DIG-P-2522 | Switch,Pressure-High | Switch |  | PSH | http://www.toronto.ca/TWONTO#pressure_switch |  | Pump, Centrifugal, Sludge Recirculation, Tank 0300
132809 | THR-DIG-PSH-2523 | Switch, Pressure-High, Discharge Pump 2523, Digester Tank 0300 | THR-DIG-P-2523 | Switch,Pressure-High | Switch |  | PSH | http://www.toronto.ca/TWONTO#pressure_switch |  | Pump, Centrifugal, Sludge Transfer, Tank 0300
132810 | THR-DIG-PSH-2531 | Switch, Pressure-High, Discharge Pump 2531, Digester Tank 0500 | THR-DIG-P-2531 | Switch,Pressure-High | Switch |  | PSH | http://www.toronto.ca/TWONTO#pressure_switch |  | Pump, Centrifugal, Sludge Recirculation, Tank 0500
132811 | THR-DIG-PSH-2534 | Switch, Pressure-High, Discharge Pump 2534, Digester Tank 0500 | THR-DIG-P-2534 | Switch,Pressure-High | Switch |  | PSH | http://www.toronto.ca/TWONTO#pressure_switch |  | Pump, Centrifugal, Sludge Transfer, Tank 0500
132812 | THR-DIG-PSH-3072 | Switch, Pressure-High, Discharge Pump 3072, Digester Tank 0600, Digester Tank 1-6 | THR-DIG-P-3072 | Switch,Pressure-High | Switch |  | PSH | http://www.toronto.ca/TWONTO#pressure_switch |  | Centrifugal Pump, Sludge Transfer to MTI Line 1 & 2, Tank 0600
132813 | THR-DIG-PSH-3115 | Switch, Pressure-High, Pump 3115, Solids Treatment, Transfer System - Digesters - Tank 0700 & Tank 0800 | THR-DIG-P-3115 | Switch,Pressure-High | Switch |  | PSH | http://www.toronto.ca/TWONTO#pressure_switch |  | Pump, Centrifugal, Sludge Transfer, Digester Tank 0700,
132814 | THR-DIG-PSH-3271 | Switch, Pressure-High, Discharge, Pump 3271, Solids Treatment, Transfer System - Digesters - Tank 0900 & Tank 1000 | THR-DIG-P-3271 | Switch,Pressure-High | Switch |  | PSH | http://www.toronto.ca/TWONTO#pressure_switch |  | Pump, Centrifugal, Sludge Transfer, Digester Tank 1000
132815 | THR-DIG-PSH-4011 | Switch, Pressure-High, Discharge Pump 4011/4012, Digester Tank 0200, Solid Treatment, Mezzanine Floor | THR-DIG-P-4011 | Switch,Pressure-High | Switch |  | PSH | http://www.toronto.ca/TWONTO#pressure_switch |  | Pump, Centrifugal, Hot Water Recirculation, Tank 0200
132816 | THR-DIG-PSH-4051 | Switch, Pressure-High, Discharge Pump 4051/4052, Digester Tank 0300, Solid Treatment, Mezzanine Floor | THR-DIG-HE-4057 | Switch,Pressure-High | Switch |  | PSH | http://www.toronto.ca/TWONTO#pressure_switch |  | Heat Exchanger, Tank 0300, Solids Treatment, Digester Tank 3
132817 | THR-DIG-PSH-4711 | Switch, Pressure-High, Discharge, Pump 4711, Solids Treatment, Heating System - Digesters - Tank 0700 & Tank 0800 | THR-DIG-P-4711 | Switch,Pressure-High | Switch |  | PSH | http://www.toronto.ca/TWONTO#pressure_switch |  | Pump, Centrifugal, Hot Water Recirculation, Tank 0700
132818 | THR-DIG-PSH-4761 | Switch, Pressure-High, Discharge, Pump 4761, Solids Treatment, Heating System - Digesters - Tank 0700 & Tank 0800 | THR-DIG-P-4761 | Switch,Pressure-High | Switch |  | PSH | http://www.toronto.ca/TWONTO#pressure_switch |  | Pump, Centrifugal, Hot Water Recirculation, Tank 0800
132819 | THR-DIG-PSH-4805 | Switch, Pressure-High, Discharge, Pump 4805, Solids Treatment, Heating System - Digesters - Tank 0900 Tank 1000 | THR-DIG-P-4805 | Switch,Pressure-High | Switch |  | PSH | http://www.toronto.ca/TWONTO#pressure_switch |  | Pump, Centrifugal, Hot Water Recirculation, Tank 0900
132820 | THR-DIG-PSH-4855 | Switch, Pressure-High, Discharge, Pump 4855, Solids Treatment, Heating System - Digesters - Tank 0900 Tank 1000 | THR-DIG-P-4855 | Switch,Pressure-High | Switch |  | PSH | http://www.toronto.ca/TWONTO#pressure_switch |  | Pump, Centrifugal, Hot Water Recirculation, Tank 1000
132821 | THR-DIG-PSH-4856 | Switch, Pressure-High, Discharge, Pump 4856, Solids Treatment, Heating System - Digesters - Tank 0900 Tank 1000 | THR-DIG-P-4856 | Switch,Pressure-High | Switch |  | PSH | http://www.toronto.ca/TWONTO#pressure_switch |  | Pump, Centrifugal, Hot Water Recirculation, Tank 1000
132822 | THR-DIG-PSH-5141 | Switch, Pressure-High, Outlet Pump 5141, Solids Treatment, Digester Tank 1-6 | THR-DIG-GBP-5141 | Switch,Pressure-High | Switch |  | PSH | http://www.toronto.ca/TWONTO#pressure_switch |  | Gas Booster, Tank 0400, Solids Treatment
132823 | THR-DIG-PSH-5142 | Switch, Pressure-High, Outlet Pump 5142, Solids Treatment, Digester Tank 1-6 | THR-DIG-GBP-5142 | Switch,Pressure-High | Switch |  | PSH | http://www.toronto.ca/TWONTO#pressure_switch |  | Gas Booster, Tank 0400, Solids Treatment
132824 | THR-DIG-PSH-5161 | Switch, Pressure-High, Outlet Pump 5161, Solids Treatment, Digester - Tanks 1-6 | THR-DIG-GBP-5161 | Switch,Pressure-High | Switch |  | PSH | http://www.toronto.ca/TWONTO#pressure_switch |  | Gas Booster, Tank 0600, Solids Treatment
132825 | THR-DIG-PSH-5162 | Switch, Pressure-High, Outlet Pump 5162, Solids Treatment, Digester - Tanks 1-6 | THR-DIG-GBP-5162 | Switch,Pressure-High | Switch |  | PSH | http://www.toronto.ca/TWONTO#pressure_switch |  | Gas Booster, Tank 0600, Solids Treatment
132826 | THR-DIG-PSH-5280 | Switch, Pressure-High, Outlet Gas compressor 5280 | THR-DIG-C-5280 | Switch,Pressure-High | Switch |  | PSH | http://www.toronto.ca/TWONTO#pressure_switch |  | Compressor, Gas, Mixing System, Digester Tank#2
132827 | THR-DIG-PSH-5660 | Switch, Pressure-High, Discharge, C-5660, Mixing System, Tank 7 & 8 | THR-DIG-C-5660 | Switch,Pressure-High | Switch |  | PSH | http://www.toronto.ca/TWONTO#pressure_switch |  | Compressor, Gas, Mixing System, Digester Tank#7/8
132828 | THR-DIG-PSH-5840 | Switch, Pressure-High, Discharge, Compressor 5840, Solids Treatment - Thickening - Mixing System - Digesters - Tank 0900 & Tank 1000, Compressors | THR-DIG-C-5840 | Switch,Pressure-High | Switch |  | PSH | http://www.toronto.ca/TWONTO#pressure_switch |  | Compressor, Gas, Mixing System, Digester Tank#10
132829 | THR-DIG-PSH-5880 | Switch, Pressure-High, Discharge, Compressor 5880, Solids Treatment - Thickening - Mixing System - Digesters - Tank 0900 & Tank 1000, Compressors | THR-DIG-C-5880 | Switch,Pressure-High | Switch |  | PSH | http://www.toronto.ca/TWONTO#pressure_switch |  | Compressor, Gas, Mixing System, Digester Tank#09
132830 | THR-DIG-PSH-6101 | Switch, Pressure-High, Discharge Sampling Pump 6101, Tank 0100 | THR-DIG-P-6101 | Switch,Pressure-High | Switch |  | PSH | http://www.toronto.ca/TWONTO#pressure_switch |  | Centrifugal Pump, Sampling, Tank 0100
132831 | THR-DIG-PSH-6201 | Switch, Pressure-High, Discharge Pump 6201, Tank 0200 | THR-DIG-P-6201 | Switch,Pressure-High | Switch |  | PSH | http://www.toronto.ca/TWONTO#pressure_switch |  | Centrifugul Pump, Sampling, Tank 0200
132832 | THR-DIG-PSH-6301 | Switch, Pressure-High, Discharge Pump 6301, Tank 0300 | THR-DIG-P-6301 | Switch,Pressure-High | Switch |  | PSH | http://www.toronto.ca/TWONTO#pressure_switch |  | Pump, Centrifugal , Sampling, Tank 0300
132833 | THR-DIG-PSH-6501 | Switch, Pressure-High, Discharge Pump 6501, Tank 0500 | THR-DIG-P-6501 | Switch,Pressure-High | Switch |  | PSH | http://www.toronto.ca/TWONTO#pressure_switch |  | Centrifugal Pump, Sampling, Tank 0500
132834 | THR-DIG-PSH-6601 | Switch, Pressure-High, Discharge Pump 6601, Tank 0600 | THR-DIG-P-6601 | Switch,Pressure-High | Switch |  | PSH | http://www.toronto.ca/TWONTO#pressure_switch |  | Centrifugal Pump, Sampling, Tank 0600
132835 | THR-DIG-PSL-0201 | Switch, Pressure, Low, DG Fuel Train, Compressor 0101 Fuel Gas Train, Gas Compressor Building | THR-BG-C-0101 | Switch,Pressure-Low | Switch |  | PSL | http://www.toronto.ca/TWONTO#pressure_switch |  | Compressor, Centrifugal, Fuel Gas, Compressor Building, Gas Compressor (And Dryer) for COGEN
132836 | THR-DIG-PSL-0201 | Switch, Pressure, Low, DG Fuel Train, Compressor 0101 Fuel Gas Train, Gas Compressor Building | THR-DIG-CG | Switch,Pressure-Low | Switch |  | PSL | http://www.toronto.ca/TWONTO#pressure_switch |  | Digester Gas, Co-Generation
132837 | THR-DIG-PSL-0801 | Switch, Pressure Low, Tank 0800 Sampling Pump Suction, Digester Tanks - Sampling System | THR-DIG-P-0801 | Switch,Pressure-Low | Switch |  | PSL | http://www.toronto.ca/TWONTO#pressure_switch |  | Pump, Tank 0800 Sampling, Digester Tanks - Sampling System
132838 | THR-DIG-PSL-2265 | Switch, Pressure-Low, Suction, Pump 2265, Solids Treatment, Heating System - Digesters - Tank 0700 & Tank 0800 | THR-DIG-P-2265 | Switch,Pressure-Low | Switch |  | PSL | http://www.toronto.ca/TWONTO#pressure_switch |  | Pump, Centrifugal, Primary Sludge Recirculation Tank 0800
132839 | THR-DIG-PSL-2318 | Switch, Pressure-Low, Suction, Pump 2318, Solids Treatment, Heating System - Digesters - Tank 0900 Tank 1000 | THR-DIG-P-2318 | Switch,Pressure-Low | Switch |  | PSL | http://www.toronto.ca/TWONTO#pressure_switch |  | Pump, Centrifugal, Sludge Recirculation, Tank 0900
132840 | THR-DIG-PSL-2319 | Switch, Pressure-Low, Suction, Pump 2319, Solids Treatment, Heating System - Digesters - Tank 0900 Tank 1000 | THR-DIG-P-2319 | Switch,Pressure-Low | Switch |  | PSL | http://www.toronto.ca/TWONTO#pressure_switch |  | Pump, Centrifugal, Sludge Recirculation, Tank 0900
132841 | THR-DIG-PSL-2368 | Switch, Pressure-Low, Suction, Pump 2368, Solids Treatment, Heating System - Digesters - Tank 0900 Tank 1000 | THR-DIG-P-2368 | Switch,Pressure-Low | Switch |  | PSL | http://www.toronto.ca/TWONTO#pressure_switch |  | Pump, Centrifugal, Sludge Recirculation, Tank 1000
132842 | THR-DIG-PSL-2369 | Switch, Pressure-Low, Suction, Pump 2369, Solids Treatment, Heating System - Digesters - Tank 0900 Tank 1000 | THR-DIG-P-2369 | Switch,Pressure-Low | Switch |  | PSL | http://www.toronto.ca/TWONTO#pressure_switch |  | Pump, Centrifugal, Sludge Recirculation, Tank 1000
132843 | THR-DIG-PSL-2503 | Switch, Pressure-Low, Inlet Pump 2503, Digester Tank 0100 | THR-DIG-P-2503 | Switch,Pressure-Low | Switch |  | PSL | http://www.toronto.ca/TWONTO#pressure_switch |  | Pump, Centrifugal, Sludge Transfer, Tank 0100
132844 | THR-DIG-PSL-2511 | Switch, Pressure-Low, Inlet Pump 2511, Digester Tank 0200 | THR-DIG-P-2511 | Switch,Pressure-Low | Switch |  | PSL | http://www.toronto.ca/TWONTO#pressure_switch |  | Pump, Centrifugal, Sludge Recirculation, Tank 0200
132845 | THR-DIG-PSL-2512 | Switch, Pressure-Low, Inlet Pump 2512, Digester Tank 0200 | THR-DIG-P-2512 | Switch,Pressure-Low | Switch |  | PSL | http://www.toronto.ca/TWONTO#pressure_switch |  | Pump, Centrifugal, Sludge Recirculation, Tank 0200
132846 | THR-DIG-PSL-2514 | Switch, Pressure-Low, Inlet Pump 2514, Digester Tank 0200 | THR-DIG-P-2514 | Switch,Pressure-Low | Switch |  | PSL | http://www.toronto.ca/TWONTO#pressure_switch |  | Pump, Centrifugal, Sludge Transfer, Tank 0200
132847 | THR-DIG-PSL-2521 | Switch, Pressure-Low, Inlet Pump 2521, Digester Tank 0300 | THR-DIG-P-2521 | Switch,Pressure-Low | Switch |  | PSL | http://www.toronto.ca/TWONTO#pressure_switch |  | Pump, Centrifugal, Sludge Recirculation, Tank 0300
132848 | THR-DIG-PSL-2533 | Switch, Pressure-Low, Inlet Pump 2533, Digester Tank 0500 | THR-DIG-P-2533 | Switch,Pressure-Low | Switch |  | PSL | http://www.toronto.ca/TWONTO#pressure_switch |  | Pump, Centrifugal, Sludge Transfer, Tank 0500
132849 | THR-DIG-PSL-3041 | Switch, Pressure-Low, Inlet Pump 3041, Digester Tank 0600, Digester Tank 1-6 | THR-DIG-P-3041 | Switch,Pressure-Low | Switch |  | PSL | http://www.toronto.ca/TWONTO#pressure_switch |  | Centrifugal Pump, Sludge Transfer to MTI Line 1 & 2, Tank 0400
132850 | THR-DIG-PSL-3071 | Switch, Pressure-Low, Inlet Pump 3071, Digester Tank 0600, Digester Tank 1-6 | THR-DIG-P-3071 | Switch,Pressure-Low | Switch |  | PSL | http://www.toronto.ca/TWONTO#pressure_switch |  | Centrifugal Pump, Sludge Transfer to MTI Line 1 & 2, Tank 0600
132851 | THR-DIG-PSL-3072 | Switch, Pressure-Low, Inlet Pump 3072, Digester Tank 0600, Digester Tank 1-6 | THR-DIG-P-3072 | Switch,Pressure-Low | Switch |  | PSL | http://www.toronto.ca/TWONTO#pressure_switch |  | Centrifugal Pump, Sludge Transfer to MTI Line 1 & 2, Tank 0600
132852 | THR-DIG-PSL-3116 | Switch, Pressure-Low, Pump 3116, Solids Treatment, Transfer System - Digesters - Tank 0700 & Tank 0800 | THR-DIG-P-3116 | Switch,Pressure-Low | Switch |  | PSL | http://www.toronto.ca/TWONTO#pressure_switch |  | Pump, Centrifugal, Sludge Transfer, Digester Tank 0700
132853 | THR-DIG-PSL-3165 | Switch, Pressure-Low, Pump 3165, Solids Treatment, Transfer System - Digesters - Tank 0700 & Tank 0800 | THR-DIG-P-3165 | Switch,Pressure-Low | Switch |  | PSL | http://www.toronto.ca/TWONTO#pressure_switch |  | Pump, Centrifugal, Sludge Transfer, Digester Tank 0800
132854 | THR-DIG-PSL-3166 | Switch, Pressure-Low, Pump 3166, Solids Treatment, Transfer System - Digesters - Tank 0700 & Tank 0800 | THR-DIG-P-3166 | Switch,Pressure-Low | Switch |  | PSL | http://www.toronto.ca/TWONTO#pressure_switch |  | Pump, Centrifugal, Sludge Transfer, Digester Tank 0800
132855 | THR-DIG-PSL-3211 | Switch, Pressure-Low, Suction, Pump 3211, Solids Treatment, Transfer System - Digesters - Tank 0900 & Tank 1000 | THR-DIG-P-3211 | Switch,Pressure-Low | Switch |  | PSL | http://www.toronto.ca/TWONTO#pressure_switch |  | Pump, Centrifugal, Sludge Transfer, Digester Tank 0900
132856 | THR-DIG-PSL-3212 | Switch, Pressure-Low, Suction, Pump 3212, Solids Treatment, Transfer System - Digesters - Tank 0900 & Tank 1000 | THR-DIG-P-3212 | Switch,Pressure-Low | Switch |  | PSL | http://www.toronto.ca/TWONTO#pressure_switch |  | Pump, Centrifugal, Sludge Transfer, Digester Tank 0900
132857 | THR-DIG-PSL-3271 | Switch, Pressure-Low, Suction, Pump 3271, Solids Treatment, Transfer System - Digesters - Tank 0900 & Tank 1000 | THR-DIG-P-3271 | Switch,Pressure-Low | Switch |  | PSL | http://www.toronto.ca/TWONTO#pressure_switch |  | Pump, Centrifugal, Sludge Transfer, Digester Tank 1000
132858 | THR-DIG-PSL-4710 | Switch, Pressure-Low, Suction, Pump 4710, Solids Treatment, Heating System - Digesters - Tank 0700 & Tank 0800 | THR-DIG-P-4710 | Switch,Pressure-Low | Switch |  | PSL | http://www.toronto.ca/TWONTO#pressure_switch |  | Pump, Centrifugal, Hot Water Recirculation, Tank 0700
132859 | THR-DIG-PSL-4711 | Switch, Pressure-Low, Suction, Pump 4711, Solids Treatment, Heating System - Digesters - Tank 0700 & Tank 0800 | THR-DIG-P-4711 | Switch,Pressure-Low | Switch |  | PSL | http://www.toronto.ca/TWONTO#pressure_switch |  | Pump, Centrifugal, Hot Water Recirculation, Tank 0700
132860 | THR-DIG-PSL-4760 | Switch, Pressure-Low, Suction, Pump 4760, Solids Treatment, Heating System - Digesters - Tank 0700 & Tank 0800 | THR-DIG-P-4760 | Switch,Pressure-Low | Switch |  | PSL | http://www.toronto.ca/TWONTO#pressure_switch |  | Pump, Centrifugal, Hot Water Recirculation, Tank 0800
132861 | THR-DIG-PSL-5141 | Switch, Pressure-Low, Inlet Pump 5141, Solids Treatment, Digester Tank 1-6 | THR-DIG-GBP-5141 | Switch,Pressure-Low | Switch |  | PSL | http://www.toronto.ca/TWONTO#pressure_switch |  | Gas Booster, Tank 0400, Solids Treatment
132862 | THR-DIG-PSL-5142 | Switch, Pressure-Low, Inlet Pump 5142, Solids Treatment, Digester Tank 1-6 | THR-DIG-GBP-5142 | Switch,Pressure-Low | Switch |  | PSL | http://www.toronto.ca/TWONTO#pressure_switch |  | Gas Booster, Tank 0400, Solids Treatment
132863 | THR-DIG-PSL-5162 | Switch, Pressure-Low, Inlet Pump 5162, Solids Treatment, Digester - Tanks 1-6 | THR-DIG-GBP-5162 | Switch,Pressure-Low | Switch |  | PSL | http://www.toronto.ca/TWONTO#pressure_switch |  | Gas Booster, Tank 0600, Solids Treatment
132864 | THR-DIG-PSL-5240 | Switch, Pressure-Low, Inlet Gas compressor 5240 | THR-DIG-C-5240 | Switch,Pressure-Low | Switch |  | PSL | http://www.toronto.ca/TWONTO#pressure_switch |  | Compressor, Gas, Mixing System, Digester Tank#1
132865 | THR-DIG-PSL-5280 | Switch, Pressure-Low, Inlet Gas compressor 5280 | THR-DIG-C-5280 | Switch,Pressure-Low | Switch |  | PSL | http://www.toronto.ca/TWONTO#pressure_switch |  | Compressor, Gas, Mixing System, Digester Tank#2
132866 | THR-DIG-PSL-5280C | Switch, Pressure-Low, Lube Oil, C-5280, Gas Mixing System | THR-DIG-T-5280 | Switch,Pressure-Low | Switch |  | PSL | http://www.toronto.ca/TWONTO#pressure_switch |  | Tank, Reservoir, Auxiliary Oil, Gas Compressor 5280, Digester Mixing System
132867 | THR-DIG-PSL-5440C | Switch, Pressure-Low, Lube Oil, C-5440, Gas Mixing System | THR-DIG-T-5440 | Switch,Pressure-Low | Switch |  | PSL | http://www.toronto.ca/TWONTO#pressure_switch |  | Tank, Reservoir, Auxiliary Oil, Gas Compressor 5440, Digester Mixing System
132868 | THR-DIG-PSL-5460 | Switch, Pressure-Low, Inlet Gas compressor 5460 | THR-DIG-C-5460 | Switch,Pressure-Low | Switch |  | PSL | http://www.toronto.ca/TWONTO#pressure_switch |  | Compressor, Gas, Mixing System, Digester Tank#3/5
132869 | THR-DIG-PSL-5460C | Switch, Pressure-Low, Lube Oil, C-5460, Gas Mixing System | THR-DIG-T-5460 | Switch,Pressure-Low | Switch |  | PSL | http://www.toronto.ca/TWONTO#pressure_switch |  | Tank, Reservoir, Auxiliary Oil, Gas Compressor 5460, Digester Mixing System
132870 | THR-DIG-PSL-5634 | Switch, Pressure-Low, Inlet Gas compressor 5640 | THR-DIG-C-5640 | Switch,Pressure-Low | Switch |  | PSL | http://www.toronto.ca/TWONTO#pressure_switch |  | Compressor, Gas, Mixing System, Digester Tank#7
132871 | THR-DIG-PSL-5642 | Switch, Pressure-Low, Lube Oil, C-5640, Gas Mixing System | THR-DIG-T-5640 | Switch,Pressure-Low | Switch |  | PSL | http://www.toronto.ca/TWONTO#pressure_switch |  | Tank, Reservoir, Auxiliary Oil, Gas Compressor 5640, Digester Mixing System
132872 | THR-DIG-PSL-5662 | Switch, Pressure-Low, Lube Oil, C-5660, Gas Mixing System | THR-DIG-T-5660 | Switch,Pressure-Low | Switch |  | PSL | http://www.toronto.ca/TWONTO#pressure_switch |  | Tank, Reservoir, Auxiliary Oil, Gas Compressor 5660, Digester Mixing System
132873 | THR-DIG-PSL-5674 | Switch, Pressure-Low, Inlet Gas compressor 5680 | THR-DIG-C-5680 | Switch,Pressure-Low | Switch |  | PSL | http://www.toronto.ca/TWONTO#pressure_switch |  | Compressor, Gas, Mixing System, Digester Tank#8
132874 | THR-DIG-PSL-5860A | Switch, Pressure-Low, Inlet Gas compressor 5860 | THR-DIG-C-5860 | Switch,Pressure-Low | Switch |  | PSL | http://www.toronto.ca/TWONTO#pressure_switch |  | Compressor, Gas, Mixing System, Digester Tank#9/10
132875 | THR-DIG-PSL-5882 | Switch, Pressure-Low, Lube Oil, C-5880, Gas Mixing System | THR-DIG-T-5880 | Switch,Pressure-Low | Switch |  | PSL | http://www.toronto.ca/TWONTO#pressure_switch |  | Tank, Reservoir, Auxiliary Oil, Gas Compressor 5880, Digester Mixing System
132929 | THR-DIG-SSH-5107A | Switch, Speed-High, Digester Gas Mixing, Tank 0100, Solids Treatment, Digester Tanks 1-6 | THR-DIG-MX-0100 | Switch,Speed-High | Switch |  | SSH | http://www.toronto.ca/TWONTO#speed_switch |  | Digester Gas Mixing, Digester Tank 0100
132930 | THR-DIG-SSH-5110A | Switch, Speed-High, Digester Gas Mixing, Tank 0100, Solids Treatment, Digester Tanks 1-6 | THR-DIG-MX-0100 | Switch,Speed-High | Switch |  | SSH | http://www.toronto.ca/TWONTO#speed_switch |  | Digester Gas Mixing, Digester Tank 0100
132931 | THR-DIG-SSH-5119A | Switch, Speed-High, Digester Gas Mixing, Tank 0100, Solids Treatment, Digester Tanks 1-6 | THR-DIG-MX-0100 | Switch,Speed-High | Switch |  | SSH | http://www.toronto.ca/TWONTO#speed_switch |  | Digester Gas Mixing, Digester Tank 0100
132932 | THR-DIG-SSH-5122A | Switch, Speed-High, Digester Gas Mixing, Tank 0100, Solids Treatment, Digester Tanks 1-6 | THR-DIG-MX-0100 | Switch,Speed-High | Switch |  | SSH | http://www.toronto.ca/TWONTO#speed_switch |  | Digester Gas Mixing, Digester Tank 0100
132933 | THR-DIG-SSH-5125A | Switch, Speed-High, Digester Gas Mixing, Tank 0100, Solids Treatment, Digester Tanks 1-6 | THR-DIG-MX-0100 | Switch,Speed-High | Switch |  | SSH | http://www.toronto.ca/TWONTO#speed_switch |  | Digester Gas Mixing, Digester Tank 0100
132934 | THR-DIG-SSH-5131A | Switch, Speed-High, Digester Gas Mixing, Tank 0100, Solids Treatment, Digester Tanks 1-6 | THR-DIG-MX-0100 | Switch,Speed-High | Switch |  | SSH | http://www.toronto.ca/TWONTO#speed_switch |  | Digester Gas Mixing, Digester Tank 0100
132935 | THR-DIG-SSH-5134A | Switch, Speed-High, Digester Gas Mixing, Tank 0100, Solids Treatment, Digester Tanks 1-6 | THR-DIG-MX-0100 | Switch,Speed-High | Switch |  | SSH | http://www.toronto.ca/TWONTO#speed_switch |  | Digester Gas Mixing, Digester Tank 0100
132936 | THR-DIG-SSH-5154A | Digester Gas Mixing, Tank 0200, Solids Treatment, Digester Tanks 1-6 | THR-DIG-MX-0200 | Switch,Speed-High | Switch |  | SSH | http://www.toronto.ca/TWONTO#speed_switch |  | Digester Gas Mixing, Digester Tank 0200
132937 | THR-DIG-SSH-5157A | Digester Gas Mixing, Tank 0200, Solids Treatment, Digester Tanks 1-6 | THR-DIG-MX-0200 | Switch,Speed-High | Switch |  | SSH | http://www.toronto.ca/TWONTO#speed_switch |  | Digester Gas Mixing, Digester Tank 0200
132938 | THR-DIG-SSH-5166A | Digester Gas Mixing, Tank 0200, Solids Treatment, Digester Tanks 1-6 | THR-DIG-MX-0200 | Switch,Speed-High | Switch |  | SSH | http://www.toronto.ca/TWONTO#speed_switch |  | Digester Gas Mixing, Digester Tank 0200
132939 | THR-DIG-SSH-5169A | Digester Gas Mixing, Tank 0200, Solids Treatment, Digester Tanks 1-6 | THR-DIG-MX-0200 | Switch,Speed-High | Switch |  | SSH | http://www.toronto.ca/TWONTO#speed_switch |  | Digester Gas Mixing, Digester Tank 0200
132940 | THR-DIG-SSH-5175A | Digester Gas Mixing, Tank 0200, Solids Treatment, Digester Tanks 1-6 | THR-DIG-MX-0200 | Switch,Speed-High | Switch |  | SSH | http://www.toronto.ca/TWONTO#speed_switch |  | Digester Gas Mixing, Digester Tank 0200
132941 | THR-DIG-SSH-5181A | Digester Gas Mixing, Tank 0200, Solids Treatment, Digester Tanks 1-6 | THR-DIG-MX-0200 | Switch,Speed-High | Switch |  | SSH | http://www.toronto.ca/TWONTO#speed_switch |  | Digester Gas Mixing, Digester Tank 0200
132942 | THR-DIG-SSH-5184A | Digester Gas Mixing, Tank 0200, Solids Treatment, Digester Tanks 1-6 | THR-DIG-MX-0200 | Switch,Speed-High | Switch |  | SSH | http://www.toronto.ca/TWONTO#speed_switch |  | Digester Gas Mixing, Digester Tank 0200
132943 | THR-DIG-SSH-5190A | Digester Gas Mixing, Tank 0200, Solids Treatment, Digester Tanks 1-6 | THR-DIG-MX-0200 | Switch,Speed-High | Switch |  | SSH | http://www.toronto.ca/TWONTO#speed_switch |  | Digester Gas Mixing, Digester Tank 0200
132944 | THR-DIG-SSL-5104A | Switch, Speed-Low, Digester Gas Mixing, Tank 0100, Solids Treatment, Digester Tanks 1-6 | THR-DIG-MX-0100 | Switch,Speed-Low | Switch |  | SSL | http://www.toronto.ca/TWONTO#speed_switch |  | Digester Gas Mixing, Digester Tank 0100
132945 | THR-DIG-SSL-5110A | Switch, Speed-Low, Digester Gas Mixing, Tank 0100, Solids Treatment, Digester Tanks 1-6 | THR-DIG-MX-0100 | Switch,Speed-Low | Switch |  | SSL | http://www.toronto.ca/TWONTO#speed_switch |  | Digester Gas Mixing, Digester Tank 0100
132946 | THR-DIG-SSL-5113A | Switch, Speed-Low, Digester Gas Mixing, Tank 0100, Solids Treatment, Digester Tanks 1-6 | THR-DIG-MX-0100 | Switch,Speed-Low | Switch |  | SSL | http://www.toronto.ca/TWONTO#speed_switch |  | Digester Gas Mixing, Digester Tank 0100
132947 | THR-DIG-SSL-5116A | Switch, Speed-Low, Digester Gas Mixing, Tank 0100, Solids Treatment, Digester Tanks 1-6 | THR-DIG-MX-0100 | Switch,Speed-Low | Switch |  | SSL | http://www.toronto.ca/TWONTO#speed_switch |  | Digester Gas Mixing, Digester Tank 0100
132948 | THR-DIG-SSL-5119A | Switch, Speed-Low, Digester Gas Mixing, Tank 0100, Solids Treatment, Digester Tanks 1-6 | THR-DIG-MX-0100 | Switch,Speed-Low | Switch |  | SSL | http://www.toronto.ca/TWONTO#speed_switch |  | Digester Gas Mixing, Digester Tank 0100
132949 | THR-DIG-SSL-5122A | Switch, Speed-Low, Digester Gas Mixing, Tank 0100, Solids Treatment, Digester Tanks 1-6 | THR-DIG-MX-0100 | Switch,Speed-Low | Switch |  | SSL | http://www.toronto.ca/TWONTO#speed_switch |  | Digester Gas Mixing, Digester Tank 0100
132950 | THR-DIG-SSL-5125A | Switch, Speed-Low, Digester Gas Mixing, Tank 0100, Solids Treatment, Digester Tanks 1-6 | THR-DIG-MX-0100 | Switch,Speed-Low | Switch |  | SSL | http://www.toronto.ca/TWONTO#speed_switch |  | Digester Gas Mixing, Digester Tank 0100
132951 | THR-DIG-SSL-5140A | Switch, Speed-Low, Digester Gas Mixing, Tank 0100, Solids Treatment, Digester Tanks 1-6 | THR-DIG-MX-0100 | Switch,Speed-Low | Switch |  | SSL | http://www.toronto.ca/TWONTO#speed_switch |  | Digester Gas Mixing, Digester Tank 0100
132952 | THR-DIG-SSL-5163A | Digester Gas Mixing, Tank 0200, Solids Treatment, Digester Tanks 1-6 | THR-DIG-MX-0200 | Switch,Speed-Low | Switch |  | SSL | http://www.toronto.ca/TWONTO#speed_switch |  | Digester Gas Mixing, Digester Tank 0200
132953 | THR-DIG-SSL-5178A | Digester Gas Mixing, Tank 0200, Solids Treatment, Digester Tanks 1-6 | THR-DIG-MX-0200 | Switch,Speed-Low | Switch |  | SSL | http://www.toronto.ca/TWONTO#speed_switch |  | Digester Gas Mixing, Digester Tank 0200
133032 | THR-DIG-TSH-5161 | Switch, Tempreature-High, Outlet Pump 5161, Solids Treatment, Digester - Tanks 1-6 | THR-DIG-GBP-5161 | Switch,Temperature-High | Switch |  | TSH | http://www.toronto.ca/TWONTO#temperature_switch |  | Gas Booster, Tank 0600, Solids Treatment
133033 | THR-DIG-TSH-5162 | Switch, Tempreature-High, Outlet Pump 5162, Solids Treatment, Digester - Tanks 1-6 | THR-DIG-GBP-5162 | Switch,Temperature-High | Switch |  | TSH | http://www.toronto.ca/TWONTO#temperature_switch |  | Gas Booster, Tank 0600, Solids Treatment
133034 | THR-DIG-TSH-5240 | Switch, Tempreature-High, Outlet Gas compressor 5240 | THR-DIG-C-5240 | Switch,Temperature-High | Switch |  | TSH | http://www.toronto.ca/TWONTO#temperature_switch |  | Compressor, Gas, Mixing System, Digester Tank#1
133035 | THR-DIG-TSH-5260 | Switch, Tempreature-High, Outlet Gas compressor 5260 | THR-DIG-C-5260 | Switch,Temperature-High | Switch |  | TSH | http://www.toronto.ca/TWONTO#temperature_switch |  | Compressor, Gas, Mixing System, Digester Tank#1/2
133036 | THR-DIG-TSH-5440 | Switch, Tempreature-High, Outlet Gas compressor 5440 | THR-DIG-C-5440 | Switch,Temperature-High | Switch |  | TSH | http://www.toronto.ca/TWONTO#temperature_switch |  | Compressor, Gas, Mixing System, Digester Tank#3
133037 | THR-DIG-TSH-5460 | Switch, Tempreature-High, Outlet Gas compressor 5460 | THR-DIG-C-5460 | Switch,Temperature-High | Switch |  | TSH | http://www.toronto.ca/TWONTO#temperature_switch |  | Compressor, Gas, Mixing System, Digester Tank#3/5
133038 | THR-DIG-TSH-5660 | Switch, Temperature-High, Discharge, C-5660, Mixing System, Tank 7 & 8 | THR-DIG-C-5660 | Switch,Temperature-High | Switch |  | TSH | http://www.toronto.ca/TWONTO#temperature_switch |  | Compressor, Gas, Mixing System, Digester Tank#7/8
133039 | THR-DIG-TSH-5860A | Switch, Temperature-High, Discharge, Compressor 5860, Solids Treatment - Thickening - Mixing System - Digesters - Tank 0900 & Tank 1000, Compressors | THR-DIG-C-5860 | Switch,Temperature-High | Switch |  | TSH | http://www.toronto.ca/TWONTO#temperature_switch |  | Compressor, Gas, Mixing System, Digester Tank#9/10
133040 | THR-DIG-TSH-5880A | Switch, Temperature-High, Discharge, Compressor 5880, Solids Treatment - Thickening - Mixing System - Digesters - Tank 0900 & Tank 1000, Compressors | THR-DIG-C-5880 | Switch,Temperature-High | Switch |  | TSH | http://www.toronto.ca/TWONTO#temperature_switch |  | Compressor, Gas, Mixing System, Digester Tank#09
133041 | THR-DIG-TSL-7721 | Switch, Temperature Control, Burner BU-7720 Electrical Heat Tracing, WGB Bldg Roof | THR-DIG-BU-7720 | Switch,Temperature-Low | Switch |  | TSL | http://www.toronto.ca/TWONTO#temperature_switch |  | Waste Gas Burner, Burner 7720, WGB Bldg Roof
133042 | THR-DIG-TSL-7722A | Switch, Temperature Low, Burner BU-7720 Zone 1 Gas Pipe/Manifold Heat Tracing, WGB Bldg Roof | THR-DIG-BU-7720 | Switch,Temperature-Low | Switch |  | TSL | http://www.toronto.ca/TWONTO#temperature_switch |  | Waste Gas Burner, Burner 7720, WGB Bldg Roof
133043 | THR-DIG-TSL-7722B | Switch, Temperature Low, Burner BU-7720 Condensate Drain Heat Tracing, WGB Bldg Roof | THR-DIG-BU-7720 | Switch,Temperature-Low | Switch |  | TSL | http://www.toronto.ca/TWONTO#temperature_switch |  | Waste Gas Burner, Burner 7720, WGB Bldg Roof
133044 | THR-DIG-TSL-7751 | Switch, Temperature Control, Burner BU-7750 Electrical Heat Tracing, WGB Bldg Roof | THR-DIG-BU-7750 | Switch,Temperature-Low | Switch |  | TSL | http://www.toronto.ca/TWONTO#temperature_switch |  | Waste Gas Burner, Burner 7750, WGB Bldg Roof
133045 | THR-DIG-TSL-7781 | Heater, Electrical Heat Trace, Burner BU-7780 Supply Gas Pipe & Condensate Drain, WGB Bldg Roof | THR-DIG-BU-7750 | Switch,Temperature-Low | Switch |  | TSL | http://www.toronto.ca/TWONTO#temperature_switch |  | Waste Gas Burner, Burner 7750, WGB Bldg Roof
133046 | THR-DIG-TSL-7781 | Heater, Electrical Heat Trace, Burner BU-7780 Supply Gas Pipe & Condensate Drain, WGB Bldg Roof | THR-DIG-BU-7780 | Switch,Temperature-Low | Switch |  | TSL | http://www.toronto.ca/TWONTO#temperature_switch |  | Burner, Waste Gas 7780, Waste Gas Burner Building Roof
133047 | THR-DIG-TSL-7782B | Switch, Temperature Low, Burner BU-7780 Condensate Drain Heat Tracing, WGB Bldg Roof | THR-DIG-BU-7780 | Switch,Temperature-Low | Switch |  | TSL | http://www.toronto.ca/TWONTO#temperature_switch |  | Burner, Waste Gas 7780, Waste Gas Burner Building Roof
133899 | THR-DIS-FSL-1304 | Switch, Flow, Low, Seal Water, Scrubber Recirculating Pump | THR-DIS-P-1304 | Valve,Butterfly,Act. | Switch |  | FSL | http://www.toronto.ca/TWONTO#flow_switch |  | Pump, Recirculation, Scrubber Caustic Soda SB-1300
133900 | THR-DIS-FSL-1354 | Switch, Flow, Low, Seal Water, Scrubber Recirculating Pump | THR-DIS-P-1354 | Valve,Butterfly,Act. | Switch |  | FSL | http://www.toronto.ca/TWONTO#flow_switch |  | Pump, Recirculation, Scrubber Caustic Soda SB-1350
133910 | THR-DIS-LSH-0811 | Switch, Level, High, Float, North Flood Sump Pit, Containment Area Disinfection Building Main Floor | THR-DIS-T-PP | Switch,Level-High | Switch |  | LSH | http://www.toronto.ca/TWONTO#level_switch |  | Disinfection, Tank, Palace Pier
133911 | THR-DIS-LSH-0821 | Switch, Level, High, Float, South Flood Sump Pit, Containment Area Disinfection Building Main Floor | THR-DIS-T-PP | Switch,Level-High | Switch |  | LSH | http://www.toronto.ca/TWONTO#level_switch |  | Disinfection, Tank, Palace Pier
133912 | THR-DIS-LSH-1451 | Switch, Level High, Sump Pumps, Disinfection, Plant Outfall Palace Pier | THR-DIS-T-1400 | Switch,Level-High | Switch |  | LSH | http://www.toronto.ca/TWONTO#level_switch |  | Tank, Disinfection, Plant Outfall Palace Pier
133913 | THR-DIS-LSH-4001 | Switch, Level, High, Capacitive, Hypochlorite Tank T-4000, Disinfection Building Main Floor | THR-DIS-T-4000 | Switch,Level-High | Switch |  | LSH | http://www.toronto.ca/TWONTO#level_switch |  | Tank, Sodium Hypochlorite Storage, Disinfection Building
133914 | THR-DIS-LSH-5001 | Switch, Level, High, Capacitive, Hypochlorite Tank T-5000, Disinfection Building Main Floor | THR-DIS-T-5000 | Switch,Level-High | Switch |  | LSH | http://www.toronto.ca/TWONTO#level_switch |  | Tank, Sodium Hypochlorite Storage, Disinfection Building
133915 | THR-DIS-LSH-6001 | Switch, Level, High, Capacitive, Hypochlorite Tank T-6000, Disinfection Building Main Floor | THR-DIS-T-6000 | Switch,Level-High | Switch |  | LSH | http://www.toronto.ca/TWONTO#level_switch |  | Tank, Sodium Hypochlorite Storage, Disinfection Building
133916 | THR-DIS-LSH-8001 | Switch, Level, High, Capacitive, Hypochlorite Tank T-8000, Disinfection Building Main Floor | THR-DIS-T-8000 | Switch,Level-High | Switch |  | LSH | http://www.toronto.ca/TWONTO#level_switch |  | Tank, Sodium Hypochlorite Storage, Disinfection Building
133917 | THR-DIS-LSHH-1451 | Switch, Level-High-High,Pump 1455/1456,(Sump), Disinfection, Plant Outfall Palace Pier | THR-DIS-P-1455 | Switch,Level-High-High | Switch |  | LSHH | http://www.toronto.ca/TWONTO#level_switch |  | Pump, Centrifugal, (Sump), Disinfection, Plant Outfall Palace Pier
133918 | THR-DIS-LSHH-1540 | Switch, Level-High-High,Pump 1540/1550,Sump, Workshop, Disinfection Facility Building, Plant Services, Flood Monitoring System | THR-DIS-P-1540 | Switch,Level-High-High | Switch |  | LSHH | http://www.toronto.ca/TWONTO#level_switch |  | Pump, Sump, Workshop, Disinfection Facility Building, Plant Services, Flood Monitoring System
133919 | THR-DIS-LSL-1001 | Switch, Level, Low, Capacitive, Hypochlorite Tank T-1000, Disinfection Building Main Floor | THR-DIS-T-1000 | Switch,Level-High | Switch |  | LSL | http://www.toronto.ca/TWONTO#level_switch |  | Tank, Sodium Hypochlorite Storage, Disinfection Building
133920 | THR-DIS-LSL-4001 | Switch, Level, Low, Capacitive, Hypochlorite Tank T-4000, Disinfection Building Main Floor | THR-DIS-T-4000 | Switch,Level-Low | Switch |  | LSL | http://www.toronto.ca/TWONTO#level_switch |  | Tank, Sodium Hypochlorite Storage, Disinfection Building
133921 | THR-DIS-LSL-5001 | Switch, Level, Low, Capacitive, Hypochlorite Tank T-5000, Disinfection Building Main Floor | THR-DIS-T-5000 | Switch,Level-Low | Switch |  | LSL | http://www.toronto.ca/TWONTO#level_switch |  | Tank, Sodium Hypochlorite Storage, Disinfection Building
133922 | THR-DIS-LSL-6001 | Switch, Level, Low, Capacitive, Hypochlorite Tank T-6000, Disinfection Building Main Floor | THR-DIS-T-6000 | Switch,Level-Low | Switch |  | LSL | http://www.toronto.ca/TWONTO#level_switch |  | Tank, Sodium Hypochlorite Storage, Disinfection Building
133923 | THR-DIS-LSL-8001 | Switch, Level, Low, Capacitive, Hypochlorite Tank T-8000, Disinfection Building Main Floor | THR-DIS-T-8000 | Switch,Level-Low | Switch |  | LSL | http://www.toronto.ca/TWONTO#level_switch |  | Tank, Sodium Hypochlorite Storage, Disinfection Building
133981 | THR-DIS-PSH-0100 | Switch, Pressure, High, Pump skid 1, Disinfection Building Main Floor | THR-DIS-P-EFF | Switch,Pressure-High | Switch |  | PSH | http://www.toronto.ca/TWONTO#pressure_switch |  | Pumps, Disinfection, Effluent
133982 | THR-DIS-PSH-0300 | Switch, Pressure, High, Pump skid 3, Disinfection Building Main Floor | THR-DIS-P-EFF | Switch,Pressure-High | Switch |  | PSH | http://www.toronto.ca/TWONTO#pressure_switch |  | Pumps, Disinfection, Effluent
133983 | THR-DIS-PSH-0400 | Switch, Pressure, High, Pump skid 4, Disinfection Building Main Floor | THR-DIS-P-0410 | Switch,Pressure-High | Switch |  | PSH | http://www.toronto.ca/TWONTO#pressure_switch |  | Pump, Diaphragm, Chemical Metering, Skid#4 Disinfection Building Main Floor
133984 | THR-DIS-PSH-0400 | Switch, Pressure, High, Pump skid 4, Disinfection Building Main Floor | THR-DIS-P-NRAS | Switch,Pressure-High | Switch |  | PSH | http://www.toronto.ca/TWONTO#pressure_switch |  | Pumps, Disinfection, North Return Activated Sludge
133985 | THR-DIS-PSH-0500 | Switch, Pressure, High, Pump skid 5, Disinfection Building Main Floor | THR-DIS-P-SRAS | Switch,Pressure-High | Switch |  | PSH | http://www.toronto.ca/TWONTO#pressure_switch |  | Pumps, Disinfection, South Return Activated Sludge
133986 | THR-DIS-PSH-0600 | Switch, Pressure, High, Pump skid 6, Disinfection Building Main Floor | THR-DIS-P-FPW | Switch,Pressure-High | Switch |  | PSH | http://www.toronto.ca/TWONTO#pressure_switch |  | Pumps, Disinfection, Filtered Plant Water
133987 | THR-DIS-PSH-1001 | Switch, Pressure-High, Chlorine Bank 1 Header, Chlorination Building, Disinfection, Chlorination System | THR-DIS-WIT-1000 | Switch,Pressure-High | Switch | 34838 | PSH | http://www.toronto.ca/TWONTO#pressure_switch |  | Transmitter, Weight Indicating, Chlorine Bank 1, Chlorination Building, Disinfection, Chlorination System
133988 | THR-DIS-PSH-1021 | Switch, Pressure-High, Chlorine Bank 2 Header, Chlorination Building, Disinfection, Chlorination System | THR-DIS-WIT-1020 | Switch,Pressure-High | Switch | 34839 | PSH | http://www.toronto.ca/TWONTO#pressure_switch |  | Transmitter, Weight Indicating, Chlorine Bank 2, Chlorination Building, Disinfection, Chlorination System
133989 | THR-DIS-PSH-1110 | Switch, Pressure-High, Outlet, Evaporator 1110, Chlorination Building, Disinfection, Chlorination System | THR-DIS-EV-1110 | Switch,Pressure-High | Switch | 34841 | PSH | http://www.toronto.ca/TWONTO#pressure_switch |  | Evaporator, Chlorine, Chlorination Building, Disinfection, Chlorination System
133990 | THR-DIS-PSH-1140 | Switch, Pressure-High, Outlet, Evaporator 1140, Chlorination Building, Disinfection, Chlorination System | THR-DIS-EV-1140 | Switch,Pressure-High | Switch | 34844 | PSH | http://www.toronto.ca/TWONTO#pressure_switch |  | Evaporator, Chlorine, Chlorination Building, Disinfection, Chlorination System
133991 | THR-DIS-PSL-0121 | Switch, Pressure-Low, Chlorine Injector 0124 Water, Chlorination Building, Disinfection, Chlorination System | THR-DIS-CHL-1221 | Switch,Pressure-Low | Switch | 34846 | PSL | http://www.toronto.ca/TWONTO#pressure_switch |  | Chlorinator, Chlorination Building, Disinfection, Chlorination System
133992 | THR-DIS-PSL-0131 | Switch, Pressure-Low, Chlorine Injector 0134 Water, Chlorination Building, Disinfection, Chlorination System | THR-DIS-CHL-1231 | Switch,Pressure-Low | Switch | 34847 | PSL | http://www.toronto.ca/TWONTO#pressure_switch |  | Chlorinator, Chlorination Building, Disinfection, Chlorination System
133993 | THR-DIS-PSL-0141 | Switch, Pressure-Low, Water to Chlorine Injector 0144, Chlorination Building, Disinfection, Chlorination System | THR-DIS-CHL-1241 | Switch,Pressure-Low | Switch | 34848 | PSL | http://www.toronto.ca/TWONTO#pressure_switch |  | Chlorinator, Chlorination Building, Disinfection, Chlorination System
133994 | THR-DIS-PSL-0151 | Switch, Pressure-Low, Water to Chlorine Injector 0154, Chlorination Building, Disinfection, Chlorination System | THR-DIS-CHL-1251 | Switch,Pressure-Low | Switch | 34849 | PSL | http://www.toronto.ca/TWONTO#pressure_switch |  | Chlorinator, Chlorination Building, Disinfection, Chlorination System
133995 | THR-DIS-PSL-0711 | Switch, Pressure, Low, Transfer Line, Transfer Pump P-0710, Disinfection Building Main Floor | THR-DIS-T-PP | Switch,Pressure-Low | Switch |  | PSL | http://www.toronto.ca/TWONTO#pressure_switch |  | Disinfection, Tank, Palace Pier
133996 | THR-DIS-PSL-0721 | Switch, Pressure, Low, Transfer Line, Transfer Pump P-0720, Disinfection Building Main Floor | THR-DIS-T-PP | Switch,Pressure-Low | Switch |  | PSL | http://www.toronto.ca/TWONTO#pressure_switch |  | Disinfection, Tank, Palace Pier
133997 | THR-DIS-PSL-1100 | Switch, Pressure-Low, Chlorine Header, Liquid Chlorine | THR-DIS-CHL | Switch,Pressure-Low | Switch |  | PSL | http://www.toronto.ca/TWONTO#pressure_switch |  | Disinfection, Chlorination System
134832 | THR-ELS-LSH-0004 | Switch,Level-High,Basement South Center Wall,Basement Sump Pump CP-0102 Start Lag Pump Float | THR-ELS-CP-0102 |  | Switch |  | LSH | http://www.toronto.ca/TWONTO#level_switch |  | Control Panel,Electrical,Basement South Wall,Basement Sump Pump Control Panel
134833 | THR-ELS-LSH-0007 | Switch,Level-High,Manhole 1 North-East,Manhole Sump Pump CP-0304 Start Lag Pump Float | THR-ELS-CP-0304 |  | Switch |  | LSH | http://www.toronto.ca/TWONTO#level_switch |  | Control Panel,Electrical,Outside North-East,Manhole 1 Sump Pump Control Panel
134834 | THR-ELS-LSH-0011 | Switch,Level-High,Basement North-West Wall,Basement Flood Alarm | THR-ELS-MAINSUB |  | Switch |  | LSH | http://www.toronto.ca/TWONTO#level_switch |  | Electrical Equipment at the Main Substation
134835 | THR-ELS-LSH-0013 | Switch,Level-High,Basement South-East Wall,Basement Flood Alarm | THR-ELS-MAINSUB |  | Switch |  | LSH | http://www.toronto.ca/TWONTO#level_switch |  | Electrical Equipment at the Main Substation
134836 | THR-ELS-LSHH-0100 | Switch, Level, High-High, Sump Pump 0100A/0101, Old Main Sub Station | THR-ELS-CP-0100 | Switch,Level-High-High | Switch |  | LSHH | http://www.toronto.ca/TWONTO#level_switch |  | Control Panel,Sump Pump 0100A/0101,Old Main Sub Station
134837 | THR-ELS-LSL-0005 | Switch,Level-Low,Manhole 1 North-East,Manhole Sump Pump CP-0304 Stop Float | THR-ELS-CP-0304 |  | Switch |  | LSL | http://www.toronto.ca/TWONTO#level_switch |  | Control Panel,Electrical,Outside North-East,Manhole 1 Sump Pump Control Panel
134838 | THR-ELS-LSL-0100 | Switch,Level-Low,Sump Pump0100A/0101, Old Main Sub Station | THR-ELS-CP-0100 |  | Switch |  | LSL | http://www.toronto.ca/TWONTO#level_switch |  | Control Panel,Sump Pump 0100A/0101,Old Main Sub Station
134840 | THR-ELS-LSM-0100 | Switch, Level, Medium, Sump Pump 0100A/0101, Old Main Sub Station | THR-ELS-CP-0100 | Switch,Level-High-High | Switch |  | LSM | http://www.toronto.ca/TWONTO#level_switch |  | Control Panel,Sump Pump 0100A/0101,Old Main Sub Station
135113 | THR-ELS-TS-2921 | Switch, Automatic Transfer, Emergency Generator, Electrical Room MCC-2921 | THR-ELS-GEN-2920 | Switch | Switch |  | TS | http://www.toronto.ca/TWONTO#transfer_switch |  | Generator,Diesel, Emergency, Diesel, Head House Area
135114 | THR-ELS-TS-2922 | Switch, Automatic Transfer, Emergency Generator, Electrical Room MCC-2922 | THR-ELS-GEN-2920 | Switch | Switch |  | TS | http://www.toronto.ca/TWONTO#transfer_switch |  | Generator,Diesel, Emergency, Diesel, Head House Area
135115 | THR-ELS-TS-9563A | Switch, Manual Transfer, Portable Generator, Dig North Electrical Bldg | THR-ELS-LP-9583 | Switch | Switch |  | TS | http://www.toronto.ca/TWONTO#transfer_switch |  | Lighting Panel, Control Panel Bldg, East Wall
135116 | THR-ELS-TS-9563B | Transfer Switch, Digester 7-10 Electrical Bldg, Main Floor | THR-ELS-LP-9583 | Switch | Switch |  | TS | http://www.toronto.ca/TWONTO#transfer_switch |  | Lighting Panel, Control Panel Bldg, East Wall
135166 | THR-EPS-FSL-0310 | Switch, Flow-Low, Water Supply, Heat Exchanger 0311, Plant Service, Effluent Pump, Centrifugaling | THR-EPS-P-0310 | Switch,Flow-Low | Switch |  | FSL | http://www.toronto.ca/TWONTO#flow_switch |  | Pump, Centrifugal, Screw
135167 | THR-EPS-FSL-0410 | Switch, Flow-Low, Water Supply, Heat Exchanger 0411, Plant Service, Effluent Pump, Centrifugaling | THR-EPS-P-0410 | Switch,Flow-Low | Switch |  | FSL | http://www.toronto.ca/TWONTO#flow_switch |  | Pump, Centrifugal, Screw
135171 | THR-EPS-LSHH-0093 | Switch, Level High-High, (Pump, Centrifugal Level High) Pump 0093, Plant Service, Effluent Pump, | THR-EPS-P-0093 | Switch,Level-High-High | Switch |  | LSHH | http://www.toronto.ca/TWONTO#level_switch |  | Pump, Centrifugal, (Sump), Plant Service,Centrifugal truck port, Effluent Pump, Centrifugaling
135172 | THR-EPS-LSL-0215 | Switch, Level-Low, Grease Tank 0215, Plant Service, Effluent Pump, Centrifugaling | THR-EPS-P-0210 | Switch,Level-Low | Switch |  | LSL | http://www.toronto.ca/TWONTO#level_switch |  | Pump, Centrifugal, Screw
135173 | THR-EPS-LSL-0315 | Switch, Level-Low, Grease Tank 0315, Plant Service, Effluent Pump, Centrifugaling | THR-EPS-P-0310 | Switch,Level-Low | Switch |  | LSL | http://www.toronto.ca/TWONTO#level_switch |  | Pump, Centrifugal, Screw
135184 | THR-EPS-PSH-0116 | Switch, Pressurel-High, Grease Pump, Centrifugal 0116, Plant Service, Effluent Pump, Centrifugaling | THR-EPS-P-0110 | Switch,Pressure-High | Switch |  | PSH | http://www.toronto.ca/TWONTO#pressure_switch |  | Pump, Centrifugal, Screw
135185 | THR-EPS-PSH-0316 | Switch, Pressurel-High, Grease Pump, Centrifugal 0316, Plant Service, Effluent Pump, Centrifugaling | THR-EPS-P-0310 | Switch,Pressure-High | Switch |  | PSH | http://www.toronto.ca/TWONTO#pressure_switch |  | Pump, Centrifugal, Screw
135186 | THR-EPS-PSH-0416 | Switch, Pressurel-High, Grease Pump, Centrifugal 0416, Plant Service, Effluent Pump, Centrifugaling | THR-EPS-P-0410 | Switch,Pressure-High | Switch |  | PSH | http://www.toronto.ca/TWONTO#pressure_switch |  | Pump, Centrifugal, Screw
135187 | THR-EPS-PSL-0110 | Switch, Pressurel-Low, Oil Pump, Centrifugal 0111, Plant Service, Effluent Pump, Centrifugaling | THR-EPS-P-0110 | Switch,Pressure-Low | Switch |  | PSL | http://www.toronto.ca/TWONTO#pressure_switch |  | Pump, Centrifugal, Screw
135188 | THR-EPS-PSL-0216 | Switch, Pressurel-Low, Grease Pump, Centrifugal 0216, Plant Service, Effluent Pump, Centrifugaling | THR-EPS-P-0210 | Switch,Pressure-Low | Switch |  | PSL | http://www.toronto.ca/TWONTO#pressure_switch |  | Pump, Centrifugal, Screw
135189 | THR-EPS-PSL-0316 | Switch, Pressurel-Low, Grease Pump, Centrifugal 0316, Plant Service, Effluent Pump, Centrifugaling | THR-EPS-P-0310 | Switch,Pressure-Low | Switch |  | PSL | http://www.toronto.ca/TWONTO#pressure_switch |  | Pump, Centrifugal, Screw
135191 | THR-EPS-SSL-0310 | Switch, Speed-Low, Pump, Centrifugal 0310, Plant Service, Effluent Pump, Centrifugaling | THR-EPS-P-0310 | Switch,Speed-Low | Switch |  | SSL | http://www.toronto.ca/TWONTO#speed_switch |  | Pump, Centrifugal, Screw
135244 | THR-FPW-FSL-1041 | Switch, Flow-Low, RAS Pumps Seal Water | THR-FT-P-3640 | Switch,Flow-Low | Switch |  | FSL | http://www.toronto.ca/TWONTO#flow_switch |  | Pump, Rotary Vane, Scum Tank 3600, System 9, Scum Pumping
135245 | THR-FPW-FSL-1042 | Switch, Flow-Low, WAS Pumps Seal Water | THR-FPW-FW | Switch,Flow-Low | Switch |  | FSL | http://www.toronto.ca/TWONTO#flow_switch |  | Filtered Plant Water, Flushing Water
135246 | THR-FPW-FSL-1043 | Switch, Pressure-Low, Crossfeed Pumps Seal Water | THR-FPW-FW | Switch,Flow-Low | Switch |  | FSL | http://www.toronto.ca/TWONTO#flow_switch |  | Filtered Plant Water, Flushing Water
135247 | THR-FPW-FSL-1044 | Switch, Flow-Low, Drain Pumps Seal Water | THR-FT-DRN | Switch,Flow-Low | Switch |  | FSL | http://www.toronto.ca/TWONTO#flow_switch |  | Final Tank, Drainage, Sump Pumps
135256 | THR-FPW-LSH-0012 | Swirtch, Level High, Plant Water Building, Plant Services, Flood Monitoring System | THR-FPW-P-0012 | Switch,Level-High-High | Switch |  | LSH | http://www.toronto.ca/TWONTO#level_switch |  | Pump, Centrifugal, Sump, Plant Water Building, Plant Services, Flood Monitoring System
135257 | THR-FPW-LSH-0205 | Switch, High Level, Mud Well, BW Storage, Filtered Plant Water Bldg. | THR-FPW | Switch,Level-High | Switch |  | LSH | http://www.toronto.ca/TWONTO#level_switch |  | Filtered Plant Water
135258 | THR-FPW-LSHH-0002 | Switch, Level-High High, Mudwell, Filter Water Building | THR-FPW | Switch,Level-High-High | Switch |  | LSHH | http://www.toronto.ca/TWONTO#level_switch |  | Filtered Plant Water
135259 | THR-FPW-LSHH-0012 | Switch, Level, High-high, Plant Water Building, Plant Services, Flood Monitoring System | THR-FPW-P-0012 | Switch,Level-High-High | Switch |  | LSHH | http://www.toronto.ca/TWONTO#level_switch |  | Pump, Centrifugal, Sump, Plant Water Building, Plant Services, Flood Monitoring System
135281 | THR-FPW-PSH-4902 | Switch, Pressure-High, Valve Chamber, Raw Plant Water Pumping | THR-FPW-P-4902 | Switch,Pressure-High | Switch |  | PSH | http://www.toronto.ca/TWONTO#pressure_switch |  | Pump, Submersible, Raw Plant Water
135282 | THR-FPW-PSL-0010 | Switch,Pressure-Low, Pump, Centrifugal 0010, Gallery T21, Flushing Water Piping Detail | THR-FPW-P-0010S | Switch,Pressure-Low | Switch |  | PSL | http://www.toronto.ca/TWONTO#pressure_switch |  | Pump, Centrifugal, Flushing Water, Gallery T21
135283 | THR-FPW-PSL-0016 | Switch, Pressurel-Low, Secondary Effluent Pump Suction Line, Plant Water Building | THR-FPW | Switch,Pressure-Low | Switch |  | PSL | http://www.toronto.ca/TWONTO#pressure_switch |  | Filtered Plant Water
135284 | THR-FPW-PSL-1033 | Switch, Pressure-Low, Crossfeed Pumps Seal Water | THR-FPW-FW | Switch,Flow-Low | Switch |  | PSL | http://www.toronto.ca/TWONTO#pressure_switch |  | Filtered Plant Water, Flushing Water
135288 | THR-FPW-SEN-0021 | Switch, High High Level, Effluent Inlet Channel, Filtered Plant Water Bldg. | THR-FPW | Switch,Level-High | Switch |  | SEN | http://www.toronto.ca/TWONTO#level_switch |  | Filtered Plant Water
135539 | THR-FT-FSL-2321 | Switch, Flow-Low, Pump 2321, Seal Water, RAS Pumping - North | THR-FT-P-2321 | Switch,Pressure-Low | Switch |  | FSL | http://www.toronto.ca/TWONTO#flow_switch |  | Pump, Centrifugal, Secondary Treatment, RAS Pumping - North
135540 | THR-FT-FSL-2323 | Switch, Fow-Low, Pump 2323, Seal Water, RAS Pumping - North | THR-FT-P-2323 | Switch,Pressure-Low | Switch |  | FSL | http://www.toronto.ca/TWONTO#flow_switch |  | Pump, Centrifugal, Secondary Treatment, RAS Pumping - North
135541 | THR-FT-FSL-2324 | Switch, Flow-Low, Pump 2324, Seal Water, RAS Pumping - North | THR-FT-P-2324 | Switch,Pressure-Low | Switch |  | FSL | http://www.toronto.ca/TWONTO#flow_switch |  | Pump, Centrifugal, Secondary Treatment, RAS Pumping - North
135542 | THR-FT-FSL-2521 | Switch, Flow-Low, Pump P-2521 Discharge, FT 16/17 RAS Pumps South | THR-FT-P-2520 | Switch,Pressure-Low | Switch |  | FSL | http://www.toronto.ca/TWONTO#flow_switch |  | Pump, Centrifugal, Tank 1600 & 1700, RAS Pumping,Tunnel 23, South
135543 | THR-FT-FSL-2521 | Switch, Flow-Low, Pump P-2521 Discharge, FT 16/17 RAS Pumps South | THR-FT-P-2521 | Switch,Pressure-Low | Switch |  | FSL | http://www.toronto.ca/TWONTO#flow_switch |  | Pump, Centrifugal, Tank 1600 & 1700, RAS Pumping,Tunnel 23, South
135544 | THR-FT-FSL-2522 | Switch, Flow-Low, Pump P-2522 Discharge, FT 16/17 RAS Pumps South | THR-FT-P-2522 | Switch,Pressure-Low | Switch |  | FSL | http://www.toronto.ca/TWONTO#flow_switch |  | Pump, Centrifugal, Tank 1600 & 1700, RAS Pumping,Tunnel 23, South
135545 | THR-FT-FSL-2523 | Switch, Flow-Low, Pump P-2522 Discharge, FT 16/17 RAS Pumps South | THR-FT-P-2523 | Switch,Pressure-Low | Switch |  | FSL | http://www.toronto.ca/TWONTO#flow_switch |  | Pump, Centrifugal, Tank 1600 & 1700, RAS Pumping,Tunnel 23,South
135546 | THR-FT-FSL-2620 | Switch, Flow-Low, Pump 2620, Seal Water, RAS Pumping - North | THR-FT-P-2620 | Switch,Pressure-Low | Switch |  | FSL | http://www.toronto.ca/TWONTO#flow_switch |  | Pump, Centrifugal, Secondary Treatment,Tunnel 23 East, RAS Pumping- North
135547 | THR-FT-FSL-2621 | Switch, Flow-Low, Pump 2621, Seal Water, RAS Pumping - North | THR-FT-P-2621 | Switch,Pressure-Low | Switch |  | FSL | http://www.toronto.ca/TWONTO#flow_switch |  | Pump, Centrifugal, Secondary Treatment,Tunnel 23 East, RAS Pumping - North
135548 | THR-FT-FSL-2623 | Switch, Flow-Low, Pump 2623, Seal Water, RAS Pumping - North | THR-FT-P-2623 | Switch,Pressure-Low | Switch |  | FSL | http://www.toronto.ca/TWONTO#flow_switch |  | Pump, Centrifugal, Secondary Treatment, Tunnel 23 East,RAS Pumping - North
135549 | THR-FT-FSL-2724 | Switch, Flow-Low, Pump 2724, Seal Water, RAS Pumping - North | THR-FT-P-2724 | Switch,Pressure-Low | Switch |  | FSL | http://www.toronto.ca/TWONTO#flow_switch |  | Pump, Centrifugal, Secondary Treatment,Tunnel 23 North, RAS Pumping - North
135550 | THR-FT-FSL-3036S | Switch, Flow-Low, WAW, Tank 0400, Secondary Treatment, Scum Pumping | THR-FT-T-0400 | Switch,Flow-Low | Switch | 39477 | FSL | http://www.toronto.ca/TWONTO#flow_switch |  | Tank, Final Settling, Mixed Liquor, Secondary Clarification - South (Tank#04)
135551 | THR-FT-FSL-3040S | Switch, Flow-Low, Seal Water, Pump 3040, Secondary Treatment, Scum Pumping | THR-FT-P-3040 | Switch,Flow-Low | Switch | 39478 | FSL | http://www.toronto.ca/TWONTO#flow_switch |  | Pump, Rotary Lobe, Scum from Tank 3030, Scum Pumping
135552 | THR-FT-FSL-3140S | Switch, Flow-Low, Seal Water, Pump 3140, Secondary Treatment, Scum Pumping | THR-FT-P-3140S | Switch,Flow-Low | Switch | 39486 | FSL | http://www.toronto.ca/TWONTO#flow_switch |  | Pump, Rotary Vane, Scum Tank 3130, System 2, Scum Pumping
135553 | THR-FT-FSL-3146S | Switch, Flow-Low, WHF, Suction, Pump 3140, Secondary Treatment, Scum Pumping | THR-FT-P-3140S | Switch,Flow-Low | Switch | 39487 | FSL | http://www.toronto.ca/TWONTO#flow_switch |  | Pump, Rotary Vane, Scum Tank 3130, System 2, Scum Pumping
135554 | THR-FT-FSL-3205S | Switch, Flow-Low, WAW, Tank 0900, Secondary Treatment, Scum Pumping | THR-FT-T-0900S | Switch,Flow-Low | Switch | 39488 | FSL | http://www.toronto.ca/TWONTO#flow_switch |  | Tank, Final Settling, Mixed Liquor, Secondary Treatment, Secondary Clarification - South
135555 | THR-FT-FSL-3206S | Switch, Flow-Low, WAW, Tank 1100, Secondary Treatment, Scum Pumping | THR-FT-T-1100S | Switch,Flow-Low | Switch | 39489 | FSL | http://www.toronto.ca/TWONTO#flow_switch |  | Tank, Final Settling, Mixed Liquor, Secondary Treatment, Secondary Clarification - South
135556 | THR-FT-FSL-3236S | Switch, Flow-Low, WAW, Tank 1200, Secondary Treatment, Scum Pumping | THR-FT-T-1200S | Switch,Flow-Low | Switch | 39491 | FSL | http://www.toronto.ca/TWONTO#flow_switch |  | Tank, Final Settling, Mixed Liquor, Secondary Treatment, Secondary Clarification - South
135557 | THR-FT-FSL-3250S | Switch, Flow-Low, Seal Water, Pump 3250, Secondary Treatment, Scum Pumping | THR-FT-P-3250S | Switch,Flow-Low | Switch | 39492 | FSL | http://www.toronto.ca/TWONTO#flow_switch |  | Pump, Rotary Vane, Scum Tank 3200 & 3230, System 3A, 3B Scum Pumping
135558 | THR-FT-FSL-3256S | Switch, Flow-Low, WHF, Suction, Pump 3250, Secondary Treatment, Scum Pumping | THR-FT-P-3250S | Switch,Flow-Low | Switch | 39493 | FSL | http://www.toronto.ca/TWONTO#flow_switch |  | Pump, Rotary Vane, Scum Tank 3200 & 3230, System 3A, 3B Scum Pumping
135559 | THR-FT-FSL-3306 | Switch, Flow-Low, WAW, Tank 1300, Secondary Treatment, Scum Pumping - North | THR-FT-T-1300 | Switch,Flow-Low | Switch |  | FSL | http://www.toronto.ca/TWONTO#flow_switch |  | Tank, Final Settling, Mixed Liquor, Secondary Treatment, Secondary Clarification - North (Tank#13)
135560 | THR-FT-FSL-3330 | Switch, Flow-Low, Seal Water, Pump 3330, Secondary Treatment, Secondary Scum Pumping - North Plant | THR-FT-P-3330 | Switch,Flow-Low | Switch |  | FSL | http://www.toronto.ca/TWONTO#flow_switch |  | Pump, Rotary Vane, Scum Tank 3300, System 4, Scum Pumping
135561 | THR-FT-FSL-3336 | Switch, Flow-Low, HFW, Pump 3330, Secondary Treatment, Scum Pumping - North | THR-FT-P-3330 | Switch,Flow-Low | Switch |  | FSL | http://www.toronto.ca/TWONTO#flow_switch |  | Pump, Rotary Vane, Scum Tank 3300, System 4, Scum Pumping
135562 | THR-FT-FSL-3405 | Switch, Flow-Low, WAW, Tank 1400, Secondary Treatment, Scum Pumping - North | THR-FT-T-1400 | Switch,Flow-Low | Switch |  | FSL | http://www.toronto.ca/TWONTO#flow_switch |  | Tank, Final Settling, Mixed Liquor, Secondary Treatment, Secondary Clarification - North (Tank#14)
135563 | THR-FT-FSL-3406 | Switch, Flow-Low, WAW, Tank 1500, Secondary Treatment, Scum Pumping - North | THR-FT-T-1500 | Switch,Flow-Low | Switch |  | FSL | http://www.toronto.ca/TWONTO#flow_switch |  | Tank, Final Settling, Mixed Liquor, Secondary Treatment, Secondary Clarification - South (Tank#15)
135564 | THR-FT-FSL-3426 | Switch, Flow-Low, WHF, Pump 3420, Secondary Treatment, Scum Pumping - North | THR-FT-P-3420 | Switch,Flow-Low | Switch |  | FSL | http://www.toronto.ca/TWONTO#flow_switch |  | Pump, Rotary Vane, Scum Tank 3400, System 5, Scum Pumping
135565 | THR-FT-FSL-3505 | Switch, Flow-Low, WAW, Tank 1600, Secondary Treatment, Scum Pumping | THR-FT-T-1600 | Switch,Flow-Low | Switch |  | FSL | http://www.toronto.ca/TWONTO#flow_switch |  | Tank, Final Settling, Mixed Liquor, Secondary Treatment, Secondary Clarification - South (Tank#16)
135566 | THR-FT-FSL-3506 | Switch, Flow-Low, WAW, Tank 1700, Secondary Treatment, Scum Pumping | THR-FT-T-1700 | Switch,Flow-Low | Switch |  | FSL | http://www.toronto.ca/TWONTO#flow_switch |  | Tank, Final Settling, Mixed Liquor, Secondary Treatment, Secondary Clarification -South (Tank#17)
135567 | THR-FT-FSL-3520 | Switch, Flow-Low, Seal Water, Pump 3520, Secondary Treatment, Scum Pumping | THR-FT-P-3520 | Switch,Flow-Low | Switch |  | FSL | http://www.toronto.ca/TWONTO#flow_switch |  | Pump, Rotary Vane, Scum Tank 3500, System 7, Scum Pumping
135568 | THR-FT-FSL-3526 | Switch, Flow-Low, WHF, Suction, Pump 3520, Secondary Treatment, Scum Pumping | THR-FT-P-3520 | Switch,Flow-Low | Switch |  | FSL | http://www.toronto.ca/TWONTO#flow_switch |  | Pump, Rotary Vane, Scum Tank 3500, System 7, Scum Pumping
135569 | THR-FT-FSL-3530 | Switch, Flow-Low, Seal Water, Pump 3530, Secondary Treatment, Scum Pumping | THR-FT-P-3530 | Switch,Flow-Low | Switch |  | FSL | http://www.toronto.ca/TWONTO#flow_switch |  | Pump, Rotary Vane, Scum Tank 3500, System 7, Scum Pumping
135570 | THR-FT-FSL-3546 | Switch, Flow-Low, WHF, Suction, Pump 3540, Secondary Treatment, Scum Pumping | THR-FT-P-3540 | Switch,Flow-Low | Switch |  | FSL | http://www.toronto.ca/TWONTO#flow_switch |  | Pump, Rotary Vane, Scum Tank 3500, System 7, Scum Pumping
135571 | THR-FT-FSL-3606 | Switch, Flow-Low, WAW, Tank 2100, Secondary Treatment, Scum Pumping - North | THR-FT-T-2100 | Switch,Flow-Low | Switch |  | FSL | http://www.toronto.ca/TWONTO#flow_switch |  | Tank, Final Settling, Mixed Liquor, Secondary Treatment, Secondary Clarification - North (Tank#21)
135572 | THR-FT-FSL-3620 | Switch, Flow-Low, Seal Water, Pump 3620, Secondary Treatment, Secondary Scum Pumping - North Plant | THR-FT-P-3620 | Switch,Flow-Low | Switch |  | FSL | http://www.toronto.ca/TWONTO#flow_switch |  | Pump, Rotary Vane, Scum Tank 3600, System 9, Scum Pumping
135573 | THR-FT-FSL-3630 | Switch, Flow-Low, Seal Water, Pump 3630, Secondary Treatment, Secondary Scum Pumping - North Plant | THR-FT-P-3630 | Switch,Flow-Low | Switch |  | FSL | http://www.toronto.ca/TWONTO#flow_switch |  | Pump, Rotary Vane, Scum Tank 3600, System 9, Scum Pumping
135574 | THR-FT-FSL-3640 | Switch, Flow-Low, Seal Water, Pump 3640, Secondary Treatment, Secondary Scum Pumping - North Plant | THR-FT-P-3640 | Switch,Flow-Low | Switch |  | FSL | http://www.toronto.ca/TWONTO#flow_switch |  | Pump, Rotary Vane, Scum Tank 3600, System 9, Scum Pumping
135575 | THR-FT-FSL-3646 | Switch, Flow-Low, WHF, Pump 3640, Secondary Treatment, Scum Pumping - North | THR-FT-P-3640 | Switch,Flow-Low | Switch |  | FSL | http://www.toronto.ca/TWONTO#flow_switch |  | Pump, Rotary Vane, Scum Tank 3600, System 9, Scum Pumping
135576 | THR-FT-FSL-3705 | Switch, Flow-Low, WAW, Tank 1900, Secondary Treatment, Scum Pumping - North | THR-FT-T-1900 | Switch,Flow-Low | Switch |  | FSL | http://www.toronto.ca/TWONTO#flow_switch |  | Tank, Final Settling, Mixed Liquor, Secondary Treatment, Secondary Clarification - North (Tank#19)
135577 | THR-FT-FSL-3706 | Switch, Flow-Low, WAW, Tank 2100,Secondary Treatment, Scum Pumping - North | THR-FT-T-2100 | Switch,Flow-Low | Switch |  | FSL | http://www.toronto.ca/TWONTO#flow_switch |  | Tank, Final Settling, Mixed Liquor, Secondary Treatment, Secondary Clarification - North (Tank#21)
135578 | THR-FT-FSL-3726 | Switch, Flow-Low, WHF, Pump 3720, Secondary Treatment, Scum Pumping - North | THR-FT-P-3720 | Switch,Flow-Low | Switch |  | FSL | http://www.toronto.ca/TWONTO#flow_switch |  | Pump, Rotary Vane, Scum Tank 3700, System 8, Scum Pumping
135579 | THR-FT-FSL-3746 | Switch, Flow-Low, WHF, Pump 3740, Secondary Treatment, Scum Pumping - North | THR-FT-P-3740 | Switch,Flow-Low | Switch |  | FSL | http://www.toronto.ca/TWONTO#flow_switch |  | Pump, Rotary Vane, Scum Tank 3700, System 8, Scum Pumping
135580 | THR-FT-FSL-4401 | Switch, Flow-Low, Seal Water, Pump P-4401, RAS Pumping - South | THR-FT-P-4401 | Switch,Pressure-Low | Switch |  | FSL | http://www.toronto.ca/TWONTO#flow_switch |  | Pump, Centrifugal, RAS, RAS Pumping Station - South
135581 | THR-FT-FSL-4402 | Switch, Flow-Low, Seal Water, Pump P-4402, RAS Pumping - South | THR-FT-P-2724 | Switch,Pressure-Low | Switch |  | FSL | http://www.toronto.ca/TWONTO#flow_switch |  | Pump, Centrifugal, Secondary Treatment,Tunnel 23 North, RAS Pumping - North
135582 | THR-FT-FSL-4402 | Switch, Flow-Low, Seal Water, Pump P-4402, RAS Pumping - South | THR-FT-P-4402 | Switch,Pressure-Low | Switch |  | FSL | http://www.toronto.ca/TWONTO#flow_switch |  | Pump, Centrifugal, RAS, RAS Pumping Station - South
135583 | THR-FT-FSL-4405 | Switch, Flow-Low, Seal Water, Pump P-4405, RAS Pumping - South | THR-FT-P-2724 | Switch,Pressure-Low | Switch |  | FSL | http://www.toronto.ca/TWONTO#flow_switch |  | Pump, Centrifugal, Secondary Treatment,Tunnel 23 North, RAS Pumping - North
135584 | THR-FT-FSL-4501 | Switch, Flow-Low, Seal Water, Pump P-4501, WAS Pumping - South | THR-FT-P-4501 | Switch,Pressure-Low | Switch |  | FSL | http://www.toronto.ca/TWONTO#flow_switch |  | Pump, Centrifugal, WAS, RAS Pumping Station - South
135585 | THR-FT-FSL-4625 | Gallery T20N, Seal Water Line for Pump P-4625 | THR-FT-P-4624 | Switch,Pressure-Low | Switch |  | FSL | http://www.toronto.ca/TWONTO#flow_switch |  | Pump, Centrifugal, Drain, Gallery T20N
135586 | THR-FT-FSL-4626 | Switch, Flow-Low, Pump P-4626 Seal Water, Drain Pumping - South | THR-FT-P-4624 | Switch,Pressure-Low | Switch |  | FSL | http://www.toronto.ca/TWONTO#flow_switch |  | Pump, Centrifugal, Drain, Gallery T20N
135587 | THR-FT-FSL-4626 | Switch, Flow-Low, Pump P-4626 Seal Water, Drain Pumping - South | THR-FT-P-4626 | Switch,Pressure-Low | Switch |  | FSL | http://www.toronto.ca/TWONTO#flow_switch |  | Pump, Centrifugal, Drain, Gallery T20N
135588 | THR-FT-FSL-4720 | Switch, Flow-Low, Seal Water, Pump P-4720, Cross Feed Pumping - South | THR-FT-P-4720 | Switch,Pressure-Low | Switch |  | FSL | http://www.toronto.ca/TWONTO#flow_switch |  | Pump, Centrifugal, Sludge Cross Feed, RAS Pumping Station - South
135658 | THR-FT-LSH-4820 | Switch, Level-High, Sump, Gallery T-20S, Flood Monitoring System | THR-FT-P-4830 | Switch,Level-High-High | Switch |  | LSH | http://www.toronto.ca/TWONTO#level_switch |  | Pump, Sump, Final Tanks, Sump Pit No.34,T-13,Plant Services, Flood Monitoring System
135659 | THR-FT-LSH-4830 | Switch, Level-High, Sump, Gallery T-13, Flood Monitoring System | THR-FT-P-4830 | Switch,Level-High-High | Switch |  | LSH | http://www.toronto.ca/TWONTO#level_switch |  | Pump, Sump, Final Tanks, Sump Pit No.34,T-13,Plant Services, Flood Monitoring System
135660 | THR-FT-LSH-4840 | Switch, Level-High, Sump, Gallery T-15, Flood Monitoring System | THR-FT-P-4830 | Switch,Level-High-High | Switch |  | LSH | http://www.toronto.ca/TWONTO#level_switch |  | Pump, Sump, Final Tanks, Sump Pit No.34,T-13,Plant Services, Flood Monitoring System
135661 | THR-FT-LSH-4840 | Switch, Level-High, Sump, Gallery T-15, Flood Monitoring System | THR-FT-P-4840 | Switch,Level-High-High | Switch |  | LSH | http://www.toronto.ca/TWONTO#level_switch |  | Pump, Centrifugal, Sump, T15
135662 | THR-FT-LSH-4850 | Switch, Level-High, Sump, SP RAS PS, Flood Monitoring System | THR-FT-P-4850 | Switch,Level-High-High | Switch |  | LSH | http://www.toronto.ca/TWONTO#level_switch |  | Pump, Centrifugal, Sump,Sump Pit No. 31,SP RAS PS
135663 | THR-FT-LSH-4860 | Switch, Level-High, Sump, Gallery T-17E, Flood Monitoring System | THR-FT-P-4860 | Switch,Level-High-High | Switch |  | LSH | http://www.toronto.ca/TWONTO#level_switch |  | Pump, Centrifugal, Sump,Sump pit#30, SP RAS PS,
135664 | THR-FT-LSH-4870 | Switch, Level-High, Sump, Gallery T-20N, Flood Monitoring System | THR-FT-P-4870 | Switch,Level-High-High | Switch |  | LSH | http://www.toronto.ca/TWONTO#level_switch |  | Pump, Centrifugal, Sump, T20N
135665 | THR-FT-LSHH-0548 | High High Level Switch, Pump 0548, Final Tank,Engine Room Basement | THR-FT-P-0548 | Switch,Level-High-High | Switch |  | LSHH | http://www.toronto.ca/TWONTO#level_switch |  | Pump, Sump, Engine House Bassement, Plant Services, Flood Monitoring System
135666 | THR-FT-LSHH-3977 | Switch, Level-High-High,Pump 3981,Sump,T20 | THR-FT-P-3981 | Switch,Level-High-High | Switch |  | LSHH | http://www.toronto.ca/TWONTO#level_switch |  | Pump, Sump, Flood Monitoring, Finals, Tunnel 20
135667 | THR-FT-LSHH-3981 | Switch, Level-High-High,Pump 3981,Sump,T20 | THR-FT-P-3981 | Switch,Level-High-High | Switch |  | LSHH | http://www.toronto.ca/TWONTO#level_switch |  | Pump, Sump, Flood Monitoring, Finals, Tunnel 20
135668 | THR-FT-LSHH-3982 | Switch, Level-High-High,Pump 3982,Sump,T20 | THR-FT-P-3982 | Switch,Level-High-High | Switch |  | LSHH | http://www.toronto.ca/TWONTO#level_switch |  | Pump, Sump, Flood Monitoring, Finals, Tunnel 20
135669 | THR-FT-LSHH-4800 | Switch, Level-High-High,Pump 4800/4801,Sump,T14 | THR-FT-P-4810 | Switch,Level-High-High | Switch |  | LSHH | http://www.toronto.ca/TWONTO#level_switch |  | Pump, Sump, Flood Monitoring, Finals, Tunnel 14
135670 | THR-FT-LSHH-4810 | Switch, Level-High-High,Pump 4810/4811,Sump,T14 | THR-FT-P-4810 | Switch,Level-High-High | Switch |  | LSHH | http://www.toronto.ca/TWONTO#level_switch |  | Pump, Sump, Flood Monitoring, Finals, Tunnel 14
135671 | THR-FT-LSHH-4820 | Switch, Level-High-High, Sump, Gallery T-20S, Flood Monitoring System | THR-FT-P-4820 | Switch,Level-High-High | Switch |  | LSHH | http://www.toronto.ca/TWONTO#level_switch |  | Pump, Centrifugal, Sump, T20s
135672 | THR-FT-LSHH-4840 | Switch, Level-High-High, Sump, Gallery T-15, Flood Monitoring System | THR-FT-P-4840 | Switch,Level-High-High | Switch |  | LSHH | http://www.toronto.ca/TWONTO#level_switch |  | Pump, Centrifugal, Sump, T15
135673 | THR-FT-LSHH-4850 | Switch, Level-High-High, Sump, SP RAS PS, Flood Monitoring System | THR-FT-P-4850 | Switch,Level-High-High | Switch |  | LSHH | http://www.toronto.ca/TWONTO#level_switch |  | Pump, Centrifugal, Sump,Sump Pit No. 31,SP RAS PS
135674 | THR-FT-LSHH-4860 | Switch, Level-High-High, Sump, Gallery T-17E, Flood Monitoring System | THR-FT-P-4860 | Switch,Level-High-High | Switch |  | LSHH | http://www.toronto.ca/TWONTO#level_switch |  | Pump, Centrifugal, Sump,Sump pit#30, SP RAS PS,
135675 | THR-FT-LSHH-4880 | Switch, Level-High-High, Sump, Gallery T-19, Flood Monitoring System | THR-FT-P-4880 | Switch,Level-High-High | Switch |  | LSHH | http://www.toronto.ca/TWONTO#level_switch |  | Pump, Centrifugal, Sump, Gallery T19
135676 | THR-FT-LSHH-5699 | High High Level Switch, Pump 5699, Final Tank | THR-FT-P-5699S | Switch,Level-High-High | Switch |  | LSHH | http://www.toronto.ca/TWONTO#level_switch |  | Pump, Sump, RAS Pump Station, RAS Building (Basement), Plant Services, Flood Monitoring System
135677 | THR-FT-LSHH-5711 | Switch, Level-High-High,Pump 5711, Sump, Aeration Gallery, Tunnel 14, South | THR-FT-P-5712 | Switch,Level-High-High | Switch |  | LSHH | http://www.toronto.ca/TWONTO#level_switch |  | Pump, Sump, Aeration Gallery, Tunnel 14, South
135678 | THR-FT-LSHH-6316 | High High Level Switch, Pump 6316A & 6316B, T23,Final Tanks 20 & 21 Gallery | THR-FT-P-6316A | Switch,Level-High-High | Switch |  | LSHH | http://www.toronto.ca/TWONTO#level_switch |  | Pump, Sump, Final Tanks 20&21 gallery, Tunnel 23,Plant Services, Flood Monitoring System
135679 | THR-FT-LSHH-6320 | Switch, Level-High-High,Pump 6320A/B,Sump,T21 | THR-FT-P-6320A | Switch,Level-High-High | Switch |  | LSHH | http://www.toronto.ca/TWONTO#level_switch |  | Pump, Sump, Flood Monitoring, Finals, Tunnel 21
135680 | THR-FT-LSHH-6322 | High High Level Switch, Pump 6322, Final Tank,T16 | THR-FT-P-6322 | Switch,Level-High-High | Switch |  | LSHH | http://www.toronto.ca/TWONTO#level_switch |  | Pump, Sump, Flood Monitoring, Finals, Tunnel 16
135681 | THR-FT-LSL-4820 | Switch, Level-Low, Sump, Gallery T-20S, Flood Monitoring System | THR-FT-P-4830 | Switch,Level-High-High | Switch |  | LSL | http://www.toronto.ca/TWONTO#level_switch |  | Pump, Sump, Final Tanks, Sump Pit No.34,T-13,Plant Services, Flood Monitoring System
135682 | THR-FT-LSL-4830 | Switch, Level-Low, Sump, Gallery T-13, Flood Monitoring System | THR-FT-P-4830 | Switch,Level-High-High | Switch |  | LSL | http://www.toronto.ca/TWONTO#level_switch |  | Pump, Sump, Final Tanks, Sump Pit No.34,T-13,Plant Services, Flood Monitoring System
135683 | THR-FT-LSL-4840 | Switch, Level-Low, Sump, Gallery T-15, Flood Monitoring System | THR-FT-P-4840 | Switch,Level-High-High | Switch |  | LSL | http://www.toronto.ca/TWONTO#level_switch |  | Pump, Centrifugal, Sump, T15
135684 | THR-FT-LSL-4860 | Switch, Level-Low, Sump, Gallery T-17E, Flood Monitoring System | THR-FT-P-4860 | Switch,Level-High-High | Switch |  | LSL | http://www.toronto.ca/TWONTO#level_switch |  | Pump, Centrifugal, Sump,Sump pit#30, SP RAS PS,
135685 | THR-FT-LSL-4870 | Switch, Level-Low, Sump, Gallery T-20N, Flood Monitoring System | THR-FT-P-4870 | Switch,Level-High-High | Switch |  | LSL | http://www.toronto.ca/TWONTO#level_switch |  | Pump, Centrifugal, Sump, T20N
135838 | THR-FT-PSH-2520 | Switch, Pressure-Low, Pump P-2520 Discharge, FT 16/17 RAS Pumps | THR-FT-P-2520 | Switch,Pressure-High | Switch |  | PSH | http://www.toronto.ca/TWONTO#pressure_switch |  | Pump, Centrifugal, Tank 1600 & 1700, RAS Pumping,Tunnel 23, South
135839 | THR-FT-PSH-2523 | Switch, Pressure-Low, Pump P-2523 Discharge, FT 16/17 RAS Pumps | THR-FT-P-2523 | Switch,Pressure-High | Switch |  | PSH | http://www.toronto.ca/TWONTO#pressure_switch |  | Pump, Centrifugal, Tank 1600 & 1700, RAS Pumping,Tunnel 23,South
135840 | THR-FT-PSH-3020S | Switch, Pressure-High, Discharge, Pump 3020, Secondary Treatment, Scum Pumping | THR-FT-P-3020 | Switch,Pressure-High | Switch | 39544 | PSH | http://www.toronto.ca/TWONTO#pressure_switch |  | Pump, Rotary Lobe, Scum from Tank 3000, Scum Pumping
135841 | THR-FT-PSH-3021 | Switch, Pressure-High, Pump P-3020 Discharge, Scum Pumping - South | THR-FT-P-3020 | Switch,Pressure-High | Switch |  | PSH | http://www.toronto.ca/TWONTO#pressure_switch |  | Pump, Rotary Lobe, Scum from Tank 3000, Scum Pumping
135842 | THR-FT-PSH-3040S | Switch, Pressure-High, Discharge, Pump 3040, Secondary Treatment, Scum Pumping | THR-FT-P-3040 | Switch,Pressure-High | Switch | 39545 | PSH | http://www.toronto.ca/TWONTO#pressure_switch |  | Pump, Rotary Lobe, Scum from Tank 3030, Scum Pumping
135843 | THR-FT-PSH-3121 | Switch, Pressure-High, Pump P-3120 Discharge, Scum Pumping - South | THR-FT-P-3120 | Switch,Pressure-High | Switch |  | PSH | http://www.toronto.ca/TWONTO#pressure_switch |  | Pump, Rotary Lobe, Scum from Tank 3100, Scum Pumping
135844 | THR-FT-PSH-3140S | Switch, Pressure-High, Discharge, Pump 3140, Secondary Treatment, Scum Pumping | THR-FT-P-3140S | Switch,Pressure-High | Switch | 39546 | PSH | http://www.toronto.ca/TWONTO#pressure_switch |  | Pump, Rotary Vane, Scum Tank 3130, System 2, Scum Pumping
135845 | THR-FT-PSH-3141 | Switch, Pressure-High, Pump P-3140 Discharge, Scum Pumping - South | THR-FT-P-3140 | Switch,Pressure-High | Switch |  | PSH | http://www.toronto.ca/TWONTO#pressure_switch |  | Pump, Rotary Lobe, Scum from Tank 3130, Scum Pumping
135846 | THR-FT-PSH-3221 | Switch, Pressure-High, Pump P-3220 Discharge, Scum Pumping - South | THR-FT-P-3220 | Switch,Pressure-High | Switch |  | PSH | http://www.toronto.ca/TWONTO#pressure_switch |  | Pump, Rotary Lobe, Scum from Tank 3200, Scum Pumping
135847 | THR-FT-PSH-3241 | Switch, Pressure-High, Pump P-3240 Discharge, Scum Pumping - South | THR-FT-P-3240 | Switch,Pressure-High | Switch |  | PSH | http://www.toronto.ca/TWONTO#pressure_switch |  | Pump, Rotary Lobe, Scum from Tank 3230, Scum Pumping
135848 | THR-FT-PSH-3250S | Switch, Pressure-High, Discharge, Pump 3250, Secondary Treatment, Scum Pumping | THR-FT-P-3250S | Switch,Pressure-High | Switch | 39547 | PSH | http://www.toronto.ca/TWONTO#pressure_switch |  | Pump, Rotary Vane, Scum Tank 3200 & 3230, System 3A, 3B Scum Pumping
135849 | THR-FT-PSH-3261 | Switch, Pressure-High, Pump P-3260 Discharge, Scum Pumping - South | THR-FT-P-3260 | Switch,Pressure-High | Switch |  | PSH | http://www.toronto.ca/TWONTO#pressure_switch |  | Pump, Rotary Lobe, Scum from Tank 3250, Scum Pumping
135850 | THR-FT-PSH-3340 | Switch, Pressure-High, Discharge, Pump 3340, Secondary Treatment, Scum Pumping - North | THR-FT-P-3340 | Switch,Pressure-High | Switch |  | PSH | http://www.toronto.ca/TWONTO#pressure_switch |  | Pump, Rotary Vane, Scum Tank 3300, System 4, Scum Pumping
135851 | THR-FT-PSH-3440 | Switch, Pressure-High, Discharge, Pump 3440, Secondary Treatment, Scum Pumping - North | THR-FT-P-3440 | Switch,Pressure-High | Switch |  | PSH | http://www.toronto.ca/TWONTO#pressure_switch |  | Pump, Rotary Vane, Scum Tank 3400, System 5, Scum Pumping
135852 | THR-FT-PSH-3540 | Switch, Pressure-High, Discharge, Pump 3540, Secondary Treatment, Scum Pumping | THR-FT-P-3540 | Switch,Pressure-High | Switch |  | PSH | http://www.toronto.ca/TWONTO#pressure_switch |  | Pump, Rotary Vane, Scum Tank 3500, System 7, Scum Pumping
135853 | THR-FT-PSH-3630 | Switch, Pressure-High, Discharge, Pump 3630, Secondary Treatment, Scum Pumping - North | THR-FT-P-3630 | Switch,Pressure-High | Switch |  | PSH | http://www.toronto.ca/TWONTO#pressure_switch |  | Pump, Rotary Vane, Scum Tank 3600, System 9, Scum Pumping
135854 | THR-FT-PSH-3720 | Switch, Pressure-High, Discharge, Pump 3720, Secondary Treatment, Scum Pumping - North | THR-FT-P-3720 | Switch,Pressure-High | Switch |  | PSH | http://www.toronto.ca/TWONTO#pressure_switch |  | Pump, Rotary Vane, Scum Tank 3700, System 8, Scum Pumping
135855 | THR-FT-PSH-3740 | Switch, Pressure-High, Discharge, Pump 3740, Secondary Treatment, Scum Pumping - North | THR-FT-P-3740 | Switch,Pressure-High | Switch |  | PSH | http://www.toronto.ca/TWONTO#pressure_switch |  | Pump, Rotary Vane, Scum Tank 3700, System 8, Scum Pumping
135856 | THR-FT-PSH-4065S | Switch, Pressure-High, WAS Pump 4065 Discharge, Secondary Treatment, WAS Pumping | THR-FT-P-4065 | Switch,Pressure-High | Switch | 39550 | PSH | http://www.toronto.ca/TWONTO#pressure_switch |  | Pump, Centrifugal, WAS, Secondary Treatment, WAS Pumping
135857 | THR-FT-PSH-4066S | Switch, Pressure-High, WAS Pump 4066 Discharge, Secondary Treatment, WAS Pumping | THR-FT-P-4066 | Switch,Pressure-High | Switch | 39552 | PSH | http://www.toronto.ca/TWONTO#pressure_switch |  | Pump, Centrifugal, WAS, Secondary Treatment, WAS Pumping
135858 | THR-FT-PSH-4405 | Switch, Pressure-High, Pump P-4403 Discharge, RAS Pumping - South | THR-FT-P-4403 | Switch,Pressure-High | Switch |  | PSH | http://www.toronto.ca/TWONTO#pressure_switch |  | Pump, Centrifugal, RAS, RAS Pumping Station - South
135859 | THR-FT-PSH-4407 | Switch, Pressure-High, Pump P-4404 Discharge, RAS Pumping - South | THR-FT-P-4404 | Switch,Pressure-High | Switch |  | PSH | http://www.toronto.ca/TWONTO#pressure_switch |  | Pump, Centrifugal, RAS, RAS Pumping Station - South
135860 | THR-FT-PSH-4409 | Switch, Pressure-High, Pump P-4405 Discharge, RAS Pumping - South | THR-FT-P-4405 | Switch,Pressure-High | Switch |  | PSH | http://www.toronto.ca/TWONTO#pressure_switch |  | Pump, Centrifugal, RAS, RAS Pumping Station - South
135861 | THR-FT-PSH-4540 | Switch, Pressure-High, Pump P-4504 Discharge, WAS Pumping - South | THR-FT-P-4504 | Switch,Pressure-High | Switch |  | PSH | http://www.toronto.ca/TWONTO#pressure_switch |  | Pump, Self-Prime Centrifugal, Drain, RAS Pumping Station - South
135862 | THR-FT-PSH-4622 | Switch, Pressure-Low, Pump P-4624 Discharge, Scum Pumping - South | THR-FT-P-4624 | Switch,Pressure-High | Switch |  | PSH | http://www.toronto.ca/TWONTO#pressure_switch |  | Pump, Centrifugal, Drain, Gallery T20N
135863 | THR-FT-PSH-4730 | Switch, Pressure-High, Pump P-4730 Discharge, Cross Feed Pumping - South | THR-FT-P-4730 | Switch,Pressure-High | Switch |  | PSH | http://www.toronto.ca/TWONTO#pressure_switch |  | Pump, Centrifugal, Sludge Cross Feed, RAS Pumping Station - South
135864 | THR-FT-PSL-2171 | Switch, Pressure-Low, Pump 2171, Secondary Treatment, RAS Pumping - South | THR-FT-P-2171S | Switch,Pressure-Low | Switch |  | PSL | http://www.toronto.ca/TWONTO#pressure_switch |  | Pump, Centrifugal, Secondary Treatment, RAS Pumping,Tunnel 20, - South
135865 | THR-FT-PSL-2172 | Switch, Pressure-Low, Pump 2172, Secondary Treatment, RAS Pumping - South | THR-FT-P-2172S | Switch,Pressure-Low | Switch |  | PSL | http://www.toronto.ca/TWONTO#pressure_switch |  | Pump, Centrifugal, Secondary Treatment, RAS Pumping,Tunnel 20, - South
135866 | THR-FT-PSL-2173 | Switch, Pressure-Low, Pump 2173, Secondary Treatment, RAS Pumping - South | THR-FT-P-2173S | Switch,Pressure-Low | Switch |  | PSL | http://www.toronto.ca/TWONTO#pressure_switch |  | Pump, Centrifugal, Secondary Treatment,Tunnel20, RAS Pumping - South
135867 | THR-FT-PSL-2320 | Switch, Pressure-Low, Pump 2320, Secondary Treatment, RAS Pumping - North | THR-FT-P-2320 | Switch,Pressure-Low | Switch |  | PSL | http://www.toronto.ca/TWONTO#pressure_switch |  | Pump, Centrifugal, Secondary Treatment, RAS Pumping - North
135868 | THR-FT-PSL-2322 | Switch, Pressure-Low, Pump 2322, Secondary Treatment, RAS Pumping - North | THR-FT-P-2322 | Switch,Pressure-Low | Switch |  | PSL | http://www.toronto.ca/TWONTO#pressure_switch |  | Pump, Centrifugal, Secondary Treatment, RAS Pumping - North
135869 | THR-FT-PSL-2323 | Switch, Pressure-Low, Pump 2323, Secondary Treatment, RAS Pumping - North | THR-FT-P-2323 | Switch,Pressure-Low | Switch |  | PSL | http://www.toronto.ca/TWONTO#pressure_switch |  | Pump, Centrifugal, Secondary Treatment, RAS Pumping - North
135870 | THR-FT-PSL-2520 | Switch, Pressure-Low, Pump P-2520 Discharge, FT 16/17 RAS Pumps- South | THR-FT-P-2520 | Switch,Pressure-Low | Switch |  | PSL | http://www.toronto.ca/TWONTO#pressure_switch |  | Pump, Centrifugal, Tank 1600 & 1700, RAS Pumping,Tunnel 23, South
135871 | THR-FT-PSL-2520S | Switch, Pressure-Low, Suction, Pump 2520, RAS Pumping - South | THR-FT-P-2520 | Switch,Pressure-Low | Switch | 39556 | PSL | http://www.toronto.ca/TWONTO#pressure_switch |  | Pump, Centrifugal, Tank 1600 & 1700, RAS Pumping,Tunnel 23, South
135872 | THR-FT-PSL-2521S | Switch, Pressure-Low, Suction, Pump 2521, RAS Pumping - South | THR-FT-P-2521 | Switch,Pressure-Low | Switch | 39557 | PSL | http://www.toronto.ca/TWONTO#pressure_switch |  | Pump, Centrifugal, Tank 1600 & 1700, RAS Pumping,Tunnel 23, South
135873 | THR-FT-PSL-2523 | Switch, Pressure-Low, Pump P-2523 Discharge, FT 16/17 RAS Pumps- South | THR-FT-P-2523 | Switch,Pressure-Low | Switch |  | PSL | http://www.toronto.ca/TWONTO#pressure_switch |  | Pump, Centrifugal, Tank 1600 & 1700, RAS Pumping,Tunnel 23,South
135874 | THR-FT-PSL-2523S | Switch, Pressure-Low, Suction, Pump 2523, RAS Pumping - South | THR-FT-P-2523 | Switch,Pressure-Low | Switch | 41008 | PSL | http://www.toronto.ca/TWONTO#pressure_switch |  | Pump, Centrifugal, Tank 1600 & 1700, RAS Pumping,Tunnel 23,South
135875 | THR-FT-PSL-2524 | Switch, Pressure-Low, Pump P-2524 Discharge, FT 16/17 RAS Pumps- South | THR-FT-P-2524 | Switch,Pressure-Low | Switch |  | PSL | http://www.toronto.ca/TWONTO#pressure_switch |  | Pump, Centrifugal, Tank 1600 & 1700, RAS Pumping,Tunnel 23, South
135876 | THR-FT-PSL-2524S | Switch, Pressure-Low, Suction, Pump 2524, RAS Pumping - South | THR-FT-P-2524 | Switch,Pressure-Low | Switch | 39559 | PSL | http://www.toronto.ca/TWONTO#pressure_switch |  | Pump, Centrifugal, Tank 1600 & 1700, RAS Pumping,Tunnel 23, South
135877 | THR-FT-PSL-2620 | Switch, Pressure-Low, Suction, Pump 2620, Secondary Treatment, RAS Pumping - North | THR-FT-P-2620 | Switch,Pressure-Low | Switch |  | PSL | http://www.toronto.ca/TWONTO#pressure_switch |  | Pump, Centrifugal, Secondary Treatment,Tunnel 23 East, RAS Pumping- North
135878 | THR-FT-PSL-2621 | Switch, Pressure-Low, Suction, Pump 2621, Secondary Treatment, RAS Pumping - North | THR-FT-P-2621 | Switch,Pressure-Low | Switch |  | PSL | http://www.toronto.ca/TWONTO#pressure_switch |  | Pump, Centrifugal, Secondary Treatment,Tunnel 23 East, RAS Pumping - North
135879 | THR-FT-PSL-2623 | Switch, Pressure-Low, Suction, Pump 2623, Secondary Treatment, RAS Pumping - North | THR-FT-P-2623 | Switch,Pressure-Low | Switch |  | PSL | http://www.toronto.ca/TWONTO#pressure_switch |  | Pump, Centrifugal, Secondary Treatment, Tunnel 23 East,RAS Pumping - North
135880 | THR-FT-PSL-2624 | Switch, Pressure-Low, Suction, Pump 2624, Secondary Treatment, RAS Pumping - North | THR-FT-P-2624 | Switch,Pressure-Low | Switch |  | PSL | http://www.toronto.ca/TWONTO#pressure_switch |  | Pump, Centrifugal, Secondary Treatment,Tunnel 23 East, RAS Pumping - North
135881 | THR-FT-PSL-2720 | Switch, Pressure-Low, Pump 2720, Secondary Treatment, RAS Pumping - North | THR-FT-P-2720 | Switch,Pressure-Low | Switch |  | PSL | http://www.toronto.ca/TWONTO#pressure_switch |  | Pump, Centrifugal, Secondary Treatment,Tunnel 23 North, RAS Pumping - North
135882 | THR-FT-PSL-2721 | Switch, Pressure-Low, Pump 2721, Secondary Treatment, RAS Pumping - North | THR-FT-P-2721 | Switch,Pressure-Low | Switch |  | PSL | http://www.toronto.ca/TWONTO#pressure_switch |  | Pump, Centrifugal, Secondary Treatment,Tunnel 23 North, RAS Pumping - North
135883 | THR-FT-PSL-2722 | Switch, Pressure-Low, Pump 2722, Secondary Treatment, RAS Pumping - North | THR-FT-P-2722 | Switch,Pressure-Low | Switch |  | PSL | http://www.toronto.ca/TWONTO#pressure_switch |  | Pump, Centrifugal, Secondary Treatment,Tunnel 23 North, RAS Pumping - North
135884 | THR-FT-PSL-3020 | Switch, Pressure-Low, Pump P-3020 Suction, Scum Pumping - South | THR-FT-P-3020 | Switch,Pressure-High | Switch |  | PSL | http://www.toronto.ca/TWONTO#pressure_switch |  | Pump, Rotary Lobe, Scum from Tank 3000, Scum Pumping
135885 | THR-FT-PSL-3140 | Switch, Pressure-Low, Pump P-3120 Suction, Scum Pumping - South | THR-FT-P-3140 | Switch,Pressure-High | Switch |  | PSL | http://www.toronto.ca/TWONTO#pressure_switch |  | Pump, Rotary Lobe, Scum from Tank 3130, Scum Pumping
135886 | THR-FT-PSL-4063S | Switch, Pressure-Low, WAS Pump 4063 Suction, Secondary Treatment, WAS Pumping | THR-FT-P-4063 | Switch,Pressure-Low | Switch | 39560 | PSL | http://www.toronto.ca/TWONTO#pressure_switch |  | Pump, Centrifugal, WAS, Secondary Treatment, WAS Pumping
135887 | THR-FT-PSL-4064S | Switch, Pressure-Low, WAS Pump 4064 Suction, Secondary Treatment, WAS Pumping | THR-FT-P-4064 | Switch,Pressure-Low | Switch | 39561 | PSL | http://www.toronto.ca/TWONTO#pressure_switch |  | Pump, Centrifugal, WAS, Secondary Treatment, WAS Pumping
135888 | THR-FT-PSL-4400 | Switch, Pressure-Low, Pump P-4401 Suction, RAS Pumping - South | THR-FT-P-4401 | Switch,Pressure-Low | Switch |  | PSL | http://www.toronto.ca/TWONTO#pressure_switch |  | Pump, Centrifugal, RAS, RAS Pumping Station - South
135889 | THR-FT-PSL-4402 | Switch, Pressure-Low, Pump P-4402 Suction, RAS Pumping - South | THR-FT-P-4402 | Switch,Pressure-Low | Switch |  | PSL | http://www.toronto.ca/TWONTO#pressure_switch |  | Pump, Centrifugal, RAS, RAS Pumping Station - South
135890 | THR-FT-PSL-4406 | Switch, Pressure-Low, Pump P-4404 Suction, RAS Pumping - South | THR-FT-P-4404 | Switch,Pressure-Low | Switch |  | PSL | http://www.toronto.ca/TWONTO#pressure_switch |  | Pump, Centrifugal, RAS, RAS Pumping Station - South
135891 | THR-FT-PSL-4529 | Switch, Pressure-Low, Pump P-4502 Suction, Scum Pumping - South | THR-FT-P-4502 | Switch,Pressure-High | Switch |  | PSL | http://www.toronto.ca/TWONTO#pressure_switch |  | Pump, Centrifugal, WAS, RAS Pumping Station - South
135892 | THR-FT-PSL-4549 | Switch, Pressure-Low, Pump P-4504 Suction, Scum Pumping - South | THR-FT-P-4504 | Switch,Pressure-High | Switch |  | PSL | http://www.toronto.ca/TWONTO#pressure_switch |  | Pump, Self-Prime Centrifugal, Drain, RAS Pumping Station - South
135893 | THR-FT-PSL-4601 | Switch, Pressure-Low, Pump P-4601 Suction, Scum Pumping - South | THR-FT-P-4601 | Switch,Pressure-Low | Switch |  | PSL | http://www.toronto.ca/TWONTO#pressure_switch |  | Pump, Self-Prime Centrifugal, Drain, RAS Pumping Station - South
135894 | THR-FT-PSL-4602 | Switch, Pressure-Low, Pump P-4602 Suction, Scum Pumping - South | THR-FT-P-4601 | Switch,Pressure-Low | Switch |  | PSL | http://www.toronto.ca/TWONTO#pressure_switch |  | Pump, Self-Prime Centrifugal, Drain, RAS Pumping Station - South
135895 | THR-FT-PSL-4628 | Switch, Pressure-Low, Pump P-4625 Suction, Scum Pumping - South | THR-FT-P-4625 | Switch,Pressure-High | Switch |  | PSL | http://www.toronto.ca/TWONTO#pressure_switch |  | Pump, Centrifugal, Drain, Gallery T20N
135896 | THR-FT-PSL-4709 | Switch, Pressure-Low, Pump P-4710 Suction, Cross Feed Pumping - South | THR-FT-P-4710 | Switch,Pressure-Low | Switch |  | PSL | http://www.toronto.ca/TWONTO#pressure_switch |  | Pump, Centrifugal, Sludge Cross Feed, RAS Pumping Station - South
136786 | THR-NAFT-LSHH | Switch,High High Level, Sump Pumps, North Aeration and Final Tank | THR-GRK-DRN-WA3 | Switch,Level-High-High | Switch |  |  | http://www.toronto.ca/TWONTO#level_switch |  | Drains, Floor, Gratings,Work Area 3
136794 | THR-NGS-PSH-0202 | Switch,Pressurel-High, NG Valve Train, Compressor Building, Gas Compressor (And Dryer) | THR-NGS-CG | Switch,Pressure-High | Switch |  | PSH | http://www.toronto.ca/TWONTO#pressure_switch |  | Natural Gas System, Co-Generation
136795 | THR-NGS-PSH-0801 | Switch,Pressurel-High, Inlet, Natural Gas Train for Boiler 0800, North Grit Boilers, Plant Services, Natural Gas Overview | THR-ACC-BO-0800 | Switch,Pressure-High | Switch |  | PSH | http://www.toronto.ca/TWONTO#pressure_switch |  | Boiler, Low Pressure, North Grit Boilers, Plant Services, Natural Gas Overview (CRN-B9917.5,TSSA UID-65022713, SNo.-5.867338,S-87073)
136796 | THR-NGS-PSH-0901 | Switch,Pressurel-High, Inlet, Natural Gas Train for Boiler 0900, North Grit Boilers, Plant Services, Natural Gas Overview | THR-ACC-BO-0900 | Switch,Pressure-High | Switch |  | PSH | http://www.toronto.ca/TWONTO#pressure_switch |  | Boiler, Low Pressure, North Grit Boilers, Plant Services, Natural Gas Overview (CRN-B9917.5,TSSA UID-65022712, SNo.-5.867337,S-87072)
136797 | THR-NGS-PSL-0902 | Switch,Pressure-Low, Natural Gas Train for Boiler 0900, North Grit Boilers, Plant Services, Natural Gas Overview | THR-ACC-BO-0900 | Switch,Pressure-Low | Switch |  | PSL | http://www.toronto.ca/TWONTO#pressure_switch |  | Boiler, Low Pressure, North Grit Boilers, Plant Services, Natural Gas Overview (CRN-B9917.5,TSSA UID-65022712, SNo.-5.867337,S-87072)
136920 | THR-OCS-FLS-2225 | Flow Switch Low, FN-2220, Biofilter, North Odour Control, North plant | THR-OCS-FN-2220 |  | Switch |  | FLS | http://www.toronto.ca/TWONTO#flow_switch |  | Fan, Centrifugal, Odourous Air, North Biofilter
136931 | THR-OCS-FSL-3956A | Switch, Flow-Low, Outlet to Drain, Ozone Generator 3956, Ozonator Room, Plant Services, Odour Control System | THR-OCS-OZ-3956S | Switch,Flow-Low | Switch |  | FSL | http://www.toronto.ca/TWONTO#flow_switch |  | Ozone Generator, Odour Control System
136932 | THR-OCS-FSL-3957 | Switch, Flow-Low, Outlet to Drain, Ozone Generator 3957, Ozonator Room, Plant Services, Odour Control System | THR-OCS-OZ-3957S | Switch,Flow-Low | Switch |  | FSL | http://www.toronto.ca/TWONTO#flow_switch |  | Ozone Generator, Odour Control System
136933 | THR-OCS-FSL-3957A | Switch, Flow-Low, Plant Water to Ozone Generator 3957, Ozonator Room, Plant Services, Odour Control System | THR-OCS-OZ-3957S | Switch,Flow-Low | Switch |  | FSL | http://www.toronto.ca/TWONTO#flow_switch |  | Ozone Generator, Odour Control System
136935 | THR-OCS-LSHH-2275 | Switch, Level, High-High, Drain Sump, North Biofilter | THR-OCS-BIOFILTER NORTH | Switch,Level-High-High | Switch |  | LSHH | http://www.toronto.ca/TWONTO#level_switch |  | Biofilter, North Odour Control, North plant
136936 | THR-OCS-LSHH-2275 | Switch, Level, High-High, Drain Sump, North Biofilter | THR-OCS-P-2270 | Switch,Level-High-High | Switch |  | LSHH | http://www.toronto.ca/TWONTO#level_switch |  | Pump, Centrifugal (Wet), Drain Sump, North Biofilter
136937 | THR-OCS-LSLH-0552 | Sensor, Bed Level, Scrubber 0552, Plant Services, Odour Control System | THR-OCS-SB-0552 | Switch,Level | Switch |  | LSLH | http://www.toronto.ca/TWONTO#level_switch |  | Scrubber, Plant Services, Odour Control System
136938 | THR-OCS-LSLH-0553 | Sensor, Bed Level, Scrubber 0553, Plant Services, Odour Control System | THR-OCS-SB-0553 | Switch,Level | Switch |  | LSLH | http://www.toronto.ca/TWONTO#level_switch |  | Scrubber, Plant Services, Odour Control System
136939 | THR-OCS-LSLH-0554 | Switch, Level, Bed Level, Scrubber 0554,Plant Services, Odour Control System | THR-OCS-SB-0554 | Switch,Level | Switch |  | LSLH | http://www.toronto.ca/TWONTO#level_switch |  | Scrubber, Plant Services, Odour Control System
136940 | THR-OCS-LSLH-0555 | Switch, Level, Bed Level, Scrubber 0555, Plant Services, Odour Control System | THR-OCS-SB-0555 | Switch,Level | Switch |  | LSLH | http://www.toronto.ca/TWONTO#level_switch |  | Scrubber, Plant Services, Odour Control System
136941 | THR-OCS-LSLL-2275 | Switch, Level, Low-Low, Drain Sump, North Biofilter | THR-OCS-BIOFILTER NORTH | Switch,Level-Low-Low | Switch |  | LSLL | http://www.toronto.ca/TWONTO#level_switch |  | Biofilter, North Odour Control, North plant
136942 | THR-OCS-LSLL-2275 | Switch, Level, Low-Low, Drain Sump, North Biofilter | THR-OCS-P-2270 | Switch,Level-Low-Low | Switch |  | LSLL | http://www.toronto.ca/TWONTO#level_switch |  | Pump, Centrifugal (Wet), Drain Sump, North Biofilter
136969 | THR-OCS-PSH-2932 | Switch, Pressure-High, Pump 2932, Plant Services, Odour Control System | THR-OCS-P-2932 | Switch,Pressure-High | Switch |  | PSH | http://www.toronto.ca/TWONTO#pressure_switch |  | Pump, Centrifugal, Hypochlorite To Scrubber 0551, Plant Services, Odour Control System
136970 | THR-OCS-PSH-2944 | Switch, Pressure-High, Pump 2944, Plant Services, Odour Control System | THR-OCS-P-2944 | Switch,Pressure-High | Switch |  | PSH | http://www.toronto.ca/TWONTO#pressure_switch |  | Pump,Centrifugal,Hypochlorite to Scrubber 0552 & Scrubber 0553,Plant Services, Odour Control System
136971 | THR-OCS-PSH-2949 | Switch, Pressure-High, Pump 2949, Plant Services, Odour Control System | THR-OCS-P-2949 | Switch,Pressure-High | Switch |  | PSH | http://www.toronto.ca/TWONTO#pressure_switch |  | Pump,Centrifugal,Hypochlorite to Scrubber 0554 & Scrubber 0555,Plant Services, Odour Control System
136972 | THR-OCS-PSH-2956 | Switch, Pressure-High, Pump 2956, Plant Services, Odour Control System | THR-OCS-P-2956 | Switch,Pressure-High | Switch |  | PSH | http://www.toronto.ca/TWONTO#pressure_switch |  | Pump,Centrifugal,Hypochlorite to Scrubber 0554 & Scrubber 0555,Plant Services, Odour Control System
136973 | THR-OCS-PSH-3951 | Switch, Pressure-High, Foul Air Plenum to Atmosphere, Plant Services, Odour Control System | THR-OCS-SB-0554 | Switch,Pressure-High | Switch |  | PSH | http://www.toronto.ca/TWONTO#pressure_switch |  | Scrubber, Plant Services, Odour Control System
136974 | THR-OCS-PSH-6382 | Switch, Pressure-High, Pump 6382, Plant Services, Odour Control System | THR-OCS-P-6382 | Switch,Pressure-High | Switch |  | PSH | http://www.toronto.ca/TWONTO#pressure_switch |  | Pump, Centrifugal, Hypochlorite from Storage Tanks to Day Tanks, Plant Services, Odour Control System
136975 | THR-OCS-PSL-3956A | Switch, Pressure-Low, Filtered Air to Ozone Generator 3956, Ozonator Room, Plant Services, Odour Control System | THR-OCS-OZ-3956S | Switch,Pressure-Low | Switch |  | PSL | http://www.toronto.ca/TWONTO#pressure_switch |  | Ozone Generator, Odour Control System
136976 | THR-OCS-PSL-3956B | Switch, Pressure-Low, Outlet, Ozone Generator 3956 to Contact Chamber, Ozonator Room, Plant Services, Odour Control System | THR-OCS-OZ-3956S | Switch,Pressure-Low | Switch |  | PSL | http://www.toronto.ca/TWONTO#pressure_switch |  | Ozone Generator, Odour Control System
136977 | THR-OCS-PSL-3957A | Switch, Pressure-Low, Filtered Air to Ozone Generator 3957, Ozonator Room, Plant Services, Odour Control System | THR-OCS-OZ-3957S | Switch,Pressure-Low | Switch |  | PSL | http://www.toronto.ca/TWONTO#pressure_switch |  | Ozone Generator, Odour Control System
136978 | THR-OCS-PSL-3957B | Switch, Pressure-Low, Outlet, Ozone Generator 3957 to Ozone Contact Chamber, Ozonator Room, Plant Services, Odour Control System | THR-OCS-OZ-3957S | Switch,Pressure-Low | Switch |  | PSL | http://www.toronto.ca/TWONTO#pressure_switch |  | Ozone Generator, Odour Control System
136979 | THR-OCS-PSL-3969 | Switch, Pressure-Low, Foul Air Plenum to Atmosphere, Plant Services, Odour Control System | THR-OCS-SB-0555 | Switch,Pressure-Low | Switch |  | PSL | http://www.toronto.ca/TWONTO#pressure_switch |  | Scrubber, Plant Services, Odour Control System
136980 | THR-OCS-PSLH-0500 | Switch, Pressure Low/High, Air Handling Units 0500A/B, Ozonator Room, Plant Services, Odour Control System | THR-OCS-D-0500A | Switch,Pressure-High | Switch |  | PSLH | http://www.toronto.ca/TWONTO#pressure_switch |  | Dryer, Dessicant, Ozone Generator 3956, Ozonator Room, Plant Services, Odour Control System
136981 | THR-OCS-PSLH-0501 | Switch, Pressure Low/High, Air Handling Units 0501A/B, Ozonator Room, Plant Services, Odour Control System | THR-OCS-D-0501A | Switch,Pressure-High | Switch |  | PSLH | http://www.toronto.ca/TWONTO#pressure_switch |  | Dryer, Dessicant, Ozone Generator 3957, Ozonator Room, Plant Services, Odour Control System
137294 | THR-PLT-FSL-0103 | Switch, Flow, Low, Spray Water, Bar Screen SC-0102, Headhouse | THR-PLT-SC-0102 | Switch,Flow-Low | Switch |  | FSL | http://www.toronto.ca/TWONTO#flow_switch |  | Bar Screen, Preliminary Treatment
137295 | THR-PLT-FSL-0111 | Switch, Flow, Low, Flushing Water, Washer Compactor CMP-0110, Headhouse | THR-PLT-CMP-0110 | Switch,Flow-Low | Switch |  | FSL | http://www.toronto.ca/TWONTO#flow_switch |  | Compactor, Bar Screen 0112, Prelimiry Treatment
137296 | THR-PLT-FSL-0113 | Switch, Flow, Low, Spray Water, Bar Screen SC-0112,Headhouse | THR-PLT-SC-0112 | Switch,Flow-Low | Switch |  | FSL | http://www.toronto.ca/TWONTO#flow_switch |  | Bar Screen, Preliminary Treatment
137297 | THR-PLT-FSL-1403 | Switch, Flow, Low, Water Scour, Grit Vortex Chamber CYC-1101, Headhouse | THR-PLT-CYC-1101 | Switch,Flow-Low | Switch |  | FSL | http://www.toronto.ca/TWONTO#flow_switch |  | Cyclone, Prelimary Treatment, Grit Removal - Vortex Chambers #1 (OLD Tag THR-PLT-CYC-1102)
137298 | THR-PLT-FSL-1414 | Switch, Flow, Low, Seal Water, Grit Pump P-1410, Headhouse | THR-PLT-P-1410 | Switch,Flow-Low | Switch |  | FSL | http://www.toronto.ca/TWONTO#flow_switch |  | Pump, Centrifugal (Dry), Grit, Vortex Prime Tank T-1400, Headhouse
137299 | THR-PLT-FSL-1504 | Switch, Flow, Low, Water Scour, Grit Vortex Chamber CYC-1116, Headhouse | THR-PLT-CYC-1116 | Switch,Flow-Low | Switch |  | FSL | http://www.toronto.ca/TWONTO#flow_switch |  | Cyclone, Prelimary Treatment, Grit Removal - Vortex Chambers #2 (OLDTag THR-PLT-CYC-1117)
137300 | THR-PLT-FSL-1524 | Switch, Flow, Low, Seal Water, Grit Pump P-1520, Headhouse | THR-PLT-P-1520 | Switch,Flow-Low | Switch |  | FSL | http://www.toronto.ca/TWONTO#flow_switch |  | Pump, Centrifugal (Dry), Grit, Vortex Prime Tank T-1500, Headhouse
137301 | THR-PLT-FSL-1603 | Switch, Flow, Low, Water Scour, Grit Vortex Chamber CYC-1131, Headhouse | THR-PLT-CYC-1131 | Switch,Flow-Low | Switch |  | FSL | http://www.toronto.ca/TWONTO#flow_switch |  | Cyclone, Prelimary Treatment, Grit Removal - Vortex Chambers # 3 (OLD Tag THR-PLT-CYC-1132)
137302 | THR-PLT-FSL-1924 | Switch, Flow, Low, Seal Water, Grit Pump P-1920, Headhouse | THR-PLT-P-1920 | Switch,Flow-Low | Switch |  | FSL | http://www.toronto.ca/TWONTO#flow_switch |  | Pump, Centrifugal (Dry), Grit Vortex Prime Tank T-1900, Headhouse
137303 | THR-PLT-FSL-1937 | Switch, Flow, Low, Flushing Water, Grit Classifer CL-1930, North Grit Building | THR-PLT-CL-1930 | Switch,Flow-Low | Switch |  | FSL | http://www.toronto.ca/TWONTO#flow_switch |  | Classifier, Grit, for Headhouse
137304 | THR-PLT-FSL-2171 | Switch, Flow-Low, Discharge, Blower 2171, Preliminary Treatment, Grit Removal - Grit Tanks - North Plant | THR-PLT-BL-2171(SUSP) | Switch,Flow-Low | Switch |  | FSL | http://www.toronto.ca/TWONTO#flow_switch |  | Blower, Centrifugal, Foul Air Removal, Tank 0200, Preliminary Treatment, Grit Removal - Grit Tanks - North Plant
137305 | THR-PLT-FSL-2172 | Switch, Flow-Low, Discharge, Blower 2172, Preliminary Treatment, Grit Removal - Grit Tanks - North Plant | THR-PLT-BL-2172(SUSP) | Switch,Flow-Low | Switch |  | FSL | http://www.toronto.ca/TWONTO#flow_switch |  | Blower, Centrifugal, Foul Air Removal, Tank 0300, Preliminary Treatment, Grit Removal - Grit Tanks - North Plant
137306 | THR-PLT-FSL-2212 | Switch, Flow, Low, Water Scour, Aerated Grit Tank T-0200, North Grit Building | THR-PLT-T-0200 | Switch,Flow-Low | Switch |  | FSL | http://www.toronto.ca/TWONTO#flow_switch |  | Tank, Grit Removal, Grit Tank, North Grit Building
137307 | THR-PLT-FSL-2401 | Switch, Flow, Low, Seal Water, Grit Pump P-2400, North Grit Building | THR-PLT-P-2400 | Switch,Flow-Low | Switch |  | FSL | http://www.toronto.ca/TWONTO#flow_switch |  | Pump, Centrifugal (Dry), Grit Tank T-0100, North Grit Building
137308 | THR-PLT-FSL-2701 | Switch, Flow, Low, Seal Water, Grit Pump P-2700, North Grit Building | THR-PLT-P-2700 | Switch,Flow-Low | Switch |  | FSL | http://www.toronto.ca/TWONTO#flow_switch |  | Pump, Centrifugal (Dry), Grit Tank T-0200, North Grit Building
137309 | THR-PLT-FSL-2801 | Switch, Flow, Low, Seal Water, Grit Pump P-2800, North Grit Building | THR-PLT-P-2800 | Switch,Flow-Low | Switch |  | FSL | http://www.toronto.ca/TWONTO#flow_switch |  | Pump, Centrifugal (Dry), Grit Tank T-0300, North Grit Building
137310 | THR-PLT-FSL-2907 | Switch, Flow, Low, Flushing Water, Grit Classifer CL-2910, North Grit Building | THR-PLT-CL-2910 | Switch,Flow-Low | Switch |  | FSL | http://www.toronto.ca/TWONTO#flow_switch |  | Classifier, Grit, North Grit Building
137311 | THR-PLT-FSL-2927 | Switch, Flow, Low, Flushing Water, Grit Classifer CL-2920, North Grit Building | THR-PLT-CL-2920 | Switch,Flow-Low | Switch |  | FSL | http://www.toronto.ca/TWONTO#flow_switch |  | Classifier, Grit, North Grit Building
137335 | THR-PLT-HS-0201 | Switch, Hand, Conveyor 0201, Path A,B, Head house, Preliminary Treatment, Screening | THR-PLT-CV-0201 | Switch,Hand | Switch |  | HS | hand_switch |  | Conveyor, Screw, Bar Screen 0102, Path A,B, Head house, Preliminary Treatment - S
137336 | THR-PLT-HS-0203 | Switch, Hand, Conveyor 0203, Path A,B, Head house, Preliminary Treatment, Screening | THR-PLT-CV-0203 | Switch,Hand | Switch |  | HS | hand_switch |  | Conveyor, Screw, Bar Screen 0112, Path A,B, Head house, Preliminary Treatment -S
137337 | THR-PLT-HS-0204 | Switch, Hand, Conveyor 0204, Path A, Head house, Preliminary Treatment, Screening | THR-PLT-CV-0204 | Switch,Hand | Switch |  | HS | hand_switch |  | Conveyor 1, Screw, Bar Screen 0102 & Bar Screen 0112, Path A, Head house, Preliminary Treatment - S
137338 | THR-PLT-HS-0206 | Switch, Hand, Conveyor 0206, Path B, Head house, Preliminary Treatment, Screening | THR-PLT-CV-0206 | Switch,Hand | Switch |  | HS | hand_switch |  | Conveyor 2, Screw, Bar Screen 0102 & Bar Screen 0112, Path B, Head house, Preliminary Treatment - S
137339 | THR-PLT-HS-0211 | Switch, Hand, Conveyor 0211, Path A,B, Head house, Preliminary Treatment, Screening | THR-PLT-CV-0211 | Switch,Hand | Switch |  | HS | hand_switch |  | Conveyor, Screw, Bar Screen 0122, Path A,B, Head house, Preliminary Treatment - S
137340 | THR-PLT-HS-0214 | Switch, Hand, Conveyor 0214, Path A, Head house, Preliminary Treatment, Screening | THR-PLT-CV-0214 | Switch,Hand | Switch |  | HS | hand_switch |  | Conveyor, Screw, Bar Screen 0122 & Bar Screen 0132, Path A, Head house, Preliminary Treatment - S
137341 | THR-PLT-HS-0220 | Switch, Hand, Conveyor 0220, Head house, Preliminary Treatment, Screening | THR-PLT-CV-0220 | Switch,Hand | Switch |  | HS | hand_switch |  | Conveyor, Screw, Bar Screen, Path A, Head house, Preliminary Treatment - S
137342 | THR-PLT-HS-0222 | Switch, Hand, Conveyor 0222, Path A, Head house, Preliminary Treatment, Screening | THR-PLT-CV-0222 | Switch,Hand | Switch |  | HS | hand_switch |  | Conveyor 1, Bar Screen 0152 Path A, Head house, Preliminary Treatment - S
137343 | THR-PLT-HS-0226 | Switch, Hand, Conveyor 0226, Path A, Head house, Preliminary Treatment, Screening | THR-PLT-CV-0226 | Switch,Hand | Switch |  | HS | hand_switch |  | Conveyor, Screw, Bar Screen 0142, Path A, Head house, Preliminary Treatment - S
137344 | THR-PLT-HS-0227 | Switch, Hand, Conveyor 0227, Path B, Head house, Preliminary Treatment, Screening | THR-PLT-CV-0227 | Switch,Hand | Switch |  | HS | hand_switch |  | Conveyor, Screw, Bar Screen 0142, Path B, Head house, Preliminary Treatment - S
137345 | THR-PLT-HS-0232 | Switch, Hand, Conveyor 0232, Path A, Head house, Preliminary Treatment, Screening | THR-PLT-CV-0232 | Switch,Hand | Switch |  | HS | hand_switch |  | Conveyor, Screw, Bar Screens, Path A, Head house, Preliminary Treatment - S
137346 | THR-PLT-HS-0233 | Switch, Hand, Conveyor 0233, Path B, Head house, Preliminary Treatment, Screening | THR-PLT-CV-0233 | Switch,Hand | Switch |  | HS | hand_switch |  | Conveyor, Screw, Bar Screens, Path B, Head house, Preliminary Treatment - S
137347 | THR-PLT-HS-1112 | Switch, Hand, Classifier 1112, Preliminary Treatment, Grit Removal - Vortex - South Plant (Head house) | THR-PLT-CL-1112 | Switch,Hand | Switch |  | HS | hand_switch |  | Classifier, Cyclone 1102, Preliminary Treatment, Grit Removal - Vortex
137348 | THR-PLT-HS-1127 | Switch, Hand, Classifier 1127, Preliminary Treatment, Grit Removal - Vortex - South Plant (Head house) | THR-PLT-CL-1127 | Switch,Hand | Switch |  | HS | hand_switch |  | Classifier, Cyclone, 1117, Preliminary Treatment, Grit Removal - Vortex
137349 | THR-PLT-HS-1142 | Switch, Hand, Classifier 1142, Preliminary Treatment, Grit Removal - Vortex - South Plant (Head house) | THR-PLT-CL-1142 | Switch,Hand | Switch |  | HS | hand_switch |  | Classifier, Cyclone, 1132, Preliminary Treatment, Grit Removal - Vortex
137350 | THR-PLT-HS-1157 | Switch, Hand, Classifier 1157, Preliminary Treatment, Grit Removal - Vortex - South Plant (Head house) | THR-PLT-CL-1157 | Switch,Hand | Switch |  | HS | hand_switch |  | Classifier, Cyclone, 1147, Preliminary Treatment, Grit Removal - Vortex
137351 | THR-PLT-HS-1220 | Switch, Hand, Conveyor 1220, Path A, Preliminary Treatment, Grit Removal - Vortex - South Plant (Head house) | THR-PLT-CV-1220 | Switch,Hand | Switch |  | HS | hand_switch |  | Conveyor, Screw, Path 1, Preliminary Treatment, Grit Removal - Vortex - S
137352 | THR-PLT-HS-1222 | Switch, Hand, Conveyor 1222, Path B, Preliminary Treatment, Grit Removal - Vortex - South Plant (Head house) | THR-PLT-CV-1222 | Switch,Hand | Switch |  | HS | hand_switch |  | Conveyor, Screw, Path 2, Preliminary Treatment, Grit Removal - Vortex - S
137353 | THR-PLT-HS-1231 | Switch, Hand, Conveyor 1231, Path B, Preliminary Treatment, Grit Removal - Vortex - South Plant (Head house) | THR-PLT-CV-1230 | Switch,Hand | Switch |  | HS | hand_switch |  | Conveyor, Screw, Path 3, Preliminary Treatment, Grit Removal - Vortex - S
137354 | THR-PLT-HS-1232 | Switch, Hand, Conveyor 1232, Path A, Preliminary Treatment, Grit Removal - Vortex - South Plant (Head house) | THR-PLT-CV-1231 | Switch,Hand | Switch |  | HS | hand_switch |  | Conveyor, Screw, Path 4, Preliminary Treatment, Grit Removal - Vortex - S
137355 | THR-PLT-HS-1234 | Switch, Hand, Conveyor 1234, Path B, Preliminary Treatment, Grit Removal - Vortex - South Plant (Head house) | THR-PLT-CV-1234 | Switch,Hand | Switch |  | HS | hand_switch |  | Conveyor, Screw, Path 4, Preliminary Treatment, Grit Removal - Vortex - S
137356 | THR-PLT-HS-1242 | Switch, Hand, Conveyor 1242, Path B, Preliminary Treatment, Grit Removal - Vortex - South Plant (Head house) | THR-PLT-CV-1242 | Switch,Hand | Switch |  | HS | hand_switch |  | Conveyor, Screw, Path 2, Preliminary Treatment, Grit Removal - Vortex - S
137357 | THR-PLT-HS-1245 | Switch, Hand, Conveyor 1245, Path B, Preliminary Treatment, Grit Removal - Vortex - South Plant (Head house) | THR-PLT-CV-1245 | Switch,Hand | Switch |  | HS | hand_switch |  | Conveyor, Screw, Conveyor, Path A, To Trailer Conveyor 0240 - S
137358 | THR-PLT-HS-2152 | Switch, Hand, Tank 0100, Preliminary Treatment, Grit Removal - Grit Tanks - North Plant | THR-PLT-T-0100 | Switch,Hand | Switch |  | HS | hand_switch |  | Tank, Grit Removal, Grit Tank, North Grit Building
137413 | THR-PLT-LSH | Switch, Level-High, PM Activity Lead Task | THR-PLT-SC-0102 | Switch,Level-High | Switch |  |  | http://www.toronto.ca/TWONTO#level_switch |  | Bar Screen, Preliminary Treatment
137414 | THR-PLT-LSH-0122 | Switch, Level-High, Screen 0122, Preliminary Treatment, Screening | THR-PLT-SC-0122 | Switch,Level-High | Switch |  | LSH | http://www.toronto.ca/TWONTO#level_switch |  | Bar Screen, Preliminary Treatment
137415 | THR-PLT-LSH-0152 | Switch, Level-High, Screen 0152, Preliminary Treatment, Screening | THR-PLT-SC-0152 | Switch,Level-High | Switch |  | LSH | http://www.toronto.ca/TWONTO#level_switch |  | Bar Screen, Preliminary Treatment
137419 | THR-PLT-LSL-1112 | Switch, Level-Low, Grit Classifier 1112, Preliminary Treatment, Grit Removal - Vortex - South Plant (Head house) | THR-PLT-CL-1112 | Switch,Level-Low | Switch |  | LSL | http://www.toronto.ca/TWONTO#level_switch |  | Classifier, Cyclone 1102, Preliminary Treatment, Grit Removal - Vortex
137420 | THR-PLT-LSL-1172 | Switch, Level-Low, Grit Classifier 1172, Preliminary Treatment, Grit Removal - Vortex - South Plant (Head house) | THR-PLT-CL-1172 | Switch,Level-Low | Switch |  | LSL | http://www.toronto.ca/TWONTO#level_switch |  | Classifier, Cyclone, 1161, Preliminary Treatment, Grit Removal - Vortex
137421 | THR-PLT-LSL-1187 | Switch, Level-Low, Grit Classifier 1187, Preliminary Treatment, Grit Removal - Vortex - South Plant (Head house) | THR-PLT-CL-1187 | Switch,Level-Low | Switch |  | LSL | http://www.toronto.ca/TWONTO#level_switch |  | Classifier, Cyclone, 1177, Preliminary Treatment, Grit Removal - Vortex
137447 | THR-PLT-PSL-1105 | Switch, Pressure-Low, Discharge Air, Blower 1105, Preliminary Treatment, Grit Removal - Vortex Chambers | THR-PLT-BL-1105(SUSP) | Switch,Pressure-Low | Switch |  | PSL | http://www.toronto.ca/TWONTO#pressure_switch |  | Blower, Centrifugal, Preliminary Treatment, Grit Removal - Vortex Chambers
137448 | THR-PLT-PSL-1150 | Switch, Pressure-Low, Discharge Air, Blower 1150, Preliminary Treatment, Grit Removal - Vortex Chambers | THR-PLT-BL-1150 | Switch,Pressure-Low | Switch |  | PSL | http://www.toronto.ca/TWONTO#pressure_switch |  | Blower, Centrifugal, Preliminary Treatment, Grit Removal - Vortex Chambers
137449 | THR-PLT-PSL-1165 | Switch, Pressure-Low, Discharge Air, Blower 1165, Preliminary Treatment, Grit Removal - Vortex Chambers | THR-PLT-BL-1165 | Switch,Pressure-Low | Switch |  | PSL | http://www.toronto.ca/TWONTO#pressure_switch |  | Blower, Centrifugal, Preliminary Treatment, Grit Removal - Vortex Chambers
137450 | THR-PLT-PSL-2100 | Switch, Pressure-Low, Discharge, Blower 2100, Preliminary Treatment, Grit Removal - Grit Tanks - North Plant | THR-PLT-BL-2100 | Switch,Pressure-Low | Switch |  | PSL | http://www.toronto.ca/TWONTO#pressure_switch |  | Blower, Centrifugal, Process Air, Preliminary Treatment, Grit Removal - Grit Tanks - North Plant
137451 | THR-PLT-PSL-2110 | Switch, Pressure-Low, Discharge, Blower 2110, Preliminary Treatment, Grit Removal - Grit Tanks - North Plant | THR-PLT-BL-2110 | Switch,Pressure-Low | Switch |  | PSL | http://www.toronto.ca/TWONTO#pressure_switch |  | Blower, Centrifugal, Process Air, Preliminary Treatment, Grit Removal - Grit Tanks - North Plant
137718 | THR-PRM-DRV-2221 | Drive, Variable Frequency P-2221, South Primary Station 2, T-12 basement | THR-PRM-P-2221 | Switch,Pressure-Low | Switch |  | DRV | http://www.toronto.ca/TWONTO#VFD |  | Pump, Centrifugal, Sludge, South Primary Station 2
137719 | THR-PRM-DRV-2231 | Drive, Variable Frequency P-2231, South Primary Station 2, T-12 basement | THR-PRM-P-2231 | Switch,Pressure-Low | Switch |  | DRV | http://www.toronto.ca/TWONTO#VFD |  | Pump, Centrifugal, Sludge, South Primary Station 2
137720 | THR-PRM-DRV-2241 | Drive, Variable Frequency P-2241, South Primary Station 2, T-12 basement | THR-PRM-P-2241 | Switch,Pressure-Low | Switch |  | DRV | http://www.toronto.ca/TWONTO#VFD |  | Pump, Centrifugal, Sludge, South Primary Station 2
137733 | THR-PRM-FSL-2231 | Switch, Flow-Low, Seal Water, Pump 2231, Sludge Pumping - South | THR-PRM-P-2231 | Switch,Pressure-Low | Switch |  | FSL | http://www.toronto.ca/TWONTO#flow_switch |  | Pump, Centrifugal, Sludge, South Primary Station 2
137734 | THR-PRM-FSL-2241 | Switch, Flow-Low, Seal Water, Pump 2241, Sludge Pumping - South | THR-PRM-P-2241 | Switch,Pressure-Low | Switch |  | FSL | http://www.toronto.ca/TWONTO#flow_switch |  | Pump, Centrifugal, Sludge, South Primary Station 2
137735 | THR-PRM-FSL-2340 | Switch, Flow-Low, Seal Water, Pump 2340, Primary Treatment, Sludge Pumping - South | THR-PRM-P-2340 | Switch,Pressure-Low | Switch |  | FSL | http://www.toronto.ca/TWONTO#flow_switch |  | Pump, Centrifugal, Sludge, South Primary Station 3
137739 | THR-PRM-FSL-3223 | Switch, Flow-Low, Pump 3223, Primary Treatment, Scum Pumping - South | THR-PRM-P-3223 | Switch,Flow-Low | Switch |  | FSL | http://www.toronto.ca/TWONTO#flow_switch |  | Pump, Rotary Lobe, Scum from Tank 3200, Scum Pumping - South
137788 | THR-PRM-LSHH-4520 | Switch, Level High High, Pump 4520, T-12, Flood Monitoring System | THR-PRM-P-4520 | Switch,Level-High-High | Switch |  | LSHH | http://www.toronto.ca/TWONTO#level_switch |  | Pump, Sump, Primary Sludge, Gallery T12, Flood Monitoring System
137831 | THR-PRM-PSH-2120 | Switch, Pressure-High, Discharge, Pump 2120, Sludge Pumping - South | THR-PRM-P-2120 | Switch,Pressure-Low | Switch |  | PSH | http://www.toronto.ca/TWONTO#pressure_switch |  | Pump, Centrifugal, Sludge, Primary Station 1
137832 | THR-PRM-PSH-2121 | Switch, Pressure-High, Discharge, Pump 2121, Sludge Pumping - South | THR-PRM-P-2121 | Switch,Pressure-Low | Switch |  | PSH | http://www.toronto.ca/TWONTO#pressure_switch |  | Pump, Centrifugal, Sludge, Primary Station 1
137833 | THR-PRM-PSH-2231 | Switch, Pressure-High, Discharge, Pump 2231, Sludge Pumping - South | THR-PRM-P-2231 | Switch,Pressure-Low | Switch |  | PSH | http://www.toronto.ca/TWONTO#pressure_switch |  | Pump, Centrifugal, Sludge, South Primary Station 2
137834 | THR-PRM-PSH-2340 | Switch, Pressure-High, Diischarge, Pump 2340, Sludge Pumping - South | THR-PRM-P-2340 | Switch,Pressure-Low | Switch |  | PSH | http://www.toronto.ca/TWONTO#pressure_switch |  | Pump, Centrifugal, Sludge, South Primary Station 3
137835 | THR-PRM-PSH-2341 | Switch, Pressure-High, Discharge, Pump 2341,Sludge Pumping - South | THR-PRM-P-2340 | Switch,Pressure-Low | Switch |  | PSH | http://www.toronto.ca/TWONTO#pressure_switch |  | Pump, Centrifugal, Sludge, South Primary Station 3
137836 | THR-PRM-PSH-3120 | Switch, Pressure-High, Scum Pump 3120, Scum Pumping - South | THR-PRM-P-3120 | Switch,Pressure-High | Switch |  | PSH | http://www.toronto.ca/TWONTO#pressure_switch |  | Pump, Rotary Lobe, Scum from Tank 3100, Scum Pumping - South
137837 | THR-PRM-PSH-3233 | Switch, Pressure-High, Scum Pump 3233, Scum Pumping - South | THR-PRM-P-3233 | Switch,Flow-Low | Switch |  | PSH | http://www.toronto.ca/TWONTO#pressure_switch |  | Pump, Rotary Lobe, Scum from Tank 3200, Scum Pumping - South
137838 | THR-PRM-PSH-3320 | Switch, Pressure-High, Diischarge, Pump 3320, Sludge Pumping - South | THR-PRM-P-3320 | Switch,Pressure-Low | Switch |  | PSH | http://www.toronto.ca/TWONTO#pressure_switch |  | Pump, Rotary Lobe, Scum from Tank 3300, Scum Pumping - South
137839 | THR-PRM-PSH-3330 | Switch, Pressure-High, Diischarge, Pump 3330, Sludge Pumping - South | THR-PRM-P-3330 | Switch,Pressure-Low | Switch |  | PSH | http://www.toronto.ca/TWONTO#pressure_switch |  | Pump, Rotary Lobe, Scum from Tank 3300, Scum Pumping - South
137843 | THR-PRM-PSL-2241 | Switch, Pressure-Low, Suction, Pump 2241, Sludge Pumping - South | THR-PRM-P-2241 | Switch,Pressure-Low | Switch |  | PSL | http://www.toronto.ca/TWONTO#pressure_switch |  | Pump, Centrifugal, Sludge, South Primary Station 2
137845 | THR-PRM-PSL-3130 | Switch, Pressure Low, Scum Pump 3130, Scum Pumping - South | THR-PRM-P-3130 | Switch,Flow-Low | Switch |  | PSL | http://www.toronto.ca/TWONTO#pressure_switch |  | Pump, Rotary Lobe, Scum from Tank 3100, Scum Pumping - South
137846 | THR-PRM-PSL-3320 | Switch, Pressure-Low, Diischarge, Pump 3320, Sludge Pumping - South | THR-PRM-P-3320 | Switch,Pressure-Low | Switch |  | PSL | http://www.toronto.ca/TWONTO#pressure_switch |  | Pump, Rotary Lobe, Scum from Tank 3300, Scum Pumping - South
138125 | THR-PRM-ZSM-0902 | Switch, Maintenance Position, Bridge 0902 - Kiosk, Primary Clarification, Primary Tank - North | THR-PRM-CM-0902 |  | Switch |  | ZSM | http://www.toronto.ca/TWONTO#position_switch |  | Bridge, Collector, (NEW) Sludge/Scum, Primary Clarification Tank 0900
138126 | THR-PRM-ZSM-1002 | Switch, Maintenance Position, Bridge 1002 - Kiosk, Primary Clarification, Primary Tank - North | THR-PRM-CM-1002 |  | Switch |  | ZSM | http://www.toronto.ca/TWONTO#position_switch |  | Bridge Collector, (NEW) Sludge/Scum, Tank 1000, Primary Clarification - Primary Tank - North
138127 | THR-PRM-ZSM-1102 | Switch, Maintenance Position, Bridge 1102 - Kiosk, Primary Clarification, Primary Tank - North | THR-PRM-CM-1002 |  | Switch |  | ZSM | http://www.toronto.ca/TWONTO#position_switch |  | Bridge Collector, (NEW) Sludge/Scum, Tank 1000, Primary Clarification - Primary Tank - North
138163 | THR-PRS-LSH-0050 | Switch, Level High, Sump System, Chemical Building, (TEMPORARY) | THR-PRS-P | Transmitter,Level | Switch |  | LSH | http://www.toronto.ca/TWONTO#level_switch |  | Phosphorous Removal System, Pumps
138164 | THR-PRS-LSHH-0050 | Switch, Level-High-High, Sump Tank, Ferrous Chloride System | THR-PRS-P | Transmitter,Level | Switch |  | LSHH | http://www.toronto.ca/TWONTO#level_switch |  | Phosphorous Removal System, Pumps
138179 | THR-PRS-PDIT-9001 | Transmitter,Pressure,, Differential,Unloading Strainer,Temp. Chemical Building | THR-PRS-F-0005S | Switch,Pressure | Switch |  | PDIT | http://www.toronto.ca/TWONTO#pressure_transmitter |  | Filter, Fine Bag, Ferrous Chloride Storage Tanks Outlet, Chemical Building, Secondary Treatment, Phosphorous Removal
138180 | THR-PRS-PDIT-9002 | Transmitter,Pressure,, Differential,Unloading Strainer,Temp. Chemical Building | THR-PRS-F-0005S | Switch,Pressure | Switch |  | PDIT | http://www.toronto.ca/TWONTO#pressure_transmitter |  | Filter, Fine Bag, Ferrous Chloride Storage Tanks Outlet, Chemical Building, Secondary Treatment, Phosphorous Removal
138181 | THR-PRS-PDIT-9002 | Transmitter,Pressure,, Differential,Unloading Strainer,Temp. Chemical Building | THR-PRS-P | Switch,Pressure | Switch |  | PDIT | http://www.toronto.ca/TWONTO#pressure_transmitter |  | Phosphorous Removal System, Pumps
138182 | THR-PRS-PDSH-0154S | Switch, Differential Pressure, Filter 0005, Chemical Building, Secondary Treatment, Phosphorous Removal | THR-PRS-F-0005S | Switch,Pressure | Switch | 39852 | PDSH | http://www.toronto.ca/TWONTO#pressure_switch |  | Filter, Fine Bag, Ferrous Chloride Storage Tanks Outlet, Chemical Building, Secondary Treatment, Phosphorous Removal
138183 | THR-PRS-PDSH-0164S | Switch, Differential Pressure, Filter 0006, Chemical Building, Secondary Treatment, Phosphorous Removal | THR-PRS-F-0006S | Switch,Pressure | Switch | 39853 | PDSH | http://www.toronto.ca/TWONTO#pressure_switch |  | Filter, Fine Bag, Ferrous Chloride Storage Tanks Outlet, Chemical Building, Secondary Treatment, Phosphorous Removal
138187 | THR-PRS-PSH-0052 | Switch, Pressure-High, Pump P-0052 Discharge, Ferrous Chloride System | THR-PRS-P-0052 | Switch,Pressure-High | Switch |  | PSH | http://www.toronto.ca/TWONTO#pressure_switch |  | Pump, Ferrous Chloride, Primary, Chemical Building
138188 | THR-PRS-PSH-0055 | Switch, Pressure-High, Pump P-0055 Discharge, Ferrous Chloride System | THR-PRS-P-0055 | Switch,Pressure-High | Switch |  | PSH | http://www.toronto.ca/TWONTO#pressure_switch |  | Pump, Ferrous Chloride, Primary, Chemical Building
138189 | THR-PRS-PSH-0300S | Switch, Pressure-High, Ferrous Chloride to South Aeration Tank 0100 Feed Pump Discharge, Chemical Building, Secondary Treatment, Phosphorous Removal | THR-PRS-P-0300S | Switch,Pressure-High | Switch | 39854 | PSH | http://www.toronto.ca/TWONTO#pressure_switch |  | Pump, Diaphragm, Ferrous Chloride to South Aeration Tank 0100, Chemical Building, Secondary Treatment, Phosphorous Removal
138190 | THR-PRS-PSH-0340S | Switch, Pressure-High, Ferrous Chloride to South Aeration Tank 0300 Feed Pump Discharge, Chemical Building, Secondary Treatment, Phosphorous Removal | THR-PRS-P-0340S | Switch,Pressure-High | Switch | 39857 | PSH | http://www.toronto.ca/TWONTO#pressure_switch |  | Pump, Diaphragm, Ferrous Chloride to South Aeration Tank 0300, Chemical Building, Secondary Treatment, Phosphorous Removal
138191 | THR-PRS-PSH-0400S | Switch, Pressure-High, Ferrous Chloride to North Aeration Tank 0600 Feed Pump Discharge, Chemical Building, Secondary Treatment, Phosphorous Removal | THR-PRS-P-0400S | Switch,Pressure-High | Switch | 39828 | PSH | http://www.toronto.ca/TWONTO#pressure_switch |  | Pump, Diaphragm, Ferrous Chloride to North Aeration Tank 0600, Chemical Building, Secondary Treatment, Phosphorous Removal
138192 | THR-PRS-PSH-0420S | Switch, Pressure-High, Ferrous Chloride to North Aeration Tank 0700 Feed Pump Discharge, Chemical Building, Secondary Treatment, Phosphorous Removal | THR-PRS-P-0420S | Switch,Pressure-High | Switch | 39829 | PSH | http://www.toronto.ca/TWONTO#pressure_switch |  | Pump, Diaphragm, Ferrous Chloride to North Aeration Tank 0700, Chemical Building, Secondary Treatment, Phosphorous Removal
138193 | THR-PRS-PSH-9001 | Switch, Pressure-High, Pump Discharge, P-9001,Chemical Building, (TEMPORARY) | THR-PRS-P-0300S | Switch,Pressure-High | Switch |  | PSH | http://www.toronto.ca/TWONTO#pressure_switch |  | Pump, Diaphragm, Ferrous Chloride to South Aeration Tank 0100, Chemical Building, Secondary Treatment, Phosphorous Removal
138194 | THR-PRS-PSH-9001 | Switch, Pressure-High, Pump Discharge, P-9001,Chemical Building, (TEMPORARY) | THR-PRS-P-9001 | Switch,Pressure-High | Switch |  | PSH | http://www.toronto.ca/TWONTO#pressure_switch |  | Pump, Primary, Chemical Building, Pump Room (TEMPORARY)
138195 | THR-PRS-PSH-9002 | Switch, Pressure-High, Pump Discharge, P-9002,Chemical Building, (TEMPORARY) | THR-PRS-P-9001 | Switch,Pressure-High | Switch |  | PSH | http://www.toronto.ca/TWONTO#pressure_switch |  | Pump, Primary, Chemical Building, Pump Room (TEMPORARY)
138196 | THR-PRS-PSL-0052 | Switch, Pressure-Low, Pump P-0052 Suction, Ferrous Chloride System | THR-PRS-P-0052 | Switch,Pressure-Low | Switch |  | PSL | http://www.toronto.ca/TWONTO#pressure_switch |  | Pump, Ferrous Chloride, Primary, Chemical Building
138197 | THR-PRS-PSL-0053 | Switch, Pressure-Low, Pump P-0053 Suction, Ferrous Chloride System | THR-PRS-P-0053 | Switch,Pressure-Low | Switch |  | PSL | http://www.toronto.ca/TWONTO#pressure_switch |  | Pump, Ferrous Chloride, Primary Standby, Chemical Building
138198 | THR-PRS-PSL-0054 | Switch, Pressure-Low, Pump P-0054 Suction, Ferrous Chloride System | THR-PRS-P-0054 | Switch,Pressure-Low | Switch |  | PSL | http://www.toronto.ca/TWONTO#pressure_switch |  | Pump, Ferrous Chloride, Primary, Chemical Building
138199 | THR-PRS-PSL-0055 | Switch, Pressure-Low, Pump P-0055 Suction, Ferrous Chloride System | THR-PRS-P-0055 | Switch,Pressure-Low | Switch |  | PSL | http://www.toronto.ca/TWONTO#pressure_switch |  | Pump, Ferrous Chloride, Primary, Chemical Building
138200 | THR-PRS-PSL-0057 | Switch, Pressure-Low, Pump P-0057 Suction, Ferrous Chloride System | THR-PRS-P-0057 | Switch,Pressure-Low | Switch |  | PSL | http://www.toronto.ca/TWONTO#pressure_switch |  | Pump, Ferrous Chloride, Secondary Standby, Chemical Building
138201 | THR-PRS-PSL-0175S | Switch, Pressure-Low, Ferrous Chloride to Aeration Tank Pumps Suction Header, Chemical Building, Secondary Treatment, Phosphorous Removal | THR-PRS-P | Switch,Pressure-Low | Switch | 39833 | PSL | http://www.toronto.ca/TWONTO#pressure_switch |  | Phosphorous Removal System, Pumps
138216 | THR-PRS-TSH-0173S | Switch, Temperature-High, Ferrous Chloride to Aeration Tank Pumps Suction Header, Chemical Building, Secondary Treatment, Phosphorous Removal | THR-PRS-P | Switch,Temperature-High | Switch | 39867 | TSH | http://www.toronto.ca/TWONTO#temperature_switch |  | Phosphorous Removal System, Pumps
138217 | THR-PRS-TSL-0172S | Switch, Temperature-Low, Ferrous Chloride to Aeration Tank Pumps Suction Header, Chemical Building, Secondary Treatment, Phosphorous Removal | THR-PRS-P | Switch,Temperature-Low | Switch | 39869 | TSL | http://www.toronto.ca/TWONTO#temperature_switch |  | Phosphorous Removal System, Pumps
138284 | THR-RSPS-ASH-4001S | Smoke Detector (Returns Control Room) | THR-RSPS-CR | Fire Prevention,Heat Detector | Switch | 42091 | ASH | http://www.toronto.ca/TWONTO#flame_or_combustion_sensing_instrument |  | New Returns Control Room
138287 | THR-SAFT-LSHH | Switch,High High Level, Sump Pumps, South Aeration and Final Tank | THR-FT-DRN | Switch,Level-High-High | Switch |  |  | http://www.toronto.ca/TWONTO#level_switch |  | Final Tank, Drainage, Sump Pumps
139010 | THR-THK-FSL-7010 | Switch, Flow, Low, Seal Water, MTI Transfer Pump | THR-THK-P-7010 | Switch,Flow-Low | Switch |  | FSL | http://www.toronto.ca/TWONTO#flow_switch |  | MTI Transfer Pump
139011 | THR-THK-FSL-7020 | Switch, Flow, Low, Seal Water, MTI Transfer Pump | THR-THK-P-7020 | Switch,Flow-Low | Switch |  | FSL | http://www.toronto.ca/TWONTO#flow_switch |  | MTI Transfer Pump
139030 | THR-THK-LSH-2002 | Switch, Level High, WAS Storage Tank | THR-THK-T-2002 | Switch,Level-High | Switch |  | LSH | http://www.toronto.ca/TWONTO#level_switch |  | Tank, WAS Storage, STB
139031 | THR-THK-LSH-5001 | Switch, Level High, TWAS Holding Tank | THR-THK-T-5001 | Switch,Level-High | Switch |  | LSH | http://www.toronto.ca/TWONTO#level_switch |  | Tank, TWAS Holding
139032 | THR-THK-LSH-5003 | Switch, Level High, TWAS Holding Tank | THR-THK-T-5003 | Switch,Level-High | Switch |  | LSH | http://www.toronto.ca/TWONTO#level_switch |  | Tank, TWAS Holding
139033 | THR-THK-LSH-6001 | Switch, Level High, Centrate Tank | THR-THK-T-6001 | Switch,Level-High | Switch |  | LSH | http://www.toronto.ca/TWONTO#level_switch |  | Tank, Centrate from Centrifuges
139034 | THR-THK-LSH-7001 | Switch, Level High, MTI Sludge Holding Tank | THR-THK-T-7001 | Switch,Level-High | Switch |  | LSH | http://www.toronto.ca/TWONTO#level_switch |  | Tank, MTI Sludge Holding
139035 | THR-THK-LSH-8101 | Switch, Level High, Polymer Day Tank | THR-THK-T-8101 | Switch,Level-High | Switch |  | LSH | http://www.toronto.ca/TWONTO#level_switch |  | Tank, Polymer Day, 1% Solution
139036 | THR-THK-LSH-8201 | Switch, Level High, Polymer Day Tank | THR-THK-T-8201 | Switch,Level-High | Switch |  | LSH | http://www.toronto.ca/TWONTO#level_switch |  | Tank, Polymer Day, 1% Solution
139127 | THR-THK-PSH-5010 | Switch, Pressure High, TWAS Transfer P-5010 | THR-THK-P-5010 | Switch,Pressure-High | Switch |  | PSH | http://www.toronto.ca/TWONTO#pressure_switch |  | TWAS Transfer Pump
139128 | THR-THK-PSH-5020 | Switch, Pressure High, TWAS Transfer P-5020 | THR-THK-P-5020 | Switch,Pressure-High | Switch |  | PSH | http://www.toronto.ca/TWONTO#pressure_switch |  | TWAS Transfer Pump
139129 | THR-THK-PSH-5030 | Switch, Pressure High, TWAS Transfer P-5030 | THR-THK-P-5030 | Switch,Pressure-High | Switch |  | PSH | http://www.toronto.ca/TWONTO#pressure_switch |  | TWAS Transfer Pump
139130 | THR-THK-PSH-5070 | Switch, Pressure High, TWAS Transfer P-5070 | THR-THK-P-5070 | Switch,Pressure-High | Switch |  | PSH | http://www.toronto.ca/TWONTO#pressure_switch |  | TWAS Transfer Pump
139131 | THR-THK-PSH-5080 | Switch, Pressure High, TWAS Transfer P-5080 | THR-THK-P-5080 | Switch,Pressure-High | Switch |  | PSH | http://www.toronto.ca/TWONTO#pressure_switch |  | TWAS Transfer Pump
139133 | THR-THK-PSL-3010 | Switch, Pressure Low, Centrifuge Feed Pump-3010 | THR-THK-P-3010 | Switch,Pressure-Low | Switch |  | PSL | http://www.toronto.ca/TWONTO#pressure_switch |  | Centrifuge Feed Pump
139134 | THR-THK-PSL-3050 | Switch, Pressure Low, Centrifuge Feed Pump-3050 | THR-THK-P-3050 | Switch,Pressure-Low | Switch |  | PSL | http://www.toronto.ca/TWONTO#pressure_switch |  | Centrifuge Feed Pump
139135 | THR-THK-PSL-3070 | Switch, Pressure Low, Centrifuge Feed Pump-3070 | THR-THK-P-3070 | Switch,Pressure-Low | Switch |  | PSL | http://www.toronto.ca/TWONTO#pressure_switch |  | Centrifuge Feed Pump
139136 | THR-THK-PSL-5010 | Switch, Pressure Low, TWAS Transfer P-5010 | THR-THK-P-5010 | Switch,Pressure-Low | Switch |  | PSL | http://www.toronto.ca/TWONTO#pressure_switch |  | TWAS Transfer Pump
139137 | THR-THK-PSL-5060 | Switch, Pressure Low, TWAS Transfer P-5060 | THR-THK-P-5060 | Switch,Pressure-Low | Switch |  | PSL | http://www.toronto.ca/TWONTO#pressure_switch |  | TWAS Transfer Pump
139138 | THR-THK-PSL-6011A | Switch, Pressure Low, Centrate Pump-6011 | THR-THK-P-6011 | Switch,Pressure-Low | Switch |  | PSL | http://www.toronto.ca/TWONTO#pressure_switch |  | Centrate Transfer Pump
139139 | THR-THK-PSL-6012A | Switch, Pressure Low, Centrate Pump-6012 | THR-THK-P-6012 | Switch,Pressure-Low | Switch |  | PSL | http://www.toronto.ca/TWONTO#pressure_switch |  | Centrate Transfer Pump
139140 | THR-THK-PSL-6013A | Switch, Pressure, Low, Centrate Pump-6013 | THR-THK-P-6013 | Switch,Pressure-Low | Switch |  | PSL | http://www.toronto.ca/TWONTO#pressure_switch |  | Centrate Transfer Pump
139657 | TNT-ACC-FSL-5101 | Switch,Flow,Low, Boiler #5100 | TNT-ACC-BO-5100 | Switch,Flow | Switch |  | FSL | http://www.toronto.ca/TWONTO#flow_switch |  | Boiler, Hot Water
139697 | TNT-ACC-LS-1001 | Switch, Level, Oil Tank | TNT-ACC-T-1000 | Switch,Level | Switch |  | LS | http://www.toronto.ca/TWONTO#level_switch |  | Tank,Storage, Furnace oil for Boilers
139698 | TNT-ACC-LS-5101 | Switch, Level, Boiler #5100 | TNT-ACC-BO-5100 | Switch,Level | Switch |  | LS | http://www.toronto.ca/TWONTO#level_switch |  | Boiler, Hot Water
139699 | TNT-ACC-LS-5201 | Switch, Level, Boiler #5200 | TNT-ACC-BO-5200 | Switch,Level | Switch |  | LS | http://www.toronto.ca/TWONTO#level_switch |  | Boiler, Hot Water
139703 | TNT-ACC-PSH-5101 | Switch, Pressure, High,Oil Pump #5101 | TNT-ACC-P-5101 | Switch,Pressure | Switch |  | PSH | http://www.toronto.ca/TWONTO#pressure_switch |  | Pump, Furnace Oil, to Boiler #5100
139704 | TNT-ACC-PSH-5201 | Switch, Pressure, High, Oil Pump #5201 | TNT-ACC-P-5201 | Switch,Pressure | Switch |  | PSH | http://www.toronto.ca/TWONTO#pressure_switch |  | Pump, Furnace Oil, to Boiler #5200
139716 | TNT-ACC-TS-0001 | Switch,Temperature, Boiler #5200 | TNT-ACC-BO-5200 | Switch,Temperature | Switch |  | TS | http://www.toronto.ca/TWONTO#temperature_switch |  | Boiler, Hot Water
139867 | TNT-AER-FSL-2101 | Flow Switch, Low, Mabr Blower 1 - Flow Switch Low, Aeration | TNT-AER-BL-2100 | Switch,Flow | Switch |  | FSL | http://www.toronto.ca/TWONTO#flow_switch |  | Blower, Rotary Compressor, Mabr Blower 1, Aeration
139868 | TNT-AER-FSL-2101 | Flow Switch, Low, Mabr Blower 1 - Flow Switch Low, Aeration | TNT-STR-P-1101 | Switch,Flow | Switch |  | FSL | http://www.toronto.ca/TWONTO#flow_switch |  | Pump, Return Sludge # 1
139895 | TNT-AER-PSL-2001 | Pressure Switch, Low, Mabr Compressors - Effluent Pressure Level Switch 1, Aeration | TNT-AER-BL-2100 | Switch,Pressure-Low | Switch |  | PSL | http://www.toronto.ca/TWONTO#pressure_switch |  | Blower, Rotary Compressor, Mabr Blower 1, Aeration
139896 | TNT-AER-PSL-2002 | Pressure Switch, Low, Mabr Compressors - Effluent Pressure Level Switch 2, Aeration | TNT-AER-C-2100 | Switch,Pressure-Low | Switch |  | PSL | http://www.toronto.ca/TWONTO#pressure_switch |  | Compressor, Reciprocating, Mabr Compressor 1, Aeration
140089 | TNT-CSO-FSL-2101 | Switch, Flow, Low Neat Polymer Flow, Polymer Make-Down Skid No.1 | TNT-CSO-P-2101 | Switch,Flow-Low | Switch |  | FSL | http://www.toronto.ca/TWONTO#flow_switch |  | Pump, Progressive Cavity, Neat Polymer Metering, Polymer Make-Down Skid No.1
140090 | TNT-CSO-FSL-2201 | Switch, Flow, Low Neat Polymer Flow, Polymer Make-Down Skid No.2 | TNT-CSO-P-2201 | Switch,Flow-Low | Switch |  | FSL | http://www.toronto.ca/TWONTO#flow_switch |  | Pump, Progressive Cavity, Neat Polymer Metering, Polymer Make-Down Skid No.2
140100 | TNT-CSO-LSHH-0301 | Switch, Level High-High, Dry Pit Sump, Dry Pit Pump Station | TNT-CSO-P-0300 | Building Service,Floor Drain | Switch |  | LSHH | http://www.toronto.ca/TWONTO#level_switch |  | Pump, Centrifugal, Dry Pit Sump, Dry Pit Pump Station
140162 | TNT-CSO-ZS-0401 | Switch, Limit, Inlet Channel, TPB-0401 | TNT-CSO-TPB-0404 | Switch,Position | Switch |  | ZS | http://www.toronto.ca/TWONTO#position_switch |  | Tipping Bucket, CSO Storage Tank Flushing
140202 | TNT-DCL-FS-0301 | Switch, Flow | TNT-DCL-P-0300 | Switch,Flow | Switch |  | FS | http://www.toronto.ca/TWONTO#flow_switch |  | Pump, Metering
140203 | TNT-DCL-FS-0401 | Switch, Flow | TNT-DCL-P-0300 | Switch,Flow | Switch |  | FS | http://www.toronto.ca/TWONTO#flow_switch |  | Pump, Metering
140204 | TNT-DCL-FS-0401 | Switch, Flow | TNT-DCL-P-0400 | Switch,Flow | Switch |  | FS | http://www.toronto.ca/TWONTO#flow_switch |  | Pump, Metering
140207 | TNT-DCL-LSH-0001 | Switch, Level, High, Containment | TNT-DCL-T-0100 | Switch,Level-High | Switch |  | LSH | http://www.toronto.ca/TWONTO#level_switch |  | Tank, Sodium Bisulphite
140208 | TNT-DCL-LSH-0401 | Switch, Level, High, Containment | TNT-DCL-P-0400 | Switch,Level-High | Switch |  | LSH | http://www.toronto.ca/TWONTO#level_switch |  | Pump, Metering
140210 | TNT-DCL-PSH-0401 | Switch, Pressure, High | TNT-DCL-P-0400 | Switch,Pressure-High | Switch |  | PSH | http://www.toronto.ca/TWONTO#pressure_switch |  | Pump, Metering
140247 | TNT-DIG-LS-3101 | Switch, Level, Drainage Tank | TNT-DIG-T-3100 | Tank,Reservoir | Switch |  | LS | http://www.toronto.ca/TWONTO#level_switch |  | Tank, Drainage System
140248 | TNT-DIG-LS-3201 | Switch, Level, Drainage Tank | TNT-DIG-T-3200 | Tank,Reservoir | Switch |  | LS | http://www.toronto.ca/TWONTO#level_switch |  | Tank, Drainage System
140249 | TNT-DIG-LSL-1201 | Switch, Level | TNT-DIG-T-1200 | Switch,Level-Low | Switch |  | LSL | http://www.toronto.ca/TWONTO#level_switch |  | Tank, Sump, Drainage System
140259 | TNT-DIG-PSH-5210 | Switch, Pressure, High | TNT-DIG-BL-5200 | Switch,Pressure | Switch |  | PSH | http://www.toronto.ca/TWONTO#pressure_switch |  | Digester Gas header- Boiler B0-5200
140260 | TNT-DIG-PSL-5110 | Switch, Pressure, Low | TNT-DIG-BL-5100 | Switch,Pressure | Switch |  | PSL | http://www.toronto.ca/TWONTO#pressure_switch |  | Digester Gas header-Boiler BO-5100
140261 | TNT-DIG-PSL-5210 | Switch,Pressure, Low | TNT-DIG-BL-5200 | Switch,Pressure | Switch |  | PSL | http://www.toronto.ca/TWONTO#pressure_switch |  | Digester Gas header- Boiler B0-5200
140416 | TNT-DIS-LSH-0001 | Switch, Level, High | TNT-DIS-T-0500 | Switch,Level-High | Switch |  | LSH | http://www.toronto.ca/TWONTO#level_switch |  | Tank, Sodium HypoChlorite
140422 | TNT-DIS-PSH-0701 | Switch, Pessure ,High | TNT-DIS-P-0700 | Switch,Pressure-High | Switch |  | PSH | http://www.toronto.ca/TWONTO#pressure_switch |  | Pump,Chlorination Dosing
140423 | TNT-DIS-PSH-0801 | Switch, Pessure ,High | TNT-DIS-P-0800 | Switch,Pressure-High | Switch |  | PSH | http://www.toronto.ca/TWONTO#pressure_switch |  | Pump,Chlorination Dosing
140524 | TNT-ELS-TS-6104C | Power Distribution, Automatic Transfer Switch, 600v | TNT-ELS-MCC-6104 | Switchgear,Indoor | Switch |  | TS | http://www.toronto.ca/TWONTO#transfer_switch |  | Control Centre, Motor, Electrical Sub-Station
140558 | TNT-FT-LSH-1101 | Switch, Level,High | TNT-FT-T-1100 | Switch,Level | Switch |  | LSH | http://www.toronto.ca/TWONTO#level_switch |  | SumpTank # 1
140559 | TNT-FT-LSH-1501 | Switch, Level,High | TNT-FT-T-1500 | Switch,Level | Switch |  | LSH | http://www.toronto.ca/TWONTO#level_switch |  | SumpTank # 5
140560 | TNT-FT-LSL-1101 | Switch, Level, Low | TNT-FT-T-1100 | Switch,Level | Switch |  | LSL | http://www.toronto.ca/TWONTO#level_switch |  | SumpTank # 1
140561 | TNT-FT-LSL-1301 | Switch, Level,Low | TNT-FT-T-1300 | Switch,Level | Switch |  | LSL | http://www.toronto.ca/TWONTO#level_switch |  | SumpTank # 3
140562 | TNT-FT-LSL-1501 | Switch, Level,Low | TNT-FT-T-1500 | Switch,Level | Switch |  | LSL | http://www.toronto.ca/TWONTO#level_switch |  | SumpTank # 5
140617 | TNT-MCS-LSL-0201 | Switch,Level,Low | TNT-MCS-T-0200 | Switch,Level-Low | Switch |  | LSL | http://www.toronto.ca/TWONTO#level_switch |  | Tank, Reservoir, Sump Well
140650 | TNT-PLT-LS-1101 | Switch, Level | TNT-PLT-T-1100 | Switch,Level | Switch |  | LS | http://www.toronto.ca/TWONTO#level_switch |  | Tank, Wet Well,Drainage
140651 | TNT-PLT-LSH-1001 | Switch, Level, High | TNT-PLT-P-1001 | Switch,Level-High | Switch |  | LSH | http://www.toronto.ca/TWONTO#level_switch |  | Pump, Submersible Single Speed, Sump Pump
140675 | TNT-PRM-LS-0501 | Switch, Level Indicating, | TNT-PRM-T-0500 | Switch,Level | Switch |  | LS | http://www.toronto.ca/TWONTO#level_switch |  | Wet Well, Primary Sludge
140676 | TNT-PRM-LS-0502 | Switch, Level Indicating, | TNT-PRM-T-0500 | Switch,Level | Switch |  | LS | http://www.toronto.ca/TWONTO#level_switch |  | Wet Well, Primary Sludge
140677 | TNT-PRM-LS-0503 | Switch, Level Indicating, | TNT-PRM-T-0500 | Switch,Level | Switch |  | LS | http://www.toronto.ca/TWONTO#level_switch |  | Wet Well, Primary Sludge
140680 | TNT-PRM-PSL-1101 | Switch, Pressure, Low, Pump Suction | TNT-PRM-P-1101 | Switch,Pressure | Switch |  | PSL | http://www.toronto.ca/TWONTO#pressure_switch |  | Pump, Primary Sludge # 1
140811 | TNT-STR-FSL-1101 | Switsh,Flow,Low, C.W to Gland | TNT-STR-P-1101 | Switch,Flow | Switch |  | FSL | http://www.toronto.ca/TWONTO#flow_switch |  | Pump, Return Sludge # 1
140812 | TNT-STR-FSL-1401S | Switch,Flow Indicating, CW | TNT-STR-P-1401S | Switch,Flow | Switch |  | FSL | http://www.toronto.ca/TWONTO#flow_switch |  | Pump ,Waste Activated Sludge # 4
140813 | TNT-STR-FSL-1601 | Switsh,Flow,Low, C.W to Gland | TNT-STR-P-1601 | Switch,Flow | Switch |  | FSL | http://www.toronto.ca/TWONTO#flow_switch |  | Pump, Return Sludge # 6
140814 | TNT-STR-FSL-1701 | Switsh,Flow,Low, C.W to Gland | TNT-STR-P-1701 | Switch,Flow | Switch |  | FSL | http://www.toronto.ca/TWONTO#flow_switch |  | Pump,Return Sludge #7
141650 | WTR-119-LSH-0001A | Switch, Level, High, Flood Alarm, Chamber 119-01A, Parkway | CH 119 01A | Switch,Level-High | Switch |  | LSH | http://www.toronto.ca/TWONTO#level_switch |  | Chamber
142183 | WTR-250-LSH-3B01 | Switch, Level High, Flood Alarm | WTR-250-CH-0003C | Control Panel,Instrumentation | Switch |  | LSH | http://www.toronto.ca/TWONTO#level_switch |  | Chamber,Revenue Meter,Bathurst-Steeles (Magmeter)
142270 | WTR-269-LSH-0401 | Switch, Level High, Flood Alarm | WTR-269-CH-0005 | Transmitter,Pressure | Switch |  | LSH | http://www.toronto.ca/TWONTO#level_switch |  | Chamber,Revenue Meter,Woodbine-Steelcase (Magmeter)
142350 | WTR-282-LSH-0016 | Switch, Level, High, Flood Alarm, Chamber 282-16, Bayview & John St West | CH 282 16 | Switch,Level-High | Switch |  | LSH | http://www.toronto.ca/TWONTO#level_switch |  | Chamber
142353 | WTR-282-TSL-0016 | Switch, Temperature, Low, Chamber 282-16, Bayview & John St West | CH 282 16 | Switch,Temperature-Low | Switch |  | TSL | http://www.toronto.ca/TWONTO#temperature_switch |  | Chamber
142378 | WTR-287-LSH-0004A | Switch, Level, High, Flood Alarm, Chamber 287-04A, Murray Ross PKWY & Keele Street | CH 287 04A | Switch,Level-High | Switch |  | LSH | http://www.toronto.ca/TWONTO#level_switch |  | Chamber
142465 | WTR-298-LSH-0001 | Switch, Level, High, Flood Alarm, Chamber 298-01, Bayview & John St East | CH 298 01 | Switch,Level-High | Switch |  | LSH | http://www.toronto.ca/TWONTO#level_switch |  | Chamber
142466 | WTR-298-TSL-0001 | Switch, Temperature, Low, Chamber 298-01, Bayview & John St East | CH 298 01 | Switch,Temperature-Low | Switch |  | TSL | http://www.toronto.ca/TWONTO#temperature_switch |  | Chamber
142487 | WTR-300-LSH-1101 | Switch, Level High, Flood Alarm | WTR-300-CH-0012 | Transmitter,Pressure | Switch |  | LSH | http://www.toronto.ca/TWONTO#level_switch |  | Chamber,Revenue Meter,Islington-Steeles (Magmeter)
142548 | WTR-307-LSH-1601 | Switch, Level High, Flood Alarm | WTR-307-CP-1601 | Transmitter,Pressure | Switch |  | LSH | http://www.toronto.ca/TWONTO#level_switch |  | Control Panel, Electrical
142585 | WTR-316-LSH-0601 | Switch, Level High, Flood Alarm | WTR-316-CH-0006 | Transmitter,Pressure | Switch |  | LSH | http://www.toronto.ca/TWONTO#level_switch |  | Chamber,Revenue Meter,McCowan-Steeles (Magmeter)
142854 | WTR-359-LSH-0401 | Switch, Level High, Flood Alarm | WTR-359-CH-0004 | Transmitter,Pressure | Switch |  | LSH | http://www.toronto.ca/TWONTO#level_switch |  | Chamber,Revenue Meter,Willowdale-Highland (Magmeter)
142855 | WTR-359-LSH-0401 | Switch, Level High, Flood Alarm | WTR-359-CP-0401 | Transmitter,Pressure | Switch |  | LSH | http://www.toronto.ca/TWONTO#level_switch |  | Control Panel, Electrical
142910 | WTR-365-LSH-0601 | Switch, Level High, Flood Alarm | WTR-365-CP-0601 | Transmitter,Pressure | Switch |  | LSH | http://www.toronto.ca/TWONTO#level_switch |  | Control Panel, Electrical
143083 | WTR-PAH-LSH-0001 | Switch, Level-High, Building Flood Alarm | WTR-PAH-AUX | Switch,Level-High | Switch |  | LSH | http://www.toronto.ca/TWONTO#level_switch |  | Auxiliary Equipment (Building Facilities)
143106 | WTR-PAH-TSH-0002 | Switch, Temperature-High, Building | WTR-PAH-AUX | Switch,Temperature-High | Switch |  | TSH | http://www.toronto.ca/TWONTO#temperature_switch |  | Auxiliary Equipment (Building Facilities)
143107 | WTR-PAH-TSL-0001 | Switch, Temperature-Low, Building | WTR-PAH-AUX | Switch,Temperature-Low | Switch |  | TSL | http://www.toronto.ca/TWONTO#temperature_switch |  | Auxiliary Equipment (Building Facilities)
143133 | WTR-PAH-ZS-0003 | Position Switch, open/close | WTR-PAH-AUX | Switch,Position | Switch |  | ZS | http://www.toronto.ca/TWONTO#position_switch |  | Auxiliary Equipment (Building Facilities)
143134 | WTR-PAH-ZS-0004 | Position Switch, open/close | WTR-PAH-AUX | Switch,Position | Switch |  | ZS | http://www.toronto.ca/TWONTO#position_switch |  | Auxiliary Equipment (Building Facilities)
143162 | WTR-PDS-LSH-0001 | Switch,Level High,Flood Alarm | WTR-PDS-AUX | Switch,Level-High | Switch |  | LSH | http://www.toronto.ca/TWONTO#level_switch |  | Auxiliary Equipment (Building Facilities)
143163 | WTR-PDS-LSH-0001S | Switch,Level High,Flood Alarm | WTR-PDS-AUX | Switch,Level-High | Switch | 38625 | LSH | http://www.toronto.ca/TWONTO#level_switch |  | Auxiliary Equipment (Building Facilities)
143185 | WTR-PDS-PSH-0002 | Switch,Pressure,High,Discharge | WTR-PDS-TRW | Switch,Pressure-High | Switch |  | PSH | http://www.toronto.ca/TWONTO#pressure_switch |  | Treated Water (Transmission)
143186 | WTR-PDS-PSH-0002S | Switch,Pressure,High,Discharge | WTR-PDS-TRW | Switch,Pressure-High | Switch | 38631 | PSH | http://www.toronto.ca/TWONTO#pressure_switch |  | Treated Water (Transmission)
143187 | WTR-PDS-PSH-0002S | Switch,Pressure,High,Discharge | WTR-PDSS | Switch,Pressure-High | Switch | 38631 | PSH | http://www.toronto.ca/TWONTO#pressure_switch |  | Dorset Pumping station (Chamber Replaced with Pod)
143188 | WTR-PDS-PSL-0002 | Switch,Pressure,Low,Discharge | WTR-PDS-TRW | Switch,Pressure-Low | Switch |  | PSL | http://www.toronto.ca/TWONTO#pressure_switch |  | Treated Water (Transmission)
143201 | WTR-PDS-TSL-0001S | Switch,Temperature,Low | WTR-PDS-AUX | Switch | Switch | 38635 | TSL | http://www.toronto.ca/TWONTO#temperature_switch |  | Auxiliary Equipment (Building Facilities)
143288 | WTR-PEG-LSH-0001 | Switch,Level-High, Flood | WTR-PEG-AUX | Switch,Level-High | Switch |  | LSH | http://www.toronto.ca/TWONTO#level_switch |  | Auxiliary Equipment (Building Facilities)
143289 | WTR-PEG-LSL-0500 | Switch,Level-Low, Pump 0500 | WTR-PEG-P-0500 | Switch,Level-Low | Switch |  | LSL | http://www.toronto.ca/TWONTO#level_switch |  | Pump, Centrifugal, District 4
143290 | WTR-PEG-LSL-0600 | Switch,Level-Low, Pump 0600 | WTR-PEG-P-0600 | Switch,Level-Low | Switch |  | LSL | http://www.toronto.ca/TWONTO#level_switch |  | Pump, Centrifugal, District 4
143317 | WTR-PEG-PSH-0001 | Switch,Pressure-High, Vacuum priming Unit | WTR-PEG-AUX | Switch,Pressure-High | Switch |  | PSH | http://www.toronto.ca/TWONTO#pressure_switch |  | Auxiliary Equipment (Building Facilities)
143318 | WTR-PEG-PSH-0002 | Switch,Pressure-High, Discharge to District 3E | WTR-PEG-TRW | Switch,Pressure-High | Switch |  | PSH | http://www.toronto.ca/TWONTO#pressure_switch |  | Treated Water (Transmission)
143319 | WTR-PEG-PSL-0002 | Switch,Pressure-Low, Discharge to District 3E | WTR-PEG-TRW | Switch,Pressure-Low | Switch |  | PSL | http://www.toronto.ca/TWONTO#pressure_switch |  | Treated Water (Transmission)
143320 | WTR-PEG-PSL-0003 | Switch,Pressure-Low, Discharge to District 4 | WTR-PEG-TRW | Switch,Pressure-Low | Switch |  | PSL | http://www.toronto.ca/TWONTO#pressure_switch |  | Treated Water (Transmission)
143329 | WTR-PEG-TSH-0001 | Switch, Temperature-High, Building Alarm | WTR-PEG-AUX | Switch,Temperature-High | Switch |  | TSH | http://www.toronto.ca/TWONTO#temperature_switch |  | Auxiliary Equipment (Building Facilities)
143371 | WTR-PEG-ZS-0001 | Switch, Position,Door Security | WTR-PEG-AUX | Switch,Position | Switch |  | ZS | http://www.toronto.ca/TWONTO#position_switch |  | Auxiliary Equipment (Building Facilities)
143372 | WTR-PEG-ZS-0002 | Switch, Position,Door Security | WTR-PEG-AUX | Switch,Position | Switch |  | ZS | http://www.toronto.ca/TWONTO#position_switch |  | Auxiliary Equipment (Building Facilities)
143373 | WTR-PEG-ZS-0003 | Switch, Position,Door Security | WTR-PEG-AUX | Switch,Position | Switch |  | ZS | http://www.toronto.ca/TWONTO#position_switch |  | Auxiliary Equipment (Building Facilities)
143374 | WTR-PEG-ZS-0004 | Switch, Position,Door Security | WTR-PEG-AUX | Switch,Position | Switch |  | ZS | http://www.toronto.ca/TWONTO#position_switch |  | Auxiliary Equipment (Building Facilities)
143509 | WTR-PEL-FSL-0601 | Switch, Flow-Low, Fan 0601 | WTR-PEL-FN-0601 | Switch,Flow-Low | Switch |  | FSL | http://www.toronto.ca/TWONTO#flow_switch |  | Fan, Supply, Air, Pump 0600
143524 | WTR-PEL-HS-1092 | Switch, Hand, Ventilation System, Generator Building, Electrical Room | WTR-PEL-ACC | Switch,Hand | Switch |  | HS | hand_switch |  | Air Conditioning, Handling and Ventilation
143581 | WTR-PEL-LS-0001 | Switch, Level-High-High, Surge Tank 0001 | WTR-PEL-T-0001 | Switch,Level-High-High | Switch |  | LS | http://www.toronto.ca/TWONTO#level_switch |  | Tank, Surge
143582 | WTR-PEL-LS-0004 | Switch, Level-High, Flood | WTR-PEL-T-0001 | Switch,Level-High | Switch |  | LS | http://www.toronto.ca/TWONTO#level_switch |  | Tank, Surge
143583 | WTR-PEL-LSH-0001 | Switch, Level-High, Flood | WTR-PEL-AUX | Switch,Level-High | Switch |  | LSH | http://www.toronto.ca/TWONTO#level_switch |  | Auxilliary Equipment (Building Facilities)
143584 | WTR-PEL-LSH-1001 | Switch, Flood Alarm, Basement, Generator Building, Ellesmere PS | WTR-PEL-AUX | Switch,Level-High | Switch |  | LSH | http://www.toronto.ca/TWONTO#level_switch |  | Auxilliary Equipment (Building Facilities)
143585 | WTR-PEL-LSH-1001A | Switch, Level, High, Flood, Alarm, Generator Building, Basement | WTR-PEL-AUX | Switch,Level-High | Switch |  | LSH | http://www.toronto.ca/TWONTO#level_switch |  | Auxilliary Equipment (Building Facilities)
143586 | WTR-PEL-LSH-1003 | Switch, Level, High, Containment Alarm, Generator Building, Bulk Fuel Storage Room | WTR-PEL-AUX | Switch,Level-High | Switch |  | LSH | http://www.toronto.ca/TWONTO#level_switch |  | Auxilliary Equipment (Building Facilities)
143587 | WTR-PEL-LSH-1004 | Switch, Level, High, Containment Alarm, Generator Building, Product Handling Room | WTR-PEL-AUX | Switch,Level-High | Switch |  | LSH | http://www.toronto.ca/TWONTO#level_switch |  | Auxilliary Equipment (Building Facilities)
143588 | WTR-PEL-LSH-1011 | Switch, Level, High, Diesel Fuel Storage Tank T-1010, Generator Building, Bulk Fuel Storage Room | WTR-PEL-T-1010 | Switch,Level-High | Switch |  | LSH | http://www.toronto.ca/TWONTO#level_switch |  | Tank, Non-Pressurized, Diesel Fuel Storage, Generator Building, Bulk Fuel Storage Room
143589 | WTR-PEL-LSH-1022 | Switch, Level, High, Leak Diesel Fuel Storage Tank T-1020, Generator Building, Bulk Fuel Storage Room | WTR-PEL-T-1020 | Switch,Level-High | Switch |  | LSH | http://www.toronto.ca/TWONTO#level_switch |  | Tank, Non-Pressurized, Diesel Fuel Storage, Generator Building, Bulk Fuel Storage Room
143590 | WTR-PEL-LSH-1102 | Switch, Level, High, Fuel Day Tank T-1100, Generator Building, Product Handling Room | WTR-PEL-T-1100 | Switch,Level-High | Switch |  | LSH | http://www.toronto.ca/TWONTO#level_switch |  | Tank, Non-Pressurized, Diesel Fuel Day, Generator Building, Product Handling Room
143591 | WTR-PEL-LSH-1201 | Switch, Level, High, Diesel Fuel Day Tank T-1200, Generator Building, Product Handling Room | WTR-PEL-T-1200 | Switch,Level-High | Switch |  | LSH | http://www.toronto.ca/TWONTO#level_switch |  | Tank, Non-Pressurized, Diesel Fuel Day, Generator Building, Product Handling Room
143592 | WTR-PEL-LSH-1202 | Switch, Level, High, Fuel Day Tank T-1200, Generator Building, Product Handling Room | WTR-PEL-T-1200 | Switch,Level-High | Switch |  | LSH | http://www.toronto.ca/TWONTO#level_switch |  | Tank, Non-Pressurized, Diesel Fuel Day, Generator Building, Product Handling Room
143593 | WTR-PEL-LSH-1301 | Switch, Level, High, Diesel Fuel Day Tank T-1300, Generator Building, Product Handling Room | WTR-PEL-T-1300 | Switch,Level-High | Switch |  | LSH | http://www.toronto.ca/TWONTO#level_switch |  | Tank, Non-Pressurized, Diesel Fuel Day, Generator Building, Product Handling Room
143594 | WTR-PEL-LSH-1601 | Switch, Level, High, New Oil Tank T-1600, Generator Building, Generator Room | WTR-PEL-T-1600 | Switch,Level-High | Switch |  | LSH | http://www.toronto.ca/TWONTO#level_switch |  | Tank, Non-Pressurized, New Oil, Generator Building, Product Handling Room
143595 | WTR-PEL-LSHH-1011 | Switch, Level, High High, Diesel Fuel Storage Tank T-1010, Generator Building, Bulk Fuel Storage Room | WTR-PEL-T-1010 | Switch,Level-High-High | Switch |  | LSHH | http://www.toronto.ca/TWONTO#level_switch |  | Tank, Non-Pressurized, Diesel Fuel Storage, Generator Building, Bulk Fuel Storage Room
143596 | WTR-PEL-LSHH-1201 | Switch, Level, High High, Diesel Fuel Day Tank T-1200, Generator Building, Product Handling Room | WTR-PEL-T-1200 | Switch,Level-High-High | Switch |  | LSHH | http://www.toronto.ca/TWONTO#level_switch |  | Tank, Non-Pressurized, Diesel Fuel Day, Generator Building, Product Handling Room
143597 | WTR-PEL-LSHH-1202 | Switch, Level, High High, Diesel Fuel Day Tank T-1200, Generator Building, Product Handling Room | WTR-PEL-T-1200 | Switch,Level-High-High | Switch |  | LSHH | http://www.toronto.ca/TWONTO#level_switch |  | Tank, Non-Pressurized, Diesel Fuel Day, Generator Building, Product Handling Room
143598 | WTR-PEL-LSHH-1301 | Switch, Level, High High, Diesel Fuel Day Tank T-1300, Generator Building, Product Handling Room | WTR-PEL-T-1300 | Switch,Level-High-High | Switch |  | LSHH | http://www.toronto.ca/TWONTO#level_switch |  | Tank, Non-Pressurized, Diesel Fuel Day, Generator Building, Product Handling Room
143599 | WTR-PEL-LSL-0200 | Switch, Level-Low, Pump 0200 | WTR-PEL-P-0200 | Switch,Level-Low | Switch |  | LSL | http://www.toronto.ca/TWONTO#level_switch |  | Pump, Centrifugal, Water
143600 | WTR-PEL-LSL-0400 | Switch, Level-Low, Pump 0400 | WTR-PEL-P-0400 | Switch,Level-Low | Switch |  | LSL | http://www.toronto.ca/TWONTO#level_switch |  | Pump, Centrifugal, Water
143601 | WTR-PEL-LSL-0600 | Switch, Level-Low, Pump 0600 | WTR-PEL-P-0600 | Switch,Level-Low | Switch |  | LSL | http://www.toronto.ca/TWONTO#level_switch |  | Pump, Centrifugal, Water
143602 | WTR-PEL-LSL-0700 | Switch, Level-Low, Pump 0700 | WTR-PEL-P-0700 | Switch,Level-Low | Switch |  | LSL | http://www.toronto.ca/TWONTO#level_switch |  | Pump, Centrifugal, Water
143603 | WTR-PEL-LSL-0900 | Switch, Level-Low, Pump 0900 | WTR-PEL-P-0900 | Switch,Level-Low | Switch |  | LSL | http://www.toronto.ca/TWONTO#level_switch |  | Pump, Centrifugal, Water
143604 | WTR-PEL-LSL-1001 | Switch, Level, Low, Jacket Water and AC Cooling, Generator Building, Roof | WTR-PEL-ACC | Switch,Level-Low | Switch |  | LSL | http://www.toronto.ca/TWONTO#level_switch |  | Air Conditioning, Handling and Ventilation
143605 | WTR-PEL-LSL-1002 | Switch, Level, Low, Jacket Water and AC Cooling, Generator Building, Roof | WTR-PEL-ACC | Switch,Level-Low | Switch |  | LSL | http://www.toronto.ca/TWONTO#level_switch |  | Air Conditioning, Handling and Ventilation
143606 | WTR-PEL-LSL-1011 | Switch, Level, Low, Diesel Fuel Storage Tank T-1010, Generator Building, Bulk Fuel Storage Room | WTR-PEL-T-1010 | Switch,Level-Low | Switch |  | LSL | http://www.toronto.ca/TWONTO#level_switch |  | Tank, Non-Pressurized, Diesel Fuel Storage, Generator Building, Bulk Fuel Storage Room
143607 | WTR-PEL-LSL-1101 | Switch, Level, Low, Diesel Fuel Day Tank T-1100, Generator Building, Product Handling Room | WTR-PEL-T-1100 | Switch,Level-Low | Switch |  | LSL | http://www.toronto.ca/TWONTO#level_switch |  | Tank, Non-Pressurized, Diesel Fuel Day, Generator Building, Product Handling Room
143703 | WTR-PEL-PSH-0001 | Switch, Pressure-High | WTR-PEL-TRW | Switch,Pressure-High | Switch |  | PSH | http://www.toronto.ca/TWONTO#pressure_switch |  | Treated Water (Transmission)
143704 | WTR-PEL-PSH-0002 | Switch, Pressure-High, Line to District 4 | WTR-PEL-TRW | Switch,Pressure-High | Switch |  | PSH | http://www.toronto.ca/TWONTO#pressure_switch |  | Treated Water (Transmission)
143705 | WTR-PEL-PSH-0004 | Switch, Pressure-High, Compressor 0003 | WTR-PEL-TRW | Switch,Pressure-High | Switch |  | PSH | http://www.toronto.ca/TWONTO#pressure_switch |  | Treated Water (Transmission)
143706 | WTR-PEL-PSH-0005 | Switch, Pressure-High, Air Header | WTR-PEL-TRW | Switch,Pressure-High | Switch |  | PSH | http://www.toronto.ca/TWONTO#pressure_switch |  | Treated Water (Transmission)
143707 | WTR-PEL-PSL-0001 | Switch, Pressure-Low, Suction, Pumps | WTR-PEL-TRW | Switch,Pressure-Low | Switch |  | PSL | http://www.toronto.ca/TWONTO#pressure_switch |  | Treated Water (Transmission)
143708 | WTR-PEL-PSL-0002 | Switch, Pressure-Low, Air Header | WTR-PEL-TRW | Switch,Pressure-Low | Switch |  | PSL | http://www.toronto.ca/TWONTO#pressure_switch |  | Treated Water (Transmission)
143709 | WTR-PEL-PSL-0003 | Switch, Pressure-Low, Water to District 2E | WTR-PEL-TRW | Switch,Pressure-Low | Switch |  | PSL | http://www.toronto.ca/TWONTO#pressure_switch |  | Treated Water (Transmission)
143742 | WTR-PEL-TSH-0002 | Switch, Temperature-High, Building | WTR-PEL-AUX | Switch,Temperature-High | Switch |  | TSH | http://www.toronto.ca/TWONTO#temperature_switch |  | Auxilliary Equipment (Building Facilities)
143743 | WTR-PEL-TSL-0001 | Switch, Temperature-Low, Building | WTR-PEL-AUX | Switch,Temperature-Low | Switch |  | TSL | http://www.toronto.ca/TWONTO#temperature_switch |  | Auxilliary Equipment (Building Facilities)
143744 | WTR-PEL-TSL-0301 | Switch, Temperature-Low, Fan 0301 | WTR-PEL-FN-0301 | Switch,Temperature-Low | Switch |  | TSL | http://www.toronto.ca/TWONTO#temperature_switch |  | Fan, Supply, Air, Pump 0300
143745 | WTR-PEL-TSL-0601 | Switch, Temperature-Low, Fan 0601 | WTR-PEL-FN-0601 | Switch,Temperature-Low | Switch |  | TSL | http://www.toronto.ca/TWONTO#temperature_switch |  | Fan, Supply, Air, Pump 0600
143746 | WTR-PEL-TSL-1001 | Switch, Temperature Low, Generator Building, Electrical Room | WTR-PEL-AUX | Switch,Temperature-Low | Switch |  | TSL | http://www.toronto.ca/TWONTO#temperature_switch |  | Auxilliary Equipment (Building Facilities)
143874 | WTR-PEL-ZS-0001 | Switch, Position,Door Security | WTR-PEL-AUX | Switch,Position | Switch |  | ZS | http://www.toronto.ca/TWONTO#position_switch |  | Auxilliary Equipment (Building Facilities)
143875 | WTR-PEL-ZS-0002 | Switch, Position,Door Security | WTR-PEL-AUX | Switch,Position | Switch |  | ZS | http://www.toronto.ca/TWONTO#position_switch |  | Auxilliary Equipment (Building Facilities)
143876 | WTR-PEL-ZS-0007 | Switch, Position,Door Security | WTR-PEL-AUX | Switch,Position | Switch |  | ZS | http://www.toronto.ca/TWONTO#position_switch |  | Auxilliary Equipment (Building Facilities)
143877 | WTR-PEL-ZS-0008 | Switch, Position,Door Security | WTR-PEL-AUX | Switch,Position | Switch |  | ZS | http://www.toronto.ca/TWONTO#position_switch |  | Auxilliary Equipment (Building Facilities)
143878 | WTR-PEL-ZS-0009 | Switch, Position,Door Security | WTR-PEL-AUX | Switch,Position | Switch |  | ZS | http://www.toronto.ca/TWONTO#position_switch |  | Auxilliary Equipment (Building Facilities)
144053 | WTR-PHL-LSH-0003 | Switch, Level-High, Building Flood Alarm, Basement | WTR-PHL-AUX | Switch,Level-High | Switch | 33710 | LSH | http://www.toronto.ca/TWONTO#level_switch |  | Auxiliary Equipment (Building Facilities)
144187 | WTR-PHL-PSH-0002 | Switch, Pressure-High, Line to District 2 | WTR-PHL-TRW | Switch,Pressure-High | Switch |  | PSH | http://www.toronto.ca/TWONTO#pressure_switch |  | Treated Water (Transmission)
144188 | WTR-PHL-PSH-0003 | Switch, Pressure-High, Line to Local Distribution and District 3 | WTR-PHL-TRW | Switch,Pressure-High | Switch |  | PSH | http://www.toronto.ca/TWONTO#pressure_switch |  | Treated Water (Transmission)
144189 | WTR-PHL-PSH-0004 | Switch, Pressure-High, Line to District 4 | WTR-PHL-TRW | Switch,Pressure-High | Switch |  | PSH | http://www.toronto.ca/TWONTO#pressure_switch |  | Treated Water (Transmission)
144190 | WTR-PHL-PSL-0001 | Switch, Pressure-Low, From District 1 | WTR-PHL-TRW | Switch,Pressure-Low | Switch |  | PSL | http://www.toronto.ca/TWONTO#pressure_switch |  | Treated Water (Transmission)
144191 | WTR-PHL-PSL-0004 | Switch, Pressure-Low, Line to District 4 | WTR-PHL-TRW | Switch,Pressure-Low | Switch |  | PSL | http://www.toronto.ca/TWONTO#pressure_switch |  | Treated Water (Transmission)
144196 | WTR-PHL-SW-0001 | Switch, Primary Tie Switch | WTR-PHL-TR-0101 | Load Break Switch | Switch |  | SW | http://www.toronto.ca/TWONTO#disconnect_switch |  | Transformer, Power, Line 1, 13.8 kV/4.16 kV
144197 | WTR-PHL-SW-0002 | Switch, Primary Tie Switch | WTR-PHL-TR-0201 | Load Break Switch | Switch |  | SW | http://www.toronto.ca/TWONTO#disconnect_switch |  | Transformer, Power, Line 2, 13.8 kV/4.16 kV
144198 | WTR-PHL-SW-0201 | Switch, Load Break, Incoming Line 2 (Primary) | WTR-PHL-TR-0201 | Load Break Switch | Switch |  | SW | http://www.toronto.ca/TWONTO#load_break_disconnect_switch |  | Transformer, Power, Line 2, 13.8 kV/4.16 kV
144199 | WTR-PHL-SW-2401 | Switch, Fused Disconnect | WTR-PHL-LB-0002 | Switch | Switch |  | SW | http://www.toronto.ca/TWONTO#disconnect_switch |  | Circuit Breaker, Secondary Tie
144225 | WTR-PHL-TS-2001 | Transfer Switch , Control Room | WTR-PHL-GEN-2001 | Switch | Switch |  | TS | http://www.toronto.ca/TWONTO#transfer_switch |  | Generator, Electrical, High Level PS
144226 | WTR-PHL-TS-2101 | Transfer Switch , Trans. Feed | WTR-PHL-PDP-0101 | Switch | Switch |  | TS | http://www.toronto.ca/TWONTO#transfer_switch |  | Switchgear, 600v Bus T1
144227 | WTR-PHL-TS-2101 | Transfer Switch , Trans. Feed | WTR-PHL-PDP-0201 | Switch | Switch |  | TS | http://www.toronto.ca/TWONTO#transfer_switch |  | Switchgear, 600v Bus T2
144228 | WTR-PHL-TSH-0002 | Switch, Temperature-High, Building | WTR-PHL-AUX | Switch,Temperature-High | Switch |  | TSH | http://www.toronto.ca/TWONTO#temperature_switch |  | Auxiliary Equipment (Building Facilities)
144229 | WTR-PHL-TSL-0001 | Switch, Temperature-Low, Building | WTR-PHL-AUX | Switch,Temperature-Low | Switch |  | TSL | http://www.toronto.ca/TWONTO#temperature_switch |  | Auxiliary Equipment (Building Facilities)
144278 | WTR-PHL-ZS-0003 | Switch, Position,Door Security | WTR-PHL-AUX | Switch,Position | Switch |  | ZS | http://www.toronto.ca/TWONTO#position_switch |  | Auxiliary Equipment (Building Facilities)
144279 | WTR-PHL-ZS-0005 | Switch, Position,Door Security | WTR-PHL-AUX | Switch,Position | Switch |  | ZS | http://www.toronto.ca/TWONTO#position_switch |  | Auxiliary Equipment (Building Facilities)
144280 | WTR-PHL-ZS-0006 | Switch, Position,Door Security | WTR-PHL-AUX | Switch,Position | Switch |  | ZS | http://www.toronto.ca/TWONTO#position_switch |  | Auxiliary Equipment (Building Facilities)
144281 | WTR-PHL-ZS-0008 | Switch, Position,Door Security | WTR-PHL-AUX | Switch,Position | Switch |  | ZS | http://www.toronto.ca/TWONTO#position_switch |  | Auxiliary Equipment (Building Facilities)
144282 | WTR-PHL-ZS-0010 | Switch, Position,Door Security | WTR-PHL-AUX | Switch,Position | Switch |  | ZS | http://www.toronto.ca/TWONTO#position_switch |  | Auxiliary Equipment (Building Facilities)
144283 | WTR-PHL-ZS-0011 | Switch, Position,Door Security | WTR-PHL-AUX | Switch,Position | Switch |  | ZS | http://www.toronto.ca/TWONTO#position_switch |  | Auxiliary Equipment (Building Facilities)
144284 | WTR-PHL-ZS-0016 | Switch, Position,Door Security | WTR-PHL-AUX | Switch,Position | Switch |  | ZS | http://www.toronto.ca/TWONTO#position_switch |  | Auxiliary Equipment (Building Facilities)
144285 | WTR-PHL-ZS-0017 | Switch, Position,Door Security | WTR-PHL-AUX | Switch,Position | Switch |  | ZS | http://www.toronto.ca/TWONTO#position_switch |  | Auxiliary Equipment (Building Facilities)
144286 | WTR-PHL-ZS-0018 | Switch, Position,Door Security | WTR-PKL-AUX | Switch,Position | Switch |  | ZS | http://www.toronto.ca/TWONTO#position_switch |  | Auxiliary Equipment (Building Facilities)
144333 | WTR-PJO-LSH-0001 | Switch, Level-High, Building Flood Alarm | WTR-PJO-AUX | Switch,Level-High | Switch |  | LSH | http://www.toronto.ca/TWONTO#level_switch |  | Auxiliary Equipment (Building Facilities)
144353 | WTR-PJO-PSH-0002 | Switch, Pressure, (High), Line to District 4W | WTR-PJO-TRW | Switch | Switch |  | PSH | http://www.toronto.ca/TWONTO#pressure_switch |  | Treated Water (Transmission)
144354 | WTR-PJO-PSL-0001 | Switch, Pressure, (Low), Line to District 3 | WTR-PJO-TRW | Switch | Switch |  | PSL | http://www.toronto.ca/TWONTO#pressure_switch |  | Treated Water (Transmission)
144361 | WTR-PJO-TSH-0001 | Switch, Temperature-High, Building Alarm | WTR-PJO-AUX | Switch,Temperature-High | Switch |  | TSH | http://www.toronto.ca/TWONTO#temperature_switch |  | Auxiliary Equipment (Building Facilities)
144362 | WTR-PJO-TSH-0002 | Switch, Temperature-High, Building | WTR-PJO-AUX | Switch,Temperature-High | Switch |  | TSH | http://www.toronto.ca/TWONTO#temperature_switch |  | Auxiliary Equipment (Building Facilities)
144363 | WTR-PJO-TSL-0001 | Switch, Temperature-Low, Building | WTR-PJO-AUX | Switch,Temperature-Low | Switch |  | TSL | http://www.toronto.ca/TWONTO#temperature_switch |  | Auxiliary Equipment (Building Facilities)
144383 | WTR-PJO-ZS-0001 | Position Switch, open/close | WTR-PJO-AUX | Switch,Position | Switch |  | ZS | http://www.toronto.ca/TWONTO#position_switch |  | Auxiliary Equipment (Building Facilities)
144384 | WTR-PJO-ZS-0002 | Position Switch, open/close | WTR-PJO-AUX | Switch,Position | Switch |  | ZS | http://www.toronto.ca/TWONTO#position_switch |  | Auxiliary Equipment (Building Facilities)
144533 | WTR-PJS-LSH-0001 | Switch, Level-High, Building Flood | WTR-PJS-AUX | Switch,Level-High | Switch |  | LSH | http://www.toronto.ca/TWONTO#level_switch |  | Auxiliary Equipment (Building Facilities)
144534 | WTR-PJS-LSH-0005 | Switch, Level, High, Flood Alarm, CH6 (12B), John Street Pumping Station, Basement | WTR-PJS-CH-06 | Switch,Level-High | Switch |  | LSH | http://www.toronto.ca/TWONTO#level_switch |  | Chamber, Isolation From Harris Surge Tank (V 12B), John Street Pumping Station, Basement
144535 | WTR-PJS-LSH-0068 | Switch,Level-High,Level 79 Enwave Pump Room East Wall,DLCW Pump Room Level 79 Flood Alarm | WTR-PJS-ENW | Switch,Level-High | Switch |  | LSH | http://www.toronto.ca/TWONTO#level_switch |  | Enwave Process
144536 | WTR-PJS-LSH-0079 | Switch,Level-High,Level 68 Enwave Basement North Wall,DLCW Basement Level 68 Flood Alarm | WTR-PJS-ENW | Switch,Level-High | Switch |  | LSH | http://www.toronto.ca/TWONTO#level_switch |  | Enwave Process
144537 | WTR-PJS-LSH-0103 | Switch, Level-High, John Street Surge Tank 2 | WTR-PJS-T-0103 | Switch,Level-High | Switch |  | LSH | http://www.toronto.ca/TWONTO#level_switch |  | Tank, (Surge), John St #2
144538 | WTR-PJS-LSH-1701 | Switch, Level-High, Chamber 4 | WTR-PJS-AUX | Switch,Level-High | Switch |  | LSH | http://www.toronto.ca/TWONTO#level_switch |  | Auxiliary Equipment (Building Facilities)
144539 | WTR-PJS-LSH-1801 | Switch, Level-High, Sump | WTR-PJS-AUX | Switch,Level-High | Switch |  | LSH | http://www.toronto.ca/TWONTO#level_switch |  | Auxiliary Equipment (Building Facilities)
144540 | WTR-PJS-LSH-1901 | Switch, Level-High, Sump | WTR-PJS-AUX | Switch,Level-High | Switch |  | LSH | http://www.toronto.ca/TWONTO#level_switch |  | Auxiliary Equipment (Building Facilities)
144541 | WTR-PJS-LSL-0101 | Switch, Level-Low, Spadina Surge Tank | WTR-PJS-T-0101 | Switch,Level-Low | Switch |  | LSL | http://www.toronto.ca/TWONTO#level_switch |  | Tank, (Surge), Spadina Main
144542 | WTR-PJS-LSL-0300 | Switch, Level-Low, (Priming Status Switch), Pump 0300 | WTR-PJS-P-0300 | Switch,Level-Low | Switch |  | LSL | http://www.toronto.ca/TWONTO#level_switch |  | Pump, Centrifugal, To DLWC
144543 | WTR-PJS-LSLL-0101 | Switch, Level-Low-Low, Spadina Surge Tank | WTR-PJS-T-0101 | Switch,Level-Low-Low | Switch |  | LSLL | http://www.toronto.ca/TWONTO#level_switch |  | Tank, (Surge), Spadina Main
144544 | WTR-PJS-LSLL-0103 | Switch, Level-Low-Low, John Street Surge Tank 2 | WTR-PJS-T-0103 | Switch,Level-Low-Low | Switch |  | LSLL | http://www.toronto.ca/TWONTO#level_switch |  | Tank, (Surge), John St #2
144622 | WTR-PJS-PSH-0001 | Switch, Pressure-High, Island Surge Tank | WTR-PJS-T-0001 | Switch,Pressure-High | Switch |  | PSH | http://www.toronto.ca/TWONTO#pressure_switch |  | Island Suction Surge Tank
144623 | WTR-PJS-PSH-0003 | Switch, Pressure-High, Line to John Street Main | WTR-PJS-TRW | Switch,Pressure-High | Switch |  | PSH | http://www.toronto.ca/TWONTO#pressure_switch |  | Treated Water (Transmission)
144624 | WTR-PJS-PSH-1101 | Switch, Pressure-High, Vacuum system Supply Line | WTR-PJS-C-1101 | Switch,Pressure-High | Switch |  | PSH | http://www.toronto.ca/TWONTO#pressure_switch |  | Compressor, Vacuum Priming Unit
144625 | WTR-PJS-PSL-0002 | Switch, Pressure-Low, Line to Spadina Main | WTR-PJS-TRW | Switch,Pressure-Low | Switch |  | PSL | http://www.toronto.ca/TWONTO#pressure_switch |  | Treated Water (Transmission)
144626 | WTR-PJS-PSL-0003 | Switch, Pressure-Low, Line to John Street Main | WTR-PJS-TRW | Switch,Pressure-Low | Switch |  | PSL | http://www.toronto.ca/TWONTO#pressure_switch |  | Treated Water (Transmission)
144627 | WTR-PJS-PSL-0101 | Switch, Pressure-Low, Spadina Surge Tank | WTR-PJS-T-0101 | Switch,Pressure-Low | Switch |  | PSL | http://www.toronto.ca/TWONTO#pressure_switch |  | Tank, (Surge), Spadina Main
144673 | WTR-PJS-TS-0001 | Switch, Emergency Lighting Transfer Switch | WTR-PJS-ELS | Switch | Switch |  | TS | http://www.toronto.ca/TWONTO#transfer_switch |  | Electrical System
144674 | WTR-PJS-TSH-0001 | Switch, Temperature-High, Bulding | WTR-PJS | Switch,Temperature-High | Switch |  | TSH | http://www.toronto.ca/TWONTO#temperature_switch |  | John Street Pumping Station
144675 | WTR-PJS-TSH-0001 | Switch, Temperature-High, Bulding | WTR-PJS-FEQ-SUS | Switch,Temperature-High | Switch |  | TSH | http://www.toronto.ca/TWONTO#temperature_switch |  | Fire Equipment, John Street Pumping Station
144676 | WTR-PJS-TSH-0002 | Switch, Temperature-High, Building Temperature High | WTR-PJS-AUX | Switch,Temperature-High | Switch |  | TSH | http://www.toronto.ca/TWONTO#temperature_switch |  | Auxiliary Equipment (Building Facilities)
144789 | WTR-PJS-ZS-0010 | Position Switch, open/close | WTR-PJS-AUX | Switch,Position | Switch |  | ZS | http://www.toronto.ca/TWONTO#position_switch |  | Auxiliary Equipment (Building Facilities)
144790 | WTR-PJS-ZS-0011 | Position Switch, open/close | WTR-PJS-AUX | Switch,Position | Switch |  | ZS | http://www.toronto.ca/TWONTO#position_switch |  | Auxiliary Equipment (Building Facilities)
144791 | WTR-PJS-ZS-0012 | Position Switch, open/close | WTR-PJS-AUX | Switch,Position | Switch |  | ZS | http://www.toronto.ca/TWONTO#position_switch |  | Auxiliary Equipment (Building Facilities)
144822 | WTR-PKL-FS-0001 | Switch,Flow,Station Flow Directional Switch District 5 | WTR-PKL-TRW | Switch,Flow | Switch |  | FS | http://www.toronto.ca/TWONTO#flow_switch |  | Treated Water (Transmission)
144833 | WTR-PKL-LSH-0002 | Switch,Level-High,Chamber Flood Alarm | WTR-PKL-TRW | Switch,Level-High | Switch |  | LSH | http://www.toronto.ca/TWONTO#level_switch |  | Treated Water (Transmission)
144834 | WTR-PKL-LSH-0801 | Switch,Level-High,Pump 0801 & Pump 0802 | WTR-PKL-CP-0801 | Switch,Level-High | Switch |  | LSH | http://www.toronto.ca/TWONTO#level_switch |  | Control Panel,Operator,Pump 0801 & Pump 0802
144835 | WTR-PKL-LSH-0802 | Switch,Level-High,Pump 0801 & Pump 0802 | WTR-PKL-CP-0801 | Switch,Level-High | Switch |  | LSH | http://www.toronto.ca/TWONTO#level_switch |  | Control Panel,Operator,Pump 0801 & Pump 0802
144836 | WTR-PKL-LSL-0200 | Switch,Level-Low,Priming Status Switch,Pump 0200 | WTR-PKL-P-0200 | Switch,Level-Low | Switch |  | LSL | http://www.toronto.ca/TWONTO#level_switch |  | Pump, Centrifugal, District 5
144837 | WTR-PKL-LSL-0300 | Switch,Level-Low,Priming Status Switch,Pump 0300 | WTR-PKL-P-0300S | Switch,Level-Low | Switch |  | LSL | http://www.toronto.ca/TWONTO#level_switch |  | Pump, Centrifugal, District 5
144838 | WTR-PKL-LSL-0500 | Switch,Level-Low,Priming Status Switch,Pump 0500 | WTR-PKL-P-0500 | Switch,Level-Low | Switch |  | LSL | http://www.toronto.ca/TWONTO#level_switch |  | Pump, Centrifugal, District 6
144839 | WTR-PKL-LSL-0600 | Switch,Level-Low,Priming Status Switch,Pump 0600 | WTR-PKL-P-0600 | Switch,Level-Low | Switch |  | LSL | http://www.toronto.ca/TWONTO#level_switch |  | Pump, Centrifugal, District 6
144878 | WTR-PKL-PSH-0902 | Switch,Pressure-High,Vacuum Pump System | WTR-PKL-AUX | Switch,Pressure-High | Switch |  | PSH | http://www.toronto.ca/TWONTO#pressure_switch |  | Auxiliary Equipment (Building Facilities)
144879 | WTR-PKL-PSH-0904 | Switch,Pressure-High,Vacuum Pump System | WTR-PKL-AUX | Switch,Pressure-High | Switch |  | PSH | http://www.toronto.ca/TWONTO#pressure_switch |  | Auxiliary Equipment (Building Facilities)
144880 | WTR-PKL-PSH-1201 | Switch,Pressure-High,Service Air System | WTR-PKL-TRW | Switch,Pressure-High | Switch |  | PSH | http://www.toronto.ca/TWONTO#pressure_switch |  | Treated Water (Transmission)
144881 | WTR-PKL-PSL-0001 | Switch,Pressure-Low,Suction Side of Pump 0100 | WTR-PKL-TRW | Switch,Pressure-Low | Switch |  | PSL | http://www.toronto.ca/TWONTO#pressure_switch |  | Treated Water (Transmission)
144895 | WTR-PKL-TSL-0001 | Switch,Temperature-Low,Building | WTR-PKL-AUX | Switch,Temperature-Low | Switch |  | TSL | http://www.toronto.ca/TWONTO#temperature_switch |  | Auxiliary Equipment (Building Facilities)
144896 | WTR-PKL-TSL-0002 | Switch, Temperature-Low, Station | WTR-PKL-AUX | Switch,Temperature-Low | Switch |  | TSL | http://www.toronto.ca/TWONTO#temperature_switch |  | Auxiliary Equipment (Building Facilities)
144971 | WTR-PKN-LSH-0002 | Switch, Level-High, Northeast Sump | WTR-PKN-AUX | Switch,Level-High | Switch |  | LSH | http://www.toronto.ca/TWONTO#level_switch |  | Auxiliary Equipment (Building Facilities)
144999 | WTR-PKN-TSH-0003 | Switch, Temperature-High, AHU 0901 | WTR-PKN-AHU-0901 | Switch,Temperature-High | Switch |  | TSH | http://www.toronto.ca/TWONTO#temperature_switch |  | Air Handling Unit
145023 | WTR-PKN-VSH-0201 | Switch, Vibration-High, Pump 0200 Inner | WTR-PKN-P-0200 | Switch | Switch |  | VSH | http://www.toronto.ca/TWONTO#vibration_sensor_element |  | Pump, Centrifugal
145024 | WTR-PKN-ZS-0004 | Position Switch, open/close | WTR-PKN-AUX | Switch,Position | Switch |  | ZS | http://www.toronto.ca/TWONTO#position_switch |  | Auxiliary Equipment (Building Facilities)
145109 | WTR-PLW-LSH-0001 | Switch, Level-High, Flood Alarm, Building | WTR-PLW-AUX |  | Switch |  | LSH | http://www.toronto.ca/TWONTO#level_switch |  | Auxilliary Equipment (Building Facilities)
145149 | WTR-PLW-PSHL-0003 | Switch, Pressure, (High/Low), Line to District 5E | WTR-PLW-TRW | Switch | Switch |  | PSHL | http://www.toronto.ca/TWONTO#pressure_switch |  | Treated Water (Transmission)
145150 | WTR-PLW-PSL-0001 | Switch, Pressure-Low, Line from District 3 | WTR-PLW-TRW | Switch,Pressure-Low | Switch |  | PSL | http://www.toronto.ca/TWONTO#pressure_switch |  | Treated Water (Transmission)
145172 | WTR-PLW-TSH-0002 | Switch, Temperature-High, Building | WTR-PLW-AUX | Switch,Temperature-High | Switch |  | TSH | http://www.toronto.ca/TWONTO#temperature_switch |  | Auxilliary Equipment (Building Facilities)
145273 | WTR-PMI-DS-0501 | Switch, Fused Disconnect, Water Transmission | WTR-PMI-AUX | Damper/Louver | Switch |  | DS | http://www.toronto.ca/TWONTO#disconnect_switch |  | Auxiliary Equipment (Building Facilities)
145274 | WTR-PMI-DS-0501 | Switch, Fused Disconnect, Water Transmission | WTR-PMI-ELS | Damper/Louver | Switch |  | DS | http://www.toronto.ca/TWONTO#disconnect_switch |  | Electrical System
145275 | WTR-PMI-DS-0502 | Switch, Fused Disconnect, Water Transmission | WTR-PMI-ELS | Damper/Louver | Switch |  | DS | http://www.toronto.ca/TWONTO#disconnect_switch |  | Electrical System
145322 | WTR-PMI-FSL-0701 | Switch, Flow, Compressor 0701, | WTR-PMI-CW | Switch,Flow | Switch |  | FSL | http://www.toronto.ca/TWONTO#flow_switch |  | City Water System
145357 | WTR-PMI-LSH-0005 | Switch, Level, High, Flood Alarm, Miliken Pumping Station, Basement | WTR-PMI-AUX | Switch,Level-High | Switch |  | LSH | http://www.toronto.ca/TWONTO#level_switch |  | Auxiliary Equipment (Building Facilities)
145358 | WTR-PMI-LSH-0009 | Switch, Level-High, Flood, | WTR-PMI-30P-07 | Switch,Level-High | Switch |  | LSH | http://www.toronto.ca/TWONTO#level_switch |  | Chamber
145359 | WTR-PMI-LSH-0100 | Instrument, Level Switch, High, Water Transmission | WTR-PMI-AUX |  | Switch |  | LSH | http://www.toronto.ca/TWONTO#level_switch |  | Auxiliary Equipment (Building Facilities)
145360 | WTR-PMI-LSHH-0003 | Instrument, Level Switch, High High, Water Transmission | WTR-PMI-AUX |  | Switch |  | LSHH | http://www.toronto.ca/TWONTO#level_switch |  | Auxiliary Equipment (Building Facilities)
145361 | WTR-PMI-LSHH-0901 | Switch, Level-High-High, Sump Pump, South Lower Level Gallery, | WTR-PMI-AUX | Switch,Level-High-High | Switch |  | LSHH | http://www.toronto.ca/TWONTO#level_switch |  | Auxiliary Equipment (Building Facilities)
145362 | WTR-PMI-LSL-0100 | Instrument, Level Switch, Low, Water Transmission | WTR-PMI-P-0100 | Switch,Level-Low | Switch |  | LSL | http://www.toronto.ca/TWONTO#level_switch |  | Pump, Centrifugal, District 5 & 6S, East Pump Room
145363 | WTR-PMI-LSL-0200 | Switch, Level-Low, Pump 0200, | WTR-PMI-P-0200 | Switch,Level-Low | Switch |  | LSL | http://www.toronto.ca/TWONTO#level_switch |  | Pump, Centrifugal, District 5 & 6S, East Pump Room
145364 | WTR-PMI-LSL-0300 | Switch, Level-Low, Pump 0300, | WTR-PMI-P-0300 | Switch,Level-Low | Switch |  | LSL | http://www.toronto.ca/TWONTO#level_switch |  | Pump, Centrifugal, District 5 & 6S, East Pump Room
145365 | WTR-PMI-LSL-0500 | Switch, Level-Low, Pump 0500, | WTR-PMI-P-0500 | Switch,Level-Low | Switch |  | LSL | http://www.toronto.ca/TWONTO#level_switch |  | Pump, Centrifugal, District 5,East Pump Room
145366 | WTR-PMI-LSL-0600 | Switch, Level-Low, Pump 0600 | WTR-PMI-P-0600 | Switch,Level-Low | Switch |  | LSL | http://www.toronto.ca/TWONTO#level_switch |  | Pump, Centrifugal, Water Transmission, West Pump Room
145367 | WTR-PMI-LSL-0801 | Switch, Level-Low, Sump Pump, South Lower Level Gallery, | WTR-PMI-AUX | Switch,Level-Low | Switch |  | LSL | http://www.toronto.ca/TWONTO#level_switch |  | Auxiliary Equipment (Building Facilities)
145368 | WTR-PMI-LSL-1000 | Switch, Level-Low, Pump 1000 | WTR-PMI-P-1000 | Switch,Level-Low | Switch |  | LSL | http://www.toronto.ca/TWONTO#level_switch |  | Pump, Centrifugal, Water Transmission (VFD), West Pump Room
145369 | WTR-PMI-LSL-1200 | Switch, Level-Low, Pump 1200 | WTR-PMI-P-1200 | Switch,Level-Low | Switch |  | LSL | http://www.toronto.ca/TWONTO#level_switch |  | Pump, Centrifugal, Water Transmission (VFD), West Pump Room
145482 | WTR-PMI-PS-0003 | Switch, Pressure, Low/High, Discharge, District 5, | WTR-PMI-TRW | Switch | Switch |  | PS | http://www.toronto.ca/TWONTO#pressure_switch |  | Treated Water (Transmission)
145483 | WTR-PMI-PSH-0100 | Instrument, Pressure Switch, High, Water Transmission | WTR-PMI-TRW |  | Switch |  | PSH | http://www.toronto.ca/TWONTO#pressure_switch |  | Treated Water (Transmission)
145484 | WTR-PMI-PSL-0001 | Switch, Pressure-Low, Suction, Pump 0100, | WTR-PMI-TRW | Switch,Pressure-Low | Switch |  | PSL | http://www.toronto.ca/TWONTO#pressure_switch |  | Treated Water (Transmission)
145485 | WTR-PMI-PSL-0004 | Pressure Switch, Low, Suction Pumps 6 to 8 | WTR-PMI-TRW |  | Switch |  | PSL | http://www.toronto.ca/TWONTO#pressure_switch |  | Treated Water (Transmission)
145486 | WTR-PMI-PSL-0005 | Pressure Switch, Low, Suction Pumps 10 to 12 | WTR-PMI-TRW |  | Switch |  | PSL | http://www.toronto.ca/TWONTO#pressure_switch |  | Treated Water (Transmission)
145487 | WTR-PMI-PSL-0006 | Pressure Switch, Low, Discharge to District 6 | WTR-PMI-TRW |  | Switch |  | PSL | http://www.toronto.ca/TWONTO#pressure_switch |  | Treated Water (Transmission)
145488 | WTR-PMI-PSL-0007 | Pressure Switch, Low, | WTR-PMI-TRW |  | Switch |  | PSL | http://www.toronto.ca/TWONTO#pressure_switch |  | Treated Water (Transmission)
145506 | WTR-PMI-TS-0001 | Automatic Transfer Switch, Water Transmission | WTR-PMI-ELS | Switch | Switch |  | TS | http://www.toronto.ca/TWONTO#transfer_switch |  | Electrical System
145507 | WTR-PMI-TS-0001 | Automatic Transfer Switch, Water Transmission | WTR-PMI-MCC-0101 | Switch | Switch |  | TS | http://www.toronto.ca/TWONTO#transfer_switch |  | Control Panel, MCC, Line 1,.
145508 | WTR-PMI-TS-0002 | Automatic Transfer Switch, Water Transmission | WTR-PMI-ELS |  | Switch |  | TS | http://www.toronto.ca/TWONTO#transfer_switch |  | Electrical System
145509 | WTR-PMI-TSH-0003 | Switch, Temperature-High, Pumping Room, | WTR-PMI-AUX | Switch,Temperature-High | Switch |  | TSH | http://www.toronto.ca/TWONTO#temperature_switch |  | Auxiliary Equipment (Building Facilities)
145510 | WTR-PMI-TSH-0004 | Switch, Temperature, High, Water Transmission | WTR-PMI-AUX | Switch,Temperature-High | Switch |  | TSH | http://www.toronto.ca/TWONTO#temperature_switch |  | Auxiliary Equipment (Building Facilities)
145511 | WTR-PMI-TSH-0006 | Switch, Temperature, High, Water Transmission | WTR-PMI-AUX | Switch,Temperature-High | Switch |  | TSH | http://www.toronto.ca/TWONTO#temperature_switch |  | Auxiliary Equipment (Building Facilities)
145512 | WTR-PMI-TSL-0002 | Switch, Temperature, Low, Water Transmission | WTR-PMI-AUX |  | Switch |  | TSL | http://www.toronto.ca/TWONTO#temperature_switch |  | Auxiliary Equipment (Building Facilities)
145513 | WTR-PMI-TSL-0003 | Switch, Temperature-Low, Alarm, Mechanical Room, | WTR-PMI-AUX | Switch,Temperature-Low | Switch | 33809 | TSL | http://www.toronto.ca/TWONTO#temperature_switch |  | Auxiliary Equipment (Building Facilities)
145514 | WTR-PMI-TSL-0005 | Switch, Temperature, Low, Water Transmission | WTR-PMI-AUX |  | Switch |  | TSL | http://www.toronto.ca/TWONTO#temperature_switch |  | Auxiliary Equipment (Building Facilities)
145515 | WTR-PMI-TSL-0008 | Switch, Temperature-Low, | WTR-PMI-AUX | Switch,Temperature-Low | Switch |  | TSL | http://www.toronto.ca/TWONTO#temperature_switch |  | Auxiliary Equipment (Building Facilities)
145593 | WTR-PMI-ZS-0001 | Switch, Position,Door Security | WTR-PMI-AUX | Switch,Position | Switch |  | ZS | http://www.toronto.ca/TWONTO#position_switch |  | Auxiliary Equipment (Building Facilities)
145594 | WTR-PMI-ZS-0002 | Switch, Position,Door Security | WTR-PMI-AUX | Switch,Position | Switch |  | ZS | http://www.toronto.ca/TWONTO#position_switch |  | Auxiliary Equipment (Building Facilities)
145595 | WTR-PMI-ZS-0004 | Switch, Position,Door Security | WTR-PMI-AUX | Switch,Position | Switch |  | ZS | http://www.toronto.ca/TWONTO#position_switch |  | Auxiliary Equipment (Building Facilities)
145596 | WTR-PMI-ZS-0007 | Switch, Position,Door Security | WTR-PMI-AUX | Switch,Position | Switch |  | ZS | http://www.toronto.ca/TWONTO#position_switch |  | Auxiliary Equipment (Building Facilities)
145597 | WTR-PMI-ZS-0009 | Switch, Position,Door Security | WTR-PMI-AUX | Switch,Position | Switch |  | ZS | http://www.toronto.ca/TWONTO#position_switch |  | Auxiliary Equipment (Building Facilities)
145598 | WTR-PMI-ZS-0012 | Switch, Position,Door Security | WTR-PMI-AUX | Switch,Position | Switch |  | ZS | http://www.toronto.ca/TWONTO#position_switch |  | Auxiliary Equipment (Building Facilities)
145599 | WTR-PMI-ZS-0014 | Switch, Position,Door Security | WTR-PMI-AUX | Switch,Position | Switch |  | ZS | http://www.toronto.ca/TWONTO#position_switch |  | Auxiliary Equipment (Building Facilities)
145600 | WTR-PMI-ZS-0015 | Switch, Position,Door Security | WTR-PMI-AUX | Switch,Position | Switch |  | ZS | http://www.toronto.ca/TWONTO#position_switch |  | Auxiliary Equipment (Building Facilities)
145601 | WTR-PMI-ZS-0020 | Switch, Position,Door Security | WTR-PMI-AUX | Switch,Position | Switch |  | ZS | http://www.toronto.ca/TWONTO#position_switch |  | Auxiliary Equipment (Building Facilities)
145602 | WTR-PMI-ZS-0021 | Switch, Position,Door Security | WTR-PMI-AUX | Switch,Position | Switch |  | ZS | http://www.toronto.ca/TWONTO#position_switch |  | Auxiliary Equipment (Building Facilities)
145603 | WTR-PMI-ZS-0026 | Switch, Position,Door Security | WTR-PMI-AUX | Switch,Position | Switch |  | ZS | http://www.toronto.ca/TWONTO#position_switch |  | Auxiliary Equipment (Building Facilities)
145604 | WTR-PMI-ZS-0027 | Switch, Position,Door Security | WTR-PMI-AUX | Switch,Position | Switch |  | ZS | http://www.toronto.ca/TWONTO#position_switch |  | Auxiliary Equipment (Building Facilities)
145605 | WTR-PMI-ZS-0028 | Switch, Position,Door Security | WTR-PMI-AUX | Switch,Position | Switch |  | ZS | http://www.toronto.ca/TWONTO#position_switch |  | Auxiliary Equipment (Building Facilities)
145606 | WTR-PMI-ZS-0029 | Switch, Position,Door Security | WTR-PMI-AUX | Switch,Position | Switch |  | ZS | http://www.toronto.ca/TWONTO#position_switch |  | Auxiliary Equipment (Building Facilities)
145607 | WTR-PMI-ZS-0030 | Switch, Position,Door Security | WTR-PMI-AUX | Switch,Position | Switch |  | ZS | http://www.toronto.ca/TWONTO#position_switch |  | Auxiliary Equipment (Building Facilities)
145608 | WTR-PMI-ZS-0031 | Switch, Position,Door Security | WTR-PMI-AUX | Switch,Position | Switch |  | ZS | http://www.toronto.ca/TWONTO#position_switch |  | Auxiliary Equipment (Building Facilities)
145737 | WTR-PPD-PSL-0001 | Switch, Pressure-Low, Suction from Harris Tunnel | WTR-PPD-TRW | Switch,Pressure-Low | Switch |  | PSL | http://www.toronto.ca/TWONTO#pressure_switch |  | Treated Water (Transmission)
145738 | WTR-PPD-PSL-0002 | Switch, Pressure-Low, Line to District 1 | WTR-PPD-TRW | Switch,Pressure-Low | Switch |  | PSL | http://www.toronto.ca/TWONTO#pressure_switch |  | Treated Water (Transmission)
145750 | WTR-PPD-TSH-0001 | Switch, Temperature-High, Building Alarm | WTR-PPD-AUX | Switch,Temperature-High | Switch |  | TSH | http://www.toronto.ca/TWONTO#temperature_switch |  | Auxiliary Equipment (Building Facilities)
145751 | WTR-PPD-TSH-0002 | Switch, Temperature-High, Building | WTR-PPD-AUX | Switch,Temperature-High | Switch |  | TSH | http://www.toronto.ca/TWONTO#temperature_switch |  | Auxiliary Equipment (Building Facilities)
145768 | WTR-PPD-ZS-0004 | Position Switch, open/close | WTR-PPD-AUX | Switch,Position | Switch |  | ZS | http://www.toronto.ca/TWONTO#position_switch |  | Auxiliary Equipment (Building Facilities)
145828 | WTR-PRH-FSH-0001 | Switch, Flow High, Eywash Unit | WTR-PRH-AUX | Switch,Flow-High | Switch |  | FSH | http://www.toronto.ca/TWONTO#flow_switch |  | Auxiliary Equipment (Building Facilities)
145829 | WTR-PRH-FSH-0002 | Switch, Flow, High, Sprinkler System | WTR-PRH-AUX | Switch,Flow-High | Switch |  | FSH | http://www.toronto.ca/TWONTO#flow_switch |  | Auxiliary Equipment (Building Facilities)
145857 | WTR-PRH-LSH-0001 | Switch, Level-High, Building Flood Alarm | WTR-PRH-AUX | Switch,Level-High | Switch |  | LSH | http://www.toronto.ca/TWONTO#level_switch |  | Auxiliary Equipment (Building Facilities)
145858 | WTR-PRH-LSH-0005 | Switch, Level High, Generator 1200 Containment, Generator Room | WTR-PRH-GEN-1200 | Switch,Level-High | Switch |  | LSH | http://www.toronto.ca/TWONTO#level_switch |  | Generator, Diesel, Generator Room
145859 | WTR-PRH-LSH-0006 | Switch, Level High, Containment, Fuel Vault Room | WTR-PRH-AUX | Switch,Level-High | Switch |  | LSH | http://www.toronto.ca/TWONTO#level_switch |  | Auxiliary Equipment (Building Facilities)
145860 | WTR-PRH-LSH-1010 | Switch, Level High, Diesel Fuel Storage Tank | WTR-PRH-AUX | Switch,Level-High | Switch |  | LSH | http://www.toronto.ca/TWONTO#level_switch |  | Auxiliary Equipment (Building Facilities)
145861 | WTR-PRH-LSH-1020 | Switch, Level High, Diesel Fuel Storage Tank | WTR-PRH-AUX | Switch,Level-High | Switch |  | LSH | http://www.toronto.ca/TWONTO#level_switch |  | Auxiliary Equipment (Building Facilities)
145862 | WTR-PRH-LSH-1100 | Switch, Level High, Fuel Day Tank | WTR-PRH-AUX | Switch,Level-High | Switch |  | LSH | http://www.toronto.ca/TWONTO#level_switch |  | Auxiliary Equipment (Building Facilities)
145863 | WTR-PRH-LSH-1200 | Switch, Level High, Fuel Day Tank | WTR-PRH-AUX | Switch,Level-High | Switch |  | LSH | http://www.toronto.ca/TWONTO#level_switch |  | Auxiliary Equipment (Building Facilities)
145864 | WTR-PRH-LSHH-1010 | Switch, Level, High High, Diesel Fuel Storage Tank | WTR-PRH-AUX | Switch,Level-High-High | Switch |  | LSHH | http://www.toronto.ca/TWONTO#level_switch |  | Auxiliary Equipment (Building Facilities)
145865 | WTR-PRH-LSHH-1020 | Switch, Level, High High, Diesel Fuel Storage Tank | WTR-PRH-AUX | Switch,Level-High-High | Switch |  | LSHH | http://www.toronto.ca/TWONTO#level_switch |  | Auxiliary Equipment (Building Facilities)
145866 | WTR-PRH-LSHH-1100 | Switch, Level, High High, Fuel Day Tank | WTR-PRH-AUX | Switch,Level-High-High | Switch |  | LSHH | http://www.toronto.ca/TWONTO#level_switch |  | Auxiliary Equipment (Building Facilities)
145867 | WTR-PRH-LSHH-1200 | Switch, Level, High High, Fuel Day Tank | WTR-PRH-AUX | Switch,Level-High-High | Switch |  | LSHH | http://www.toronto.ca/TWONTO#level_switch |  | Auxiliary Equipment (Building Facilities)
145868 | WTR-PRH-LSL-1100 | Switch, Level Low, Fuel Day Tank | WTR-PRH-AUX | Switch,Level-Low | Switch |  | LSL | http://www.toronto.ca/TWONTO#level_switch |  | Auxiliary Equipment (Building Facilities)
145869 | WTR-PRH-LSL-1101 | Switch, Level Low, Radiator JW Expansion Tank | WTR-PRH-AUX | Switch,Level-Low | Switch |  | LSL | http://www.toronto.ca/TWONTO#level_switch |  | Auxiliary Equipment (Building Facilities)
145870 | WTR-PRH-LSL-1200 | Switch, Level Low, Fuel Day Tank | WTR-PRH-AUX | Switch,Level-Low | Switch |  | LSL | http://www.toronto.ca/TWONTO#level_switch |  | Auxiliary Equipment (Building Facilities)
145871 | WTR-PRH-LSLL-1200 | Switch, Level Low Low, Fuel Day Tank | WTR-PRH-AUX | Switch,Level-Low-Low | Switch |  | LSLL | http://www.toronto.ca/TWONTO#level_switch |  | Auxiliary Equipment (Building Facilities)
145915 | WTR-PRH-PSH-1020 | Switch, Vacuum, Diesel Fuel Storage Tank | WTR-PRH-T-1100 | Vacuum | Switch |  | PSH | http://www.toronto.ca/TWONTO#pressure_switch |  | Tank, Bulk Fuel Storage, Generator Room
145916 | WTR-PRH-PSH-1100 | Switch, Vacuum, Fuel Day Tank | WTR-PRH-T-1100 | Vacuum | Switch |  | PSH | http://www.toronto.ca/TWONTO#pressure_switch |  | Tank, Bulk Fuel Storage, Generator Room
145917 | WTR-PRH-PSH-1200 | Switch, Vacuum, Fuel Day Tank | WTR-PRH-T-1200 | Vacuum | Switch |  | PSH | http://www.toronto.ca/TWONTO#pressure_switch |  | Tank, Bulk Fuel Storage, Generator Room
145918 | WTR-PRH-PSL-0001 | Switch, Pressure-Low, Line from Rosehill Reservoir and District 1 | WTR-PRH-TRW | Switch,Pressure-Low | Switch |  | PSL | http://www.toronto.ca/TWONTO#pressure_switch |  | Treated Water (Transmission)
145919 | WTR-PRH-PSL-0002 | Switch, Pressure-Low, Line to District 4 | WTR-PRH-TRW | Switch,Pressure-Low | Switch |  | PSL | http://www.toronto.ca/TWONTO#pressure_switch |  | Treated Water (Transmission)
145920 | WTR-PRH-PSL-0003 | Switch, Pressure Low, Basement, Transfer Pump P-0001/P-0002 Common Pipe | WTR-PRH-ELS | Switch,Pressure-Low | Switch |  | PSL | http://www.toronto.ca/TWONTO#pressure_switch |  | Electrical System
145929 | WTR-PRH-SW-0101 | Switch, Load Break, Incoming Line 1 (Primary) | WTR-PRH-TR-0101 | Load Break Switch | Switch |  | SW | http://www.toronto.ca/TWONTO#load_break_disconnect_switch |  | Transformer, Power, Line 1, 13.2 kV/4.16 kV
145930 | WTR-PRH-SW-0103 | Switch, Load Breaker, 5KV, Outdoor Load Bank Connection | WTR-PRH-LB-0102 | Load Break Switch | Switch |  | SW | http://www.toronto.ca/TWONTO#load_break_disconnect_switch |  | Load Breaker, 4160V, Secondary, Switchgear Electrical Room
145931 | WTR-PRH-SW-0201 | Switch, Load Break, Incoming Line 2 (Primary) | WTR-PRH-TR-0201 | Load Break Switch | Switch |  | SW | http://www.toronto.ca/TWONTO#load_break_disconnect_switch |  | Transformer, Power, Line 2, 13.2 kV/4.16 kV
145947 | WTR-PRH-TSH-0001 | Switch, Temperature-High, Building Alarm | WTR-PRH-AUX | Switch,Temperature-High | Switch |  | TSH | http://www.toronto.ca/TWONTO#temperature_switch |  | Auxiliary Equipment (Building Facilities)
145948 | WTR-PRH-TSL-0001 | Switch, Temperature-Low, Building | WTR-PRH-AUX | Switch,Temperature-Low | Switch |  | TSL | http://www.toronto.ca/TWONTO#temperature_switch |  | Auxiliary Equipment (Building Facilities)
145949 | WTR-PRH-TSL-0004 | Switch, Temperature, Low, TSL-0004, Switchgear Room | WTR-PRH-RPU-0002 | Switch,Temperature-Low | Switch |  | TSL | http://www.toronto.ca/TWONTO#temperature_switch |  | Remote Processing Unit, Control Panel, Switchgear Room
145968 | WTR-PRH-ZS-0001 | Switch, Position,Door Security | WTR-PRH-AUX | Switch,Position | Switch |  | ZS | http://www.toronto.ca/TWONTO#position_switch |  | Auxiliary Equipment (Building Facilities)
145969 | WTR-PRH-ZS-0004 | Switch, Position,Door Security | WTR-PRH-AUX | Switch,Position | Switch |  | ZS | http://www.toronto.ca/TWONTO#position_switch |  | Auxiliary Equipment (Building Facilities)
146034 | WTR-PRV-LSH-0001 | Switch, Level-High, Flood | WTR-PRV-AUX | Switch,Level-High | Switch |  | LSH | http://www.toronto.ca/TWONTO#level_switch |  | Auxiliary Equipment (Building Facilities)
146035 | WTR-PRV-LSL-0200 | Switch,Level-Low,Pump 0200 | WTR-PRV-P-0200 | Switch,Level-Low | Switch |  | LSL | http://www.toronto.ca/TWONTO#level_switch |  | Pump,Centrifugal
146036 | WTR-PRV-LSL-0300 | Switch,Level-Low,Pump 0300 | WTR-PRV-P-0300 | Switch,Level-Low | Switch |  | LSL | http://www.toronto.ca/TWONTO#level_switch |  | Pump,Centrifugal
146037 | WTR-PRV-LSL-0500 | Switch,Level-Low,Pump 0500 | WTR-PRV-P-0500 | Switch,Level-Low | Switch |  | LSL | http://www.toronto.ca/TWONTO#level_switch |  | Pump,Centrifugal
146038 | WTR-PRV-LSL-0600 | Switch,Level-Low,Pump 0600 | WTR-PRV-P-0600 | Switch,Level-Low | Switch |  | LSL | http://www.toronto.ca/TWONTO#level_switch |  | Pump,Centrifugal
146084 | WTR-PRV-TSL-0001 | Switch,Temperature-Low,Building | WTR-PRV-AUX | Switch,Temperature-Low | Switch |  | TSL | http://www.toronto.ca/TWONTO#temperature_switch |  | Auxiliary Equipment (Building Facilities)
146118 | WTR-PRV-ZS-0002 | Switch, Position,Door Security | WTR-PRV-AUX | Switch,Position | Switch |  | ZS | http://www.toronto.ca/TWONTO#position_switch |  | Auxiliary Equipment (Building Facilities)
146119 | WTR-PRV-ZS-0003 | Switch, Position,Door Security | WTR-PRV-AUX | Switch,Position | Switch |  | ZS | http://www.toronto.ca/TWONTO#position_switch |  | Auxiliary Equipment (Building Facilities)
146120 | WTR-PRV-ZS-0004 | Switch, Position,Door Security | WTR-PRV-AUX | Switch,Position | Switch |  | ZS | http://www.toronto.ca/TWONTO#position_switch |  | Auxiliary Equipment (Building Facilities)
146177 | WTR-PSA-LSH-0001 | Switch, Level-High, Flood Alarm, Building | WTR-PSA-AUX | Switch,Level-High | Switch |  | LSH | http://www.toronto.ca/TWONTO#level_switch |  | Auxiliary Equipment (Building Facilities)
146178 | WTR-PSA-LSL-0701 | Switch, Level-Low, Pump 0701 | WTR-PSA-P-0701 | Switch,Level-Low | Switch |  | LSL | http://www.toronto.ca/TWONTO#level_switch |  | Pump, Sump
146203 | WTR-PSA-PS-0002 | Switch, Pressure-High/Pressure-Low, Line to District 3 | WTR-PSA-TRW | Switch | Switch |  | PS | http://www.toronto.ca/TWONTO#pressure_switch |  | Treated Water (Transmission)
146204 | WTR-PSA-PSL-0001 | Switch, Pressure-Low, Suction Header | WTR-PSA-TRW | Switch,Pressure-Low | Switch |  | PSL | http://www.toronto.ca/TWONTO#pressure_switch |  | Treated Water (Transmission)
146207 | WTR-PSA-SW-0201 | Switch, Incoming Primary Line 2 | WTR-PSA-TR-0201 | Switch | Switch |  | SW | http://www.toronto.ca/TWONTO#disconnect_switch |  | Transformer, Power, Line 2, 27.6 kV/4.16 kV
146214 | WTR-PSA-TS-0903 | Switch | WTR-PSA-ELS | Switch | Switch |  | TS | ? |  | Electrical System
146215 | WTR-PSA-TSH-0001 | Switch, Temperature-High, Building Alarm | WTR-PSA-AUX | Switch,Temperature-High | Switch |  | TSH | http://www.toronto.ca/TWONTO#temperature_switch |  | Auxiliary Equipment (Building Facilities)
146216 | WTR-PSA-TSH-0002 | Switch, Temperature-High, Building | WTR-PSA-AUX | Switch,Temperature-High | Switch |  | TSH | http://www.toronto.ca/TWONTO#temperature_switch |  | Auxiliary Equipment (Building Facilities)
146217 | WTR-PSA-TSHH-0801 | Switch, Temperature-High-High, Discharge, AHU 0801 | WTR-PSA-AHU-0801 | Switch,Temperature-High | Switch |  | TSHH | http://www.toronto.ca/TWONTO#temperature_switch |  | Air Handling Unit
146218 | WTR-PSA-TSHH-0901 | Switch, Temperature-High | WTR-PSA-AUX | Switch,Temperature-High | Switch |  | TSHH | http://www.toronto.ca/TWONTO#temperature_switch |  | Auxiliary Equipment (Building Facilities)
146219 | WTR-PSA-TSL-0001 | Switch, Temperature-Low, Building | WTR-PSA-AUX | Switch,Temperature-Low | Switch |  | TSL | http://www.toronto.ca/TWONTO#temperature_switch |  | Auxiliary Equipment (Building Facilities)
146220 | WTR-PSA-TSL-0902 | Switch, Temperature-Low | WTR-PSA-AUX | Switch,Temperature-Low | Switch |  | TSL | http://www.toronto.ca/TWONTO#temperature_switch |  | Auxiliary Equipment (Building Facilities)
146246 | WTR-PSA-ZS-0002 | Position Switch, open/close | WTR-PSA-AUX | Switch,Position | Switch |  | ZS | http://www.toronto.ca/TWONTO#position_switch |  | Auxiliary Equipment (Building Facilities)
146247 | WTR-PSA-ZS-0003 | Position Switch, open/close | WTR-PSA-AUX | Switch,Position | Switch |  | ZS | http://www.toronto.ca/TWONTO#position_switch |  | Auxiliary Equipment (Building Facilities)
146248 | WTR-PSA-ZS-0004 | Position Switch, open/close | WTR-PSA-AUX | Switch,Position | Switch |  | ZS | http://www.toronto.ca/TWONTO#position_switch |  | Auxiliary Equipment (Building Facilities)
146329 | WTR-PSC-FS-0502 | Switch, Flow, Vacuum Water | WTR-PSC-C-0001 | Switch,Pressure | Switch |  | FS | http://www.toronto.ca/TWONTO#flow_switch |  | Vacuum, Pump System, Vacuum Pump
146359 | WTR-PSC-LSH-0001 | Switch, Level-High, Flood | WTR-PSC-AUX | Switch,Level-High | Switch |  | LSH | http://www.toronto.ca/TWONTO#level_switch |  | Auxiliary Equipment (Building Facilities)
146360 | WTR-PSC-LSL-1400 | Switch, Level-Low, Pump 1400 to Vacuum Air System | WTR-PSC-P-1400 | Switch,Level-Low | Switch |  | LSL | http://www.toronto.ca/TWONTO#level_switch |  | Pump, Centrifugal, District 3E
146361 | WTR-PSC-LSL-1700 | Switch, Level-Low, Pumps 1700A & 1700B to Vacuum Air System | WTR-PSC-P-1700 | Switch,Level-Low | Switch |  | LSL | http://www.toronto.ca/TWONTO#level_switch |  | Pump, Centrifugal, District 4
146362 | WTR-PSC-LSL-2000 | Switch,Level-Low,Pump 2000 to Vacuum Air System | WTR-PSC-P-2000 | Switch,Level-Low | Switch |  | LSL | http://www.toronto.ca/TWONTO#level_switch |  | Pump, Centrifugal, District 4
146402 | WTR-PSC-PSH-0001 | Switch, Pressure-High, Water to District 3E | WTR-PSC-TRW | Switch,Pressure-High | Switch |  | PSH | http://www.toronto.ca/TWONTO#pressure_switch |  | Treated Water (Transmission)
146403 | WTR-PSC-PSL-0001 | Switch, Pressure-Low, Water to District 3E | WTR-PSC-TRW | Switch,Pressure-Low | Switch |  | PSL | http://www.toronto.ca/TWONTO#pressure_switch |  | Treated Water (Transmission)
146405 | WTR-PSC-SW-0003 | Switch, Splitter | WTR-PSC-MCC-0201 | Switch | Switch |  | SW | http://www.toronto.ca/TWONTO#disconnect_switch |  | Motor Control Center, Bus 0201
146421 | WTR-PSC-TSH-0001 | Switch, Temperature-High, Building Alarm | WTR-PSC-AUX | Switch,Temperature-High | Switch |  | TSH | http://www.toronto.ca/TWONTO#temperature_switch |  | Auxiliary Equipment (Building Facilities)
146422 | WTR-PSC-TSH-0002 | Switch, Temperature-High, Building | WTR-PSC-AUX | Switch,Temperature-High | Switch |  | TSH | http://www.toronto.ca/TWONTO#temperature_switch |  | Auxiliary Equipment (Building Facilities)
146423 | WTR-PSC-TSL-0001 | Switch, Temperature-Low, Building | WTR-PSC-AUX | Switch,Temperature-Low | Switch |  | TSL | http://www.toronto.ca/TWONTO#temperature_switch |  | Auxiliary Equipment (Building Facilities)
146465 | WTR-PSC-ZS-0001 | Switch, Position,Door Security | WTR-PSC-AUX | Switch,Position | Switch |  | ZS | http://www.toronto.ca/TWONTO#position_switch |  | Auxiliary Equipment (Building Facilities)
146466 | WTR-PSC-ZS-0002 | Switch, Position,Door Security | WTR-PSC-AUX | Switch,Position | Switch |  | ZS | http://www.toronto.ca/TWONTO#position_switch |  | Auxiliary Equipment (Building Facilities)
146488 | WTR-PTH-FSL-0401 | Switch, Flow-Low, AHU 0401 | WTR-PTH-AHU-0401 | Switch,Flow-Low | Switch |  | FSL | http://www.toronto.ca/TWONTO#flow_switch |  | Air Handling Unit
146503 | WTR-PTH-LSH-0001 | Switch, Level-High, Flood | WTR-PTH-AUX | Switch,Level-High | Switch |  | LSH | http://www.toronto.ca/TWONTO#level_switch |  | Auxiliary Equipment (Building Facilities)
146504 | WTR-PTH-LSH-0002 | Switch, Level High, Flood Alarm | WTR-PTH-TRW | Transmitter,Pressure | Switch |  | LSH | http://www.toronto.ca/TWONTO#level_switch |  | Treated Water (Transmission)
146505 | WTR-PTH-LSH-0501 | Switch, Level-High, Sump | WTR-PTH-AUX | Switch,Level-High | Switch |  | LSH | http://www.toronto.ca/TWONTO#level_switch |  | Auxiliary Equipment (Building Facilities)
146506 | WTR-PTH-LSH-0502 | Switch, Level-High, Sump | WTR-PTH-AUX | Switch,Level-High | Switch |  | LSH | http://www.toronto.ca/TWONTO#level_switch |  | Auxiliary Equipment (Building Facilities)
146522 | WTR-PTH-TS-0001 | Switch, Temperature Control | WTR-PTH-AUX | Switch | Switch |  | TS | http://www.toronto.ca/TWONTO#temperature_switch |  | Auxiliary Equipment (Building Facilities)
146523 | WTR-PTH-TSH-0001 | Switch, Temperature-High, Building Alarm | WTR-PTH-AUX | Switch,Temperature-High | Switch |  | TSH | http://www.toronto.ca/TWONTO#temperature_switch |  | Auxiliary Equipment (Building Facilities)
146524 | WTR-PTH-TSH-0002 | Switch, Temperature-High, Building Temperature | WTR-PTH-AUX | Switch,Temperature-High | Switch |  | TSH | http://www.toronto.ca/TWONTO#temperature_switch |  | Auxiliary Equipment (Building Facilities)
146525 | WTR-PTH-TSL-0001 | Switch, Temperature-Low, Building Temperature | WTR-PTH-AUX | Switch,Temperature-Low | Switch |  | TSL | http://www.toronto.ca/TWONTO#temperature_switch |  | Auxiliary Equipment (Building Facilities)
146526 | WTR-PTH-TSL-0401 | Switch, Temperature-Low, AHU 0401 | WTR-PTH-AHU-0401 | Switch,Temperature-Low | Switch |  | TSL | http://www.toronto.ca/TWONTO#temperature_switch |  | Air Handling Unit
146539 | WTR-PTH-ZS-0001 | Switch, Position,Door Security | WTR-PTH-AUX | Switch,Position | Switch |  | ZS | http://www.toronto.ca/TWONTO#position_switch |  | Auxiliary Equipment (Building Facilities)
146540 | WTR-PTH-ZS-0003 | Switch, Position,Door Security | WTR-PTH-AUX | Switch,Position | Switch |  | ZS | http://www.toronto.ca/TWONTO#position_switch |  | Auxiliary Equipment (Building Facilities)
146593 | WTR-PWT-LS-1100 | Switch, Level, High/Low, Generator Compartment | WTR-PWT-GEN-1100 | Switch,Level-Low | Switch |  | LS | http://www.toronto.ca/TWONTO#level_switch |  | Generator, Diesel, Standby Power, Outdoor, West Tor PS
146594 | WTR-PWT-LSH-0001 | Switch, Level-High, Building Flood Alarm | WTR-PWT-AUX | Switch,Level-High | Switch |  | LSH | http://www.toronto.ca/TWONTO#level_switch |  | Auxiliary Equipment (Building Facilities)
146595 | WTR-PWT-LSH-1010 | Switch, Level, High, Fuel Bulk Storage Tank | WTR-PWT-T-1010 | Switch,Level-High | Switch |  | LSH | http://www.toronto.ca/TWONTO#level_switch |  | Tank, Fuel, Bulk Storage, Pumping Station, Outdoor Generator Enclosure
146596 | WTR-PWT-LSH-1100 | Switch, Level, High, Fuel Day Tank | WTR-PWT-GEN-1100 | Switch,Level-High | Switch |  | LSH | http://www.toronto.ca/TWONTO#level_switch |  | Generator, Diesel, Standby Power, Outdoor, West Tor PS
146622 | WTR-PWT-PSL-0001 | Switch, Pressure-Low, Main 98 from District 2 | WTR-PWT-TRW | Switch,Pressure-Low | Switch |  | PSL | http://www.toronto.ca/TWONTO#pressure_switch |  | Treated Water (Transmission)
146623 | WTR-PWT-PSL-1010 | Switch, Pressure, Low, Fuel Bulk Storage Tank | WTR-PWT-T-1010 | Switch,Level-Low | Switch |  | PSL | http://www.toronto.ca/TWONTO#pressure_switch |  | Tank, Fuel, Bulk Storage, Pumping Station, Outdoor Generator Enclosure
146624 | WTR-PWT-PSL-1100 | Switch, Pressure, Low, Fuel Day Tank | WTR-PWT-T-1100 | Switch,Level-Low | Switch |  | PSL | http://www.toronto.ca/TWONTO#pressure_switch |  | Tank, Fuel , Day Tank, Pumping Station, Base Outdoor Generator Enclosure
146629 | WTR-PWT-SW-1100 | Switch, 2400V, Load Bank, Electrical Room | WTR-PWT-GEN-1100 | Switchgear,Indoor | Switch |  | SW | http://www.toronto.ca/TWONTO#disconnect_switch |  | Generator, Diesel, Standby Power, Outdoor, West Tor PS
146638 | WTR-PWT-TSL-0001 | Switch, Temperature-Low, Building | WTR-PWT-AUX | Switch,Temperature-Low | Switch |  | TSL | http://www.toronto.ca/TWONTO#temperature_switch |  | Auxiliary Equipment (Building Facilities)
146658 | WTR-PWT-ZS-0002 | Position Switch, open/close | WTR-PWT-AUX | Switch,Position | Switch |  | ZS | http://www.toronto.ca/TWONTO#position_switch |  | Auxiliary Equipment (Building Facilities)
146673 | WTR-RBV-LSH-0001 | Switch, Level-High, Flood Alarm, Building | WTR-RBV-AUX | Switch,Level-High | Switch |  | LSH | http://www.toronto.ca/TWONTO#level_switch |  | Auxiliary Equipment (Building Facilities)
146674 | WTR-RBV-LSH-0401 | Switch, Level-High, Pump 0400 | WTR-RBV-AUX | Switch,Level-High | Switch |  | LSH | http://www.toronto.ca/TWONTO#level_switch |  | Auxiliary Equipment (Building Facilities)
146686 | WTR-RBV-TSL-0001 | Switch, Temperature-Low, Building | WTR-RBV-AUX | Switch,Temperature-Low | Switch |  | TSL | http://www.toronto.ca/TWONTO#temperature_switch |  | Auxiliary Equipment (Building Facilities)
146734 | WTR-RDF-LSH-0001 | Switch, Level-High, (Building Flood Alarm) | WTR-RDF-AUX | Switch,Level-High | Switch |  | LSH | http://www.toronto.ca/TWONTO#level_switch |  | Auxiliary Equipment (Building Facilities)
146735 | WTR-RDF-LSH-0002 | Switch, Level-High, Sump Pumps | WTR-RDF-AUX | Switch,Level-High | Switch |  | LSH | http://www.toronto.ca/TWONTO#level_switch |  | Auxiliary Equipment (Building Facilities)
146736 | WTR-RDF-LSH-0101 | Switch, Level-High, Tank 0100 | WTR-RDF-T-0100 | Switch,Level-High | Switch |  | LSH | http://www.toronto.ca/TWONTO#level_switch |  | Tank, Reservoir, (West Basin)
146737 | WTR-RDF-LSH-0201 | Switch, Level-High, Tank 0200 | WTR-RDF-T-0200 | Switch,Level-High | Switch |  | LSH | http://www.toronto.ca/TWONTO#level_switch |  | Tank, Reservoir, (East Basin)
146738 | WTR-RDF-LSH-0301 | Switch, Level-High, Tank 0300 | WTR-RDF-T-0300 | Switch,Level-High | Switch |  | LSH | http://www.toronto.ca/TWONTO#level_switch |  | Tank, Reservoir
146739 | WTR-RDF-LSHH-0002 | Switch, Level-High-High, Sump Pumps | WTR-RDF-AUX | Switch,Level-High-High | Switch |  | LSHH | http://www.toronto.ca/TWONTO#level_switch |  | Auxiliary Equipment (Building Facilities)
146740 | WTR-RDF-LSL-0002 | Switch, Level-Low, Sump Pumps | WTR-RDF-AUX | Switch,Level-Low | Switch |  | LSL | http://www.toronto.ca/TWONTO#level_switch |  | Auxiliary Equipment (Building Facilities)
146776 | WTR-RDF-STR-0501 | Strainer, Water Line to Local Sink and Toilet | WTR-RDF-P-0501 | Strainer | Switch |  | STR | http://www.toronto.ca/TWONTO#strainer |  | Pump, Centrifugal, Service Water, South Valve House
146778 | WTR-RDF-SW-0002 | Switch, Power to Transformer 0001 | WTR-RDF-ELS | Switch | Switch |  | SW | http://www.toronto.ca/TWONTO#disconnect_switch |  | Electrical System
146784 | WTR-RDF-TSH-0401 | Switch, Temperature-High, Pump 0401 | WTR-RDF-P-0401 | Switch,Temperature-High | Switch |  | TSH | http://www.toronto.ca/TWONTO#temperature_switch |  | Pump, Centrifugal, Water to Sprinkler System, South Valve House
146785 | WTR-RDF-TSL-0001 | Switch, Temperature-Low, (Building) | WTR-RDF-AUX | Switch,Temperature-Low | Switch |  | TSL | http://www.toronto.ca/TWONTO#temperature_switch |  | Auxiliary Equipment (Building Facilities)
146811 | WTR-RDF-ZS-0001 | Switch, Position,Door Security | WTR-RDF-AUX | Switch,Position | Switch |  | ZS | http://www.toronto.ca/TWONTO#position_switch |  | Auxiliary Equipment (Building Facilities)
146812 | WTR-RDF-ZS-0003 | Switch, Position,Door Security | WTR-RDF-AUX | Switch,Position | Switch |  | ZS | http://www.toronto.ca/TWONTO#position_switch |  | Auxiliary Equipment (Building Facilities)
146813 | WTR-RDF-ZS-0004 | Switch, Latch Sensor, Door Security, South Access House | WTR-RDF-AUX | Switch,Position | Switch |  | ZS | http://www.toronto.ca/TWONTO#position_switch |  | Auxiliary Equipment (Building Facilities)
146814 | WTR-RDF-ZS-0101 | Switch, Position,Door Security | WTR-RDF-AUX | Switch,Position | Switch |  | ZS | http://www.toronto.ca/TWONTO#position_switch |  | Auxiliary Equipment (Building Facilities)
146815 | WTR-RDF-ZS-0301 | Switch, Position,Door Security | WTR-RDF-AUX | Switch,Position | Switch |  | ZS | http://www.toronto.ca/TWONTO#position_switch |  | Auxiliary Equipment (Building Facilities)
146816 | WTR-RDF-ZS-0303 | Switch, Position,Door Security | WTR-RDF-AUX | Switch,Position | Switch |  | ZS | http://www.toronto.ca/TWONTO#position_switch |  | Auxiliary Equipment (Building Facilities)
146817 | WTR-RDF-ZS-0306 | Switch, Position,Door Security | WTR-RDF-AUX | Switch,Position | Switch |  | ZS | http://www.toronto.ca/TWONTO#position_switch |  | Auxiliary Equipment (Building Facilities)
146818 | WTR-RDF-ZS-0401 | Switch, Position,Door Security | WTR-RDF-AUX | Switch,Position | Switch |  | ZS | http://www.toronto.ca/TWONTO#position_switch |  | Auxiliary Equipment (Building Facilities)
146819 | WTR-RDF-ZS-0403 | Switch, Position,Door Security | WTR-RDF-AUX | Switch,Position | Switch |  | ZS | http://www.toronto.ca/TWONTO#position_switch |  | Auxiliary Equipment (Building Facilities)
146820 | WTR-RDF-ZS-0408 | Switch, Position,Door Security | WTR-RDF-AUX | Switch,Position | Switch |  | ZS | http://www.toronto.ca/TWONTO#position_switch |  | Auxiliary Equipment (Building Facilities)
146821 | WTR-RDF-ZS-0409 | Switch, Position,Door Security | WTR-RDF-AUX | Switch,Position | Switch |  | ZS | http://www.toronto.ca/TWONTO#position_switch |  | Auxiliary Equipment (Building Facilities)
146823 | WTR-REB-LSH-0001 | Switch, Level-High, Overflow Alarm | WTR-REB-TRW | Switch,Level-High | Switch | 35843 | LSH | http://www.toronto.ca/TWONTO#level_switch |  | Treated Water (Transmission)
146841 | WTR-REG-LSH-0001 | Switch, Level-High, (Flood Alarm) | WTR-REG-AUX | Switch,Level-High | Switch |  | LSH | http://www.toronto.ca/TWONTO#level_switch |  | Auxiliary Equipment (Building Facilities)
146849 | WTR-REG-TSL-0001 | Switch, Temperature-Low, Building | WTR-REG-AUX | Switch,Temperature-Low | Switch |  | TSL | http://www.toronto.ca/TWONTO#temperature_switch |  | Auxiliary Equipment (Building Facilities)
146857 | WTR-REG-ZS-0001 | Switch, Position,Door Security | WTR-REG-AUX | Switch,Position | Switch |  | ZS | http://www.toronto.ca/TWONTO#position_switch |  | Auxiliary Equipment (Building Facilities)
146858 | WTR-REG-ZS-0002 | Switch, Position,Door Security | WTR-REG-AUX | Switch,Position | Switch |  | ZS | http://www.toronto.ca/TWONTO#position_switch |  | Auxiliary Equipment (Building Facilities)
146859 | WTR-REG-ZS-0004 | Switch, Position,Door Security | WTR-REG-AUX | Switch,Position | Switch |  | ZS | http://www.toronto.ca/TWONTO#position_switch |  | Auxiliary Equipment (Building Facilities)
146866 | WTR-REL-LSH-0001 | Switch, Level-High, Building Flood | WTR-REL-AUX | Switch,Level-High | Switch |  | LSH | http://www.toronto.ca/TWONTO#level_switch |  | Auxiliary Equipment (Building Facilities)
146867 | WTR-REL-LSH-0201 | Switch, Level-High, Tank 0200 | WTR-REL-T-0200 | Switch,Level-High | Switch |  | LSH | http://www.toronto.ca/TWONTO#level_switch |  | Tank, South-West Basin (Cell 2)
146868 | WTR-REL-LSHH-0401 | Switch, Level-High-High, Pump 0402 | WTR-REL-P-0402 | Switch,Level-High-High | Switch |  | LSHH | http://www.toronto.ca/TWONTO#level_switch |  | Pump, Sump, Centrifugal
146869 | WTR-REL-LSHH-0402 | Switch, Level-High-High, Pump 0401 | WTR-REL-P-0401 | Switch,Level-High-High | Switch |  | LSHH | http://www.toronto.ca/TWONTO#level_switch |  | Pump, Sump, Centrifugal
146897 | WTR-RKL-LSH-0101 | Switch, Level-High, Tank 0100 | WTR-RKL-T-0100 | Switch,Level-High | Switch |  | LSH | http://www.toronto.ca/TWONTO#level_switch |  | Tank, (South-West Basin)
146898 | WTR-RKL-LSH-0201 | Switch, Level-High, Tank 0200 | WTR-RKL-T-0200 | Switch,Level-High | Switch |  | LSH | http://www.toronto.ca/TWONTO#level_switch |  | Tank, (North-West Basin)
146902 | WTR-RKL-SW-0001 | Switch, Disconnect, LightingTransformer,Sports Field Lighting | WTR-RKL-TR-0002 | Switch | Switch |  | SW | http://www.toronto.ca/TWONTO#disconnect_switch |  | Transformer, Lighting, Sports Field Lighting
146903 | WTR-RKL-SW-0002 | Switch, Disconnect, LightingTransformer,Sports Field Lighting | WTR-RKL-TR-0002 | Switch | Switch |  | SW | http://www.toronto.ca/TWONTO#disconnect_switch |  | Transformer, Lighting, Sports Field Lighting
146908 | WTR-RKL-TSL-0001 | Switch, Temperature-Low, Building | WTR-RKL-AUX | Switch,Temperature-Low | Switch |  | TSL | http://www.toronto.ca/TWONTO#temperature_switch |  | Auxiliary Equipment (Building Facilities)
146932 | WTR-RKL-ZS-0001 | Switch, Position,Door Security | WTR-RKL-AUX | Switch,Position | Switch |  | ZS | http://www.toronto.ca/TWONTO#position_switch |  | Auxiliary Equipment (Building Facilities)
146933 | WTR-RKL-ZS-0002 | Switch, Position,Door Security | WTR-RKL-AUX | Switch,Position | Switch |  | ZS | http://www.toronto.ca/TWONTO#position_switch |  | Auxiliary Equipment (Building Facilities)
146934 | WTR-RKL-ZS-0003 | Switch, Position,Door Security | WTR-RKL-AUX | Switch,Position | Switch |  | ZS | http://www.toronto.ca/TWONTO#position_switch |  | Auxiliary Equipment (Building Facilities)
146944 | WTR-RLL-LSH-0003 | Switch, Level-High, P-0001 | WTR-RLL-P-0001 | Switch,Level-High | Switch |  | LSH | http://www.toronto.ca/TWONTO#level_switch |  | Pump, Submersible, Sump
146965 | WTR-RLW-LSH-0001 | Switch, Level-High, (Flood Alarm) | WTR-RLW-AUX | Switch,Level-High | Switch |  | LSH | http://www.toronto.ca/TWONTO#level_switch |  | Auxiliary Equipment (Building Facilities)
146966 | WTR-RLW-LSH-0101 | Switch, Level-High, Tank 0100 | WTR-RLW-T-0100 | Switch,Level-High | Switch |  | LSH | http://www.toronto.ca/TWONTO#level_switch |  | Tank, Reservoir, (South-West Basin)
146967 | WTR-RLW-LSH-0201 | Switch, Level-High, Tank 0200 | WTR-RLW-T-0200 | Switch,Level-High | Switch |  | LSH | http://www.toronto.ca/TWONTO#level_switch |  | Tank, Reservoir, (South-East Basin)
146976 | WTR-RLW-TSL-0001 | Switch, Temperature-Low, Building | WTR-RLW-AUX | Switch,Temperature-Low | Switch |  | TSL | http://www.toronto.ca/TWONTO#temperature_switch |  | Auxiliary Equipment (Building Facilities)
147022 | WTR-RMI-DS-0101 | Switch, Fused Disconnect, Water Transmission | WTR-RMI-ELS |  | Switch |  | DS | http://www.toronto.ca/TWONTO#disconnect_switch |  | Electrical System
147043 | WTR-RMI-LSH-0003 | Instrument, Level Switch, High, Water Transmission | WTR-RMI-AUX |  | Switch |  | LSH | http://www.toronto.ca/TWONTO#level_switch |  | Auxiliary Equipment (Building Facilities)
147044 | WTR-RMI-LSH-0005 | Instrument, Level Switch, High, Water Transmission | WTR-RMI-AUX |  | Switch |  | LSH | http://www.toronto.ca/TWONTO#level_switch |  | Auxiliary Equipment (Building Facilities)
147058 | WTR-RMI-TSL-0003 | Instrument, Temperature Switch, Low, Water Transmission | WTR-RMI-AUX |  | Switch |  | TSL | http://www.toronto.ca/TWONTO#temperature_switch |  | Auxiliary Equipment (Building Facilities)
147059 | WTR-RMI-TSL-0004 | Instrument, Temperature Switch, Low, Water Transmission | WTR-RMI-AUX |  | Switch |  | TSL | http://www.toronto.ca/TWONTO#temperature_switch |  | Auxiliary Equipment (Building Facilities)
147060 | WTR-RMI-TSL-0012 | Instrument, Temperature Switch, Low, Water Transmission | WTR-RMI-AUX |  | Switch |  | TSL | http://www.toronto.ca/TWONTO#temperature_switch |  | Auxiliary Equipment (Building Facilities)
147089 | WTR-RMI-ZS-0002 | Switch, Position,Door Security | WTR-RMI-AUX | Switch,Position | Switch |  | ZS | http://www.toronto.ca/TWONTO#position_switch |  | Auxiliary Equipment (Building Facilities)
147090 | WTR-RMI-ZS-0003 | Switch, Position,Door Security | WTR-RMI-AUX | Switch,Position | Switch |  | ZS | http://www.toronto.ca/TWONTO#position_switch |  | Auxiliary Equipment (Building Facilities)
147091 | WTR-RMI-ZS-0004 | Switch, Position,Door Security | WTR-RMI-AUX | Switch,Position | Switch |  | ZS | http://www.toronto.ca/TWONTO#position_switch |  | Auxiliary Equipment (Building Facilities)
147092 | WTR-RMI-ZS-0005 | Switch, Position,Door Security | WTR-RMI-AUX | Switch,Position | Switch |  | ZS | http://www.toronto.ca/TWONTO#position_switch |  | Auxiliary Equipment (Building Facilities)
147093 | WTR-RMI-ZS-0011 | Switch, Position,Door Security | WTR-RMI-AUX | Switch,Position | Switch |  | ZS | http://www.toronto.ca/TWONTO#position_switch |  | Auxiliary Equipment (Building Facilities)
147094 | WTR-RMI-ZS-0012 | Switch, Position,Door Security | WTR-RMI-AUX | Switch,Position | Switch |  | ZS | http://www.toronto.ca/TWONTO#position_switch |  | Auxiliary Equipment (Building Facilities)
147095 | WTR-RMI-ZS-0017 | Switch, Position,Door Security | WTR-RMI-AUX | Switch,Position | Switch |  | ZS | http://www.toronto.ca/TWONTO#position_switch |  | Auxiliary Equipment (Building Facilities)
147096 | WTR-RMI-ZS-0020 | Switch, Position,Door Security | WTR-RMI-AUX | Switch,Position | Switch |  | ZS | http://www.toronto.ca/TWONTO#position_switch |  | Auxiliary Equipment (Building Facilities)
147097 | WTR-RMI-ZS-0023 | Switch, Position,Door Security,Access House | WTR-RMI-AUX | Switch,Position | Switch |  | ZS | http://www.toronto.ca/TWONTO#position_switch |  | Auxiliary Equipment (Building Facilities)
147098 | WTR-RMI-ZS-0025 | Switch, Position,Door Security,Access House | WTR-RMI-AUX | Switch,Position | Switch |  | ZS | http://www.toronto.ca/TWONTO#position_switch |  | Auxiliary Equipment (Building Facilities)
147099 | WTR-RMI-ZS-0026 | Switch, Position,Door Security,Access House | WTR-RMI-AUX | Switch,Position | Switch |  | ZS | http://www.toronto.ca/TWONTO#position_switch |  | Auxiliary Equipment (Building Facilities)
147100 | WTR-RMI-ZS-0029 | Instrument, Door Contact, Water Transmission | WTR-RMI-AUX |  | Switch |  | ZS | http://www.toronto.ca/TWONTO#position_switch |  | Auxiliary Equipment (Building Facilities)
147101 | WTR-RMI-ZS-0030 | Instrument, Door Contact, Water Transmission | WTR-RMI-AUX |  | Switch |  | ZS | http://www.toronto.ca/TWONTO#position_switch |  | Auxiliary Equipment (Building Facilities)
147102 | WTR-RMI-ZS-0031 | Instrument, Door Contact, Water Transmission | WTR-RMI-AUX |  | Switch |  | ZS | http://www.toronto.ca/TWONTO#position_switch |  | Auxiliary Equipment (Building Facilities)
147103 | WTR-RMI-ZS-0032 | Instrument, Door Contact, Water Transmission | WTR-RMI-AUX |  | Switch |  | ZS | http://www.toronto.ca/TWONTO#position_switch |  | Auxiliary Equipment (Building Facilities)
147104 | WTR-RMI-ZS-0033 | Instrument, Door Contact, Water Transmission | WTR-RMI-AUX |  | Switch |  | ZS | http://www.toronto.ca/TWONTO#position_switch |  | Auxiliary Equipment (Building Facilities)
147105 | WTR-RMI-ZS-0041 | Instrument, Door Position Switch, Water Transmission | WTR-RMI-AUX |  | Switch |  | ZS | http://www.toronto.ca/TWONTO#position_switch |  | Auxiliary Equipment (Building Facilities)
147106 | WTR-RMI-ZS-0042 | Instrument, Door Position Switch, Water Transmission | WTR-RMI-AUX |  | Switch |  | ZS | http://www.toronto.ca/TWONTO#position_switch |  | Auxiliary Equipment (Building Facilities)
147107 | WTR-RMI-ZS-0043 | Instrument, Door Position Switch, Water Transmission | WTR-RMI-AUX |  | Switch |  | ZS | http://www.toronto.ca/TWONTO#position_switch |  | Auxiliary Equipment (Building Facilities)
147108 | WTR-RMI-ZS-0048 | Instrument, Door Position Switch, Water Transmission | WTR-RMI-AUX |  | Switch |  | ZS | http://www.toronto.ca/TWONTO#position_switch |  | Auxiliary Equipment (Building Facilities)
147109 | WTR-RMI-ZS-0049 | Instrument, Door Position Switch, Water Transmission | WTR-RMI-AUX |  | Switch |  | ZS | http://www.toronto.ca/TWONTO#position_switch |  | Auxiliary Equipment (Building Facilities)
147110 | WTR-RMI-ZS-0051 | Instrument, Door Position Switch, Water Transmission | WTR-RMI-AUX |  | Switch |  | ZS | http://www.toronto.ca/TWONTO#position_switch |  | Auxiliary Equipment (Building Facilities)
147111 | WTR-RMI-ZS-0054 | Instrument, Door Position Switch, Water Transmission | WTR-RMI-AUX |  | Switch |  | ZS | http://www.toronto.ca/TWONTO#position_switch |  | Auxiliary Equipment (Building Facilities)
147142 | WTR-RRG-LSH-0002 | Switch, Level-High, T-0002 | WTR-RRG-AUX | Switch,Level-High | Switch |  | LSH | http://www.toronto.ca/TWONTO#level_switch |  | Auxiliary Equipment (Building Facilities)
147147 | WTR-RRG-SW-0001 | Switch, Hand | WTR-RRG-ELS | Switch | Switch |  | SW | http://www.toronto.ca/TWONTO#disconnect_switch |  | Electrical System
147151 | WTR-RRG-TSH-0001 | Switch, Temperature-High, Building Alarm | WTR-RRG-AUX | Switch,Temperature-High | Switch |  | TSH | http://www.toronto.ca/TWONTO#temperature_switch |  | Auxiliary Equipment (Building Facilities)
147183 | WTR-RRH-LSH-0201 | Switch, Level, High, Rosehill Reservoir, Tank T-0200 | WTR-RRH-T-0200 | Switch,Level | Switch |  | LSH | http://www.toronto.ca/TWONTO#level_switch |  | Tank, Reservoir, (East Basin)
147270 | WTR-RRH-ZS-0003 | Sensor, Door, Security, Overhead Door, Rosehill Reservoir, Valve House | WTR-RRH-AUX | Sensor,Position | Switch |  | ZS | http://www.toronto.ca/TWONTO#position_switch |  | Auxiliary Equipment (Building Facilities)
147271 | WTR-RRH-ZS-0006 | Sensor, Latch, Security, Rosehill Reservoir, Access House | WTR-RRH-CP-0002 | Sensor,Position | Switch |  | ZS | http://www.toronto.ca/TWONTO#position_switch |  | Control Panel, Security Alarms, Rosehill Reservoir, Access House
147272 | WTR-RRH-ZS-0007 | Sensor, Latch, Security, East Door, Rosehill Reservoir, Valve House, Electrical Room | WTR-RRH-CP-0001 | Sensor,Position | Switch |  | ZS | http://www.toronto.ca/TWONTO#position_switch |  | Control Panel, Security Alarms, Rosehill Reservoir, Valve House
147285 | WTR-RRV-LSH-0001 | Switch, Level-High, (Building Flood Alarm) | WTR-RRV-AUX | Switch,Level-High | Switch |  | LSH | http://www.toronto.ca/TWONTO#level_switch |  | Auxiliary Equipment (Building Facilities)
147286 | WTR-RRV-LSH-0101 | Switch, Level-High, Tank 0100 | WTR-RRV-T-0100 | Switch,Level-High | Switch |  | LSH | http://www.toronto.ca/TWONTO#level_switch |  | Tank, Reservoir, (South-West Basin)
147312 | WTR-RRV-ZS-0003 | Switch, Position,Door Security | WTR-RRV-AUX | Switch,Position | Switch |  | ZS | http://www.toronto.ca/TWONTO#position_switch |  | Auxiliary Equipment (Building Facilities)
147338 | WTR-RST-LSH-0001 | Switch, Level-High, Flood Alarm, Lower Level Valve House, | WTR-RST-AUX | Switch,Level-High | Switch |  | LSH | http://www.toronto.ca/TWONTO#level_switch |  | Auxiliary Equipment (Building Facilities)
147339 | WTR-RST-LSH-0201 | Switch, Level-High, Tank 0200, Reservoir Cell | WTR-RST-T-0200 | Switch,Level-High | Switch |  | LSH | http://www.toronto.ca/TWONTO#level_switch |  | Tank, Reservoir, (West Basin)
147340 | WTR-RST-LSH-0201S | Switch, Level-High, Tank 0200 | WTR-RST-T-0200 | Switch,Level-High | Switch | 38669 | LSH | http://www.toronto.ca/TWONTO#level_switch |  | Tank, Reservoir, (West Basin)
147348 | WTR-RST-SW-0011 | Switch, Northwest Wall, Access House | WTR-RST-AUX | Switch | Switch |  | SW | http://www.toronto.ca/TWONTO#disconnect_switch |  | Auxiliary Equipment (Building Facilities)
147366 | WTR-RST-ZS-0004 | Switch, Position,Door Security | WTR-RST-AUX | Switch,Position | Switch |  | ZS | http://www.toronto.ca/TWONTO#position_switch |  | Auxiliary Equipment (Building Facilities)
147374 | WTR-RWA-LSH-0002 | Switch, Level-High, Overflow Alarm, Tank 0001 | WTR-RWA-AUX | Switch,Level-High | Switch |  | LSH | http://www.toronto.ca/TWONTO#level_switch |  | Auxiliary Equipment (Building Facilities)
147378 | WTR-RWA-TSH-0001 | Switch, Temperature-High, Building Alarm | WTR-RWA-AUX | Switch,Temperature-High | Switch |  | TSH | http://www.toronto.ca/TWONTO#temperature_switch |  | Auxiliary Equipment (Building Facilities)
147379 | WTR-RWA-TSL-0001 | Switch, Temperature-Low, Building | WTR-RWA-AUX | Switch,Temperature-Low | Switch |  | TSL | http://www.toronto.ca/TWONTO#temperature_switch |  | Auxiliary Equipment (Building Facilities)
147392 | WTR-RWL-LSH-0001 | Switch, Level-High, Flood Alarm, Building | WTR-RWL-AUX | Switch,Level-High | Switch |  | LSH | http://www.toronto.ca/TWONTO#level_switch |  | Auxiliary Equipment (Building Facilities)
147393 | WTR-RWL-LSH-0002 | Switch, Level-High, Overflow Alarm, Tank 0001 | WTR-RWL-TRW | Switch,Level-High | Switch |  | LSH | http://www.toronto.ca/TWONTO#level_switch |  | Treated Water (Transmission)
147397 | WTR-RWL-SW-0001 | Switch, Control Room | WTR-RWL-ELS | Switch | Switch |  | SW | http://www.toronto.ca/TWONTO#disconnect_switch |  | Electrical System
147398 | WTR-RWL-TSH-0001 | Switch, Temperature-High, Building Alarm | WTR-RWL-AUX | Switch,Temperature-High | Switch |  | TSH | http://www.toronto.ca/TWONTO#temperature_switch |  | Auxiliary Equipment (Building Facilities)
147399 | WTR-RWL-TSL-0001 | Switch, Temperature-Low, Building | WTR-RWL-AUX | Switch,Temperature-Low | Switch |  | TSL | http://www.toronto.ca/TWONTO#temperature_switch |  | Auxiliary Equipment (Building Facilities)
147709 | YTF-ACC-LSH-0201 | Switch, Level-High, Generator Fuel Containment Tank, Miscellaneous Devices | YTF-ACC | Switch,Level-High | Switch |  | LSH | http://www.toronto.ca/TWONTO#level_switch |  | HVAC Equipment
147771 | YTF-ELS-SW-0202 | Switch, Isolation, Utility Bypass, Utility Power, Transfer Switch and Generator | YTF-ELS | Switch | Switch |  | SW | http://www.toronto.ca/TWONTO#disconnect_switch |  | Electrical Equipment
147772 | YTF-ELS-SW-0205 | Switch, Isoaltion, Normal Operation, Generator Power, Transfer Switch and Generator | YTF-ELS | Switch | Switch |  | SW | http://www.toronto.ca/TWONTO#disconnect_switch |  | Electrical Equipment
147777 | YTF-ELS-TS-0201 | Switch, Generator Transfer Switch, Transfer Switch and Generator | YTF-ELS | Switch | Switch |  | TS | http://www.toronto.ca/TWONTO#transfer_switch |  | Electrical Equipment
147778 | YTF-ELS-TS-0701 | Switch, YTF-ELS-PDP-0701, Main Electrical Service | YTF-ELS | Switch | Switch |  | TS | ? |  | Electrical Equipment
15609 | FHA SCADA CLIENTS | FHA SCADA Clients | FHA-SPC1 |  | System Process Control |  |  | http://www.toronto.ca/TWONTO#collection_of_assets |  | Process Control Systems - Administrative
15610 | FHA SCADA SUPPORT | FHA SCADA Support | FHA-SPC1 |  | System Process Control |  |  | activity |  | Process Control Systems - Administrative
16363 | FHA-CRITICAL-EQLIST | Critical Equipment List Review | FHA ADMIN |  | System Process Control |  |  | activity |  | Administration
17631 | FHA-REVIEW | Control Standards Review | FHA ADMIN |  | System Process Control |  |  | activity |  | Administration
21293 | FHO-CRITICAL- EQLIST | Critical Equipment List Review | FHO ADMIN |  | System Process Control |  |  | activity |  | Administration
29295 | FIS-FLT-COMP | Composite Sampling | FIS-SAMP |  | System Process Control |  |  | activity |  | Sampling Systems
29544 | FIS-ITS-COM-0100 | Core Switch, Primary, Admin Building, Server Room | FIS COMMUNICATIONS |  | System Process Control |  | COM | http://www.toronto.ca/TWONTO#network_switch |  | FIS Communications
29545 | FIS-ITS-COM-0200 | Core Switch, Backup, Admin Building, Server Room | FIS COMMUNICATIONS |  | System Process Control |  | COM | http://www.toronto.ca/TWONTO#network_switch |  | FIS Communications
29546 | FIS-ITS-COM-0300 | Server Cabinet, Primary, Admin Building, Server Room | FIS COMMUNICATIONS |  | System Process Control |  | COM | http://www.toronto.ca/TWONTO#network_panel |  | FIS Communications
29547 | FIS-ITS-COM-2101 | Termination Panel | FIS COMMUNICATIONS |  | System Process Control |  | COM | termination_panel |  | FIS Communications
29935 | FIS-REVIEW | Control Standards Review | FIS ADMIN |  | System Process Control |  |  | activity |  | Administration
97334 | FIS-ITS-COM-2100 | Access Closet | FIS COMMUNICATIONS |  | System Process Control |  | COM | http://www.toronto.ca/TWONTO#network_panel |  | FIS Communications
98318 | FIS-SPC-COM-1900 | Access Closet, Admin Building, Control Room | FIS-SPC |  | System Process Control |  | COM | http://www.toronto.ca/TWONTO#network_panel |  | Process Control Systems - Services Area
98314 | FIS-SPC-COM-1400 | Access Closet, Ammonia/Fluoride Building, Lobby | FIS-SPC |  | System Process Control |  | COM | http://www.toronto.ca/TWONTO#network_panel |  | Process Control Systems - Services Area
98315 | FIS-SPC-COM-1600 | Access Closet, Chemical Building, Workshop | FIS-SPC |  | System Process Control |  | COM | http://www.toronto.ca/TWONTO#network_panel |  | Process Control Systems - Services Area
32204 | COL-REVIEW | Control Standards Review | COL ADMIN |  | System Process Control |  |  | activity |  | Administration
40076 | DOS-REVIEW | Control Standards Review | DOS ADMIN |  | System Process Control |  |  | activity |  | Administration
53383 | TAB-SES-BYPS-0001 | Bypass Event | TAB-ADMIN |  | System Process Control |  | BYPS | activity |  | Tab Admin
60439 | THC-DIS-SIMULATION | Disinfection Simulation | THC-DIS |  | System Process Control |  |  | activity |  | Disinfection (Chlorination) Process
64127 | FCL-REVIEW | Control Standards Review | FCL ADMIN |  | System Process Control |  |  | activity |  | Administration
66398 | THC-SPC-COM-1002 | SCADA & Computer | THC-SPC-WA2 | SCADA | System Process Control |  | COM | termination_panel |  | System Process Control
66399 | THC-SPC-COM-1106 | SCADA & Computer | THC-SPC-WA2 | SCADA | System Process Control |  | COM | termination_panel |  | System Process Control
66400 | THC-SPC-COM-1107 | SCADA & Computer | THC-SPC-WA2 | SCADA | System Process Control |  | COM | termination_panel |  | System Process Control
66401 | THC-SPC-COM-1108 | SCADA & Computer | THC-SPC-WA2 | SCADA | System Process Control |  | COM | termination_panel |  | System Process Control
66408 | THC-SPC-COM-2205 | SCADA & Computer, BIOSOLIDS TREATMENT UPGRADES, PCS network, Termination Panel | THC-SPC-WA1 | SCADA | System Process Control |  | COM | termination_panel |  | System Process Control
66409 | THC-SPC-COM-2304 | SCADA & Computer, BIOSOLIDS TREATMENT UPGRADES, PCS network, Termination Panel | THC-SPC-WA1 | SCADA | System Process Control |  | COM | termination_panel |  | System Process Control
66415 | THC-SPC-CPU-2201 | SCADA & Computer, BIOSOLIDS TREATMENT UPGRADES, PCS network, SCADA VIEW | THC-SPC-WA1 | SCADA | System Process Control |  | CPU | termination_panel |  | System Process Control
66420 | THC-SPC-SCADA-0001 | SCADA & Computer | THC-GRK-MAINT | SCADA | System Process Control |  | SCADA | termination_panel |  | Building Maintenance
66421 | THC-SPC-SCADA-0002 | SCADA & Computer | THC-GRK-MAINT | SCADA | System Process Control |  | SCADA | termination_panel |  | Building Maintenance
66422 | THC-SPC-SCADA-0002 | SCADA & Computer | THC-SPC-WA2 | SCADA | System Process Control |  | SCADA | termination_panel |  | System Process Control
66423 | THC-SPC-UPS-2001 | SCADA & Computer, BIOSOLIDS TREATMENT UPGRADES, PCS network, PLC UPS, 2KVA | THC-SPC-WA1 | SCADA | System Process Control |  | UPS | http://www.toronto.ca/TWONTO#network_panel |  | System Process Control
30773 | FIS-SPC-COM-1200 | Access Closet, Filter Building, Switchgear Area | FIS-SPC |  | System Process Control |  | COM | http://www.toronto.ca/TWONTO#network_panel |  | Process Control Systems - Services Area
69547 | FHA SCADA SERVERS | FHA SCADA Servers | FHA-SPC1 |  | System Process Control |  |  | http://www.toronto.ca/TWONTO#collection_of_assets |  | Process Control Systems - Administrative
78960 | THR-SPC-COM-1310S | System Process Control,, Aeration Gallery T-14 | THR-ELS-AER | UPS | System Process Control | 39962 | COM | http://www.toronto.ca/TWONTO#network_panel |  | Electrical System, Aeration and Galleries
78961 | THR-SPC-COM-1601 | System Process Control, Termination Panel, Digester Gas Compressor Room | THR-SPC-COM-1600 | UPS | System Process Control |  | COM | http://www.toronto.ca/TWONTO#network_panel |  | System Process Control, Digester Gas Compressor MCC
78962 | THR-SPC-COM-1700 | System Process Control, Digester 1-2, Mezzanine | THR-ELS-DIG | UPS | System Process Control |  | COM | http://www.toronto.ca/TWONTO#network_panel |  | Electrical System, Digester Tanks
78963 | THR-SPC-COM-1701 | System Process Control, Termination Panel, Digester 1-6 MCC | THR-SPC-COM-1700 | UPS | System Process Control |  | COM | http://www.toronto.ca/TWONTO#network_panel |  | System Process Control, Digester 1-2, Mezzanine
78964 | THR-SPC-COM-1710 | System Process Control,, Digester 1-6 MCC | THR-ELS-DIG | UPS | System Process Control |  | COM | http://www.toronto.ca/TWONTO#network_panel |  | Electrical System, Digester Tanks
78965 | THR-SPC-COM-1800 | System Process Control, Digester 7- 10 | THR-ELS-DIG | UPS | System Process Control |  | COM | http://www.toronto.ca/TWONTO#network_panel |  | Electrical System, Digester Tanks
78972 | THR-SPC-COM-2110 | System Process Control,, Aeration Gallery T-14 | THR-ELS-AER | UPS | System Process Control |  | COM | http://www.toronto.ca/TWONTO#network_panel |  | Electrical System, Aeration and Galleries
78973 | THR-SPC-COM-2250 | System Process Control,, SCADA, T-23 | THR-ELS | RPU | System Process Control |  | COM | http://www.toronto.ca/TWONTO#network_panel |  | Electrical Power System
78974 | THR-SPC-COM-2250 | System Process Control,, SCADA, T-23 | THR-ELS-FST | RPU | System Process Control |  | COM | http://www.toronto.ca/TWONTO#network_panel |  | Electrical System, Final Sedimentation Tanks & Galleries
78975 | THR-SPC-COM-2810 | System Process Control,, Odour Control MCC | THR-ELS-OCS | UPS | System Process Control |  | COM | http://www.toronto.ca/TWONTO#network_panel |  | Electrical System, Odour Control System
84938 | WTR-PEL-COM-2001 | Communication, Network, Panel, Generator Building, Electrical Room | WTR-PEL-RPU-0003 | Network | System Process Control |  | COM | http://www.toronto.ca/TWONTO#network_panel |  | RPU Panel, Generator Building, Electrical Room
84939 | WTR-PEL-COM-2002 | Communication, Network, Panel, Generator Building, Electrical Room | WTR-PEL-RPU-0003 | Network | System Process Control |  | COM | http://www.toronto.ca/TWONTO#network_panel |  | RPU Panel, Generator Building, Electrical Room
93976 | FHO-REVIEW | Control Standards Review | FHO ADMIN |  | System Process Control |  |  | activity |  | Administration
97330 | FIS-ITS-COM-0400 | Server Cabinet, Backup, Admin Building, Server Room | FIS COMMUNICATIONS |  | System Process Control |  | COM | http://www.toronto.ca/TWONTO#network_panel |  | FIS Communications
30774 | FIS-SPC-COM-1300 | Access Closet, Filter Building, Switchgear Area | FIS-SPC |  | System Process Control |  | COM | http://www.toronto.ca/TWONTO#network_panel |  | Process Control Systems - Services Area
98317 | FIS-SPC-COM-1800 | Access Closet, Intake Valve Chamber | FIS-SPC |  | System Process Control |  | COM | http://www.toronto.ca/TWONTO#network_panel |  | Process Control Systems - Services Area
98316 | FIS-SPC-COM-1700 | Access Closet, Low Kit Building , Pump Room | FIS-SPC |  | System Process Control |  | COM | http://www.toronto.ca/TWONTO#network_panel |  | Process Control Systems - Services Area
30772 | FIS-SPC-COM-1100 | Access Closet, Metering Building | FIS-SPC |  | System Process Control |  | COM | http://www.toronto.ca/TWONTO#network_panel |  | Process Control Systems - Services Area
30775 | FIS-SPC-COM-1500 | Access Closet, Workshop Building, Switchgear Area | FIS-SPC |  | System Process Control |  | COM | http://www.toronto.ca/TWONTO#network_panel |  | Process Control Systems - Services Area
128805 | THC-SPC-COM-2202 | SCADA & Computer, BIOSOLIDS TREATMENT UPGRADES, PCS network, Access Closet | THC-SPC-WA1 | SCADA | System Process Control |  | COM | http://www.toronto.ca/TWONTO#network_panel |  | System Process Control
117146 | TAB-REVIEW | Tab Admin For review of various control documents | TAB-ADMIN |  | System Process Control |  |  | activity |  | Tab Admin
117783 | TAB-SES-ECA-0001 | Environmental Compliance Approval | TAB-ADMIN |  | System Process Control |  | ECA | activity |  | Tab Admin
120242 | TC&S | Technical Contract and Services | COL ADMIN |  | System Process Control |  |  | activity |  | Administration
128798 | THC-SPC-COM-1102 | SCADA & Computer | THC-SPC-WA2 | SCADA | System Process Control |  | COM | termination_panel |  | System Process Control
128799 | THC-SPC-COM-1105 | SCADA & Computer | THC-SPC-WA2 | SCADA | System Process Control |  | COM | termination_panel |  | System Process Control
128802 | THC-SPC-COM-1802 | SCADA & Computer | THC-SPC-WA2 | SCADA | System Process Control |  | COM | termination_panel |  | System Process Control
128806 | THC-SPC-COM-2302 | SCADA & Computer, BIOSOLIDS TREATMENT UPGRADES, PCS network, Access Closet | THC-SPC-WA1 | SCADA | System Process Control |  | COM | http://www.toronto.ca/TWONTO#network_panel |  | System Process Control
66428 | THC-SPS-COM-2201 | SCADA & Computer, BIOSOLIDS TREATMENT UPGRADES, PCS network, Access Switch | THC-SPC-WA1 | SCADA | System Process Control |  | COM | http://www.toronto.ca/TWONTO#network_switch |  | System Process Control
128807 | THC-SPC-COM-2303 | SCADA & Computer, BIOSOLIDS TREATMENT UPGRADES, PCS network, Termination Panel | THC-SPC-WA1 | SCADA | System Process Control |  | COM | termination_panel |  | System Process Control
128808 | THC-SPC-COM-2310 | SCADA & Computer, BIOSOLIDS TREATMENT UPGRADES, PCS network, Multilink Cabinet | THC-SPC-WA1 | SCADA | System Process Control |  | COM | termination_panel |  | System Process Control
128819 | THC-SPC-CPU-2301 | SCADA & Computer, BIOSOLIDS TREATMENT UPGRADES, PCS network, SCADA VIEW | THC-SPC-WA1 | SCADA | System Process Control |  | CPU | http://www.toronto.ca/TWONTO#operator_interface_terminal |  | System Process Control
128820 | THC-SPC-SCADA-0001 | SCADA & Computer | THC-SPC-WA1 | SCADA | System Process Control |  | SCADA | termination_panel |  | System Process Control
138833 | THR-SPC-COM-1600 | System Process Control, Digester Gas Compressor MCC | THR-ELS-DIG | UPS | System Process Control |  | COM | termination_panel |  | Electrical System, Digester Tanks
138834 | THR-SPC-COM-1610 | System Process Control, Digester Gas Compressor MCC | THR-ELS-DIG | UPS | System Process Control |  | COM | termination_panel |  | Electrical System, Digester Tanks
138835 | THR-SPC-COM-1702 | System Process Control, Termination Panel, Digester 1-6 MCC | THR-SPC-COM-1700 | UPS | System Process Control |  | COM | termination_panel |  | System Process Control, Digester 1-2, Mezzanine
143415 | WTR-PEL-COM-2000 | Telecommunication, Network, Access Panel, Generator Building, Electrical Room | WTR-PEL-RPU-0003 | Network,Telecommunication | System Process Control |  | COM | http://www.toronto.ca/TWONTO#network_panel |  | RPU Panel, Generator Building, Electrical Room
143416 | WTR-PEL-COM-2003 | Communication, Network, Panel, Generator Building, Electrical Room | WTR-PEL-RPU-0003 | Network | System Process Control |  | COM | http://www.toronto.ca/TWONTO#network_panel |  | RPU Panel, Generator Building, Electrical Room
146880 | WTR-REVIEW | Control Standards and Critical Equipment Review | WTR ADMIN |  | System Process Control |  |  | activity |  | Administration
42640 | FAC-YCM-LAB | BUILDING ENVELOPE | FAC-YCM |  | Test Equipment |  |  | http://www.toronto.ca/TWONTO#space |  | YARD - 545 COMMISSIONERS ROAD
145050 | WTR-PLW-CLB-0003 | Calibrator, Druck, Venturi, S/N 6100425806 | WTR-WEST-ANL | Analyzer | Test Equipment |  | CLB | venturi_calibrator |  | Analyzers, Air Monitors & Calibration Equipment - WWA
146285 | WTR-PSC-CLB-0002 | Calibrator, Druck, Venturi, S/N 6100828812 | WTR-EAST-ANL | Analyzer | Test Equipment |  | CLB | venturi_calibrator |  | Analyzers, Air Monitors & Calibration Equipment - EWA
88190 | WTR-PSC-CLB-0001 | Calibrator, Druck, Venturi, S/N 6100829812 | WTR-EAST-ANL | Analyzer | Test Equipment |  | CLB | venturi_calibrator |  | Analyzers, Air Monitors & Calibration Equipment - EWA
146286 | WTR-PSC-CLB-0003 | Calibrator, Druck, Venturi, S/N 6104937501, (PSC) | WTR-EAST-ANL | Analyzer | Test Equipment |  | CLB | venturi_calibrator |  | Analyzers, Air Monitors & Calibration Equipment - EWA
145049 | WTR-PLW-CLB-0001 | Calibrator, Druck, Venturi, S/N 6104938501 | WTR-WEST-ANL | Analyzer | Test Equipment |  | CLB | venturi_calibrator |  | Analyzers, Air Monitors & Calibration Equipment - WWA
86740 | WTR-PLW-CLB-0002 | Calibrator, Druck, Venturi, S/N 6104939501 | WTR-WEST-ANL | Analyzer | Test Equipment |  | CLB | venturi_calibrator |  | Analyzers, Air Monitors & Calibration Equipment - WWA
90535 | FHO-AUX-CAL-0005 | Calibrator, Flow, Portable, A23-14 Ozone Generator, Admin Building, S2, Electrical Work Shop | FHO-AUX-CAL-GRP1 | Meter,Flow | Test Equipment |  | CAL | flow_calibrator |  | Meters, Group 1, Admin Building, S2, Electrical Work Shop
90534 | FHO-AUX-CAL-0004 | Calibrator, Flow, Portable, GS8B Flow Simulator Krohne, Admin Building, S2, Electrical Work Shop | FHO-AUX | Meter,Flow | Test Equipment |  | CAL | flow_calibrator |  | Lab/Portable Testing Instruments
20768 | FHO-AUX-CAL-0012 | Calibrator, Gas Detector, Drager, Admin Building, S2, Electrical Work Shop | FHO-AUX | Meter | Test Equipment |  | CAL | gas_detector_calibrator |  | Lab/Portable Testing Instruments
20764 | FHO-AUX-CAL-0001 | Calibrator, Loop, Portable, 4-20mA Loop Meter/Generator PIE, Admin Building, S2, Electrical Work Shop | FHO-AUX | Meter,current | Test Equipment |  | CAL | electrical_meter |  | Lab/Portable Testing Instruments
20765 | FHO-AUX-CAL-0001 | Calibrator, Loop, Portable, 4-20mA Loop Meter/Generator PIE, Admin Building, S2, Electrical Work Shop | FHO-AUX-CAL-GRP1 | Meter,current | Test Equipment |  | CAL | electrical_meter |  | Meters, Group 1, Admin Building, S2, Electrical Work Shop
20766 | FHO-AUX-CAL-0002 | Calibrator, Loop, Portable, 4-20mA Loop Meter/Generator PIE, Admin Building, S2, Electrical Work Shop | FHO-AUX-CAL-GRP1 | Meter,current | Test Equipment |  | CAL | electrical_meter |  | Meters, Group 1, Admin Building, S2, Electrical Work Shop
90533 | FHO-AUX-CAL-0003 | Calibrator, Loop, Portable, 4-20mA Loop Meter/Generator PIE, Admin Building, S2, Electrical Work Shop | FHO-AUX-CAL-GRP2 | Meter,current | Test Equipment |  | CAL | electrical_meter |  | Meters, Group 2, Admin Building, S2, Electrical Work Shop
90536 | FHO-AUX-CAL-0011 | Calibrator, Loop, Portable, Pressure Gauge Crystal XP2, Admin Building, S2, Electrical Work Shop | FHO-AUX-CAL-GRP2 | Meter | Test Equipment |  | CAL | electrical_meter |  | Meters, Group 2, Admin Building, S2, Electrical Work Shop
20767 | FHO-AUX-CAL-0010 | Calibrator, Loop, Portable,, Pressure Gauge Crystal HPC49, Admin Building, S2, Electrical Work Shop | FHO-AUX-CAL-GRP1 | Meter | Test Equipment |  | CAL | electrical_meter |  | Meters, Group 1, Admin Building, S2, Electrical Work Shop
134708 | THR-ELS-INQ-0025 | Differential Pressure Manometer (DWYER) | THR-ELS-INQ | Safety | Test Equipment |  | INQ | pressure_calibrator |  | Instrument Equipment, Meter, Calibrators, Spectrophotometer
70950 | FHA-AUX-ANL-0017 | Druck Pressure calibrator SER # 6102256101 | FHA-AUX-LAB | Analyzer,Chlorine | Test Equipment |  | ANL | pressure_calibrator |  | Laboratory and Portable Testing Equipment
70951 | FHA-AUX-ANL-0017 | Druck Pressure calibrator SER # 6102256101 | FHA-ELS-ELS | Analyzer,Chlorine | Test Equipment |  | ANL | pressure_calibrator |  | Electrical/Instrumentation Test Equipment
15983 | FHA-AUX-ANL-0021 | Druck Pressure calibrator SER# 5800639 | FHA-ELS-ELS | Pressure Sensor,Gauge,Pressure | Test Equipment |  | ANL | pressure_calibrator |  | Electrical/Instrumentation Test Equipment
15979 | FHA-AUX-ANL-0018 | Druck Pressure calibrator SER# 61001407 | FHA-ELS-ELS | Analyzer,Chlorine | Test Equipment |  | ANL | pressure_calibrator |  | Electrical/Instrumentation Test Equipment
70952 | FHA-AUX-ANL-0018 | Druck Pressure calibrator SER# 61001407 | FHA-AUX-LAB | Analyzer,Chlorine | Test Equipment |  | ANL | pressure_calibrator |  | Laboratory and Portable Testing Equipment
98775 | FPP-LAB-HTR-0001 | Gravity oven | FHA-FPP | Drier,Dessicant | Test Equipment |  | HTR | lab_equipment |  | Harris Filtration Pilot Plant
98776 | FPP-LAB-HTR-0001 | Gravity oven | FPP-LPL-PIP-0001 | Drier,Dessicant | Test Equipment |  | HTR | lab_equipment |  | Lead Pipe Loop system
15980 | FHA-AUX-ANL-0019 | Megger | FHA-AUX-LAB | Analyzer,Chlorine | Test Equipment |  | ANL | megger_tester |  | Laboratory and Portable Testing Equipment
15981 | FHA-AUX-ANL-0019 | Megger | FHA-ELS-ELS | Analyzer,Chlorine | Test Equipment |  | ANL | megger_tester |  | Electrical/Instrumentation Test Equipment
15982 | FHA-AUX-ANL-0020 | Megger -5 kV insulation tester | FHA-ELS-ELS | Analyzer,Chlorine | Test Equipment |  | ANL | megger_tester |  | Electrical/Instrumentation Test Equipment
73939 | THR-ELS-SQ-0326 | Megger Tester, Electrical Safety Equipment | THR-ELS-SQ | Safety | Test Equipment |  | SQ | megger_tester |  | Electrical Safety Equipment, Gloves, Hot Stick, HVT & Megger
73940 | THR-ELS-SQ-0327 | Megger Tester, Electrical Safety Equipment | THR-ELS-SQ | Safety | Test Equipment |  | SQ | megger_tester |  | Electrical Safety Equipment, Gloves, Hot Stick, HVT & Megger
73941 | THR-ELS-SQ-0328 | Megger Tester, Electrical Safety Equipment | THR-ELS-SQ | Safety | Test Equipment |  | SQ | megger_tester |  | Electrical Safety Equipment, Gloves, Hot Stick, HVT & Megger
90537 | FHO-AUX-METR-0003 | Meter, Multipurpose, Portable, Fluke 789, Admin Building, S2, Electrical Work Shop | FHO-AUX-CAL-GRP2 | Meter,Multi | Test Equipment |  | METR | electrical_meter |  | Meters, Group 2, Admin Building, S2, Electrical Work Shop
20771 | FHO-AUX-METR-0004 | Meter, Resistance, Portable, DLRO, Admin Building, S2, Electrical Work Shop | FHO-AUX-CAL-GRP2 | Meter | Test Equipment |  | METR | electrical_meter |  | Meters, Group 2, Admin Building, S2, Electrical Work Shop
90538 | FHO-AUX-METR-0005 | Meter, Temperature, Portable, WIKA CTH 6300, Admin Building, S2, Electrical Work Shop | FHO-AUX-CAL-GRP1 | Meter,Temperature | Test Equipment |  | METR | electrical_meter |  | Meters, Group 1, Admin Building, S2, Electrical Work Shop
20769 | FHO-AUX-CAL-GRP1 | Meters, Group 1, Admin Building, S2, Electrical Work Shop | FHO-AUX | Meter | Test Equipment |  |  | electrical_meter |  | Lab/Portable Testing Instruments
20770 | FHO-AUX-CAL-GRP2 | Meters, Group 2, Admin Building, S2, Electrical Work Shop | FHO-AUX | Meter | Test Equipment |  |  | electrical_meter |  | Lab/Portable Testing Instruments
113443 | TAB-ELS-SQ-4001 | MSA Portable Monitor Multi unit charger | TAB-ELS-SQ-4000 | Atmosphere Monitoring Device | Test Equipment |  | SQ | gas_detector_calibrator |  | MSA Gas Monitor Bump Test Stand
113444 | TAB-ELS-SQ-4002 | MSA Portable Monitor test Gas Cylinder holder | TAB-ELS-SQ-4000 | Atmosphere Monitoring Device | Test Equipment |  | SQ | gas_detector_calibrator |  | MSA Gas Monitor Bump Test Stand
113442 | TAB-ELS-SQ-4000 | MSA Gas Monitor Bump Test Stand | TAB-ELS-ESQ | Atmosphere Monitoring Device | Test Equipment |  | SQ | gas_detector_calibrator |  | Electrical Safety Equipment
134707 | THR-ELS-INQ-0024 | Oda Log Gas Logger | THR-ELS-INQ | Safety | Test Equipment |  | INQ | http://www.toronto.ca/TWONTO#portable_gas_detector |  | Instrument Equipment, Meter, Calibrators, Spectrophotometer
134706 | THR-ELS-INQ-0023 | Pocket Calorimeter, Electrical & Instrument Shop | THR-ELS-INQ | Safety | Test Equipment |  | INQ | lab_equipment |  | Instrument Equipment, Meter, Calibrators, Spectrophotometer
73661 | THR-ELS-INQ-0299 | Portable Pneumatic & Hydraulic Pressure Calibrators | THR-ELS-INQ | Safety | Test Equipment |  | INQ | pressure_calibrator |  | Instrument Equipment, Meter, Calibrators, Spectrophotometer
73662 | THR-ELS-INQ-0299 | Portable Pneumatic & Hydraulic Pressure Calibrators | THR-ELS-SQ | Safety | Test Equipment |  | INQ | pressure_calibrator |  | Electrical Safety Equipment, Gloves, Hot Stick, HVT & Megger
15376 | FCL-TST-CLB-0705 | Portable Pressure Calibration Unit (Druck Meter) | FCL-ELS-1 | Analyzer,Chlorine | Test Equipment | 35567 | CLB | pressure_calibrator |  | Process Control and SCADA
15377 | FCL-TST-CLB-0705 | Portable Pressure Calibration Unit (Druck Meter) | FCL-MCS | Analyzer,Chlorine | Test Equipment | 35567 | CLB | pressure_calibrator |  | Mechanical Services
15373 | FCL-TST-CLB-0610 | Portable Pressure Calibration Unit (Druck Meter) Sr.No.6102534105 | FCL-MCS | Analyzer,Chlorine | Test Equipment |  | CLB | pressure_calibrator |  | Mechanical Services
68534 | FCL-TST-CLB-0610 | Portable Pressure Calibration Unit (Druck Meter) Sr.No.6102534105 | FCL-ELS-1 | Analyzer,Chlorine | Test Equipment |  | CLB | pressure_calibrator |  | Process Control and SCADA
68535 | FCL-TST-CLB-0610 | Portable Pressure Calibration Unit (Druck Meter) Sr.No.6102534105 | FCL-SUSPENDED | Analyzer,Chlorine | Test Equipment |  | CLB | pressure_calibrator |  | Suspended entity
15374 | FCL-TST-CLB-0610B | Portable Pressure Calibration Unit (Druck Meter), SR 61061331 | FCL-ELS-1 | Analyzer,Chlorine | Test Equipment |  | CLB | pressure_calibrator |  | Process Control and SCADA
15375 | FCL-TST-CLB-0610B | Portable Pressure Calibration Unit (Druck Meter), SR 61061331 | FCL-SUSPENDED | Analyzer,Chlorine | Test Equipment |  | CLB | pressure_calibrator |  | Suspended entity
73663 | THR-ELS-INQ-3900 | Portable Spectrophotometer(DR3900) with RFID, Electrical & Instrument Shop | THR-ELS-INQ | Safety | Test Equipment |  | INQ | lab_equipment |  | Instrument Equipment, Meter, Calibrators, Spectrophotometer
73664 | THR-ELS-INQ-9179 | Portable Spectrophotometer, Electrical & Instrument Shop | THR-ELS | Safety | Test Equipment |  | INQ | lab_equipment |  | Electrical Power System
134709 | THR-ELS-INQ-9179 | Portable Spectrophotometer, Electrical & Instrument Shop | THR-ELS-INQ | Safety | Test Equipment |  | INQ | lab_equipment |  | Instrument Equipment, Meter, Calibrators, Spectrophotometer
31289 | FPP-LAB-MX-0002 | Stir plate, Laboratory benchtop | FHA-FPP | Mixer | Test Equipment |  | MX | lab_equipment |  | Harris Filtration Pilot Plant
31290 | FPP-LAB-MX-0003 | Stir plate, Laboratory benchtop | FHA-FPP | Mixer | Test Equipment |  | MX | lab_equipment |  | Harris Filtration Pilot Plant
98777 | FPP-LAB-MX-0001 | Stir plate, Laboratory benchtop | FHA-FPP | Mixer | Test Equipment |  | MX | lab_equipment |  | Harris Filtration Pilot Plant
98778 | FPP-LAB-MX-0001 | Stir plate, Laboratory benchtop | FPP-LPL-PIP-0001 | Mixer | Test Equipment |  | MX | lab_equipment |  | Lead Pipe Loop system
69689 | THR-BFP-TEST-7435 | Tester, Backflow Preventer, WA1 | THR-CW-BFP-WA1 | Transmitter,Flow | Test Equipment |  | TEST | backflow_preventer_tester |  | City Water, Back Flow Preventer, Work Area 1
69688 | THR-BFP-TEST-2274S | Tester, Backflow Preventer, WA2 | THR-CW-BFP-WA2 | Transmitter,Flow | Test Equipment | 40955 | TEST | backflow_preventer_tester |  | City Water, Back Flow Preventer, Work Area 2
131356 | THR-BFP-TEST-2274 | Tester, Backflow Preventer, WA2 | THR-CW-BFP-WA2 | Transmitter,Flow | Test Equipment |  | TEST | backflow_preventer_tester |  | City Water, Back Flow Preventer, Work Area 2
69686 | THR-BFP-TEST-0023 | Tester, Backflow Preventer, WA3 | THR-CW-BFP-WA3 | Transmitter,Flow | Test Equipment |  | TEST | backflow_preventer_tester |  | City Water, Back Flow Preventer, Work Area 3
69687 | THR-BFP-TEST-0768 | Tester, Backflow Preventer, WA3 | THR-CW-BFP-WA3 | Transmitter,Flow | Test Equipment |  | TEST | backflow_preventer_tester |  | City Water, Back Flow Preventer, Work Area 3
131357 | THR-BFP-TEST-7964 | Tester, Backflow Preventer, WA4 | THR-CW-BFP-WA4 |  | Test Equipment |  | TEST | backflow_preventer_tester |  | City Water, Back Flow Preventer, Work Area 4
69685 | THR-BFP-TEST-0004 | Tester, Backflow Preventer, WA4 (Suspended) | THR-CW-BFP-WA4 | Transmitter,Flow | Test Equipment | 34980 | TEST | backflow_preventer_tester |  | City Water, Back Flow Preventer, Work Area 4
73660 | THR-ELS-INQ-0026 | Thermal Anemometer (VELOCICALC) | THR-ELS-INQ | Safety | Test Equipment |  | INQ | thermal_anemometer |  | Instrument Equipment, Meter, Calibrators, Spectrophotometer
259 | 378251C | Forklift, Attachments, Forks, WA-7 | TAB-GRK-VEH-378251 | Forklift | Tool |  |  | machine_attachments |  | Vehicle, Utility, Multi-Attachment, Propane, BobCat 5600, WA-7
260 | 378251E | Forklift, Attachments, Sweeper, WA-7 | TAB-GRK-VEH-378251 | Forklift | Tool |  |  | machine_attachments |  | Vehicle, Utility, Multi-Attachment, Propane, BobCat 5600, WA-7
261 | 378251F | Forklift, Attachments, Small Bucket, WA-7 | TAB-GRK-VEH-378251 | Forklift | Tool |  |  | machine_attachments |  | Vehicle, Utility, Multi-Attachment, Propane, BobCat 5600, WA-7
307 | 378251A | Forklift, Attachments, Vacuum, WA-7 | TAB-GRK-VEH-378251 | Forklift | Tool |  |  | machine_attachments |  | Vehicle, Utility, Multi-Attachment, Propane, BobCat 5600, WA-7
308 | 378251B | Forklift, Attachments, Snow Blower, WA-7 | TAB-GRK-VEH-378251 | Forklift | Tool |  |  | machine_attachments |  | Vehicle, Utility, Multi-Attachment, Propane, BobCat 5600, WA-7
309 | 378251D | Forklift, Attachments, Large Bucket, WA-7 | TAB-GRK-VEH-378251 | Forklift | Tool |  |  | machine_attachments |  | Vehicle, Utility, Multi-Attachment, Propane, BobCat 5600, WA-7
9982 | FAC-YCM-TOOLS | Yard tools | FAC-YCM-EQUIP |  | Tool |  |  | http://www.toronto.ca/TWONTO#collection_of_assets |  | EQUIPMENT
13670 | FCL-MCS-EQUIP-0001 | Miscellaneous Equipment and Tools | FCL-MCS |  | Tool |  | EQUIP | http://www.toronto.ca/TWONTO#collection_of_assets |  | Mechanical Services
17602 | FHA-MCS-MT-0301 | Machine Tool, Milling Machine, Service Building, Machine Shop | FHA-MCS-MEQ | Machine Tool,Milling Machine | Tool |  | MT | http://www.toronto.ca/TWONTO#milling_machine |  | Machine Shop & Equipment
61346 | THC-ELS-WR-0602 | 600 Volt, 30 Amp Receptacle, Building A | THC-MCS-MEQ | Machine Tool,Milling Machine | Tool |  | WR | http://www.toronto.ca/TWONTO#welding_receptacle |  | Machine Shop and Equipment
17604 | FHA-MCS-MT-0801 | Machine Tool, Welder, Mig, Service Building, Machine Shop | FHA-MCS-MEQ | Welding Equipment,Welding Machine | Tool |  | MT | welder |  | Machine Shop & Equipment
17605 | FHA-MCS-MT-0901 | Machine Tool, Welder, Tig, Service Building, Machine Shop | FHA-MCS-MEQ | Welding Equipment,Welding Machine | Tool |  | MT | welder |  | Machine Shop & Equipment
61347 | THC-ELS-WR-0603 | 600 Volt, 30 Amp Receptacle, Building A | THC-MCS-MEQ | Machine Tool,Milling Machine | Tool |  | WR | http://www.toronto.ca/TWONTO#welding_receptacle |  | Machine Shop and Equipment
61348 | THC-ELS-WR-0604 | 600 Volt, 30 Amp Receptacle, Building A | THC-MCS-MEQ | Machine Tool,Milling Machine | Tool |  | WR | http://www.toronto.ca/TWONTO#welding_receptacle |  | Machine Shop and Equipment
17608 | FHA-MCS-MT-1201 | Machine Tool, Welder, Gas, RMF, Welding Shop/Storage | FHA-MCS-MEQ | Welding Equipment,Welding Machine | Tool |  | MT | welder |  | Machine Shop & Equipment
125387 | THC-ELS-WR-0605 | 600 Volt, 30 Amp Receptacle, Building A | THC-MCS-MEQ | Machine Tool,Milling Machine | Tool |  | WR | http://www.toronto.ca/TWONTO#welding_receptacle |  | Machine Shop and Equipment
30459 | FIS-SES-LD-0040 | 8' Ladder Fibreglass (Flow Metering & Sampling Building) | FIS-SES | Safety | Tool |  | LD | http://www.toronto.ca/TWONTO#ladder |  | Safety, Instrumentation & Environmental Services
38421 | QT0502A | Arc Welding Machine | TAB-MCS-MT | Welding Equipment,Welding Machine | Tool |  |  | welder |  | Machine Shop Mechanical Equipment
105292 | QT0501A | Arc Welding Machine | TAB-MCS-MT | Welding Equipment,Welding Machine | Tool |  |  | welder |  | Machine Shop Mechanical Equipment
62659 | THC-MCS-MT-0023 | Arc Welding Machine, Building A | THC-MCS-MEQ | Welding Equipment,Welding Machine | Tool |  | MT | welder |  | Machine Shop and Equipment
24345 | FHO-MCS-MEQ-1401-SUSP | Digital Backflow Preventer Testing Kit | FHO-OBSOLETE | Machine Tool | Tool | 34954 | MEQ | backflow_preventer_tester |  | Removed From Service
24346 | FHO-MCS-MT-0101 | Lathe, Engine | FHO-MCS-MEQ | Machine Tool,Lathe | Tool |  | MT | http://www.toronto.ca/TWONTO#lathe |  | Machine Shop & Equipment
24347 | FHO-MCS-MT-0401 | Lathe, Engine | FHO-MCS-MEQ | Machine Tool,Lathe | Tool |  | MT | http://www.toronto.ca/TWONTO#lathe |  | Machine Shop & Equipment
126504 | THC-MCS-MT-0022 | Argon Welding Machine, Building A | THC-MCS-MEQ | Welding Equipment,Welding Machine | Tool |  | MT | welder |  | Machine Shop and Equipment
93486 | FHO-MCS-MEQ-1301SUSP | Backflow Preventer Test Kit | FHO-MCS-MEQ | Machine Tool | Tool | 38066 | MEQ | backflow_preventer_tester |  | Machine Shop & Equipment
24344 | FHO-MCS-MEQ-1401 | Backflow Preventer Test Kit - Serial # 667797 | FHO-MCS-PWA | Machine Tool | Tool |  | MEQ | backflow_preventer_tester |  | Service Water & Backflow Prevention
24342 | FHO-MCS-MEQ-1301 | Backflow Preventer Test Kit - Serial # 815066 | FHO-MCS-MEQ | Machine Tool | Tool |  | MEQ | backflow_preventer_tester |  | Machine Shop & Equipment
146383 | WTR-PSC-MEQ-0007 | Backflow Preventer Test Kit, S/N 025886 | WTR-PSC-AUX |  | Tool |  | MEQ | backflow_preventer_tester |  | Auxiliary Equipment (Building Facilities)
145118 | WTR-PLW-MEQ-0001 | Backflow Preventer Test Kit, S/N 512843 | WTR-PLW-AUX |  | Tool |  | MEQ | backflow_preventer_tester |  | Auxilliary Equipment (Building Facilities)
86834 | WTR-PLW-MEQ-0002S | Backflow Preventer Test Kit, S/N 52158 | WTR-SUSPENDED |  | Tool | 41273 | MEQ | backflow_preventer_tester |  | Suspended Obsolete entity for storage purpose
145119 | WTR-PLW-MEQ-0002S | Backflow Preventer Test Kit, S/N 52158 | WTR-PLW-AUX |  | Tool | 41273 | MEQ | backflow_preventer_tester |  | Auxilliary Equipment (Building Facilities)
88273 | WTR-PSC-MEQ-0006 | Backflow Preventer Test Kit, S/N 644931 | WTR-PSC-AUX |  | Tool |  | MEQ | backflow_preventer_tester |  | Auxiliary Equipment (Building Facilities)
85694 | WTR-PHL-MEQ-0002 | Backflow Preventer Test Kit, S/N 747489 | WTR-PHL-AUX |  | Tool |  | MEQ | backflow_preventer_tester |  | Auxiliary Equipment (Building Facilities)
86833 | WTR-PLW-MEQ-0002 | Backflow Preventer Test Kit, S/N 876358 | WTR-PLW-AUX | Valve,Backflow Preventer | Tool |  | MEQ | backflow_preventer_tester |  | Auxilliary Equipment (Building Facilities)
85695 | WTR-PHL-MEQ-0003 | Backflow Preventer Test Kit, S/N 895957 | WTR-PHL-AUX | Valve,Backflow Preventer | Tool |  | MEQ | backflow_preventer_tester |  | Auxiliary Equipment (Building Facilities)
24343 | FHO-MCS-MEQ-1301_SU | Backflow Preventer Testing Kit | FHO-MCS-MEQ | Machine Tool | Tool | 34957 | MEQ | backflow_preventer_tester |  | Machine Shop & Equipment
93487 | FHO-MCS-MEQ-1401-SU | Backflow Preventer Testing Kit | FHO-MCS-MEQ | Machine Tool | Tool |  | MEQ | backflow_preventer_tester |  | Machine Shop & Equipment
126491 | THC-MCS-MEQ-0006 | Backflow Preventer Testing Kit (WA3), Building A | THC-MCS-MEQ |  | Tool |  | MEQ | backflow_preventer_tester |  | Machine Shop and Equipment
62635 | THC-MCS-MEQ-0003 | Backflow Preventer Testing Kit, Building A | THC-MCS-MEQ |  | Tool |  | MEQ | backflow_preventer_tester |  | Machine Shop and Equipment
62636 | THC-MCS-MEQ-0004 | Backflow Preventer Testing Kit, Building A | THC-MCS-MEQ |  | Tool | 36938 | MEQ | backflow_preventer_tester |  | Machine Shop and Equipment
126489 | THC-MCS-MEQ-0004 | Backflow Preventer Testing Kit, Building A | THC-MCS-MEQ-0005 |  | Tool | 36938 | MEQ | backflow_preventer_tester |  | Mechanical Equipment, Building M
126490 | THC-MCS-MEQ-0004 | Backflow Preventer Testing Kit, Building A | THC-SUSPENDED |  | Tool | 36938 | MEQ | backflow_preventer_tester |  | Suspended entity
86272 | WTR-PJS-MT-0001 | Band Saw | WTR-PJS-AUX |  | Tool |  | MT | http://www.toronto.ca/TWONTO#band_saw |  | Auxiliary Equipment (Building Facilities)
136764 | THR-MCS-MT-0546 | Bandsaw | THR-MT-WA3 |  | Tool |  | MT | http://www.toronto.ca/TWONTO#band_saw |  | Machine Tools
76227 | THR-MCS-MT-0545 | Bandsaw, Horizontal | THR-MT-WA4 |  | Tool |  | MT | http://www.toronto.ca/TWONTO#band_saw |  | Machine Tools
76229 | THR-MCS-MT-0554 | Bandsaw, Horizontal | THR-MT-WA3 |  | Tool |  | MT | http://www.toronto.ca/TWONTO#band_saw |  | Machine Tools
136758 | THR-MCS-MT-0510 | Bandsaw, Horizontal | THR-MT-WA3 |  | Tool |  | MT | http://www.toronto.ca/TWONTO#band_saw |  | Machine Tools
136763 | THR-MCS-MT-0545 | Bandsaw, Horizontal | THR-MT-WA3 |  | Tool |  | MT | http://www.toronto.ca/TWONTO#band_saw |  | Machine Tools
136761 | THR-MCS-MT-0530 | Bandsaw, Vertical | THR-MT-WA3 |  | Tool |  | MT | http://www.toronto.ca/TWONTO#band_saw |  | Machine Tools
76221 | THR-MCS-MT-0517 | Bench Grinder | THR-MT-WA3 |  | Tool |  | MT | bench_grinder |  | Machine Tools
136766 | THR-MCS-MT-0553 | Bench Grinder | THR-MT-WA3 |  | Tool |  | MT | bench_grinder |  | Machine Tools
62653 | THC-MCS-MT-0016 | Bench Grinder, Building A | THC-MCS-MEQ | Machine Tool | Tool |  | MT | bench_grinder |  | Machine Shop and Equipment
136630 | THR-MCS-CHR-9885 | Chair, Shop Stool, Issued to Andrei Klimbovsky | THR-MCS-MT2-WA2 |  | Tool |  | CHR | shop_stool |  | Machine Tool-2
136627 | THR-MCS-CHR-3649 | Chair, Shop Stool, Issued to Danny Oliveira | THR-LD-WA2 |  | Tool |  | CHR | shop_stool |  | Lifting Devices, Chain Hoist, Come Along & Slings
136628 | THR-MCS-CHR-3649 | Chair, Shop Stool, Issued to Danny Oliveira | THR-MCS-MT2-WA2 |  | Tool |  | CHR | shop_stool |  | Machine Tool-2
76050 | THR-MCS-CHR-4214 | Chair, Shop Stool, Issued to Edgardo Manansala | THR-MCS-MT2-WA2 |  | Tool |  | CHR | shop_stool |  | Machine Tool-2
76054 | THR-MCS-CHR-9892 | Chair, Shop Stool, Issued to Esmond Lewis | THR-MCS-MT2-WA2 |  | Tool |  | CHR | shop_stool |  | Machine Tool-2
76052 | THR-MCS-CHR-9889 | Chair, Shop Stool, Issued to Pauly Jacob | THR-MCS-MT2-WA2 |  | Tool |  | CHR | shop_stool |  | Machine Tool-2
76051 | THR-MCS-CHR-4215 | Chair, Shop Stool, Issued to Ravin Sankar | THR-MCS-MT2-WA2 |  | Tool |  | CHR | shop_stool |  | Machine Tool-2
136629 | THR-MCS-CHR-4218 | Chair, Shop Stool, Issued to Terry McNany | THR-MCS-MT2-WA2 |  | Tool |  | CHR | shop_stool |  | Machine Tool-2
76053 | THR-MCS-CHR-9890 | Chair, Shop Stool, Issued to Vadim Sak | THR-MCS-MT2-WA2 |  | Tool |  | CHR | shop_stool |  | Machine Tool-2
126402 | THC-MCS-CRN-6003 | Crane, Conveyor Platform Area, Headworks | THC-PLT-BLDG-0001 | Lifting Device,Hoist,Electrical | Tool |  | CRN | http://www.toronto.ca/TWONTO#crane |  | New Head House, preliminary process
126401 | THC-MCS-CRN-6002 | Crane, Inclined Conveyor Area, Headworks | THC-PLT-BLDG-0001 | Lifting Device,Hoist,Electrical | Tool |  | CRN | http://www.toronto.ca/TWONTO#crane |  | New Head House, preliminary process
62512 | THC-MCS-CRN-6001 | Crane, Screen Room, Headworks | THC-PLT-BLDG-0001 | Lifting Device,Hoist,Electrical | Tool |  | CRN | http://www.toronto.ca/TWONTO#crane |  | New Head House, preliminary process
105289 | QT0101A | Cutting Shears | TAB-MCS-MT | Welding Equipment,Welding Tools | Tool |  |  | cutting_shears |  | Machine Shop Mechanical Equipment
93488 | FHO-MCS-MEQ-1401-SUSP | Digital Backflow Preventer Testing Kit | FHO-MCS-MEQ | Machine Tool | Tool | 34954 | MEQ | backflow_preventer_tester |  | Machine Shop & Equipment
93489 | FHO-MCS-MEQ-1401-SUSP | Digital Backflow Preventer Testing Kit | FHO-MCS-PWA | Machine Tool | Tool | 34954 | MEQ | backflow_preventer_tester |  | Service Water & Backflow Prevention
34754 | MS0100A | Lathe | TAB-MCS-MT | Machine Tool,Lathe | Tool |  |  | http://www.toronto.ca/TWONTO#lathe |  | Machine Shop Mechanical Equipment
34755 | MS0105A | Lathe | TAB-MCS-MT | Machine Tool,Lathe | Tool |  |  | http://www.toronto.ca/TWONTO#lathe |  | Machine Shop Mechanical Equipment
34756 | MS0107A | Lathe | TAB-WA5-MCS | Machine Tool,Lathe | Tool |  |  | http://www.toronto.ca/TWONTO#lathe |  | Machine Shop- WA5
34757 | MS0108A | Lathe | TAB-MCS-MT | Machine Tool,Lathe | Tool |  |  | http://www.toronto.ca/TWONTO#lathe |  | Machine Shop Mechanical Equipment
34758 | MS0110A | Lathe | TAB-MCS-MT | Machine Tool,Lathe | Tool |  |  | http://www.toronto.ca/TWONTO#lathe |  | Machine Shop Mechanical Equipment
34759 | MS0117A | Milling Machine | TAB-MCS-MT | Machine Tool,Milling Machine | Tool |  |  | http://www.toronto.ca/TWONTO#milling_machine |  | Machine Shop Mechanical Equipment
34760 | MS0120A | Milling Machine | TAB-MCS-MT | Machine Tool,Milling Machine | Tool |  |  | http://www.toronto.ca/TWONTO#milling_machine |  | Machine Shop Mechanical Equipment
34761 | MS0125A | Mill, Boring, BFT-80 | TAB-MCS-MT | Machine Tool,Milling Machine | Tool |  |  | http://www.toronto.ca/TWONTO#milling_machine |  | Machine Shop Mechanical Equipment
76228 | THR-MCS-MT-0549 | Drill Press | THR-MT-WA3 |  | Tool |  | MT | http://www.toronto.ca/TWONTO#drill_press |  | Machine Tools
136765 | THR-MCS-MT-0552 | Drill Press | THR-MT-WA3 |  | Tool |  | MT | http://www.toronto.ca/TWONTO#drill_press |  | Machine Tools
101806 | MS0126A | Drill Press, B2508 | TAB-MCS-MT | Machine Tool,Drill Press | Tool |  |  | http://www.toronto.ca/TWONTO#drill_press |  | Machine Shop Mechanical Equipment
48701 | TAB-MCS-MT-1211 | Machine Tool, Milling | TAB-STR-STRC | Machine Tool,Milling Machine | Tool |  | MT | http://www.toronto.ca/TWONTO#milling_machine |  | Blower Bldg Services - Drains, Electrical Service(110/220V), Lighting, Plumbing
126502 | THC-MCS-MT-0015 | Drill Press, Building A | THC-MCS-MEQ | Machine Tool,Drill Press | Tool |  | MT | http://www.toronto.ca/TWONTO#drill_press |  | Machine Shop and Equipment
24351 | FHO-MCS-MT-0901 | Drill, Pedestal | FHO-MCS-MEQ | Machine Tool,Drill Press | Tool |  | MT | http://www.toronto.ca/TWONTO#drill_press |  | Machine Shop & Equipment
24352 | FHO-MCS-MT-1001 | Drill, Pedestal | FHO-MCS-MEQ | Machine Tool | Tool |  | MT | http://www.toronto.ca/TWONTO#drill_press |  | Machine Shop & Equipment
24350 | FHO-MCS-MT-0801 | Drill, Press | FHO-MCS-MEQ | Machine Tool,Drill Press | Tool |  | MT | http://www.toronto.ca/TWONTO#drill_press |  | Machine Shop & Equipment
24349 | FHO-MCS-MT-0701 | Drill, Radial Arm | FHO-MCS-MEQ | Machine Tool,Drill Press | Tool |  | MT | http://www.toronto.ca/TWONTO#radial_arm_drill |  | Machine Shop & Equipment
75919 | THR-GRK-MT-5062 | Drill, Torque Limiter Electric, Portable on Tripod | THR-GRK-GQ-WA2 | Generator,Electricity,Portable | Tool |  | MT | torque_limiter |  | Building & Grounds Equipment, Work Area 2
136533 | THR-GRK-MT-5237 | Drill, Torque Limiter Electric, Portable on Tripod | THR-GRK-GQ-WA2 | Generator,Electricity,Portable | Tool |  | MT | torque_limiter |  | Building & Grounds Equipment, Work Area 2
76223 | THR-MCS-MT-0520 | Dust Collector,Metal- JET | THR-MCS-MT2-WA2 |  | Tool |  | MT | http://www.toronto.ca/TWONTO#collection_of_assets |  | Machine Tool-2
78741 | FHA-MCS-MT-1401 | FHA-MCS-SB-1401 - Sandblaster | FHA-MCS-MEQ | Machine Tool,Lathe | Tool |  | MT | sandblaster |  | Machine Shop & Equipment
136759 | THR-MCS-MT-0518 | Grinder-Baldor | THR-MCS-MT2-WA2 |  | Tool |  | MT | bench_grinder |  | Machine Tool-2
93494 | FHO-MCS-MT-0501 | Hacksaw, Power | FHO-MCS-MEQ | Machine Tool,Saw | Tool |  | MT | http://www.toronto.ca/TWONTO#table_saw |  | Machine Shop & Equipment
113503 | TAB-ELS-SQ-GLOVE | High Voltage Gloves | TAB-ELS-ESQ |  | Tool |  |  | http://www.toronto.ca/TWONTO#collection_of_assets |  | Electrical Safety Equipment
113499 | TAB-ELS-SQ-BLANKET | High Voltage Insulating Blankets | TAB-ELS-ESQ |  | Tool |  |  | http://www.toronto.ca/TWONTO#collection_of_assets |  | Electrical Safety Equipment
62514 | THC-MCS-CRN-6005 | Hoist, Mechanical Room #1 | THC-PLT-BLDG-0001 | Lifting Device,Hoist,Electrical | Tool |  | CRN | http://www.toronto.ca/TWONTO#lifting_equipment_hoist |  | New Head House, preliminary process
62513 | THC-MCS-CRN-6004 | Hoist, Mechanical Room #2 | THC-PLT-BLDG-0001 | Lifting Device,Hoist,Electrical | Tool |  | CRN | http://www.toronto.ca/TWONTO#lifting_equipment_hoist |  | New Head House, preliminary process
136767 | THR-MCS-MT-0555 | Hydraulic Press | THR-MT-WA3 |  | Tool |  | MT | hydraulic_press |  | Machine Tools
48700 | TAB-MCS-MT-0002 | Hydraulic Press, Work Area 5 Workshop | TAB-WA5-MCS |  | Tool |  | MT | hydraulic_press |  | Machine Shop- WA5
105290 | QT0301A | Iron Worker | TAB-MCS-MT | Welding Equipment,Welding Tools | Tool |  |  | sheet_metal_bender |  | Machine Shop Mechanical Equipment
30462 | FIS-SES-LDR-0310 | Ladder, 12' Fiberglass, Storage Building | FIS-SES | Safety | Tool |  | LDR | http://www.toronto.ca/TWONTO#ladder |  | Safety, Instrumentation & Environmental Services
30474 | FIS-SES-LDR-4502 | Ladder, 12'/26' Aluminum, Multiway, Workshop Building Near Washer/Dryer | FIS-SES | Safety | Tool |  | LDR | http://www.toronto.ca/TWONTO#ladder |  | Safety, Instrumentation & Environmental Services
62648 | THC-MCS-MT-0007 | Centre Lathe Machine, Building A | THC-MCS-MEQ | Machine Tool,Lathe | Tool |  | MT | http://www.toronto.ca/TWONTO#lathe |  | Machine Shop and Equipment
30468 | FIS-SES-LDR-0407 | Ladder, 16' Aluminum, Extension, Filter Building, Filter Gallery | FIS-SES | Safety | Tool |  | LDR | http://www.toronto.ca/TWONTO#ladder |  | Safety, Instrumentation & Environmental Services
30480 | FIS-SES-LDR-5001 | Ladder, 16' Aluminum, Extension, Fluoride & Ammonia Building, Scrubber Room | FIS-SES | Safety | Tool |  | LDR | http://www.toronto.ca/TWONTO#ladder |  | Safety, Instrumentation & Environmental Services
30460 | FIS-SES-LDR-0304 | Ladder, 16' Aluminum, Extension, Storage Building | FIS-SES | Safety | Tool |  | LDR | http://www.toronto.ca/TWONTO#ladder |  | Safety, Instrumentation & Environmental Services
30478 | FIS-SES-LDR-4507 | Ladder, 16' Aluminum, Extension, Workshop Building, Upper Mezzanine, Electrical Area | FIS-SES | Safety | Tool |  | LDR | http://www.toronto.ca/TWONTO#ladder |  | Safety, Instrumentation & Environmental Services
62654 | THC-MCS-MT-0017 | Bantam Lathe, Building A | THC-MCS-MEQ | Machine Tool,Lathe | Tool |  | MT | http://www.toronto.ca/TWONTO#lathe |  | Machine Shop and Equipment
30479 | FIS-SES-LDR-4508 | Ladder, 16' Aluminum, Extension, Workshop Building, Upper Mezzanine, Electrical Area | FIS-SES | Safety | Tool |  | LDR | http://www.toronto.ca/TWONTO#ladder |  | Safety, Instrumentation & Environmental Services
30471 | FIS-SES-LDR-1601 | Ladder, 16' Fiberglass, Extension, Raw Water PS | FIS-SES | Safety | Tool |  | LDR | http://www.toronto.ca/TWONTO#ladder |  | Safety, Instrumentation & Environmental Services
30477 | FIS-SES-LDR-4506 | Ladder, 2' Aluminum, Workshop Building, Stores | FIS-SES | Safety | Tool |  | LDR | http://www.toronto.ca/TWONTO#ladder |  | Safety, Instrumentation & Environmental Services
98005 | FIS-SES-LDR-0302 | Ladder, 24' Aluminum, Extension, Storage Building | FIS-SES | Safety | Tool |  | LDR | http://www.toronto.ca/TWONTO#ladder |  | Safety, Instrumentation & Environmental Services
30461 | FIS-SES-LDR-0308 | Ladder, 24' Fiberglass, Extension, Storage Building | FIS-SES | Safety | Tool |  | LDR | http://www.toronto.ca/TWONTO#ladder |  | Safety, Instrumentation & Environmental Services
98007 | FIS-SES-LDR-0305 | Ladder, 24' Fiberglass, Extension, Storage Building | FIS-SES | Safety | Tool |  | LDR | http://www.toronto.ca/TWONTO#ladder |  | Safety, Instrumentation & Environmental Services
98008 | FIS-SES-LDR-0306 | Ladder, 24' Fiberglass, Extension, Storage Building | FIS-SES | Safety | Tool |  | LDR | http://www.toronto.ca/TWONTO#ladder |  | Safety, Instrumentation & Environmental Services
98015 | FIS-SES-LDR-3501 | Ladder, 3' Aluminum, Gaseous Chemical Building, Tools Area | FIS-SES | Safety | Tool |  | LDR | http://www.toronto.ca/TWONTO#ladder |  | Safety, Instrumentation & Environmental Services
62663 | THC-MCS-SM-0110 | Machine Tool,Lathe, Building A | THC-MCS-MEQ | Machine Tool,Milling Machine | Tool |  | SM | http://www.toronto.ca/TWONTO#lathe |  | Machine Shop and Equipment
62664 | THC-MCS-SM-0130 | Machine Tool,Lathe, Building A | THC-MCS-MEQ | Machine Tool,Milling Machine | Tool |  | SM | http://www.toronto.ca/TWONTO#lathe |  | Machine Shop and Equipment
62665 | THC-MCS-SM-0140 | Machine Tool,Lathe, Building A | THC-MCS-MEQ | Machine Tool,Milling Machine | Tool |  | SM | http://www.toronto.ca/TWONTO#lathe |  | Machine Shop and Equipment
62666 | THC-MCS-SM-0170 | Machine Tool,Milling Machine, Building A | THC-MCS-MEQ | Machine Tool,Milling Machine | Tool |  | SM | http://www.toronto.ca/TWONTO#milling_machine |  | Machine Shop and Equipment
98016 | FIS-SES-LDR-3503 | Ladder, 3' Stairs, Gaseous Chemical Building, Storage Room West Wall | FIS-SES | Safety | Tool |  | LDR | http://www.toronto.ca/TWONTO#portable_ladder |  | Safety, Instrumentation & Environmental Services
98009 | FIS-SES-LDR-0307 | Ladder, 36' Fiberglass, Extension, Storage Building | FIS-SES | Safety | Tool |  | LDR | http://www.toronto.ca/TWONTO#ladder |  | Safety, Instrumentation & Environmental Services
30470 | FIS-SES-LDR-1401 | Ladder, 4' Aluminum, Meternig & Sampling Building | FIS-SES | Safety | Tool |  | LDR | http://www.toronto.ca/TWONTO#ladder |  | Safety, Instrumentation & Environmental Services
98018 | FIS-SES-LDR-5002 | Ladder, 4' Fiberglass, Fluoride & Ammonia Building, Ammonia Room | FIS-SES | Safety | Tool |  | LDR | http://www.toronto.ca/TWONTO#ladder |  | Safety, Instrumentation & Environmental Services
30463 | FIS-SES-LDR-0311 | Ladder, 4' Stairs, Storage Building | FIS-SES | Safety | Tool |  | LDR | http://www.toronto.ca/TWONTO#ladder |  | Safety, Instrumentation & Environmental Services
30472 | FIS-SES-LDR-1604 | Ladder, 44' Aluminum, Extension , Raw Water PS | FIS-SES | Safety | Tool |  | LDR | http://www.toronto.ca/TWONTO#ladder |  | Safety, Instrumentation & Environmental Services
30469 | FIS-SES-LDR-1301 | Ladder, 6' Fiberglass, Chemical Mixing Building | FIS-SES | Safety | Tool |  | LDR | http://www.toronto.ca/TWONTO#ladder |  | Safety, Instrumentation & Environmental Services
30465 | FIS-SES-LDR-0403 | Ladder, 6' Fiberglass, Filter Building, Backwash Pump Basement | FIS-SES | Safety | Tool |  | LDR | http://www.toronto.ca/TWONTO#ladder |  | Safety, Instrumentation & Environmental Services
98011 | FIS-SES-LDR-0401 | Ladder, 6' Fiberglass, Filter Building, Backwash Pump Basement, Communication Room | FIS-SES | Safety | Tool |  | LDR | http://www.toronto.ca/TWONTO#ladder |  | Safety, Instrumentation & Environmental Services
30466 | FIS-SES-LDR-0405 | Ladder, 6' Fiberglass, Filter Building, Filter Gallery | FIS-SES | Safety | Tool |  | LDR | http://www.toronto.ca/TWONTO#ladder |  | Safety, Instrumentation & Environmental Services
30467 | FIS-SES-LDR-0406 | Ladder, 6' Fiberglass, Filter Building, Filter Gallery | FIS-SES | Safety | Tool |  | LDR | http://www.toronto.ca/TWONTO#ladder |  | Safety, Instrumentation & Environmental Services
98014 | FIS-SES-LDR-1605 | Ladder, 6' Fiberglass, Flume Walkway | FIS-SES | Safety | Tool |  | LDR | http://www.toronto.ca/TWONTO#ladder |  | Safety, Instrumentation & Environmental Services
98019 | FIS-SES-LDR-5003 | Ladder, 6' Fiberglass, Fluoride & Ammonia Building, Fluoride Skid Room | FIS-SES | Safety | Tool |  | LDR | http://www.toronto.ca/TWONTO#ladder |  | Safety, Instrumentation & Environmental Services
98012 | FIS-SES-LDR-1602 | Ladder, 6' Fiberglass, Raw Water PS | FIS-SES | Safety | Tool |  | LDR | http://www.toronto.ca/TWONTO#ladder |  | Safety, Instrumentation & Environmental Services
76224 | THR-MCS-MT-0523 | Centre Lathe | THR-MT-WA3 |  | Tool |  | MT | http://www.toronto.ca/TWONTO#lathe |  | Machine Tools
76225 | THR-MCS-MT-0524 | Centre Lathe | THR-GRK-PRTY-WA3 |  | Tool |  | MT | http://www.toronto.ca/TWONTO#lathe |  | WA3 Property, Humber T. P. for DOS Work Orders
76226 | THR-MCS-MT-0531 | Milling Machine | THR-MT-WA3 |  | Tool |  | MT | http://www.toronto.ca/TWONTO#milling_machine |  | Machine Tools
98013 | FIS-SES-LDR-1603 | Ladder, 6' Fiberglass, Raw Water PS | FIS-SES | Safety | Tool |  | LDR | http://www.toronto.ca/TWONTO#ladder |  | Safety, Instrumentation & Environmental Services
98006 | FIS-SES-LDR-0303 | Ladder, 6' Fiberglass, Storage Building | FIS-SES | Safety | Tool |  | LDR | http://www.toronto.ca/TWONTO#ladder |  | Safety, Instrumentation & Environmental Services
98017 | FIS-SES-LDR-4503 | Ladder, 6' Fiberglass, Workshop Building, Empty Room in TRW Pump Area | FIS-SES | Safety | Tool |  | LDR | http://www.toronto.ca/TWONTO#ladder |  | Safety, Instrumentation & Environmental Services
30476 | FIS-SES-LDR-4505 | Ladder, 6' Fiberglass, Workshop Building, Machine Shop | FIS-SES | Safety | Tool |  | LDR | http://www.toronto.ca/TWONTO#ladder |  | Safety, Instrumentation & Environmental Services
76231 | THR-MCS-MT-0559 | Centre Lathe | THR-MT-WA3 |  | Tool |  | MT | http://www.toronto.ca/TWONTO#lathe |  | Machine Tools
30464 | FIS-SES-LDR-0402 | Ladder, 8' Fiberglass, Filter Building, Backwash Pump Basement | FIS-SES | Safety | Tool |  | LDR | http://www.toronto.ca/TWONTO#ladder |  | Safety, Instrumentation & Environmental Services
30481 | FIS-SES-LDR-5004 | Ladder, 8' Fiberglass, Fluoride & Ammonia Building, Scrubber Room | FIS-SES | Safety | Tool |  | LDR | http://www.toronto.ca/TWONTO#ladder |  | Safety, Instrumentation & Environmental Services
98004 | FIS-SES-LDR-0301 | Ladder, 8' Fiberglass, Storage Building | FIS-SES | Safety | Tool |  | LDR | http://www.toronto.ca/TWONTO#ladder |  | Safety, Instrumentation & Environmental Services
98010 | FIS-SES-LDR-0309 | Ladder, 8' Fiberglass, Storage Building | FIS-SES | Safety | Tool |  | LDR | http://www.toronto.ca/TWONTO#ladder |  | Safety, Instrumentation & Environmental Services
30473 | FIS-SES-LDR-4501 | Ladder, 8' Fiberglass, Workshop Building Near Washer/Dryer | FIS-SES | Safety | Tool |  | LDR | http://www.toronto.ca/TWONTO#ladder |  | Safety, Instrumentation & Environmental Services
30475 | FIS-SES-LDR-4504 | Ladder, 8' Fiberglass, Workshop Building, Lower Machine Shop | FIS-SES | Safety | Tool |  | LDR | http://www.toronto.ca/TWONTO#ladder |  | Safety, Instrumentation & Environmental Services
61954 | THC-GRK-LAD-0002 | Ladder, fixed access type | THC-GRK-MCS |  | Tool |  | LAD | http://www.toronto.ca/TWONTO#collection_of_assets |  | Mechanical Services
125961 | THC-GRK-LAD-0001 | Ladder, portable access type, step, rolling, folding, extension, scissor, multi-position, platform, sliding | THC-GRK-MCS |  | Tool |  | LAD | http://www.toronto.ca/TWONTO#collection_of_assets |  | Mechanical Services
146382 | WTR-PSC-MEQ-0005 | Laser Alignment Tool, S/N 118332 | WTR-PSC-AUX |  | Tool |  | MEQ | laser_alignment_tool |  | Auxiliary Equipment (Building Facilities)
145120 | WTR-PLW-MEQ-0005 | Laser Alignment Tool, S/N 119940 | WTR-PLW-AUX |  | Tool |  | MEQ | laser_alignment_tool |  | Auxilliary Equipment (Building Facilities)
78736 | FHA-MCS-MT-0101 | Machine Tool, Lathe Engine H.D., Service Building, Machine Shop | FHA-MCS-MEQ | Machine Tool,Lathe | Tool |  | MT | http://www.toronto.ca/TWONTO#lathe |  | Machine Shop & Equipment
78737 | FHA-MCS-MT-0201 | Machine Tool, Lathe Standard., Service Building, Machine Shop | FHA-MCS-MEQ | Machine Tool,Lathe | Tool |  | MT | http://www.toronto.ca/TWONTO#lathe |  | Machine Shop & Equipment
144117 | WTR-PHL-MEQ-0001 | Laser Alignment Tool, S/N 127153 | WTR-PHL-AUX |  | Tool |  | MEQ | laser_alignment_tool |  | Auxiliary Equipment (Building Facilities)
136768 | THR-MCS-MT-0557 | Lift Table | THR-LD-WA3 |  | Tool |  | MT | lift_table |  | Lifting Devices, Chain Hoist, Come Along & Slings
136769 | THR-MCS-MT-0557 | Lift Table | THR-MT-WA3 |  | Tool |  | MT | lift_table |  | Machine Tools
60758 | THC-ELS-DR-0300 | Machine Shop Overhead Door, Building A | THC-MCS-MEQ | Machine Tool,Milling Machine | Tool |  | DR | http://www.toronto.ca/TWONTO#roll_up_door |  | Machine Shop and Equipment
17606 | FHA-MCS-MT-1001 | Machine Tool, Band Saw, Horizontal, Filter Building, | FHA-MCS-MEQ | Machine Tool,Saw | Tool |  | MT | http://www.toronto.ca/TWONTO#band_saw |  | Machine Shop & Equipment
78739 | FHA-MCS-MT-0601 | Machine Tool, Band Saw, Horizontal, Service Building, Machine Shop | FHA-MCS-MEQ | Machine Tool,Saw | Tool |  | MT | http://www.toronto.ca/TWONTO#band_saw |  | Machine Shop & Equipment
97372 | FIS-MCS-MT-4507 | Machine Tool, Band Saw, Horizontal, Workshop Building, Machine Shop | FIS-MCS | Machine Tool,Saw | Tool |  | MT | http://www.toronto.ca/TWONTO#band_saw |  | Mechanical Services
78740 | FHA-MCS-MT-0701 | Machine Tool, Band Saw, Vertical, Service Building, Machine Shop | FHA-MCS-MEQ | Machine Tool,Saw | Tool |  | MT | http://www.toronto.ca/TWONTO#band_saw |  | Machine Shop & Equipment
85719 | WTR-PHL-MT-0001 | Welding Machine, Portable (Millwright Truck) | WTR-PHL-AUX |  | Tool |  | MT | welder |  | Auxiliary Equipment (Building Facilities)
97371 | FIS-MCS-MT-4506 | Machine Tool, Band Saw, Vertical, Workshop Building, Machine Shop | FIS-MCS | Machine Tool,Saw | Tool |  | MT | http://www.toronto.ca/TWONTO#band_saw |  | Mechanical Services
29650 | FIS-MCS-MT-4504 | Machine Tool, Drill ,Press, Workshop Building, Machine Shop | FIS-MCS | Machine Tool,Drill Press | Tool |  | MT | http://www.toronto.ca/TWONTO#drill_press |  | Mechanical Services
78738 | FHA-MCS-MT-0501 | Machine Tool, Drill, Press, Service Building, Machine Shop | FHA-MCS-MEQ | Machine Tool,Drill Press | Tool |  | MT | http://www.toronto.ca/TWONTO#drill_press |  | Machine Shop & Equipment
17603 | FHA-MCS-MT-0401 | Machine Tool, Drill. Radial Arm 42" Swing, Service Building, Machine Shop | FHA-MCS-MEQ | Machine Tool | Tool |  | MT | http://www.toronto.ca/TWONTO#radial_arm_drill |  | Machine Shop & Equipment
126511 | THC-MCS-SM-0160 | Machine Tool, Grinder, Building A | THC-MCS-MEQ | Machine Tool,Milling Machine | Tool |  | SM | bench_grinder |  | Machine Shop and Equipment
17609 | FHA-MCS-MT-1301 | Machine Tool, Hydraulic Valve Operator, Gas Trailer Mounted, RMF, Welding Shop/Storage | FHA-MCS-MEQ | Vehicle,Unlicensed | Tool |  | MT | valve_operator |  | Machine Shop & Equipment
29651 | FIS-MCS-MT-4508 | Machine Tool, Lawn Mower | FIS-MCS | Irrigation System,Automated | Tool |  | MT | lawn_mover |  | Mechanical Services
76219 | THR-MCS-MT | Machine Tool, Miscellaneous | THR-MCS-WA1 | Door,Overhead | Tool |  |  | http://www.toronto.ca/TWONTO#collection_of_assets |  | Cranes, Lifting Devices, Machine Tools, Overhead Doors
17607 | FHA-MCS-MT-1101 | Machine Tool, Plasma Cutter, RMF, Welding Shop | FHA-MCS-MEQ | Machine Tool | Tool |  | MT | plasma_cutter |  | Machine Shop & Equipment
97369 | FIS-MCS-MT-4503 | Machine Tool, Radial Arm Drill ,Press, Workshop Building, Machine Shop | FIS-MCS | Machine Tool,Drill Press | Tool |  | MT | http://www.toronto.ca/TWONTO#radial_arm_drill |  | Mechanical Services
29652 | FIS-MCS-MT-4510 | Machine Tool, Vertical Bandsaw | FIS-MCS | Machine Tool,Saw | Tool |  | MT | http://www.toronto.ca/TWONTO#band_saw |  | Mechanical Services
97373 | FIS-MCS-MT-4510 | Machine Tool, Vertical Bandsaw | FIS-MCS-MC | Machine Tool,Saw | Tool |  | MT | http://www.toronto.ca/TWONTO#band_saw |  | Machine Shop & Equipment
126514 | THC-MCS-SM-0210 | Machine Tool,Drill Press, Building A | THC-MCS-MEQ | Machine Tool,Milling Machine | Tool |  | SM | http://www.toronto.ca/TWONTO#drill_press |  | Machine Shop and Equipment
126513 | THC-MCS-SM-0190 | Machine Tool,Radial arm Drill, Building A | THC-MCS-MEQ | Machine Tool,Milling Machine | Tool |  | SM | http://www.toronto.ca/TWONTO#radial_arm_drill |  | Machine Shop and Equipment
62667 | THC-MCS-SM-0220 | Machine Tool,Saw, Building A | THC-MCS-MEQ | Machine Tool,Milling Machine | Tool |  | SM | http://www.toronto.ca/TWONTO#table_saw |  | Machine Shop and Equipment
62668 | THC-MCS-SM-0230 | Machine Tool,Saw, Building A | THC-MCS-MEQ | Machine Tool,Milling Machine | Tool |  | SM | http://www.toronto.ca/TWONTO#table_saw |  | Machine Shop and Equipment
76236 | THR-MCS-MT1-WA2 | Machine Tool-1 | THR-MCS-WA2 |  | Tool |  |  | http://www.toronto.ca/TWONTO#collection_of_assets |  | Cranes, Lifting Devices, Machine Tools, Overhead Doors
76237 | THR-MCS-MT2-WA2 | Machine Tool-2 | THR-MCS-WA2 |  | Tool |  |  | http://www.toronto.ca/TWONTO#collection_of_assets |  | Cranes, Lifting Devices, Machine Tools, Overhead Doors
76241 | THR-MT-WA4 | Machine Tools | THR WORK AREA 4 |  | Tool |  |  | http://www.toronto.ca/TWONTO#collection_of_assets |  | Liquid Handling 2
76242 | THR-MT-WA4 | Machine Tools | THR-MCS-WA4 |  | Tool |  |  | http://www.toronto.ca/TWONTO#collection_of_assets |  | Cranes, Lifting Devices, Machine Tools, Mechanical/Welding Shops
136784 | THR-MT-WA3 | Machine Tools | THR-MCS-WA3 |  | Tool |  |  | http://www.toronto.ca/TWONTO#collection_of_assets |  | Cranes, Lifting Devices, Machine Tools, Overhead doors, Welding Shops
93492 | FHO-MCS-MT-0201 | Lathe, Centre | FHO-MCS-MEQ | Machine Tool,Lathe | Tool |  | MT | http://www.toronto.ca/TWONTO#lathe |  | Machine Shop & Equipment
93493 | FHO-MCS-MT-0301 | Milling Machine, Vertical | FHO-MCS-MEQ | Machine Tool,Milling Machine | Tool |  | MT | http://www.toronto.ca/TWONTO#milling_machine |  | Machine Shop & Equipment
136785 | THR-MT-WA4 | Machine Tools | THR-GRK-WA4 |  | Tool |  |  | http://www.toronto.ca/TWONTO#collection_of_assets |  | Building & Grounds Work Area 4
126488 | THC-MCS-MEQ-0001 | Mechanical Equipment, Building A | THC-MCS-MEQ |  | Tool |  | MEQ | http://www.toronto.ca/TWONTO#collection_of_assets |  | Machine Shop and Equipment
62634 | THC-MCS-MEQ-0002 | Mechanical Equipment, Building B | THC-MCS-MEQ |  | Tool |  | MEQ | http://www.toronto.ca/TWONTO#collection_of_assets |  | Machine Shop and Equipment
62637 | THC-MCS-MEQ-0005 | Mechanical Equipment, Building M | THC-GRK-MCS |  | Tool |  | MEQ | http://www.toronto.ca/TWONTO#collection_of_assets |  | Mechanical Services
84543 | WTR-PAH-MEQ-0001 | Mechanical Equipment, Sandblaster | WTR-PAH-AUX | Machine Tool | Tool |  | MEQ | sandblaster |  | Auxiliary Equipment (Building Facilities)
88271 | WTR-PSC-MEQ-0001 | Mechanical Equipment, Sandblaster | WTR-PSC-AUX | Machine Tool | Tool |  | MEQ | sandblaster |  | Auxiliary Equipment (Building Facilities)
84544 | WTR-PAH-MEQ-0002 | Mechanical Equipment, Steam Power Washer | WTR-PAH-AUX | Machine Tool | Tool |  | MEQ | steam_cleaner |  | Auxiliary Equipment (Building Facilities)
126503 | THC-MCS-MT-0020 | Mechanical Hacksaw, Building A | THC-MCS-MEQ | Machine Tool,Saw | Tool |  | MT | http://www.toronto.ca/TWONTO#table_saw |  | Machine Shop and Equipment
105293 | QT0503A | MIG Welding Machine | TAB-MCS-MT | Welding Equipment,Welding Machine | Tool |  |  | welder |  | Machine Shop Mechanical Equipment
136779 | THR-MCS-PW-0001 | Parts Washer, Digester Tank 9-10, Basement | THR-MCS-MT |  | Tool |  | PW | parts_washer |  | Machine Tool, Miscellaneous
76238 | THR-MCS-PW-0004 | Parts Washer, East Maintenance Bldg | THR-MT-WA4 |  | Tool |  | PW | parts_washer |  | Machine Tools
76239 | THR-MCS-PW-0572 | Parts Washer, West Maintenance Shop | THR-GRK-GQ-WA3 | Vehicle,Unlicensed | Tool |  | PW | parts_washer |  | Building & Grounds Equipment, Work Area 3
136773 | THR-MCS-MT-0684 | Pasma Cutting System,Thermal Dynamics,WA2 | THR-MCS-MT2-WA2 |  | Tool |  | MT | plasma_cutter |  | Machine Tool-2
97367 | FIS-MCS-MT-4501 | Machine Tool, Lathe, Workshop Building, Machine Shop | FIS-MCS | Machine Tool,Lathe | Tool |  | MT | http://www.toronto.ca/TWONTO#lathe |  | Mechanical Services
97368 | FIS-MCS-MT-4502-SUS | Machine Tool, Lathe, Workshop Building, Machine Shop | FIS-MCS | Machine Tool,Lathe | Tool | 38551 | MT | http://www.toronto.ca/TWONTO#lathe |  | Mechanical Services
62643 | THC-MCS-MT-0002 | Pedestal Drill, Building A | THC-SUSPENDED | Machine Tool,Drill Press | Tool | 35548 | MT | http://www.toronto.ca/TWONTO#drill_press |  | Suspended entity
97370 | FIS-MCS-MT-4505 | Machine Tool, Milling Machine, Workshop Building, Machine Shop | FIS-MCS | Machine Tool,Milling Machine | Tool |  | MT | http://www.toronto.ca/TWONTO#milling_machine |  | Mechanical Services
126493 | THC-MCS-MT-0002 | Pedestal Drill, Building A | THC-MCS-MEQ | Machine Tool,Drill Press | Tool | 35548 | MT | http://www.toronto.ca/TWONTO#drill_press |  | Machine Shop and Equipment
24356 | FHO-MCS-MT-1107 | Personal Tool Kit | FHO-MCS | Machine Tool | Tool |  | MT | tool_kit |  | Mechanical Services
24357 | FHO-MCS-MT-1107 | Personal Tool Kit | FHO-MCS-MEQ | Machine Tool | Tool |  | MT | tool_kit |  | Machine Shop & Equipment
24358 | FHO-MCS-MT-1108 | Personal Tool Kit | FHO-MCS-MEQ | Machine Tool | Tool |  | MT | tool_kit |  | Machine Shop & Equipment
93497 | FHO-MCS-MT-1105 | Personal Tool Kit | FHO-MCS-MEQ | Machine Tool | Tool |  | MT | tool_kit |  | Machine Shop & Equipment
24361 | FHO-MCS-MT-1114 | Personal Tool Kit (EICT) | FHO-MCS-MEQ | Machine Tool | Tool |  | MT | tool_kit |  | Machine Shop & Equipment
93498 | FHO-MCS-MT-1110 | Personal Tool Kit (EICT) | FHO-MCS-MEQ | Machine Tool | Tool |  | MT | tool_kit |  | Machine Shop & Equipment
93501 | FHO-MCS-MT-1113 | Personal Tool Kit (EICT) | FHO-MCS-MEQ | Machine Tool | Tool |  | MT | tool_kit |  | Machine Shop & Equipment
93503 | FHO-MCS-MT-1118 | Personal Tool Kit (EICT) | FHO-MCS-MEQ | Machine Tool | Tool |  | MT | tool_kit |  | Machine Shop & Equipment
24359 | FHO-MCS-MT-1109 | Personal Tool Kit (MW Apprentice) | FHO-MCS-MEQ | Machine Tool | Tool |  | MT | tool_kit |  | Machine Shop & Equipment
24353 | FHO-MCS-MT-1101 | Personal Tool Kit (MW) | FHO-MCS-MEQ | Machine Tool | Tool |  | MT | tool_kit |  | Machine Shop & Equipment
24362 | FHO-MCS-MT-1115 | Personal Tool Kit (MW) | FHO-MCS-MEQ | Machine Tool | Tool |  | MT | tool_kit |  | Machine Shop & Equipment
24363 | FHO-MCS-MT-1117 | Personal Tool Kit (MW) | FHO-MCS-MEQ | Machine Tool | Tool |  | MT | tool_kit |  | Machine Shop & Equipment
93495 | FHO-MCS-MT-1102 | Personal Tool Kit (MW) | FHO-MCS-MEQ | Machine Tool | Tool |  | MT | tool_kit |  | Machine Shop & Equipment
93502 | FHO-MCS-MT-1116 | Personal Tool Kit (MW) | FHO-MCS-MEQ | Machine Tool | Tool |  | MT | tool_kit |  | Machine Shop & Equipment
93504 | FHO-MCS-MT-1119 | Personal Tool Kit (MW) | FHO-MCS-MEQ | Machine Tool | Tool |  | MT | tool_kit |  | Machine Shop & Equipment
93500 | FHO-MCS-MT-1111 | Personal Tool Kit D. Gibbs | FHO-MCS-MEQ | Machine Tool | Tool | 34671 | MT | tool_kit |  | Machine Shop & Equipment
24355 | FHO-MCS-MT-1106 | Personal Tool Kit E. Sacay | FHO-MCS-MEQ | Machine Tool | Tool | 34669 | MT | tool_kit |  | Machine Shop & Equipment
93496 | FHO-MCS-MT-1103 | Personal Tool Kit G. Fuller | FHO-MCS-MEQ | Machine Tool | Tool | 34668 | MT | tool_kit |  | Machine Shop & Equipment
24354 | FHO-MCS-MT-1104 | Personal Tool Kit G. Little | FHO-MCS-MEQ | Machine Tool | Tool | 34667 | MT | tool_kit |  | Machine Shop & Equipment
101798 | MS0101A | Lathe | TAB-MCS-MT | Machine Tool,Lathe | Tool |  |  | http://www.toronto.ca/TWONTO#lathe |  | Machine Shop Mechanical Equipment
101799 | MS0107A | Lathe | TAB-MCS-MT | Machine Tool,Lathe | Tool |  |  | http://www.toronto.ca/TWONTO#lathe |  | Machine Shop Mechanical Equipment
101800 | MS0109A | Lathe | TAB-MCS-MT | Machine Tool,Lathe | Tool |  |  | http://www.toronto.ca/TWONTO#lathe |  | Machine Shop Mechanical Equipment
101801 | MS0109A | Lathe | TAB-WA5-MCS | Machine Tool,Lathe | Tool |  |  | http://www.toronto.ca/TWONTO#lathe |  | Machine Shop- WA5
101802 | MS0112A | Milling Machine | TAB-MCS-MT | Machine Tool,Milling Machine | Tool |  |  | http://www.toronto.ca/TWONTO#milling_machine |  | Machine Shop Mechanical Equipment
101803 | MS0113A | Milling Machine | TAB-MCS-MT | Machine Tool,Milling Machine | Tool |  |  | http://www.toronto.ca/TWONTO#milling_machine |  | Machine Shop Mechanical Equipment
101804 | MS0123A | Milling Machine | TAB-MCS-MT | Machine Tool,Milling Machine | Tool |  |  | http://www.toronto.ca/TWONTO#milling_machine |  | Machine Shop Mechanical Equipment
101805 | MS0124A | Lathe | TAB-MCS-MT | Machine Tool,Lathe | Tool |  |  | http://www.toronto.ca/TWONTO#lathe |  | Machine Shop Mechanical Equipment
24360 | FHO-MCS-MT-1112 | Personal Tool Kit Plant Technicians | FHO-MCS-MEQ | Machine Tool | Tool |  | MT | tool_kit |  | Machine Shop & Equipment
93499 | FHO-MCS-MT-1110-SUSP | Personal Tool Kit R. Polanowski | FHO-MCS-MEQ | Machine Tool | Tool | 35010 | MT | tool_kit |  | Machine Shop & Equipment
62649 | THC-MCS-MT-0011 | Personal Tool Kit, B. Michlits | THC-MCS-MEQ-0005 |  | Tool | 35552 | MT | tool_kit |  | Mechanical Equipment, Building M
126500 | THC-MCS-MT-0011 | Personal Tool Kit, B. Michlits | THC-SUSPENDED |  | Tool | 35552 | MT | tool_kit |  | Suspended entity
62647 | THC-MCS-MT-0006 | Personal Tool Kit, B. Shortill | THC-SUSPENDED |  | Tool | 35551 | MT | tool_kit |  | Suspended entity
126496 | THC-MCS-MT-0006 | Personal Tool Kit, B. Shortill | THC-MCS-MEQ-0005 |  | Tool | 35551 | MT | tool_kit |  | Mechanical Equipment, Building M
62645 | THC-MCS-MT-0004 | Personal Tool Kit, E. Alexeenko | THC-SUSPENDED |  | Tool | 35549 | MT | tool_kit |  | Suspended entity
126494 | THC-MCS-MT-0004 | Personal Tool Kit, E. Alexeenko | THC-MCS-MEQ-0005 |  | Tool | 35549 | MT | tool_kit |  | Mechanical Equipment, Building M
62646 | THC-MCS-MT-0005 | Personal Tool Kit, Gao, Frank (Fengchang) | THC-MCS-MEQ-0005 |  | Tool | 35550 | MT | tool_kit |  | Mechanical Equipment, Building M
126495 | THC-MCS-MT-0005 | Personal Tool Kit, Gao, Frank (Fengchang) | THC-SUSPENDED |  | Tool | 35550 | MT | tool_kit |  | Suspended entity
113780 | TAB-MCS-MT-0001 | Milling & Drilling machine | TAB-WA5-MCS | Machine Tool,Milling Machine | Tool |  | MT | http://www.toronto.ca/TWONTO#milling_machine |  | Machine Shop- WA5
62650 | THC-MCS-MT-0012 | Personal Tool Kit, T. Gisitsch | THC-MCS-MEQ-0005 |  | Tool | 35553 | MT | tool_kit |  | Mechanical Equipment, Building M
62651 | THC-MCS-MT-0012 | Personal Tool Kit, T. Gisitsch | THC-SUSPENDED |  | Tool | 35553 | MT | tool_kit |  | Suspended entity
38420 | QT0201A | Plasma Cutter | TAB-MCS-MT | Welding Equipment,Plasma Cutting Machine | Tool |  |  | plasma_cutter |  | Machine Shop Mechanical Equipment
62660 | THC-MCS-MT-0024 | Plasma Cutter, Building B | THC-MCS-MEQ | Welding Equipment,Welding Machine | Tool |  | MT | plasma_cutter |  | Machine Shop and Equipment
62662 | THC-MCS-MT-0026 | Portable Welding Machine, Building A | THC-SUSPENDED | Welding Equipment,Welding Machine | Tool | 35556 | MT | welder |  | Suspended entity
126505 | THC-MCS-MT-0026 | Portable Welding Machine, Building A | THC-MCS-MEQ | Welding Equipment,Welding Machine | Tool | 35556 | MT | welder |  | Machine Shop and Equipment
24348 | FHO-MCS-MT-0601 | Press, Hydraulic 50 Ton | FHO-MCS-MEQ | Machine Tool | Tool |  | MT | hydraulic_press |  | Machine Shop & Equipment
62644 | THC-MCS-MT-0003 | Radial Arm Drill, Building A | THC-MCS-MEQ | Machine Tool,Radial arm Drill | Tool |  | MT | http://www.toronto.ca/TWONTO#radial_arm_drill |  | Machine Shop and Equipment
101808 | MS0128A | Radial Drill | TAB-MCS-MT | Machine Tool,Radial arm Drill | Tool |  |  | http://www.toronto.ca/TWONTO#radial_arm_drill |  | Machine Shop Mechanical Equipment
101807 | MS0127A | Radial Drill, GR 50 - 1200 Foradia | TAB-MCS-MT | Machine Tool,Radial arm Drill | Tool |  |  | http://www.toronto.ca/TWONTO#radial_arm_drill |  | Machine Shop Mechanical Equipment
126516 | THC-MCS-SQ-0001 | Safety tools, equipment for general use, plant wide | THC-MCS-MEQ | Machine Tool,Milling Machine | Tool |  | SQ | http://www.toronto.ca/TWONTO#collection_of_assets |  | Machine Shop and Equipment
62687 | THC-MSC-MT-0026 | Sampson Box and Pan Brake, Building B | THC-MCS-MEQ | Welding Equipment,Welding Machine | Tool |  | MT | sheet_metal_bender |  | Machine Shop and Equipment
62661 | THC-MCS-MT-0025 | Sampson Hydraulic Shear, Building B | THC-MCS-MEQ | Welding Equipment,Welding Machine | Tool |  | MT | cutting_shears |  | Machine Shop and Equipment
126497 | THC-MCS-MT-0008 | Centre Lathe Machine, Building A | THC-MCS-MEQ | Machine Tool,Lathe | Tool |  | MT | http://www.toronto.ca/TWONTO#lathe |  | Machine Shop and Equipment
126498 | THC-MCS-MT-0009 | Centre Lathe Machine, Building A | THC-MCS-MEQ | Machine Tool,Lathe | Tool |  | MT | http://www.toronto.ca/TWONTO#lathe |  | Machine Shop and Equipment
126499 | THC-MCS-MT-0010 | Centre Lathe Machine, Building A | THC-MCS-MEQ | Machine Tool,Lathe | Tool |  | MT | http://www.toronto.ca/TWONTO#lathe |  | Machine Shop and Equipment
76222 | THR-MCS-MT-0519 | Sander, Combination- JET | THR-MCS-MT2-WA2 |  | Tool |  | MT | table_sander |  | Machine Tool-2
126501 | THC-MCS-MT-0013 | Milling Machine, Building A | THC-MCS-MEQ | Machine Tool,Milling Machine | Tool |  | MT | http://www.toronto.ca/TWONTO#milling_machine |  | Machine Shop and Equipment
105291 | QT0401A | Sheet Metal Bender | TAB-MCS-MT | Welding Equipment,Welding Tools | Tool |  |  | sheet_metal_bender |  | Machine Shop Mechanical Equipment
97320 | FIS-GRK-SM-0101 | Shop Machine, Power Washer, Machine Shop | FIS-GRK-0001 | Motor,Hydraulic | Tool |  | SM | http://www.toronto.ca/TWONTO#power_washer |  | FIS, Building Maintenance
29534 | FIS-GRK-SM-0100 | Shop Machine, Steam Cleaner, Machine Shop | FIS-GRK-0001 | Motor,Hydraulic | Tool |  | SM | steam_cleaner |  | FIS, Building Maintenance
62657 | THC-MCS-MT-0021 | Shop Saw, Building A | THC-MCS-MEQ | Machine Tool,Saw | Tool | 35555 | MT | http://www.toronto.ca/TWONTO#table_saw |  | Machine Shop and Equipment
126509 | THC-MCS-SM-0120 | Machine Tool,Lathe, Building A | THC-MCS-MEQ | Machine Tool,Milling Machine | Tool |  | SM | http://www.toronto.ca/TWONTO#lathe |  | Machine Shop and Equipment
126510 | THC-MCS-SM-0150 | Machine Tool,Lathe, Building A | THC-MCS-MEQ | Machine Tool,Milling Machine | Tool |  | SM | http://www.toronto.ca/TWONTO#lathe |  | Machine Shop and Equipment
62658 | THC-MCS-MT-0021 | Shop Saw, Building A | THC-SUSPENDED | Machine Tool,Saw | Tool | 35555 | MT | http://www.toronto.ca/TWONTO#table_saw |  | Suspended entity
126512 | THC-MCS-SM-0180 | Machine Tool,Milling Machine, Building A | THC-MCS-MEQ | Machine Tool,Milling Machine | Tool |  | SM | http://www.toronto.ca/TWONTO#milling_machine |  | Machine Shop and Equipment
30713 | FIS-SM | Spill Management Kits | FIS-SES | Safety,Emergency Kit | Tool |  |  | http://www.toronto.ca/TWONTO#collection_of_assets |  | Safety, Instrumentation & Environmental Services
98267 | FIS-SM | Spill Management Kits | FIS-SES-LTG | Safety,Emergency Kit | Tool |  |  | http://www.toronto.ca/TWONTO#collection_of_assets |  | Emergency Lights
62655 | THC-MCS-MT-0019 | Tool Grinder Unit, Building A | THC-MCS-MEQ | Machine Tool | Tool | 35554 | MT | bench_grinder |  | Machine Shop and Equipment
62656 | THC-MCS-MT-0019 | Tool Grinder Unit, Building A | THC-SUSPENDED | Machine Tool | Tool | 35554 | MT | bench_grinder |  | Suspended entity
55536 | TAB-WA2-SP-0001 | Tool, samples grab | TAB-AER-INQ |  | Tool |  | SP | http://www.toronto.ca/TWONTO#collection_of_assets |  | Aeration - WA2 Instrumentation Equipment
55537 | TAB-WA2-SP-0001 | Tool, samples grab | TAB-STR-SP |  | Tool |  | SP | http://www.toronto.ca/TWONTO#collection_of_assets |  | Aeration, Sampler Settled Sewage
136777 | THR-MCS-MT-5356 | Ultrasonic Machine | THR-MCS-MT | Machine Tool | Tool |  | MT | parts_washer |  | Machine Tool, Miscellaneous
136778 | THR-MCS-MT-5356 | Ultrasonic Machine | THR-MCS-MT2-WA2 | Machine Tool | Tool |  | MT | parts_washer |  | Machine Tool-2
24341 | FHO-MCS-MEQ-1201 | Valve Operator Tool, Cart Mounted | FHO-MCS-MEQ | Machine Tool | Tool |  | MEQ | valve_operator |  | Machine Shop & Equipment
93485 | FHO-MCS-MEQ-1202 | Valve Operator Tool, Hand Held | FHO-MCS-MEQ | Machine Tool | Tool |  | MEQ | valve_operator |  | Machine Shop & Equipment
53568 | TAB-SES-LD | WA2 Lifting devices | TAB-AER-BL | Lifting Device | Tool |  |  | http://www.toronto.ca/TWONTO#collection_of_assets |  | Blower Building
117963 | TAB-SES-LD | WA2 Lifting devices | TAB-STR-SQ | Lifting Device | Tool |  |  | http://www.toronto.ca/TWONTO#collection_of_assets |  | WA2 Safety Equipment,lifting devices, ladders, Eye Wash station, First Aid Kits, Lock out stations
136760 | THR-MCS-MT-0524 | Centre Lathe | THR-MT-WA3 |  | Tool |  | MT | http://www.toronto.ca/TWONTO#lathe |  | Machine Tools
96085 | FIS-AMT-WS-0001 | Weather Monitoring Station, Filter Building Roof | FIS-GRK |  | Tool |  | WS | weather_station |  | FIS Buildings & Grounds
136762 | THR-MCS-MT-0534 | Centre Lathe | THR-MT-WA3 |  | Tool |  | MT | http://www.toronto.ca/TWONTO#lathe |  | Machine Tools
126515 | THC-MCS-SM-0240 | Welding Down Draft Bed, Building A | THC-MCS-MEQ | Machine Tool,Milling Machine | Tool |  | SM | welder |  | Machine Shop and Equipment
76220 | THR-MCS-MT-0408 | Welding Machine | THR-MT-WA3 |  | Tool |  | MT | welder |  | Machine Tools
76230 | THR-MCS-MT-0556 | Welding Machine | THR-MT-WA3 |  | Tool |  | MT | welder |  | Machine Tools
76232 | THR-MCS-MT-0679 | Welding Machine / Plasma Cutter | THR-MT-WA3 |  | Tool |  | MT | welder |  | Machine Tools
136771 | THR-MCS-MT-0680 | Welding Machine Arc | THR-MT-WA3 |  | Tool |  | MT | welder |  | Machine Tools
136776 | THR-MCS-MT-1990 | Welding Machine Arc, Portable | THR-MT-WA3 |  | Tool |  | MT | welder |  | Machine Tools
136757 | THR-MCS-MT-0409 | Welding Machine Portable | THR-MT-WA3 |  | Tool |  | MT | welder |  | Machine Tools
136770 | THR-MCS-MT-0560 | Centre Lathe | THR-MT-WA3 |  | Tool |  | MT | http://www.toronto.ca/TWONTO#lathe |  | Machine Tools
76233 | THR-MCS-MT-0681 | Welding Machine, Arc | THR-MCS-MT2-WA2 |  | Tool |  | MT | welder |  | Machine Tool-2
76234 | THR-MCS-MT-0681 | Welding Machine, Arc | THR-PRM |  | Tool |  | MT | welder |  | Primary Treatment
136774 | THR-MCS-MT-0689 | Welding Machine, Arc | THR-MT-WA3 |  | Tool |  | MT | welder |  | Machine Tools
136775 | THR-MCS-MT-0689 | Welding Machine, Arc | THR-MT-WA4 |  | Tool |  | MT | welder |  | Machine Tools
76235 | THR-MCS-MT-0683 | Welding Machine, MIG Welding- Lincoln | THR-MCS-MT2-WA2 |  | Tool |  | MT | welder |  | Machine Tool-2
147561 | YCM-TL-BCU-01 | Yard tools - Bushcutter | FAC-YCM-TOOLS |  | Tool |  | BCU | http://www.toronto.ca/TWONTO#collection_of_assets |  | Yard tools
147563 | YCM-TL-CSA-01 | Yard tools - Chainsaw | FAC-YCM-TOOLS |  | Tool |  | CSA | http://www.toronto.ca/TWONTO#collection_of_assets |  | Yard tools
89862 | YCM-TL-CG-01 | Yard tools - Chipping gun | FAC-YCM-TOOLS |  | Tool |  | CG | http://www.toronto.ca/TWONTO#collection_of_assets |  | Yard tools
89864 | YCM-TL-CSA-02 | Yard tools - Chop Saw | FAC-YCM-TOOLS |  | Tool |  | CSA | http://www.toronto.ca/TWONTO#collection_of_assets |  | Yard tools
89863 | YCM-TL-CMS-01 | Yard tools - Compound Mitre Saw | FAC-YCM-TOOLS |  | Tool |  | CMS | http://www.toronto.ca/TWONTO#collection_of_assets |  | Yard tools
89865 | YCM-TL-DRP-01 | Yard tools - Drill Press | FAC-YCM-TOOLS |  | Tool |  | DRP | http://www.toronto.ca/TWONTO#drill_press |  | Yard tools
89866 | YCM-TL-GRI-01 | Yard tools - Grinder | FAC-YCM-TOOLS |  | Tool |  | GRI | http://www.toronto.ca/TWONTO#collection_of_assets |  | Yard tools
147564 | YCM-TL-HDR-01 | Yard tools - Hammer Drill | FAC-YCM-TOOLS |  | Tool |  | HDR | hammer_drill |  | Yard tools
89861 | YCM-TL-C-0001 | Yard tools - Portable air compressor | FAC-YCM-MEQ |  | Tool |  | C | http://www.toronto.ca/TWONTO#collection_of_assets |  | EQUIPMENT-UNLICENSED
147562 | YCM-TL-C-0001 | Yard tools - Portable air compressor | FAC-YCM-TOOLS |  | Tool |  | C | http://www.toronto.ca/TWONTO#collection_of_assets |  | Yard tools
89867 | YCM-TL-QCSA-01 | Yard tools - Quickcut Saw | FAC-YCM-TOOLS |  | Tool |  | QCSA | http://www.toronto.ca/TWONTO#collection_of_assets |  | Yard tools
89868 | YCM-TL-QCSA-02 | Yard tools - Quickcut Saw | FAC-YCM-TOOLS |  | Tool |  | QCSA | http://www.toronto.ca/TWONTO#collection_of_assets |  | Yard tools
89869 | YCM-TL-SAZ-01 | Yard tools - Sawzall | FAC-YCM-TOOLS |  | Tool |  | SAZ | http://www.toronto.ca/TWONTO#collection_of_assets |  | Yard tools
147565 | YCM-TL-SGEN-01 | Yard tools - Suitcase Generator | FAC-YCM-TOOLS |  | Tool |  | SGEN | http://www.toronto.ca/TWONTO#collection_of_assets |  | Yard tools
89870 | YCM-TL-SL-01 | Yard tools - Suitcase Light | FAC-YCM-TOOLS |  | Tool |  | SL | http://www.toronto.ca/TWONTO#collection_of_assets |  | Yard tools
89871 | YCM-TL-SL-02 | Yard tools - Suitcase Light | FAC-YCM-TOOLS |  | Tool |  | SL | http://www.toronto.ca/TWONTO#collection_of_assets |  | Yard tools
147566 | YCM-TL-TSA-01 | Yard tools - Tablesaw | FAC-YCM-TOOLS |  | Tool |  | TSA | http://www.toronto.ca/TWONTO#collection_of_assets |  | Yard tools
11 | TAB_EL1_L_1501 | Electrical Power Line,EL1-BUS-1501,EL1-TR-1501,North Substation | TAB_EL1_13.8KV_LINES | [6 empty] | Electrical Power Line,13.8KV,North Substation
12 | TAB_EL1_L_1504 | Electrical Power Line,EL1-BUS-1502,EL1-TR-1504,North Substation | TAB_EL1_13.8KV_LINES | [6 empty] | Electrical Power Line,13.8KV,North Substation
14 | 16821 | Raw Water Intake | FIS-RW | [6 empty] | Raw Water Production
15 | 16825 | Raw Water Flume | FIS-RW | [6 empty] | Raw Water Production
16 | 16856 | Emergency Power, Diesel & UPS | FIS-ELS | [6 empty] | System, Electrical Distribution System
17 | 16861 | Facility Stores | FIS-GRK | [6 empty] | FIS Buildings & Grounds
32 | 36233 | TAB Power Failure August 14, 2003 | 52349 | [6 empty] | TAB Power Distribution
52 | TAB_EL1_L_1502 | Electrical Power Line,EL1-BUS-1502,EL1-TR-1502,North Substation | TAB_EL1_13.8KV_LINES | [6 empty] | Electrical Power Line,13.8KV,North Substation
53 | TAB_EL1_L_1503 | Electrical Power Line,EL1-BUS-1501,EL1-TR-1503,North Substation | TAB_EL1_13.8KV_LINES | [6 empty] | Electrical Power Line,13.8KV,North Substation
54 | TAB_EL1_L_1505 | Electrical Power Line,EL1-BUS-1501,EL1-TR-1505,North Substation | TAB_EL1_13.8KV_LINES | [6 empty] | Electrical Power Line,13.8KV,North Substation
55 | TAB_EL1_L_1506 | Electrical Power Line,EL1-BUS-1502,EL1-TR-1506,North Substation | TAB_EL1_13.8KV_LINES | [6 empty] | Electrical Power Line,13.8KV,North Substation
57 | 16847 | Treated Water Suction Channel | FIS-TRW | [6 empty] | Treated Water Production
58 | 16854 | Process Control & Instrumentation | FIS-ELS | [6 empty] | System, Electrical Distribution System
60 | 17800 | TAB Power Distribution Projects | 52349 | [6 empty] | TAB Power Distribution
70 | 21381 | TAB Process Control Projects | 52349 | [6 empty] | TAB Power Distribution
72 | 32752 | TAB Process Computers | 52349 | [6 empty] | TAB Power Distribution
95 | 52349 | TAB Power Distribution | TAB-WORK-AREA-8 | [6 empty] | Electrical Sub- Stations
133 | 52349 | TAB Power Distribution | TAB POWER DISTRIB | [6 empty] | TAB Power Distribution and Process Control
135 | 53304 | Bio-Filter PM's | TAB-SLO-BIO | Filter | [5 empty] | Odour Control Facility-WA4
159 | 535058 | Extinguisher, Fire, SN# 535058, Dry, 18 lbs, Ozone #1, Aeration | TAB-SUSPENDED ENTITY | Fire Prevention,Extinguisher |  | 32990 |  |  |  | Suspended entities
160 | 535058 | Extinguisher, Fire, SN# 535058, Dry, 18 lbs, Ozone #1, Aeration | TAB-WA7-FEQ-2148S | Fire Prevention,Extinguisher |  | 32990 |  |  |  | Extinguisher, Fire - Aeration
178 | {FIS-ELS-CBL} | Asset Group,ELS Lines,13.8 kV / 4.16 kV | FIS-ELS | [6 empty] | System, Electrical Distribution System
179 | {FIS-ELS-CP} | Asset Group,Control Panels, ELS Load Shedding Control | FIS-ELS | [6 empty] | System, Electrical Distribution System
180 | {FIS-ELS-TR} | Asset Group,Transformers | FIS-ELS | [6 empty] | System, Electrical Distribution System
181 | {FIS-ELS-TR}.2 | Asset Group,Transformers,Dry-Type | {FIS-ELS-TR} | [6 empty] | Asset Group,Transformers
204 | 535079 | Extinguisher, Fire, SN# 535079, Dry, 19 lbs, Ozone #2, Aeration | TAB-SUSPENDED ENTITY | Fire Prevention,Extinguisher |  | 32991 |  |  |  | Suspended entities
205 | 535079 | Extinguisher, Fire, SN# 535079, Dry, 19 lbs, Ozone #2, Aeration | TAB-WA7-FEQ-2148S | Fire Prevention,Extinguisher |  | 32991 |  |  |  | Extinguisher, Fire - Aeration
221 | {FIS-ELS-CAB} | Asset Group,Electrical Distribution Bus Cabinets | FIS-ELS | [6 empty] | System, Electrical Distribution System
222 | {FIS-ELS-LP} | Asset Group, Power Distribution Cabinets,208/120V Island WTP | FIS-ELS | [6 empty] | System, Electrical Distribution System
223 | {FIS-ELS-PDP} | Asset Group, Power Distribution Cabinets,600 V,Island WTP | FIS-ELS | [6 empty] | System, Electrical Distribution System
224 | {FIS-ELS-TR}.1 | Asset Group,Transformers,Oil-filled | {FIS-ELS-TR} | [6 empty] | Asset Group,Transformers
279 | AFTER SO2 | After SO2 Sampling | FHA-SAMP | [6 empty] | Sampling Systems
286 | BOM ADMIN | Business Operation Management | BOM | [6 empty] | Business Operations Management
287 | BOM PUBLIC OUTREACH | Public Outreach Program | BOM - SERVICES | [6 empty] | Business Customer Support
288 | BOM-LAB-COM | Laboratory - Commissioners St. | BOM - LABORATORY | [6 empty] | Business Operations Management
289 | BOM-LAB-COM-INORG | Laboratory - Inorganic | BOM-LAB-COM | [6 empty] | Laboratory - Commissioners St.
290 | BOM-LAB-DEE-INORG | Laboratory - Inorganic | BOM-LAB-DEE | [6 empty] | Laboratory - Dee Avenue
337 | B | Cluster B
339 | BEFORE SO2 | Before S02 Sampling | FHA-SAMP | [6 empty] | Sampling Systems
340 | BOM | Business Operations Management | TW | [6 empty] | Toronto Water
349 | CENTRATE | Centrate Collection | TAB-DEW CENTRATE | [6 empty] | Centrate Systems
418 | BOM - LABORATORY | Business Operations Management | BOM ADMIN | [6 empty] | Business Operation Management
419 | BOM - SERVICES | Business Customer Support | BOM ADMIN | [6 empty] | Business Operation Management
421 | BOM-LAB-DEE | Laboratory - Dee Avenue | BOM - LABORATORY | [6 empty] | Business Operations Management
422 | BOM-LAB-DEE-ORG | Laboratory - Organic | BOM-LAB-DEE | [6 empty] | Laboratory - Dee Avenue
423 | BOM-LAB-TAB | Laboratory - Ashbridges Bay Treatment Plant | BOM - LABORATORY | [6 empty] | Business Operations Management
424 | BOM-LAB-TAB-INORG | Laboratory - Inorganic | BOM-LAB-TAB | [6 empty] | Laboratory - Ashbridges Bay Treatment Plant
425 | BOM-LAB-TAB-ORG | Laboratory - Organic | BOM-LAB-TAB | [6 empty] | Laboratory - Ashbridges Bay Treatment Plant
427 | BUS | Business Unit Support | TW | [6 empty] | Toronto Water
2640 | COE | DOS - CONSTRUCTION EAST | DOS | [6 empty] | DIVISIONAL OPERATIONS SERVICES
2641 | COE-WA | Wall slab for HUSAR, DOS - CONSTRUCTION EAST | COE | [6 empty] | DOS - CONSTRUCTION EAST
2642 | COL | Complex Systems | OS | [6 empty] | Operational Support
2643 | COL COMMUNICATIONS | COL Communications | COL-SPC1 | [6 empty] | Process Control Systems - Administrative
2644 | COL OIT | COL OIT | COL-SPC1 | [6 empty] | Process Control Systems - Administrative
2645 | COL PLC | COL PLC | COL-SPC1 | [6 empty] | Process Control Systems - Administrative
2646 | COL SCADA CLIENTS | COL SCADA Clients | COL-SPC1 | [6 empty] | Process Control Systems - Administrative
2655 | COL-120-LIT-0702S | SUSPENDED.Level Transmitter,Downstream, Coxwell Control Chambers No. 7&8, MTI | COL-MTI | Transmitter,Level |  | 40041 | LIT |  |  | Mid-Toronto Interceptor
2656 | COL-120-LIT-0703S | SUSPENDED-Level Transmitter,Downstream, Coxwell Control Chambers No. 7&8, MTI | COL-MTI-CH-0700 | Transmitter,Level |  | 40049 | LIT |  |  | Chamber,Boston Dome Chamber No.7,MTI
2686 | COL-BCV-FA-0001S | Fire Alarm system, Drywell | COL-W-OBSOLETE | Fire Prevention,Alarm |  | 42915 | FA |  |  | Col West Obsolete Entities
2689 | COL-BCV-MISC | Miscellaneous Equipment | COL-BCV | [6 empty] | Carlingview Blower Station
2690 | COL-BCV-OIT-0001 | Operator Interface Terminal | COL-BCV | Computer Equipment,Monitor |  |  | OIT |  |  | Carlingview Blower Station
2691 | COL-BCV-OIT-0001 | Operator Interface Terminal | COL-BCV-MISC | Computer Equipment,Monitor |  |  | OIT |  |  | Miscellaneous Equipment
2711 | COL-BDC-FA-0001S | Fire Alarm system, Drywell | COL-BDC | Fire Prevention,Alarm |  | 40166 | FA |  |  | Disco Blower Station
2712 | COL-BDC-FA-0001S | Fire Alarm system, Drywell | COL-BDC-MISC | Fire Prevention,Alarm |  | 40166 | FA |  |  | Miscellaneous Equipment
2713 | COL-BDC-FA-0001S | Fire Alarm system, Drywell | COL-W-OBSOLETE | Fire Prevention,Alarm |  | 40166 | FA |  |  | Col West Obsolete Entities
2718 | COL-BDC-MISC | Miscellaneous Equipment | COL-BDC | [6 empty] | Disco Blower Station
2738 | COL-BEB-MISC | Miscellaneous Equipment | COL-BEB | [6 empty] | Edenbridge Blower Station
2739 | COL-BEB-OIT-0001 | Operator Interface Terminal | COL-BEB-MISC | Computer Equipment,Monitor |  |  | OIT |  |  | Miscellaneous Equipment
2755 | COL-CED-LIT-1001 | Transmitter, Level | COL-CED-MISC | Transmitter,Level |  |  | LIT |  |  | Miscellaneous Equipment
2756 | COL-CED-LIT-1002 | Transmitter, Level | COL-CED-MISC | Transmitter,Level |  |  | LIT |  |  | Miscellaneous Equipment
2759 | COL-CENTRAL-PS | Central Pumping Stations | COL-CENTRAL | [6 empty] | Central
2760 | COL-EAST | East | COL | [6 empty] | Complex Systems
2761 | COL-EAST-PS | East Pumping Stations | COL-EAST | [6 empty] | East
3159 | COL-MTI-TSH-2001 | Switch, Temperature, High, Oil, Hydraulic System, MTI Chamber CH-2000, Victoria St. | COL-MTI-CH-2000 |  |  |  | TSH |  |  | Chamber,Victoria St. Control Chamber No.20, MTI
3289 | COL-PAB-MISC | Miscellaneous Equipment | COL-PAB | [6 empty] | Ashbridges Bay Pumping Station (Coxwell)
3297 | COL-PBF-BFP-0001 | Back Flow Preventer | COL-PBF-MISC | Valve,Backflow Preventer |  |  | BFP |  |  | Miscellaneous Equipment
3298 | COL-PBF-COM-0001 | Control Panel, Operator | COL-PBF | Control Panel |  |  | COM |  |  | Bluffers Park Sewage Pumping Station
3300 | COL-PBF-DM-0001 | Damper/Louver | COL-PBF-MISC | Damper/Louver |  |  | DM |  |  | Miscellaneous Equipment
3301 | COL-PBF-DM-0002 | Damper/Louver | COL-PBF-MISC | Damper/Louver |  |  | DM |  |  | Miscellaneous Equipment
3302 | COL-PBF-DM-0004 | Damper/Louver | COL-PBF-MISC | Damper/Louver |  |  | DM |  |  | Miscellaneous Equipment
3303 | COL-PBF-FEQ-0001S | Fire Prevention, Extinguisher | COL-W-OBSOLETE | Fire Prevention,Extinguisher |  | 41312 | FEQ |  |  | Col West Obsolete Entities
3304 | COL-PBF-FIT-0001 | Transmitter, Flow | COL-PBF-MISC | Transmitter |  |  | FIT |  |  | Miscellaneous Equipment
3306 | COL-PBF-FN-0001 | Fan, Exhaust | COL-PBF-MISC | Fan |  |  | FN |  |  | Miscellaneous Equipment
3307 | COL-PBF-GEN-0001 | Generator, Electricity | COL-PBF-MISC | Generator |  |  | GEN |  |  | Miscellaneous Equipment
3308 | COL-PBF-HTR-0001 | Heater, Main Control Panel | COL-PBF-MISC | Heater |  |  | HTR |  |  | Miscellaneous Equipment
3309 | COL-PBF-LIT-0100 | Transmitter, Level | COL-PBF-MISC | Transmitter,Level |  |  | LIT |  |  | Miscellaneous Equipment
3310 | COL-PBF-LSH-0103 | Switch, Level-High | COL-PBF-MISC | Switch,Level |  |  | LSH |  |  | Miscellaneous Equipment
3311 | COL-PBF-LSHH-0104 | Switch, Level High-High | COL-PBF-MISC | Switch,Level |  |  | LSHH |  |  | Miscellaneous Equipment
3312 | COL-PBF-LSL-0102 | Switch, Level-Low | COL-PBF | Switch |  |  | LSL |  |  | Bluffers Park Sewage Pumping Station
3313 | COL-PBF-LSL-0102 | Switch, Level-Low | COL-PBF-MISC | Switch |  |  | LSL |  |  | Miscellaneous Equipment
3314 | COL-PBF-LSLL-0101 | Switch, Level Low-Low | COL-PBF | Switch,Level |  |  | LSLL |  |  | Bluffers Park Sewage Pumping Station
3403 | COL-PBF-LSLL-0101 | Switch, Level Low-Low | COL-PBF-MISC | Switch,Level |  |  | LSLL |  |  | Miscellaneous Equipment
3404 | COL-PBF-MISC | Miscellaneous Equipment | COL-PBF | [6 empty] | Bluffers Park Sewage Pumping Station
3405 | COL-PBF-P-0001 | Pump, Centrifugal | COL-PBF | Pump |  | 34116 | P |  |  | Bluffers Park Sewage Pumping Station
3406 | COL-PBF-P-0100 | Pump, Centrifugal | COL-PBF | Pump |  |  | P |  |  | Bluffers Park Sewage Pumping Station
3407 | COL-PBF-P-0200 | Pump, Centrifugal | COL-PBF | Pump |  |  | P |  |  | Bluffers Park Sewage Pumping Station
3408 | COL-PBF-P-0200A | Pump, Centrifugal | COL-PBF | Pump |  |  | P |  |  | Bluffers Park Sewage Pumping Station
3409 | COL-PBF-RPU-0001 | Remote Processing Unit | COL-PBF-MISC | RPU |  |  | RPU |  |  | Miscellaneous Equipment
3411 | COL-PBF-SS-0001 | Security System | COL-PBF | Security System |  |  | SS |  |  | Bluffers Park Sewage Pumping Station
3412 | COL-PBF-SS-0001 | Security System | COL-PBF-MISC | Security System |  |  | SS |  |  | Miscellaneous Equipment
3413 | COL-PBF-SW-0001 | Switch, Power | COL-PBF-MISC | Switch |  |  | SW |  |  | Miscellaneous Equipment
3414 | COL-PBF-TR-0001 | Transformer, Power | COL-PBF | Transformer |  |  | TR |  |  | Bluffers Park Sewage Pumping Station
3415 | COL-PBF-TS-0001 | Switch, Transfer | COL-PBF-MISC | Switch |  |  | TS |  |  | Miscellaneous Equipment
3424 | COL-PBF-WEL-0100 | Wet well | COL-PBF | Well |  |  | WEL |  |  | Bluffers Park Sewage Pumping Station
3460 | COL-PBG-MISC | Miscellaneous Equipment | COL-PBG | [6 empty] | Brule Gardens Sewage Pumping Station
3506 | COL-PBP-OIT-0001 | Operator Interface Terminal | COL-PBP-MISC | Computer Equipment,Monitor |  |  | OIT |  |  | Miscellaneous Equipment
3527 | COL-PBR-CH-0001 | Chamber, Valve | COL-PBR-MISC | Chamber |  |  | CH |  |  | Miscellaneous Equipment
3528 | COL-PBR-FEQ-0001S | Fire Prevention, Extinguisher | COL-PBR-MISC | Fire Prevention,Extinguisher |  | 41314 | FEQ |  |  | Miscellaneous Equipment
3529 | COL-PBR-FEQ-0001S | Fire Prevention, Extinguisher | COL-W-OBSOLETE | Fire Prevention,Extinguisher |  | 41314 | FEQ |  |  | Col West Obsolete Entities
3533 | COL-PBR-GRF-0001 | Indicator, Ground Fault | COL-PBR |  |  |  | GRF |  |  | Berry Road Sewage Pumping Station
3534 | COL-PBR-GRF-0001 | Indicator, Ground Fault | COL-PBR-MISC |  |  |  | GRF |  |  | Miscellaneous Equipment
3535 | COL-PBR-HTR-0001 | Heater, Electrical Panel | COL-PBR-MISC | Heater |  |  | HTR |  |  | Miscellaneous Equipment
3536 | COL-PBR-JIT-0001 | Meter, Power Indicating Transmitter | COL-PBR-MISC | Meter |  |  | JIT |  |  | Miscellaneous Equipment
3537 | COL-PBR-LIT-0101 | Transmitter, Level | COL-PBR | Transmitter,Level |  |  | LIT |  |  | Berry Road Sewage Pumping Station
3538 | COL-PBR-LP-0001 | Control Panel, Electrical | COL-PBR-MISC | Control Panel |  |  | LP |  |  | Miscellaneous Equipment
3539 | COL-PBR-LSHH-0104 | Switch, Level-High | COL-PBR | Switch,Level |  |  | LSHH |  |  | Berry Road Sewage Pumping Station
3540 | COL-PBR-LSHH-0104 | Switch, Level-High | COL-PBR-MISC | Switch,Level |  |  | LSHH |  |  | Miscellaneous Equipment
3541 | COL-PBR-LSL-0102 | Switch, Level | COL-PBR-MISC | Switch,Level |  |  | LSL |  |  | Miscellaneous Equipment
3542 | COL-PBR-LSLL-0101 | Switch, Level-Low | COL-PBR-MISC | Switch |  |  | LSLL |  |  | Miscellaneous Equipment
3550 | COL-PBR-MISC | Miscellaneous Equipment | COL-PBR | [6 empty] | Berry Road Sewage Pumping Station
3556 | COL-PBR-SW-0001 | Switch, Main Electrical Disconnect | COL-PBR-MISC | Switch |  |  | SW |  |  | Miscellaneous Equipment
3557 | COL-PBR-SW-0002 | Switch, Groud Fault Indicator | COL-PBR | Switch |  |  | SW |  |  | Berry Road Sewage Pumping Station
3558 | COL-PBR-SW-0003 | Switch, Lighting Transformer | COL-PBR | Switch |  |  | SW |  |  | Berry Road Sewage Pumping Station
3559 | COL-PBR-SW-0003 | Switch, Lighting Transformer | COL-PBR-MISC | Switch |  |  | SW |  |  | Miscellaneous Equipment
3560 | COL-PBR-TR-0001 | Transformer, TR1 | COL-PBR | Transformer |  |  | TR |  |  | Berry Road Sewage Pumping Station
3561 | COL-PBR-TS-0001 | Switch, Transfer | COL-PBR-MISC | Switch |  |  | TS |  |  | Miscellaneous Equipment
3562 | COL-PBR-UPS-0001 | UPS | COL-PBR | Uninterruptible Power Supply |  |  | UPS |  |  | Berry Road Sewage Pumping Station
3568 | COL-PBY-CB-0001 | Circuit Breaker, | COL-PBY | Circuit Breaker |  |  | CB |  |  | Brick Yard Sewage Pumping Station
3569 | COL-PBY-CB-0001 | Circuit Breaker, | COL-PBY-MISC | Circuit Breaker |  |  | CB |  |  | Miscellaneous Equipment
3570 | COL-PBY-CH-0001 | Chamber, Inlet | COL-PBY | Chamber |  |  | CH |  |  | Brick Yard Sewage Pumping Station
3571 | COL-PBY-CH-0001 | Chamber, Inlet | COL-PBY-MISC | Chamber |  |  | CH |  |  | Miscellaneous Equipment
3572 | COL-PBY-CP-0001 | Control Panel, Operator | COL-PBY-MISC | Control Panel |  |  | CP |  |  | Miscellaneous Equipment
3573 | COL-PBY-CP-0002 | Control Panel, MCC | COL-PBY-MISC | Control Panel |  |  | CP |  |  | Miscellaneous Equipment
3574 | COL-PBY-CP-0004 | Control Panel, Grinder | COL-PBY-MISC | Control Panel |  |  | CP |  |  | Miscellaneous Equipment
3575 | COL-PBY-FEQ-0001S | Fire Prevention, Extinguisher | COL-PBR-MISC | Fire Prevention,Extinguisher |  | 42605 | FEQ |  |  | Miscellaneous Equipment
3577 | COL-PBY-GDR-0001 | Grinder, Comminutor | COL-PCU-MISC | Screen |  |  | GDR |  |  | Miscellaneous Equipment
3578 | COL-PBY-LSH-0103 | Switch, Level-High | COL-PBY | Switch,Level |  |  | LSH |  |  | Brick Yard Sewage Pumping Station
3579 | COL-PBY-LSH-0103 | Switch, Level-High | COL-PBY-MISC | Switch,Level |  |  | LSH |  |  | Miscellaneous Equipment
3580 | COL-PBY-LSHH-0104 | Switch, Level High-High | COL-PBY | Switch,Level |  |  | LSHH |  |  | Brick Yard Sewage Pumping Station
3581 | COL-PBY-LSL-0102 | Switch, Level-Low | COL-PBY | Switch |  |  | LSL |  |  | Brick Yard Sewage Pumping Station
3582 | COL-PBY-LSLL-0101 | Switch, Level Low-Low | COL-PBY | Switch,Level |  |  | LSLL |  |  | Brick Yard Sewage Pumping Station
3583 | COL-PBY-P-0200 | Pump, Centrifugal | COL-PBY | Pump |  |  | P |  |  | Brick Yard Sewage Pumping Station
3585 | COL-PBY-TS-0001 | Switch, Transfer | COL-PBY-MISC | Switch |  |  | TS |  |  | Miscellaneous Equipment
3591 | COL-PBY-WEL-0100 | Wet Well | COL-PBY-MISC | Well |  |  | WEL |  |  | Miscellaneous Equipment
3826 | COL-PCF-MISC | Miscellaneous Equipment | COL-PCF | [6 empty] | Clark Pumping Station
3856 | COL-PCP-BFP-0002 | Back Flow Preventer | COL-PCP-MISC | Valve,Backflow Preventer |  | 33591 | BFP |  |  | Miscellaneous Equipment
3857 | COL-PCP-CB-0001 | Circuit Breaker, Transformer Feed | COL-PCP-MISC | Circuit Breaker |  |  | CB |  |  | Miscellaneous Equipment
3858 | COL-PCP-CB-0003 | Circuit Breaker, Main | COL-PCP-MISC | Circuit Breaker |  |  | CB |  |  | Miscellaneous Equipment
3859 | COL-PCP-HTR-0001 | Heater, Panel | COL-PCP-MISC | Heater |  |  | HTR |  |  | Miscellaneous Equipment
3860 | COL-PCP-JIT-0001 | Meter, Power Indicating Transmitter, Main Power | COL-PCP-MISC | Meter |  |  | JIT |  |  | Miscellaneous Equipment
3861 | COL-PCP-LIT-0101 | Transmitter, Level | COL-PCP | Transmitter,Level |  |  | LIT |  |  | Copeland Pumping Station
3862 | COL-PCP-LP-0001 | Control Panel, Lighting | COL-PCP-MISC | Control Panel |  |  | LP |  |  | Miscellaneous Equipment
3863 | COL-PCP-LSH-0103 | Switch, Level-High | COL-PCP-MISC | Switch,Level |  |  | LSH |  |  | Miscellaneous Equipment
3864 | COL-PCP-LSL-0102 | Switch, Level-Low | COL-PCP | Switch |  |  | LSL |  |  | Copeland Pumping Station
3865 | COL-PCP-LSLL-0101 | Switch, Level Low-Low | COL-PCP | Switch,Level |  |  | LSLL |  |  | Copeland Pumping Station
3866 | COL-PCP-LSLL-0101 | Switch, Level Low-Low | COL-PCP-MISC | Switch,Level |  |  | LSLL |  |  | Miscellaneous Equipment
3867 | COL-PCP-LTG-0001 | Lighting | COL-PCP-MISC | Control Panel |  |  | LTG |  |  | Miscellaneous Equipment
3868 | COL-PCP-MCC-0001 | Motor Control Centre | COL-PCP | Control Panel,MCC |  |  | MCC |  |  | Copeland Pumping Station
3869 | COL-PCP-MISC | Miscellaneous Equipment | COL-PCP | [6 empty] | Copeland Pumping Station
3870 | COL-PCP-P-0100 | Pump, Centrifugal | COL-PCP | Pump |  |  | P |  |  | Copeland Pumping Station
3871 | COL-PCP-P-0200 | Pump, Centrifugal | COL-PCP | Pump |  |  | P |  |  | Copeland Pumping Station
3872 | COL-PCP-PLQ-0001 | Plumbing Equipment | COL-PCP-MISC | Pump |  |  | PLQ |  |  | Miscellaneous Equipment
3873 | COL-PCP-RPU-0001 | Control Panel, Operator | COL-PCP | Control Panel |  |  | RPU |  |  | Copeland Pumping Station
3874 | COL-PCP-RPU-0001 | Control Panel, Operator | COL-PCP-MISC | Control Panel |  |  | RPU |  |  | Miscellaneous Equipment
3875 | COL-PCP-SS-0001 | Security System | COL-PCP | Security System |  |  | SS |  |  | Copeland Pumping Station
3876 | COL-PCP-TR-0001 | Control Panel, Electrical | COL-PCP-MISC | Transformer |  |  | TR |  |  | Miscellaneous Equipment
3877 | COL-PCP-TS-0001 | Switch, Transfer | COL-PCP-MISC | Switch |  |  | TS |  |  | Miscellaneous Equipment
3975 | COL-PCP-WEL-0100 | Wet Well | COL-PCP-MISC | Well |  |  | WEL |  |  | Miscellaneous Equipment
3976 | COL-PCP-WEL-0200 | Well, Dry | COL-PCP-MISC | Well |  |  | WEL |  |  | Miscellaneous Equipment
3981 | COL-PCU-AUX | Auxiliary Equipment | COL-PCU | [6 empty] | Cumber Pumping Station
3982 | COL-PCU-AUX-INST | Instrumentation Equipment | COL-PCU-AUX | [6 empty] | Auxiliary Equipment
3996 | COL-PCU-CP-0002 | Control Panel, Operator, PLC, Cumber PS | COL-PCU-SUSPENDED | Control Panel |  | 34984 | CP |  |  | Cumber P.S.suspended entities
3997 | COL-PCU-CP-0003 | Control Panel, Operator, Lighting and Transformer, Cumber PS | COL-PCU | Control Panel |  | 34985 | CP |  |  | Cumber Pumping Station
3998 | COL-PCU-CP-0004 | Control Panel, Operator, Alarm Reset, Cumber PS | COL-PCU-MISC | Control Panel |  | 34986 | CP |  |  | Miscellaneous Equipment
3999 | COL-PCU-CP-0005 | Control Panel, Operator, Power Indicating, Cumber PS | COL-PCU | Control Panel |  | 34987 | CP |  |  | Cumber Pumping Station
4000 | COL-PCU-CP-0005 | Control Panel, Operator, Power Indicating, Cumber PS | COL-PCU-MISC | Control Panel |  | 34987 | CP |  |  | Miscellaneous Equipment
4001 | COL-PCU-CP-0005 | Control Panel, Operator, Power Indicating, Cumber PS | COL-PCU-SUSPENDED | Control Panel |  | 34987 | CP |  |  | Cumber P.S.suspended entities
4002 | COL-PCU-CP-0006 | Control Panel, Operator, Pumps, Cumber PS | COL-PCU-MISC | Control Panel |  | 34988 | CP |  |  | Miscellaneous Equipment
4003 | COL-PCU-CP-0006 | Control Panel, Operator, Pumps, Cumber PS | COL-PCU-SUSPENDED | Control Panel |  | 34988 | CP |  |  | Cumber P.S.suspended entities
4004 | COL-PCU-CP-0007 | Control Panel, Operator, Battery Charger, Cumber PS115VAC/11AMP/60HZ, 24VDC/30AMP. Cell: 20N1-CA | COL-PCU-MISC | Control Panel |  | 34989 | CP |  |  | Miscellaneous Equipment
4010 | COL-PCU-DM-0001 | Damper/Louver, Main Floor | COL-PCU | Damper/Louver |  | 34990 | DM |  |  | Cumber Pumping Station
4011 | COL-PCU-DM-0002 | Damper/Louver, Diesel Room | COL-PCU | Damper/Louver |  | 34991 | DM |  |  | Cumber Pumping Station
4012 | COL-PCU-DR-5332 | Door Entry System | COL-PCU |  |  | 35002 | DR |  |  | Cumber Pumping Station
4019 | COL-PCU-FE-5331 | Flow Element | COL-PCU-MISC | Switch,Flow |  | 34992 | FE |  |  | Miscellaneous Equipment
4028 | COL-PCU-FEQ-0005 | Fire Prevention, Extinguisher | COL-PCU | Fire Prevention,Extinguisher |  | 34993 | FEQ |  |  | Cumber Pumping Station
4029 | COL-PCU-FEQ-0005 | Fire Prevention, Extinguisher | COL-PCU-MISC | Fire Prevention,Extinguisher |  | 34993 | FEQ |  |  | Miscellaneous Equipment
4032 | COL-PCU-FIT-5158 | Transmitter, Flow | COL-PCU-MISC | Transmitter |  | 34953 | FIT |  |  | Miscellaneous Equipment
4040 | COL-PCU-FSL-5113 | Flow switch, Low | COL-PCU-MISC | Switch,Flow-Low |  | 34961 | FSL |  |  | Miscellaneous Equipment
4041 | COL-PCU-FSL-5113 | Flow switch, Low | COL-PCU-SUSPENDED | Switch,Flow-Low |  | 34961 | FSL |  |  | Cumber P.S.suspended entities
4042 | COL-PCU-FSL-5133 | Flow switch, Low | COL-PCU-MISC | Switch,Flow-Low |  | 34962 | FSL |  |  | Miscellaneous Equipment
4043 | COL-PCU-FSL-5133 | Flow switch, Low | COL-PCU-SUSPENDED | Switch,Flow-Low |  | 34962 | FSL |  |  | Cumber P.S.suspended entities
4044 | COL-PCU-FSL-5153 | Flow switch, Low | COL-PCU-SUSPENDED | Switch,Flow-Low |  | 34963 | FSL |  |  | Cumber P.S.suspended entities
4051 | COL-PCU-GDR-5100 | Grinder, Comminutor | COL-PCU-MISC | Grinder |  | 34939 | GDR |  |  | Miscellaneous Equipment
4052 | COL-PCU-GDR-5100 | Grinder, Comminutor | COL-PCU-SUSPENDED | Grinder |  | 34939 | GDR |  |  | Cumber P.S.suspended entities
4054 | COL-PCU-GEN-5200 | Generator, Electricity | COL-PCU-MISC | Generator |  | 34940 | GEN |  |  | Miscellaneous Equipment
4055 | COL-PCU-GEN-5200 | Generator, Electricity | COL-PCU-SUSPENDED | Generator |  | 34940 | GEN |  |  | Cumber P.S.suspended entities
4057 | COL-PCU-HTR-0003 | Heater, Pump Floor | COL-PCU-MISC | Heater |  | 34995 | HTR |  |  | Miscellaneous Equipment
4058 | COL-PCU-HTR-0003 | Heater, Pump Floor | COL-PCU-SUSPENDED | Heater |  | 34995 | HTR |  |  | Cumber P.S.suspended entities
4061 | COL-PCU-JSL-5336 | Power failure alarm | COL-PCU | Switch |  | 34996 | JSL |  |  | Cumber Pumping Station
4062 | COL-PCU-JSL-5336 | Power failure alarm | COL-PCU-SUSPENDED | Switch |  | 34996 | JSL |  |  | Cumber P.S.suspended entities
4063 | COL-PCU-JSL-5337 | RPU Power failure alarm | COL-PCU-MISC | Switch |  | 34997 | JSL |  |  | Miscellaneous Equipment
4064 | COL-PCU-JSL-5337 | RPU Power failure alarm | COL-PCU-SUSPENDED | Switch |  | 34997 | JSL |  |  | Cumber P.S.suspended entities
4066 | COL-PCU-LIT-0101 | Transmitter, Level | COL-PCU | Transmitter,Level |  | 34941 | LIT |  |  | Cumber Pumping Station
4068 | COL-PCU-LIT-0201 | Transmitter, Level | COL-PCU-MISC | Transmitter,Level |  | 34942 | LIT |  |  | Miscellaneous Equipment
4069 | COL-PCU-LIT-0201 | Transmitter, Level | COL-PCU-SUSPENDED | Transmitter,Level |  | 34942 | LIT |  |  | Cumber P.S.suspended entities
4077 | COL-PCU-LSH-0102 | Switch, Level-High | COL-PCU | Switch,Level |  | 34968 | LSH |  |  | Cumber Pumping Station
4078 | COL-PCU-LSH-0102 | Switch, Level-High | COL-PCU-MISC | Switch,Level |  | 34968 | LSH |  |  | Miscellaneous Equipment
4081 | COL-PCU-LSH-0202 | Switch, Level-High | COL-PCU-SUSPENDED | Switch,Level |  | 34969 | LSH |  |  | Cumber P.S.suspended entities
4083 | COL-PCU-LSH-5004 | Switch, Level-High | COL-PCU | Switch,Level |  | 34970 | LSH |  |  | Cumber Pumping Station
4084 | COL-PCU-LSH-5004 | Switch, Level-High | COL-PCU-MISC | Switch,Level |  | 34970 | LSH |  |  | Miscellaneous Equipment
4085 | COL-PCU-LSH-5005 | Switch, Level-High | COL-PCU | Switch,Level |  | 34971 | LSH |  |  | Cumber Pumping Station
4086 | COL-PCU-LSH-5006 | Switch, Level-High | COL-PCU | Switch,Level |  | 34972 | LSH |  |  | Cumber Pumping Station
4087 | COL-PCU-LSH-5006 | Switch, Level-High | COL-PCU-MISC | Switch,Level |  | 34972 | LSH |  |  | Miscellaneous Equipment
4088 | COL-PCU-LSH-5334 | Switch, Level-High | COL-PCU-MISC | Switch,Level |  | 34973 | LSH |  |  | Miscellaneous Equipment
4089 | COL-PCU-LSH-5334 | Switch, Level-High | COL-PCU-SUSPENDED | Switch,Level |  | 34973 | LSH |  |  | Cumber P.S.suspended entities
4092 | COL-PCU-LSL-0103 | Switch, Level-Low | COL-PCU | Switch |  | 34974 | LSL |  |  | Cumber Pumping Station
4093 | COL-PCU-LSL-0103 | Switch, Level-Low | COL-PCU-SUSPENDED | Switch |  | 34974 | LSL |  |  | Cumber P.S.suspended entities
4095 | COL-PCU-LSL-0203 | Switch, Level-Low | COL-PCU | Switch |  | 34975 | LSL |  |  | Cumber Pumping Station
4096 | COL-PCU-LSL-0203 | Switch, Level-Low | COL-PCU-SUSPENDED | Switch |  | 34975 | LSL |  |  | Cumber P.S.suspended entities
4097 | COL-PCU-LSL-5201 | Switch, Level-Low | COL-PCU-MISC | Switch |  | 34976 | LSL |  |  | Miscellaneous Equipment
4098 | COL-PCU-LSL-5201 | Switch, Level-Low | COL-PCU-SUSPENDED | Switch |  | 34976 | LSL |  |  | Cumber P.S.suspended entities
4113 | COL-PCU-MCC-0001 | Motor Control Centre | COL-PCU-MISC | Control Panel,MCC |  | 34924 | MCC |  |  | Miscellaneous Equipment
4114 | COL-PCU-MCC-0001 | Motor Control Centre | COL-PCU-SUSPENDED | Control Panel,MCC |  | 34924 | MCC |  |  | Cumber P.S.suspended entities
4115 | COL-PCU-MCC-0002 | Motor Control Centre | COL-PCU | Control Panel,MCC |  | 34925 | MCC |  |  | Cumber Pumping Station
4117 | COL-PCU-MISC | Miscellaneous Equipment | COL-PCU |  |  | 35008 |  |  |  | Cumber Pumping Station
4123 | COL-PCU-P-5110 | Pump, Centrifugal | COL-PCU | Pump |  | 35904 | P |  |  | Cumber Pumping Station
4124 | COL-PCU-P-5110 | Pump, Centrifugal | COL-PCU-SUSPENDED | Pump |  | 35904 | P |  |  | Cumber P.S.suspended entities
4130 | COL-PCU-PSL-5183 | Switch, Pressure-Low, Drain Pump 5170, Cumber PS | COL-PCU-MISC | Switch |  | 34999 | PSL |  |  | Miscellaneous Equipment
4131 | COL-PCU-PSL-5183 | Switch, Pressure-Low, Drain Pump 5170, Cumber PS | COL-PCU-SUSPENDED | Switch |  | 34999 | PSL |  |  | Cumber P.S.suspended entities
4133 | COL-PCU-RPU-0102 | Remote Processor Unit, Diesel Room | COL-PCU-SUSPENDED | RPU |  | 34998 | RPU |  |  | Cumber P.S.suspended entities
4135 | COL-PCU-SS-5300 | Security System | COL-PCU | Security System |  | 35001 | SS |  |  | Cumber Pumping Station
4136 | COL-PCU-SS-5332 | Door entry system | COL-PCU | Security System |  | 35003 | SS |  |  | Cumber Pumping Station
4137 | COL-PCU-SS-5332 | Door entry system | COL-PCU-MISC | Security System |  | 35003 | SS |  |  | Miscellaneous Equipment
4138 | COL-PCU-SS-5332 | Door entry system | COL-PCU-SUSPENDED | Security System |  | 35003 | SS |  |  | Cumber P.S.suspended entities
4139 | COL-PCU-SS-5333 | Door open acknowledge | COL-PCU-MISC | Security System |  | 35004 | SS |  |  | Miscellaneous Equipment
4140 | COL-PCU-SS-5333 | Door open acknowledge | COL-PCU-SUSPENDED | Security System |  | 35004 | SS |  |  | Cumber P.S.suspended entities
4145 | COL-PCU-TSH-5110 | Temperature switch, High | COL-PCU | Switch,Temperature-High |  | 34964 | TSH |  |  | Cumber Pumping Station
4146 | COL-PCU-TSH-5130 | Temperature switch, High | COL-PCU | Switch,Temperature-High |  | 34965 | TSH |  |  | Cumber Pumping Station
4147 | COL-PCU-TSH-5150 | Temperature switch, High | COL-PCU | Switch,Temperature-High |  | 34966 | TSH |  |  | Cumber Pumping Station
4148 | COL-PCU-TSH-5150 | Temperature switch, High | COL-PCU-MISC | Switch,Temperature-High |  | 34966 | TSH |  |  | Miscellaneous Equipment
4149 | COL-PCU-TSH-5301 | Switch, Temperature-High, Building, Cumber PS | COL-PCU | Switch |  | 35005 | TSH |  |  | Cumber Pumping Station
4150 | COL-PCU-TSL-5302 | Switch, Temperature-Low, Building, Cumber PS | COL-PCU | Switch |  | 35006 | TSL |  |  | Cumber Pumping Station
4151 | COL-PCU-TSL-5302 | Switch, Temperature-Low, Building, Cumber PS | COL-PCU-MISC | Switch |  | 35006 | TSL |  |  | Miscellaneous Equipment
4180 | COL-PDA-FEQ-0001S | Fire Prevention, Extinguisher | COL-PDA | Fire Prevention,Extinguisher |  | 42682 | FEQ |  |  | Dacotah Sewage Pumping Station (Algonquin Island PS #2)
4182 | COL-PDA-LSL-0102 | Switch, Level Low | COL-PDA | Switch,Level |  |  | LSL |  |  | Dacotah Sewage Pumping Station (Algonquin Island PS #2)
4183 | COL-PDA-LSLL-0101 | Switch, Level Low-Low | COL-PDA | Switch,Level |  |  | LSLL |  |  | Dacotah Sewage Pumping Station (Algonquin Island PS #2)
4186 | COL-PDA-MISC | Miscellaneous Equipment | COL-PDA | [6 empty] | Dacotah Sewage Pumping Station (Algonquin Island PS #2)
4193 | COL-PDG-CB-0002 | Circuit Breaker, Load | COL-PDG-MISC | Circuit Breaker |  |  | CB |  |  | Miscellaneous Equipment
4194 | COL-PDG-CP-0001 | Control Panel, Operator | COL-PDG | Control Panel |  |  | CP |  |  | Douglas Drive Syphon
4195 | COL-PDG-CP-0001 | Control Panel, Operator | COL-PDG-MISC | Control Panel |  |  | CP |  |  | Miscellaneous Equipment
4196 | COL-PDG-LSH-0101 | Switch, Level-High | COL-PDG | Switch,Level |  |  | LSH |  |  | Douglas Drive Syphon
4197 | COL-PDG-LSH-0101 | Switch, Level-High | COL-PDG-MISC | Switch,Level |  |  | LSH |  |  | Miscellaneous Equipment
4198 | COL-PDG-T-0100 | Tank | COL-PDG-MISC | Tank |  |  | T |  |  | Miscellaneous Equipment
4202 | COL-PEV-BAT-0001 | Battery, Rechargeable | COL-PEV | Battery |  |  | BAT |  |  | Ellis Sewage Pumping Station
4208 | COL-PEV-CP-0001 | Control Panel, Operator | COL-PEV | Control Panel |  |  | CP |  |  | Ellis Sewage Pumping Station
4209 | COL-PEV-CP-0002 | Control Panel, Electrical | COL-PEV | Control Panel |  |  | CP |  |  | Ellis Sewage Pumping Station
4210 | COL-PEV-CP-0002 | Control Panel, Electrical | COL-PEV-MISC | Control Panel |  |  | CP |  |  | Miscellaneous Equipment
4211 | COL-PEV-CP-0003 | Control Panel, Operator | COL-PEV | Control Panel |  |  | CP |  |  | Ellis Sewage Pumping Station
4213 | COL-PEV-DM-0001 | Damper/Louver, Manual | COL-PEV | Damper/Louver |  |  | DM |  |  | Ellis Sewage Pumping Station
4214 | COL-PEV-DM-0002 | Damper/Louver, Manual | COL-PEV | Damper/Louver |  |  | DM |  |  | Ellis Sewage Pumping Station
4216 | COL-PEV-FEQ-0001S | Fire Prevention, Extinguisher | COL-PEV-MISC | Fire Prevention,Extinguisher |  | 42683 | FEQ |  |  | Miscellaneous Equipment
4217 | COL-PEV-FEQ-0001S | Fire Prevention, Extinguisher | COL-W-OBSOLETE | Fire Prevention,Extinguisher |  | 42683 | FEQ |  |  | Col West Obsolete Entities
4218 | COL-PEV-FN-0001 | Fan, Centrifugal | COL-PEV | Fan |  |  | FN |  |  | Ellis Sewage Pumping Station
4219 | COL-PEV-FN-0002 | Fan, Centrifugal | COL-PEV | Fan |  |  | FN |  |  | Ellis Sewage Pumping Station
4220 | COL-PEV-FN-0002 | Fan, Centrifugal | COL-PEV-MISC | Fan |  |  | FN |  |  | Miscellaneous Equipment
4221 | COL-PEV-FQ-0001 | Meter, Flow | COL-PEV-MISC | Meter,Flow |  |  | FQ |  |  | Miscellaneous Equipment
4223 | COL-PEV-GC-0001 | Grit Chamber | COL-PEV-MISC |  |  | 34396 | GC |  |  | Miscellaneous Equipment
4224 | COL-PEV-GC-0001 | Grit Chamber | COL-PSK-MISC |  |  | 34396 | GC |  |  | Miscellaneous Equipment
4226 | COL-PEV-GRF-0001 | Indicator, Ground Fault | COL-PEV-MISC |  |  |  | GRF |  |  | Miscellaneous Equipment
4228 | COL-PEV-HTR-0002 | Heater, Duct | COL-PEV-MISC | Heater |  |  | HTR |  |  | Miscellaneous Equipment
4229 | COL-PEV-JIT-0001 | Meter, Power Indicating Transmitter, Main Power | COL-PEV-MISC | Meter |  |  | JIT |  |  | Miscellaneous Equipment
4230 | COL-PEV-LIT-0101 | Transmitter, Level | COL-PEV | Transmitter,Level |  |  | LIT |  |  | Ellis Sewage Pumping Station
4231 | COL-PEV-LIT-0101 | Transmitter, Level | COL-PEV-MISC | Transmitter,Level |  |  | LIT |  |  | Miscellaneous Equipment
4232 | COL-PEV-LSH-0001 | Switch, Level-High | COL-PEV-MISC | Switch,Level |  |  | LSH |  |  | Miscellaneous Equipment
4233 | COL-PEV-LSH-0103 | Switch, Level-High | COL-PEV | Switch,Level |  |  | LSH |  |  | Ellis Sewage Pumping Station
4234 | COL-PEV-LSHH-0104 | Switch, Level High-High | COL-PEV-MISC | Switch,Level |  |  | LSHH |  |  | Miscellaneous Equipment
4235 | COL-PEV-LSHH-0105 | Switch, Level High-High | COL-PEV-MISC | Switch,Level |  |  | LSHH |  |  | Miscellaneous Equipment
4236 | COL-PEV-LSLL-0101 | Switch, Level Low-Low | COL-PEV-MISC | Switch,Level |  |  | LSLL |  |  | Miscellaneous Equipment
4241 | COL-PEV-MISC | Miscellaneous Equipment | COL-PEV | [6 empty] | Ellis Sewage Pumping Station
4244 | COL-PEV-MON-0002 | Monitor | COL-PEV-MISC |  |  |  | MON |  |  | Miscellaneous Equipment
4245 | COL-PEV-MON-0002 | Monitor | COL-PSP-MISC |  |  |  | MON |  |  | Miscellaneous Equipment
4250 | COL-PEV-SW-0001 | Switch, Main Power | COL-PEV | Switch |  |  | SW |  |  | Ellis Sewage Pumping Station
4251 | COL-PEV-SW-0001 | Switch, Main Power | COL-PEV-MISC | Switch |  |  | SW |  |  | Miscellaneous Equipment
4252 | COL-PEV-SW-0002 | Switch, Unit Heater | COL-PEV | Switch |  |  | SW |  |  | Ellis Sewage Pumping Station
4253 | COL-PEV-SW-0002 | Switch, Unit Heater | COL-PEV-MISC | Switch |  |  | SW |  |  | Miscellaneous Equipment
4254 | COL-PEV-SW-0003 | Switch, Transformer | COL-PEV | Switch |  |  | SW |  |  | Ellis Sewage Pumping Station
4255 | COL-PEV-SW-0003 | Switch, Transformer | COL-PEV-MISC | Switch |  |  | SW |  |  | Miscellaneous Equipment
4256 | COL-PEV-SW-0004 | Switch, Distribution | COL-PEV | Switch |  |  | SW |  |  | Ellis Sewage Pumping Station
4257 | COL-PEV-SW-0004 | Switch, Distribution | COL-PEV-MISC | Switch |  |  | SW |  |  | Miscellaneous Equipment
4260 | COL-PEV-TS-0001 | Switch, Transfer | COL-PEV-MISC | Switch |  |  | TS |  |  | Miscellaneous Equipment
4269 | COL-PEV-WEL-0500 | Wet well | COL-PEV |  |  |  | WEL |  |  | Ellis Sewage Pumping Station
4270 | COL-PEV-WEL-0500 | Wet well | COL-PEV-MISC |  |  |  | WEL |  |  | Miscellaneous Equipment
4271 | COL-PEV-WEL-0600 | Dry Well | COL-PEV-MISC |  |  |  | WEL |  |  | Miscellaneous Equipment
4272 | COL-PEV-WEL-0600 | Dry Well | COL-PSK-MISC |  |  |  | WEL |  |  | Miscellaneous Equipment
4275 | COL-PFB-CP-0001 | Control Panel, Operator | COL-PFB | Control Panel |  |  | CP |  |  | Fallingbrook Pumping Station
4276 | COL-PFB-CP-0001 | Control Panel, Operator | COL-PFB-MISC | Control Panel |  |  | CP |  |  | Miscellaneous Equipment
4280 | COL-PFB-GRF-0001 | Indicator, Ground Fault | COL-PFB | Indicator,Ground Fault |  |  | GRF |  |  | Fallingbrook Pumping Station
4281 | COL-PFB-HTR-0001 | Heater, Wet Well | COL-PFB-MISC | Heater |  |  | HTR |  |  | Miscellaneous Equipment
4282 | COL-PFB-JIT-0001 | Meter, Power Indicating Transmitter, Main Power | COL-PFB | Meter |  |  | JIT |  |  | Fallingbrook Pumping Station
4283 | COL-PFB-LIT-0101 | Transmitter, Level | COL-PFB | Transmitter,Level |  |  | LIT |  |  | Fallingbrook Pumping Station
4284 | COL-PFB-LP-0001 | Control Panel, Electrical | COL-PFB | Control Panel |  |  | LP |  |  | Fallingbrook Pumping Station
4285 | COL-PFB-LP-0001 | Control Panel, Electrical | COL-PFB-MISC | Control Panel |  |  | LP |  |  | Miscellaneous Equipment
4286 | COL-PFB-LSHH-0104 | Switch, Level High-High | COL-PFB-MISC | Switch,Level |  |  | LSHH |  |  | Miscellaneous Equipment
4287 | COL-PFB-LSL-0102 | Switch, Level-Low | COL-PFB | Switch |  |  | LSL |  |  | Fallingbrook Pumping Station
4288 | COL-PFB-LSLL-0101 | Switch, Level Low-Low | COL-PFB | Switch,Level |  |  | LSLL |  |  | Fallingbrook Pumping Station
4289 | COL-PFB-M-0101 | Motor | COL-PFB-MISC |  |  |  | M |  |  | Miscellaneous Equipment
4292 | COL-PFB-SW-0001 | Switch, Main Electrical Disconnect | COL-PFB-MISC | Switch |  |  | SW |  |  | Miscellaneous Equipment
4293 | COL-PFB-SW-0002 | Switch, Transformer | COL-PFB-MISC | Switch |  |  | SW |  |  | Miscellaneous Equipment
4294 | COL-PFB-TR-0001 | Transformer, Power | COL-PFB | Transformer |  |  | TR |  |  | Fallingbrook Pumping Station
4295 | COL-PFB-TS-0001 | Switch, Transfer | COL-PFB | Switch |  |  | TS |  |  | Fallingbrook Pumping Station
4296 | COL-PFB-TS-0001 | Switch, Transfer | COL-PFB-MISC | Switch |  |  | TS |  |  | Miscellaneous Equipment
4395 | COL-PFH-LSLL-0101 | Switch, Level Low-Low | COL-PFH | Switch,Level |  |  | LSLL |  |  | Fire Hall Sewage Pumping Station (Wards Island PS#4)
4396 | COL-PFH-LSLL-0102 | Switch, Level Low-Low | COL-PFH | Switch,Level |  |  | LSLL |  |  | Fire Hall Sewage Pumping Station (Wards Island PS#4)
4397 | COL-PFH-LSLL-0104 | Switch, Level Low-Low | COL-PFH | Switch,Level |  |  | LSLL |  |  | Fire Hall Sewage Pumping Station (Wards Island PS#4)
4409 | COL-PFI-LSLL-0101 | Switch, Level Low-Low | COL-PFI | Switch,Level |  |  | LSLL |  |  | Fifth Street Sewage Pumping Station (Wards Island PS #8)
4410 | COL-PFI-LSLL-0103 | Switch, Level Low-Low | COL-PFI | Switch,Level |  |  | LSLL |  |  | Fifth Street Sewage Pumping Station (Wards Island PS #8)
4425 | COL-PFO-LSLL-0102 | Switch, Level Low-Low | COL-PFO | Switch,Level |  |  | LSLL |  |  | Fourth Street Sewage Pumping Station (Wards Island PS#9)
4426 | COL-PFO-LSLL-0103 | Switch, Level Low-Low | COL-PFO | Switch,Level |  |  | LSLL |  |  | Fourth Street Sewage Pumping Station (Wards Island PS#9)
4427 | COL-PFO-LSLL-0104 | Switch, Level Low-Low | COL-PFO | Switch,Level |  |  | LSLL |  |  | Fourth Street Sewage Pumping Station (Wards Island PS#9)
4437 | COL-PGA-CP-0001 | Control Panel, Operator | COL-PGA | Control Panel |  |  | CP |  |  | Greyabbey Sewage Pumping Station
4527 | COL-PGA-HTR-0001 | Heater, MCC Room | COL-PGA | Heater |  |  | HTR |  |  | Greyabbey Sewage Pumping Station
4528 | COL-PGA-HTR-0002 | Heater, Hot Water | COL-PGA | Heater |  |  | HTR |  |  | Greyabbey Sewage Pumping Station
4529 | COL-PGA-HTR-0002 | Heater, Hot Water | COL-PGA-MISC | Heater |  |  | HTR |  |  | Miscellaneous Equipment
4530 | COL-PGA-LIT-0101 | Transmitter, Level | COL-PGA | Transmitter,Level |  |  | LIT |  |  | Greyabbey Sewage Pumping Station
4531 | COL-PGA-LIT-0101 | Transmitter, Level | COL-PGA-MISC | Transmitter,Level |  |  | LIT |  |  | Miscellaneous Equipment
4535 | COL-PGA-MCC-0001 | Motor Control Centre | COL-PGA | Control Panel,MCC |  |  | MCC |  |  | Greyabbey Sewage Pumping Station
4536 | COL-PGA-MCC-0001 | Motor Control Centre | COL-PGA-MISC | Control Panel,MCC |  |  | MCC |  |  | Miscellaneous Equipment
4541 | COL-PGA-SS-0001 | Security System | COL-PGA-MISC | Security System |  |  | SS |  |  | Miscellaneous Equipment
4548 | COL-PGA-WEL-0100 | Wet Well | COL-PGA | Well |  |  | WEL |  |  | Greyabbey Sewage Pumping Station
4550 | COL-PGB-CP-0001 | Control Panel, Operator | COL-PGB-MISC | Control Panel |  |  | CP |  |  | Miscellaneous Equipment
4551 | COL-PGB-FEQ-0001S | Fire Prevention, Extinguisher | COL-PGB-MISC | Fire Prevention,Extinguisher |  | 40170 | FEQ |  |  | Miscellaneous Equipment
4552 | COL-PGB-FEQ-0001S | Fire Prevention, Extinguisher | COL-W-OBSOLETE | Fire Prevention,Extinguisher |  | 40170 | FEQ |  |  | Col West Obsolete Entities
4554 | COL-PGB-HTR-0001 | Heater, Control Panel | COL-PGB | Heater |  |  | HTR |  |  | Governors Bridge Sewage Pumping Station
4555 | COL-PGB-HTR-0001 | Heater, Control Panel | COL-PGB-MISC | Heater |  |  | HTR |  |  | Miscellaneous Equipment
4556 | COL-PGB-HTR-0002 | Heater, Control Panel | COL-PGB-MISC | Heater |  |  | HTR |  |  | Miscellaneous Equipment
4557 | COL-PGB-JIT-0001 | Meter, Power Indicating Transmitter, Main Power | COL-PGB-MISC | Meter |  |  | JIT |  |  | Miscellaneous Equipment
4558 | COL-PGB-LIT-0100 | Transmitter, Level | COL-PGB-MISC | Transmitter,Level |  |  | LIT |  |  | Miscellaneous Equipment
4559 | COL-PGB-LIT-0101 | Transmitter, Level | COL-PGB | Transmitter,Level |  |  | LIT |  |  | Governors Bridge Sewage Pumping Station
4560 | COL-PGB-LIT-0101 | Transmitter, Level | COL-PGB-MISC | Transmitter,Level |  |  | LIT |  |  | Miscellaneous Equipment
4561 | COL-PGB-LP-0001 | Control Panel, Lighting | COL-PGB-MISC | Control Panel |  |  | LP |  |  | Miscellaneous Equipment
4562 | COL-PGB-LSH-0103 | Switch, Level-High | COL-PGB | Switch,Level |  |  | LSH |  |  | Governors Bridge Sewage Pumping Station
4563 | COL-PGB-LSH-0103 | Switch, Level-High | COL-PGB-MISC | Switch,Level |  |  | LSH |  |  | Miscellaneous Equipment
4564 | COL-PGB-LSH-0104 | Switch, Level High | COL-PGB-MISC | Switch,Level |  |  | LSH |  |  | Miscellaneous Equipment
4565 | COL-PGB-LSHH-0105 | Switch, Level High-High | COL-PGB-MISC | Switch,Level |  |  | LSHH |  |  | Miscellaneous Equipment
4566 | COL-PGB-LSL-0102 | Switch, Level-Low | COL-PGB-MISC | Switch |  |  | LSL |  |  | Miscellaneous Equipment
4567 | COL-PGB-RPU-0001 | Remote Processing Unit | COL-PGB | RPU |  |  | RPU |  |  | Governors Bridge Sewage Pumping Station
4568 | COL-PGB-RPU-0001 | Remote Processing Unit | COL-PGB-MISC | RPU |  |  | RPU |  |  | Miscellaneous Equipment
4570 | COL-PGB-SW-0001 | Switch, Main Electrical Disconnect | COL-PGB-MISC | Switch |  |  | SW |  |  | Miscellaneous Equipment
4571 | COL-PGB-TS-0001 | Switch, Transfer | COL-PGB | Switch |  |  | TS |  |  | Governors Bridge Sewage Pumping Station
4580 | COL-PGB-WEL-0100 | Wet Well | COL-PGB-MISC | Well |  |  | WEL |  |  | Miscellaneous Equipment
4581 | COL-PGR-COM-0001 | Control Panel, Operator | COL-PGR-MISC | Control Panel |  |  | COM |  |  | Miscellaneous Equipment
4582 | COL-PGR-CP-0001 | Control Panel, Operator | COL-PGR-MISC | Control Panel |  |  | CP |  |  | Miscellaneous Equipment
4583 | COL-PGR-CP-0002 | Control Panel, Operator | COL-PGR-MISC | Control Panel |  |  | CP |  |  | Miscellaneous Equipment
4584 | COL-PGR-FEQ-0001S | Fire Prevention, Extinguisher | COL-W-OBSOLETE | Fire Prevention,Extinguisher |  | 42684 | FEQ |  |  | Col West Obsolete Entities
4586 | COL-PGR-FQ-0001 | Meter, Flow | COL-PGR-MISC | Meter,Flow |  |  | FQ |  |  | Miscellaneous Equipment
4588 | COL-PGR-LSH-0103 | Switch, Level | COL-PGR-MISC | Switch,Level |  |  | LSH |  |  | Miscellaneous Equipment
4589 | COL-PGR-LSH-0104 | Switch, Level | COL-PGR-MISC | Switch,Level |  |  | LSH |  |  | Miscellaneous Equipment
4590 | COL-PGR-LSHH-0104 | Switch, Level | COL-PGR-MISC | Switch,Level |  |  | LSHH |  |  | Miscellaneous Equipment
4591 | COL-PGR-LSHH-0105 | Switch, Level-High | COL-PGR | Switch,Level |  |  | LSHH |  |  | Grand River Sewage Pumping Station
4592 | COL-PGR-LSLL-0101 | Switch, Level | COL-PGR | Switch,Level |  |  | LSLL |  |  | Grand River Sewage Pumping Station
4593 | COL-PGR-LSLL-0101 | Switch, Level | COL-PGR-MISC | Switch,Level |  |  | LSLL |  |  | Miscellaneous Equipment
4594 | COL-PGR-LTG-0001 | Lighting | COL-PGR-MISC | Control Panel |  |  | LTG |  |  | Miscellaneous Equipment
4595 | COL-PGR-MISC | Miscellaneous Equipment | COL-PGR | [6 empty] | Grand River Sewage Pumping Station
4596 | COL-PGR-P-0100 | Pump, Centrifugal | COL-PGR | Pump |  |  | P |  |  | Grand River Sewage Pumping Station
4597 | COL-PGR-P-0200 | Pump, Centrifugal | COL-PGR | Pump |  |  | P |  |  | Grand River Sewage Pumping Station
4598 | COL-PGR-SS-0001 | Security System | COL-PGR | Security System |  |  | SS |  |  | Grand River Sewage Pumping Station
4599 | COL-PGR-SW-0001 | Switch, Fused | COL-PGR-MISC | Switch |  |  | SW |  |  | Miscellaneous Equipment
4600 | COL-PGR-TS-0001 | Switch, Transfer | COL-PGR-MISC | Switch |  |  | TS |  |  | Miscellaneous Equipment
4605 | COL-PGR-WEL-0100 | Wet Well | COL-PGR | Well |  |  | WEL |  |  | Grand River Sewage Pumping Station
4606 | COL-PGR-WEL-0100 | Wet Well | COL-PGR-MISC | Well |  |  | WEL |  |  | Miscellaneous Equipment
4608 | COL-PHA-AHU-0001 | Air Handling Unit | COL-PHA-MISC |  |  |  | AHU |  |  | Miscellaneous Equipment
4610 | COL-PHA-GA-0101 | Gauge | COL-PHA-MISC |  |  |  | GA |  |  | Miscellaneous Equipment
4611 | COL-PHA-GA-0201 | Gauge | COL-PHA-MISC |  |  |  | GA |  |  | Miscellaneous Equipment
4612 | COL-PHA-GA-0301 | Gauge | COL-PHA-MISC |  |  |  | GA |  |  | Miscellaneous Equipment
4613 | COL-PHA-GEN-0001 | Generator | COL-PHA-MISC |  |  |  | GEN |  |  | Miscellaneous Equipment
4614 | COL-PHA-MISC | Miscellaneous Equipment | COL-PHA | [6 empty] | Hanlan's Point Sewage Pumping Station
4615 | COL-PHA-P-0100 | Pump | COL-PHA |  |  |  | P |  |  | Hanlan's Point Sewage Pumping Station
4616 | COL-PHA-P-0200 | Pump | COL-PHA |  |  |  | P |  |  | Hanlan's Point Sewage Pumping Station
4617 | COL-PHA-V-0002 | Valve | COL-PHA-MISC |  |  |  | V |  |  | Miscellaneous Equipment
4618 | COL-PHA-V-0005 | Valve | COL-PHA-MISC |  |  |  | V |  |  | Miscellaneous Equipment
4619 | COL-PHA-V-0007 | Valve | COL-PHA-MISC |  |  |  | V |  |  | Miscellaneous Equipment
4620 | COL-PHA-V-0008 | Valve | COL-PHA-MISC |  |  |  | V |  |  | Miscellaneous Equipment
4621 | COL-PHA-V-0010 | Valve | COL-PHA-MISC |  |  |  | V |  |  | Miscellaneous Equipment
4622 | COL-PHA-V-0011 | Valve | COL-PHA-MISC |  |  |  | V |  |  | Miscellaneous Equipment
4623 | COL-PHA-V-0012 | Valve | COL-PHA-MISC |  |  |  | V |  |  | Miscellaneous Equipment
4624 | COL-PHA-V-0101 | Valve | COL-PHA-P-0100 |  |  |  | V |  |  | Pump
4625 | COL-PHA-V-0102 | Valve | COL-PHA-P-0100 |  |  |  | V |  |  | Pump
4626 | COL-PHA-V-0103 | Valve | COL-PHA-P-0100 |  |  |  | V |  |  | Pump
4627 | COL-PHA-V-0201 | Valve | COL-PHA-P-0200 |  |  |  | V |  |  | Pump
4628 | COL-PHA-V-0202 | Valve | COL-PHA-P-0200 |  |  |  | V |  |  | Pump
4629 | COL-PHA-V-0203 | Valve | COL-PHA-P-0200 |  |  |  | V |  |  | Pump
4630 | COL-PHA-V-0302 | Valve | COL-PHA-P-0300 |  |  |  | V |  |  | Pump
4743 | COL-PHB-MISC | Miscellaneous Equipment | COL-PHB | [6 empty] | Humber Sewage Pumping Station
4744 | COL-PHB-OIT-0001 | Operator Interface Terminal | COL-PHB-MISC | Computer Equipment,Monitor |  |  | OIT |  |  | Miscellaneous Equipment
4751 | COL-PHB-SUSPENDED | Humber Bay P.S.suspended entities | COL-PHB | [6 empty] | Humber Sewage Pumping Station
4766 | COL-PHF-CB-0001 | Circuit Breaker | COL-PHF | Circuit Breaker |  |  | CB |  |  | Highfield Sewage Pumping Station
4767 | COL-PHF-CB-0001 | Circuit Breaker | COL-PHF-MISC | Circuit Breaker |  |  | CB |  |  | Miscellaneous Equipment
4768 | COL-PHF-CH-0001 | Chamber | COL-PHF | Chamber |  |  | CH |  |  | Highfield Sewage Pumping Station
4769 | COL-PHF-CH-0001 | Chamber | COL-PHF-MISC | Chamber |  |  | CH |  |  | Miscellaneous Equipment
4770 | COL-PHF-CP-0001 | Control Panel, Alarm | COL-PHF | Control Panel |  |  | CP |  |  | Highfield Sewage Pumping Station
4771 | COL-PHF-CP-0001 | Control Panel, Alarm | COL-PHF-MISC | Control Panel |  |  | CP |  |  | Miscellaneous Equipment
4772 | COL-PHF-FEQ-0001S | Fire Prevention, Extinguisher | COL-PHF-MISC | Fire Prevention,Extinguisher |  | 42685 | FEQ |  |  | Miscellaneous Equipment
4773 | COL-PHF-FEQ-0001S | Fire Prevention, Extinguisher | COL-W-OBSOLETE | Fire Prevention,Extinguisher |  | 42685 | FEQ |  |  | Col West Obsolete Entities
4776 | COL-PHF-JIT-0001 | Meter, Power Indicating Transmitter, Main Power | COL-PHF | Meter |  |  | JIT |  |  | Highfield Sewage Pumping Station
4777 | COL-PHF-LSH-0102 | Switch, Level-High | COL-PHF | Switch,Level |  |  | LSH |  |  | Highfield Sewage Pumping Station
4778 | COL-PHF-LSHH-0103 | Switch, Level High-High | COL-PHF-MISC | Switch,Level |  |  | LSHH |  |  | Miscellaneous Equipment
4779 | COL-PHF-LSL-0101 | Switch, Level-Low | COL-PHF-MISC | Switch |  |  | LSL |  |  | Miscellaneous Equipment
4781 | COL-PHF-RPU-0001 | Remote Processing Unit | COL-PHF-MISC | RPU |  |  | RPU |  |  | Miscellaneous Equipment
4788 | COL-PHP-ALR-0001 | Control Panel, Gas Alarm | COL-PHP | Control Panel |  |  | ALR |  |  | High Park Sewage Pumping Station
4789 | COL-PHP-ALR-0002 | Control Panel, Operator | COL-PHP | Control Panel |  |  | ALR |  |  | High Park Sewage Pumping Station
4790 | COL-PHP-ALR-0002 | Control Panel, Operator | COL-PHP-MISC | Control Panel |  |  | ALR |  |  | Miscellaneous Equipment
4795 | COL-PHP-CB-0001 | Circuit Breaker, Main | COL-PHP | Circuit Breaker |  |  | CB |  |  | High Park Sewage Pumping Station
4796 | COL-PHP-CB-0002 | Circuit Breaker, Transformer 0001 | COL-PHP | Circuit Breaker |  |  | CB |  |  | High Park Sewage Pumping Station
4797 | COL-PHP-CP-0001 | Control Panel, Operator | COL-PHP-MISC | Control Panel |  |  | CP |  |  | Miscellaneous Equipment
4799 | COL-PHP-DM-0001 | Damper, Manual | COL-PHP | Damper/Louver |  |  | DM |  |  | High Park Sewage Pumping Station
4801 | COL-PHP-FEQ-0001S | Fire Prevention, Extinguisher | COL-PHP | Fire Prevention,Extinguisher |  | 42686 | FEQ |  |  | High Park Sewage Pumping Station
4802 | COL-PHP-FEQ-0001S | Fire Prevention, Extinguisher | COL-PHP-MISC | Fire Prevention,Extinguisher |  | 42686 | FEQ |  |  | Miscellaneous Equipment
4804 | COL-PHP-FN-0001 | Fan, Centrifugal | COL-PHP-MISC | Fan |  |  | FN |  |  | Miscellaneous Equipment
4805 | COL-PHP-FN-0002 | Fan, Centrifugal | COL-PHP-MISC | Fan |  |  | FN |  |  | Miscellaneous Equipment
4807 | COL-PHP-GC-0001 | Grit Chamber | COL-PHP |  |  |  | GC |  |  | High Park Sewage Pumping Station
4810 | COL-PHP-GRF-0001 | Indicator, Ground Fault | COL-PHP |  |  |  | GRF |  |  | High Park Sewage Pumping Station
4812 | COL-PHP-HTR-0002 | Heater, Duct | COL-PHP-MISC | Heater |  |  | HTR |  |  | Miscellaneous Equipment
4813 | COL-PHP-LIT-0100 | Transmitter, Level | COL-PHP-MISC | Transmitter,Level |  |  | LIT |  |  | Miscellaneous Equipment
4814 | COL-PHP-LIT-0201 | Transmitter, Level | COL-PHP-MISC | Transmitter,Level |  |  | LIT |  |  | Miscellaneous Equipment
4815 | COL-PHP-LP-0001 | Control Panel, Lighting | COL-PHP | Control Panel |  |  | LP |  |  | High Park Sewage Pumping Station
4816 | COL-PHP-LSH-0203 | Switch, Level-High | COL-PHP | Switch,Level |  |  | LSH |  |  | High Park Sewage Pumping Station
4817 | COL-PHP-LSHH-0001 | Switch, Level High-High | COL-PHP-MISC | Switch,Level |  |  | LSHH |  |  | Miscellaneous Equipment
4818 | COL-PHP-LSHH-0101 | Switch, Level High-High | COL-PHP-MISC | Switch,Level |  |  | LSHH |  |  | Miscellaneous Equipment
4819 | COL-PHP-LSLL-0201 | Switch, Level Low-Low | COL-PHP-MISC | Switch,Level |  |  | LSLL |  |  | Miscellaneous Equipment
4828 | COL-PHP-MISC | Miscellaneous Equipment | COL-PHP | [6 empty] | High Park Sewage Pumping Station
4830 | COL-PHP-MON-0002 | Monitor | COL-PHP-MISC |  |  |  | MON |  |  | Miscellaneous Equipment
4832 | COL-PHP-P-0002 | Pump, Centrifugal | COL-PHP-MISC | Pump |  | 34122 | P |  |  | Miscellaneous Equipment
4834 | COL-PHP-SC-0001 | Screen, Bar | COL-PHP | Screen |  |  | SC |  |  | High Park Sewage Pumping Station
4835 | COL-PHP-SC-0001 | Screen, Bar | COL-PHP-MISC | Screen |  |  | SC |  |  | Miscellaneous Equipment
4846 | COL-PHP-WEL-0500 | Wet well | COL-PHP |  |  |  | WEL |  |  | High Park Sewage Pumping Station
4847 | COL-PHP-WEL-0500 | Wet well | COL-PHP-MISC |  |  |  | WEL |  |  | Miscellaneous Equipment
4848 | COL-PHP-WEL-0500 | Wet well | COL-PSS-MISC |  |  |  | WEL |  |  | Miscellaneous Equipment
4850 | COL-PIR-CP-0001 | Control Panel, Operator | COL-PIR | Control Panel |  |  | CP |  |  | Island Road Sewage Pumping Station
4851 | COL-PIR-FEQ-0001S | Fire Prevention, Extinguisher | COL-PIR-MISC | Fire Prevention,Extinguisher |  | 42687 | FEQ |  |  | Miscellaneous Equipment
4852 | COL-PIR-FEQ-0001S | Fire Prevention, Extinguisher | COL-W-OBSOLETE | Fire Prevention,Extinguisher |  | 42687 | FEQ |  |  | Col West Obsolete Entities
4855 | COL-PIR-FQ-0001 | Meter, Flow | COL-PIR | Meter,Flow |  |  | FQ |  |  | Island Road Sewage Pumping Station
4856 | COL-PIR-GRF-0001 | Indicator, Ground Fault | COL-PIR-MISC |  |  |  | GRF |  |  | Miscellaneous Equipment
4857 | COL-PIR-HTR-0001 | Heater | COL-PIR | Heater |  |  | HTR |  |  | Island Road Sewage Pumping Station
4858 | COL-PIR-HTR-0001 | Heater | COL-PIR-MISC | Heater |  |  | HTR |  |  | Miscellaneous Equipment
4859 | COL-PIR-JIT-0001 | Meter, Power Indicating Transmitter, Main Power | COL-PIR | Meter |  |  | JIT |  |  | Island Road Sewage Pumping Station
4860 | COL-PIR-LIT-0100 | Transmitter, Level | COL-PIR-MISC | Transmitter,Level |  |  | LIT |  |  | Miscellaneous Equipment
4861 | COL-PIR-LP-0001 | Control Panel, Lighting | COL-PIR | Control Panel |  |  | LP |  |  | Island Road Sewage Pumping Station
4862 | COL-PIR-LSH-0103 | Switch, Level-High | COL-PIR | Switch,Level |  |  | LSH |  |  | Island Road Sewage Pumping Station
4863 | COL-PIR-LSHH-0104 | Switch, Level High-High | COL-PIR-MISC | Switch,Level |  |  | LSHH |  |  | Miscellaneous Equipment
4864 | COL-PIR-LSLL-0101 | Switch, Level Low-Low | COL-PIR | Switch,Level |  |  | LSLL |  |  | Island Road Sewage Pumping Station
4865 | COL-PIR-LTG-0001 | Lighting | COL-PIR-MISC | Control Panel |  |  | LTG |  |  | Miscellaneous Equipment
4866 | COL-PIR-P-0200 | Pump, Centrifugal | COL-PIR | Pump |  |  | P |  |  | Island Road Sewage Pumping Station
4867 | COL-PIR-SW-0001 | Switch, Fused | COL-PIR-MISC | Switch |  |  | SW |  |  | Miscellaneous Equipment
4868 | COL-PIR-SW-0002 | Switch, Ground Fault Indicator | COL-PIR | Switch |  |  | SW |  |  | Island Road Sewage Pumping Station
4869 | COL-PIR-SW-0004 | Switch, Unit Heater 0001 | COL-PIR | Switch |  |  | SW |  |  | Island Road Sewage Pumping Station
4870 | COL-PIR-TR-0001 | Transformer, Power | COL-PIR | Transformer |  |  | TR |  |  | Island Road Sewage Pumping Station
4871 | COL-PIR-TS-0001 | Switch, Transfer | COL-PIR | Switch |  |  | TS |  |  | Island Road Sewage Pumping Station
4872 | COL-PIR-UPS-0001 | UPS | COL-PIR-MISC | Uninterruptible Power Supply |  |  | UPS |  |  | Miscellaneous Equipment
4881 | COL-PKG-ALR-0001 | Control Panel, Electrical | COL-PKG | Control Panel |  |  | ALR |  |  | Kingston Rd Pumping Station
4882 | COL-PKG-COM-0001 | Control Panel, Operator | COL-PKG | Control Panel |  |  | COM |  |  | Kingston Rd Pumping Station
4883 | COL-PKG-COM-0001 | Control Panel, Operator | COL-PKG-MISC | Control Panel |  |  | COM |  |  | Miscellaneous Equipment
4884 | COL-PKG-CP-0001 | Control Panel, Operator | COL-PKG-MISC | Control Panel |  |  | CP |  |  | Miscellaneous Equipment
4886 | COL-PKG-DM-0001 | Damper/Louver, Generator Room | COL-PKG | Damper/Louver |  |  | DM |  |  | Kingston Rd Pumping Station
4887 | COL-PKG-DM-0002 | Damper/Louver, Generator Room | COL-PKG | Damper/Louver |  |  | DM |  |  | Kingston Rd Pumping Station
4891 | COL-PKG-FEQ-0002S | Fire Prevention, Extinguisher | COL-PKG | Fire Prevention,Extinguisher |  | 42689 | FEQ |  |  | Kingston Rd Pumping Station
4894 | COL-PKG-FN-0001 | Fan, Exhaust | COL-PKG-MISC | Fan |  |  | FN |  |  | Miscellaneous Equipment
4895 | COL-PKG-FN-0002 | Fan, Centrifugal | COL-PKG | Fan |  |  | FN |  |  | Kingston Rd Pumping Station
4896 | COL-PKG-FN-0002 | Fan, Centrifugal | COL-PKG-MISC | Fan |  |  | FN |  |  | Miscellaneous Equipment
4899 | COL-PKG-GDR-0300 | Grinder, Comminutor | COL-PKG-MISC | Grinder |  |  | GDR |  |  | Miscellaneous Equipment
4901 | COL-PKG-HTR-0002 | Heater, Dry Well | COL-PKG | Heater |  |  | HTR |  |  | Kingston Rd Pumping Station
4902 | COL-PKG-HTR-0002 | Heater, Dry Well | COL-PKG-MISC | Heater |  |  | HTR |  |  | Miscellaneous Equipment
4903 | COL-PKG-HTR-0003 | Heater, Dry Well | COL-PKG | Heater |  |  | HTR |  |  | Kingston Rd Pumping Station
4904 | COL-PKG-HTR-0003 | Heater, Dry Well | COL-PKG-MISC | Heater |  |  | HTR |  |  | Miscellaneous Equipment
4905 | COL-PKG-JIT-0001 | Meter, Power Indicating Transmitter | COL-PKG-MISC | Meter |  |  | JIT |  |  | Miscellaneous Equipment
4906 | COL-PKG-LIT-0100 | Transmitter, Level | COL-PKG-MISC | Transmitter,Level |  |  | LIT |  |  | Miscellaneous Equipment
4907 | COL-PKG-LIT-0300 | Transmitter, Level | COL-PKG-MISC | Transmitter,Level |  |  | LIT |  |  | Miscellaneous Equipment
4908 | COL-PKG-LP-0001 | Control Panel, Lighting | COL-PKG | Control Panel |  |  | LP |  |  | Kingston Rd Pumping Station
4909 | COL-PKG-LP-0001 | Control Panel, Lighting | COL-PKG-MISC | Control Panel |  |  | LP |  |  | Miscellaneous Equipment
4910 | COL-PKG-LSH-0002 | Switch, Level-High | COL-PKG-MISC | Switch,Level |  |  | LSH |  |  | Miscellaneous Equipment
4911 | COL-PKG-LSH-0203 | Switch, Level-High | COL-PKG-MISC | Switch,Level |  |  | LSH |  |  | Miscellaneous Equipment
4912 | COL-PKG-LSHH-0204 | Switch, Level High-High | COL-PKG-MISC | Switch,Level |  |  | LSHH |  |  | Miscellaneous Equipment
4913 | COL-PKG-LSL-0102 | Switch, Level-Low | COL-PKG-MISC | Switch |  |  | LSL |  |  | Miscellaneous Equipment
4914 | COL-PKG-LSL-0202 | Switch, Level | COL-PKG-MISC | Switch,Level |  |  | LSL |  |  | Miscellaneous Equipment
4915 | COL-PKG-LSLL-0101 | Switch, Level Low-Low | COL-PKG-MISC | Switch,Level |  |  | LSLL |  |  | Miscellaneous Equipment
4919 | COL-PKG-MISC | Miscellaneous Equipment | COL-PMM | [6 empty] | Mimico Pumping Station
4922 | COL-PKG-T-0002 | Tank, Diesel Fuel | COL-PKG | Tank |  |  | T |  |  | Kingston Rd Pumping Station
4923 | COL-PKG-T-0002 | Tank, Diesel Fuel | COL-PKG-MISC | Tank |  |  | T |  |  | Miscellaneous Equipment
4924 | COL-PKG-TS-0001 | Switch, Transfer | COL-PKG-MISC | Switch |  |  | TS |  |  | Miscellaneous Equipment
5024 | COL-PKG-WEL-0100 | Wet well | COL-PKG | Well |  |  | WEL |  |  | Kingston Rd Pumping Station
5025 | COL-PKG-WEL-0100 | Wet well | COL-PKG-MISC | Well |  |  | WEL |  |  | Miscellaneous Equipment
5026 | COL-PKG-WEL-0200 | Wet well | COL-PKG | Well |  |  | WEL |  |  | Kingston Rd Pumping Station
5027 | COL-PKG-WEL-0200 | Wet well | COL-PKG-MISC | Well |  |  | WEL |  |  | Miscellaneous Equipment
5028 | COL-PKG-WEL-0300 | Well | COL-PKG-MISC | Well |  |  | WEL |  |  | Miscellaneous Equipment
5033 | COL-PKP-AIT-0001 | Transmitter, Gas | COL-PKP-MISC | Transmitter |  |  | AIT |  |  | Miscellaneous Equipment
5188 | COL-PKS-G-0001 | Gate, Sluice | COL-PKS | Valve |  |  | G |  |  | King St West Sewage Pumping Station
5189 | COL-PKS-G-0001 | Gate, Sluice | COL-PKS-MISC | Valve |  |  | G |  |  | Miscellaneous Equipment
5193 | COL-PKS-MISC | Miscellaneous Equipment | COL-PKS | [6 empty] | King St West Sewage Pumping Station
5208 | COL-PLB-AUX-ELEC | Electrical Equipment | COL-PLB | [6 empty] | Long Branch Pumping Station
5209 | COL-PLB-AUX-ELEC | Electrical Equipment | COL-PLB-AUX | [6 empty] | Auxiliary Equipment
5210 | COL-PLB-AUX-INST | Instrumentation Equipment | COL-PLB | [6 empty] | Long Branch Pumping Station
5211 | COL-PLB-AUX-INST | Instrumentation Equipment | COL-PLB-AUX | [6 empty] | Auxiliary Equipment
5212 | COL-PLB-AUX-MECH | Mechanical Equipment | COL-PLB | [6 empty] | Long Branch Pumping Station
5847 | COL-PLB-OIT-0001 | Operator Interface Terminal | COL-PLB | Computer Equipment,Monitor |  |  | OIT |  |  | Long Branch Pumping Station
5929 | COL-PLV-CB-0001 | Circuit Breaker, | COL-PLV | Circuit Breaker |  |  | CB |  |  | Livingston Road Pumping Station
5930 | COL-PLV-COM-0001 | Control Panel | COL-PLV | Control Panel |  |  | COM |  |  | Livingston Road Pumping Station
5931 | COL-PLV-CP-0001 | Control Panel | COL-PLV-MISC | Control Panel |  |  | CP |  |  | Miscellaneous Equipment
5932 | COL-PLV-CP-0002 | Control Panel | COL-PLV-MISC | Control Panel |  |  | CP |  |  | Miscellaneous Equipment
5933 | COL-PLV-CRN-0001 | Crane, | COL-PLV | Crane |  |  | CRN |  |  | Livingston Road Pumping Station
5934 | COL-PLV-CRN-0001 | Crane, | COL-PLV-MISC | Crane |  |  | CRN |  |  | Miscellaneous Equipment
5935 | COL-PLV-DM-0001 | Damper/Louver | COL-PLV-MISC | Damper/Louver |  |  | DM |  |  | Miscellaneous Equipment
5936 | COL-PLV-DM-0002 | Damper/Louver | COL-PLV | Damper/Louver |  |  | DM |  |  | Livingston Road Pumping Station
5937 | COL-PLV-DM-0002 | Damper/Louver | COL-PLV-MISC | Damper/Louver |  |  | DM |  |  | Miscellaneous Equipment
5938 | COL-PLV-FEQ-0001S | Fire Prevention, Extinguisher | COL-PLV-MISC | Fire Prevention,Extinguisher |  | 42696 | FEQ |  |  | Miscellaneous Equipment
5941 | COL-PLV-FN-0001 | Fan, Centrifugal | COL-PLV-MISC | Fan |  |  | FN |  |  | Miscellaneous Equipment
5942 | COL-PLV-FN-0003 | Fan, Exhaust | COL-PLV | Fan |  |  | FN |  |  | Livingston Road Pumping Station
5943 | COL-PLV-FN-0003 | Fan, Exhaust | COL-PLV-MISC | Fan |  |  | FN |  |  | Miscellaneous Equipment
5945 | COL-PLV-GEN-0001 | Generator | COL-PLV-MISC | Generator |  |  | GEN |  |  | Miscellaneous Equipment
5946 | COL-PLV-HTR-0001 | Heater | COL-PLV-MISC | Heater |  |  | HTR |  |  | Miscellaneous Equipment
5947 | COL-PLV-HTR-0003 | Heater | COL-PLV-MISC | Heater |  |  | HTR |  |  | Miscellaneous Equipment
5948 | COL-PLV-LIT-0101 | Transmitter, Level | COL-PLV-MISC | Transmitter,Level |  |  | LIT |  |  | Miscellaneous Equipment
5949 | COL-PLV-LIT-0201 | Transmitter, Level | COL-PLV | Transmitter,Level |  |  | LIT |  |  | Livingston Road Pumping Station
5950 | COL-PLV-LSH-0103 | Switch, Level-High | COL-PLV-MISC | Switch,Level |  |  | LSH |  |  | Miscellaneous Equipment
5951 | COL-PLV-LSH-0203 | Switch, Level-High | COL-PLV | Switch,Level |  |  | LSH |  |  | Livingston Road Pumping Station
5952 | COL-PLV-LSHH-0002 | Switch, Level High-High | COL-PLV | Switch,Level |  |  | LSHH |  |  | Livingston Road Pumping Station
5953 | COL-PLV-LSHH-0002 | Switch, Level High-High | COL-PLV-MISC | Switch,Level |  |  | LSHH |  |  | Miscellaneous Equipment
5954 | COL-PLV-LSHH-0104 | Switch, Level High-High | COL-PLV | Switch,Level |  |  | LSHH |  |  | Livingston Road Pumping Station
5955 | COL-PLV-LSL-0102 | Switch, Level-Low | COL-PLV-MISC | Switch,Level |  |  | LSL |  |  | Miscellaneous Equipment
5956 | COL-PLV-LSL-0202 | Switch, Level-Low | COL-PLV-MISC | Switch,Level |  |  | LSL |  |  | Miscellaneous Equipment
5957 | COL-PLV-LSLL-0101 | Switch, Level Low-Low | COL-PLV-MISC | Switch,Level |  |  | LSLL |  |  | Miscellaneous Equipment
5958 | COL-PLV-LSLL-0201 | Switch, Level Low-Low | COL-PLV | Switch,Level |  |  | LSLL |  |  | Livingston Road Pumping Station
5959 | COL-PLV-MCC-0001 | Motor Control Centre | COL-PLV-MISC | Control Panel,MCC |  |  | MCC |  |  | Miscellaneous Equipment
5960 | COL-PLV-MISC | Miscellaneous Equipment | COL-PNT | [6 empty] | New Toronto Pumping Station
5961 | COL-PLV-P-0001 | Pump, Centrifugal, Sump | COL-PLV | Pump |  | 34126 | P |  |  | Livingston Road Pumping Station
5962 | COL-PLV-P-0001 | Pump, Centrifugal, Sump | COL-PLV-MISC | Pump |  | 34126 | P |  |  | Miscellaneous Equipment
5964 | COL-PLV-RPU-0001 | Control Panel | COL-PLV-MISC | Control Panel |  |  | RPU |  |  | Miscellaneous Equipment
5965 | COL-PLV-SS-0001 | Security System | COL-PLV-MISC | Security System |  |  | SS |  |  | Miscellaneous Equipment
5966 | COL-PLV-T-0001 | Tank, Diesel Fuel | COL-PLV | Tank |  |  | T |  |  | Livingston Road Pumping Station
5967 | COL-PLV-T-0001 | Tank, Diesel Fuel | COL-PLV-MISC | Tank |  |  | T |  |  | Miscellaneous Equipment
5968 | COL-PLV-TR-0001 | Transformer | COL-PLV | Transformer |  |  | TR |  |  | Livingston Road Pumping Station
5980 | COL-PLV-WEL-0200 | Wet well, East | COL-PLV | Well |  |  | WEL |  |  | Livingston Road Pumping Station
5984 | COL-PMD-CH-0001 | Chamber, Inlet | COL-PMD-MISC | Chamber |  |  | CH |  |  | Miscellaneous Equipment
5985 | COL-PMD-CH-0002 | Chamber, Overflow | COL-PMD | Chamber |  |  | CH |  |  | Midland Pumping Station
5989 | COL-PMD-COM-0001 | Control Panel, Operator | COL-PMD | Control Panel |  |  | COM |  |  | Midland Pumping Station
5990 | COL-PMD-DM-0001 | Damper/Louver, Exhaust | COL-PMD-MISC | Damper/Louver |  |  | DM |  |  | Miscellaneous Equipment
5991 | COL-PMD-DM-0002 | Damper/Louver, Supply Air | COL-PMD | Damper/Louver |  |  | DM |  |  | Midland Pumping Station
5992 | COL-PMD-DM-0003 | Damper/Louver, Supply Air | COL-PMD-MISC | Damper/Louver |  |  | DM |  |  | Miscellaneous Equipment
5993 | COL-PMD-DM-0004 | Damper/Louver, Exhaust | COL-PMD-MISC | Damper/Louver |  |  | DM |  |  | Miscellaneous Equipment
5996 | COL-PMD-FN-0001 | Fan, Supply | COL-PMD | Fan |  |  | FN |  |  | Midland Pumping Station
5997 | COL-PMD-FN-0002 | Fan, Exhaust | COL-PMD | Fan |  |  | FN |  |  | Midland Pumping Station
5998 | COL-PMD-FQ-0001 | Meter, Flow | COL-PMD-MISC | Meter,Flow |  |  | FQ |  |  | Miscellaneous Equipment
6001 | COL-PMD-GRF-0001 | Indicator, Ground Fault | COL-PMD-MISC | Indicator,Ground Fault |  |  | GRF |  |  | Miscellaneous Equipment
6002 | COL-PMD-HTR-0001 | Heater | COL-PMD-MISC | Heater |  |  | HTR |  |  | Miscellaneous Equipment
6003 | COL-PMD-HTR-0002 | Heater | COL-PMD-MISC | Heater |  |  | HTR |  |  | Miscellaneous Equipment
6004 | COL-PMD-JIT-0001 | Meter, Power Indicating Transmitter, Main Power | COL-PMD | Meter |  |  | JIT |  |  | Midland Pumping Station
6005 | COL-PMD-LP-0001 | Control Panel, Lighting | COL-PMD-MISC | Control Panel |  |  | LP |  |  | Miscellaneous Equipment
6006 | COL-PMD-LSH-0001 | Switch, Level-High | COL-PMD-MISC | Switch,Level |  |  | LSH |  |  | Miscellaneous Equipment
6007 | COL-PMD-LSH-0103 | Switch, Level-High | COL-PMD | Switch,Level |  |  | LSH |  |  | Midland Pumping Station
6008 | COL-PMD-LSL-0102 | Switch, Level-Low | COL-PMD | Switch |  |  | LSL |  |  | Midland Pumping Station
6009 | COL-PMD-LSL-0202 | Switch, Level-Low | COL-PMD | Switch |  |  | LSL |  |  | Midland Pumping Station
6010 | COL-PMD-LSLL-0101 | Switch, Level Low-Low | COL-PMD | Switch,Level |  |  | LSLL |  |  | Midland Pumping Station
6011 | COL-PMD-LSLL-0101 | Switch, Level Low-Low | COL-PMD-MISC | Switch,Level |  |  | LSLL |  |  | Miscellaneous Equipment
6019 | COL-PMD-T-0001 | Tank, Diesel Fuel | COL-PMD | Tank |  |  | T |  |  | Midland Pumping Station
6020 | COL-PMD-T-0002 | Tank, Domestic Hot Water | COL-PMD | Tank |  |  | T |  |  | Midland Pumping Station
6023 | COL-PMD-TR-0001 | Transformer, Power | COL-PMD | Transformer |  |  | TR |  |  | Midland Pumping Station
6024 | COL-PMD-TS-0001 | Switch, Transfer | COL-PMD | Switch |  |  | TS |  |  | Midland Pumping Station
6246 | COL-PMM-MISC | Miscellaneous Equipment | COL-PMM | [6 empty] | Mimico Pumping Station
6266 | COL-PMM-SW-0001 | Switch, Main Power | COL-PMM-MCC-0001 | Switch |  |  | SW |  |  | Motor Control Centre
6298 | COL-PMP-FEQ-0001S | Fire Prevention, Extinguisher | COL-PMP | Fire Prevention,Extinguisher |  | 40171 | FEQ |  |  | Mount Pleasant Sewage Pumping Station
6300 | COL-PMP-FN-0001 | Fan, Centrifugal | COL-PMP | Fan |  |  | FN |  |  | Mount Pleasant Sewage Pumping Station
6301 | COL-PMP-HTR-0001 | Heater, Drywell | COL-PMP | Heater |  |  | HTR |  |  | Mount Pleasant Sewage Pumping Station
6302 | COL-PMP-WEL-0100 | Wet Well | COL-PMP | Well |  |  | WEL |  |  | Mount Pleasant Sewage Pumping Station
6304 | COL-PMT-COM-0001 | Control Panel, Operator | COL-PMT-MISC | Control Panel |  |  | COM |  |  | Miscellaneous Equipment
6305 | COL-PMT-CP-0001 | Control Panel, Operator | COL-PMT-MISC | Control Panel |  |  | CP |  |  | Miscellaneous Equipment
6306 | COL-PMT-CP-0002 | Control Panel, Electrical | COL-PMT-MISC | Control Panel |  |  | CP |  |  | Miscellaneous Equipment
6309 | COL-PMT-FQ-0001 | Meter, Flow | COL-PMT | Meter,Flow |  |  | FQ |  |  | Military Trail Sewage Pumping Station
6310 | COL-PMT-FQ-0001 | Meter, Flow | COL-PMT-MISC | Meter,Flow |  |  | FQ |  |  | Miscellaneous Equipment
6311 | COL-PMT-JIT-0001 | Meter, Power Indicating Transmitter, Main Power | COL-PMT | Meter |  |  | JIT |  |  | Military Trail Sewage Pumping Station
6312 | COL-PMT-LSH-0103 | Switch, Level-High | COL-PMT-MISC | Switch,Level |  |  | LSH |  |  | Miscellaneous Equipment
6313 | COL-PMT-LSHH-0104 | Switch, Level High-High | COL-PMT-MISC | Switch,Level |  |  | LSHH |  |  | Miscellaneous Equipment
6314 | COL-PMT-LSHH-0105 | Switch, Level High-High | COL-PMT-MISC | Switch,Level |  |  | LSHH |  |  | Miscellaneous Equipment
6315 | COL-PMT-RPU-0001 | Remote Processing Unit | COL-PMT-MISC | RPU |  |  | RPU |  |  | Miscellaneous Equipment
6317 | COL-PMT-SS-0001 | Security System | COL-PMT | Security System |  |  | SS |  |  | Military Trail Sewage Pumping Station
6318 | COL-PMT-SS-0001 | Security System | COL-PMT-MISC | Security System |  |  | SS |  |  | Miscellaneous Equipment
6319 | COL-PMT-SW-0001 | Switch, Main Electrical Disconnect | COL-PMT | Switch |  |  | SW |  |  | Military Trail Sewage Pumping Station
6320 | COL-PMT-TS-0001 | Switch, Power Transfer | COL-PMT | Switch |  |  | TS |  |  | Military Trail Sewage Pumping Station
6326 | COL-PMT-WEL-0100 | Wet well | COL-PMT-MISC | Well |  |  | WEL |  |  | Miscellaneous Equipment
6328 | COL-PMY-AHU-0001 | Air Handling Unit | COL-PMY-MISC | Air Handling Unit |  |  | AHU |  |  | Miscellaneous Equipment
6332 | COL-PMY-CAP-0003 | Capacitor, MCC-0002 | COL-PMY | Capacitor |  |  | CAP |  |  | Maryport Sewage Pumping Station
6333 | COL-PMY-CAP-0003 | Capacitor, MCC-0002 | COL-PMY-MISC | Capacitor |  |  | CAP |  |  | Miscellaneous Equipment
6334 | COL-PMY-CAP-0004 | Capacitor, MCC-0002 | COL-PMY | Capacitor |  |  | CAP |  |  | Maryport Sewage Pumping Station
6335 | COL-PMY-CAP-0004 | Capacitor, MCC-0002 | COL-PMY-MISC | Capacitor |  |  | CAP |  |  | Miscellaneous Equipment
6336 | COL-PMY-CB-0001 | Breaker, Main Incoming Power | COL-PMY | Circuit Breaker |  |  | CB |  |  | Maryport Sewage Pumping Station
6337 | COL-PMY-CB-0001 | Breaker, Main Incoming Power | COL-PMY-MISC | Circuit Breaker |  |  | CB |  |  | Miscellaneous Equipment
6338 | COL-PMY-CB-0002 | Breaker, Emergency Power Supply | COL-PMY | Circuit Breaker |  |  | CB |  |  | Maryport Sewage Pumping Station
6339 | COL-PMY-CB-0003 | Breaker, Power Supply | COL-PMY | Circuit Breaker |  |  | CB |  |  | Maryport Sewage Pumping Station
6340 | COL-PMY-CB-0003 | Breaker, Power Supply | COL-PMY-MISC | Circuit Breaker |  |  | CB |  |  | Miscellaneous Equipment
6341 | COL-PMY-CP-0001 | Control Panel. Instrumentation, Instrument Air Pressure Control | COL-PMY | Control Panel |  |  | CP |  |  | Maryport Sewage Pumping Station
6342 | COL-PMY-CP-0001 | Control Panel. Instrumentation, Instrument Air Pressure Control | COL-PMY-MISC | Control Panel |  |  | CP |  |  | Miscellaneous Equipment
6343 | COL-PMY-CP-0002 | Control Panel, Fire Alarm | COL-PMY | Control Panel |  |  | CP |  |  | Maryport Sewage Pumping Station
6344 | COL-PMY-CP-0002 | Control Panel, Fire Alarm | COL-PMY-MISC | Control Panel |  |  | CP |  |  | Miscellaneous Equipment
6345 | COL-PMY-CP-0003 | Control Panel, Instrumentation | COL-PMY | Control Panel |  |  | CP |  |  | Maryport Sewage Pumping Station
6346 | COL-PMY-CP-0003 | Control Panel, Instrumentation | COL-PMY-MISC | Control Panel |  |  | CP |  |  | Miscellaneous Equipment
6347 | COL-PMY-CP-0004 | Control Panel, Electrical | COL-PMY | Control Panel |  |  | CP |  |  | Maryport Sewage Pumping Station
6348 | COL-PMY-CP-0004 | Control Panel, Electrical | COL-PMY-MISC | Control Panel |  |  | CP |  |  | Miscellaneous Equipment
6349 | COL-PMY-CRN-0001 | Crane, Shaft 8A | COL-PMY | Crane |  |  | CRN |  |  | Maryport Sewage Pumping Station
6350 | COL-PMY-DM-0001 | Damper, Gas | COL-PMY | Damper/Louver |  |  | DM |  |  | Maryport Sewage Pumping Station
6351 | COL-PMY-DM-0002 | Damper, Gas | COL-PMY | Damper/Louver |  |  | DM |  |  | Maryport Sewage Pumping Station
6352 | COL-PMY-DM-0002 | Damper, Gas | COL-PMY-MISC | Damper/Louver |  |  | DM |  |  | Miscellaneous Equipment
6353 | COL-PMY-DM-0003 | Damper, Gas | COL-PMY | Damper/Louver |  |  | DM |  |  | Maryport Sewage Pumping Station
6354 | COL-PMY-DM-0003 | Damper, Gas | COL-PMY-MISC | Damper/Louver |  |  | DM |  |  | Miscellaneous Equipment
6355 | COL-PMY-DM-0004 | Damper, Gas | COL-PMY | Damper/Louver |  |  | DM |  |  | Maryport Sewage Pumping Station
6356 | COL-PMY-DM-0004 | Damper, Gas | COL-PMY-MISC | Damper/Louver |  |  | DM |  |  | Miscellaneous Equipment
6357 | COL-PMY-DM-0005 | Damper, Gas | COL-PMY-MISC | Damper/Louver |  |  | DM |  |  | Miscellaneous Equipment
6358 | COL-PMY-DM-0009 | Damper, Gas | COL-PMY | Damper/Louver |  |  | DM |  |  | Maryport Sewage Pumping Station
6359 | COL-PMY-DM-0009 | Damper, Gas | COL-PMY-MISC | Damper/Louver |  |  | DM |  |  | Miscellaneous Equipment
6360 | COL-PMY-DM-0011 | Damper, Gas | COL-PMY | Damper/Louver |  |  | DM |  |  | Maryport Sewage Pumping Station
6361 | COL-PMY-DM-0013 | Damper, Gas | COL-PMY | Damper/Louver |  |  | DM |  |  | Maryport Sewage Pumping Station
6362 | COL-PMY-DM-0013 | Damper, Gas | COL-PMY-MISC | Damper/Louver |  |  | DM |  |  | Miscellaneous Equipment
6363 | COL-PMY-DM-0014 | Damper, Gas | COL-PMY | Damper/Louver |  |  | DM |  |  | Maryport Sewage Pumping Station
6364 | COL-PMY-DM-0014 | Damper, Gas | COL-PMY-MISC | Damper/Louver |  |  | DM |  |  | Miscellaneous Equipment
6365 | COL-PMY-DM-0015 | Damper, Gas | COL-PMY-MISC | Damper/Louver |  |  | DM |  |  | Miscellaneous Equipment
6366 | COL-PMY-DR-0003 | Switch, Door | COL-PMY-MISC | Switch |  |  | DR |  |  | Miscellaneous Equipment
6367 | COL-PMY-F-0002 | Filter, Compressed Air | COL-PMY | Filter |  |  | F |  |  | Maryport Sewage Pumping Station
6368 | COL-PMY-FA-0001S | Fire Alarm System, above EL 171.50m | COL-W-OBSOLETE | Building Service,Fire Alarm |  | 42919 | FA |  |  | Col West Obsolete Entities
6369 | COL-PMY-FA-0002S | Fire Alarm System, Electrical Room | COL-PMY-MISC | Building Service,Fire Alarm |  | 42920 | FA |  |  | Miscellaneous Equipment
6370 | COL-PMY-FA-0004S | Fire Alarm System, RPU-0001 | COL-W-OBSOLETE | Building Service,Fire Alarm |  | 42922 | FA |  |  | Col West Obsolete Entities
6371 | COL-PMY-FA-0005S | Fire Alarm System, Shaft 8B | COL-PMY | Building Service,Fire Alarm |  | 42923 | FA |  |  | Maryport Sewage Pumping Station
6372 | COL-PMY-FA-0005S | Fire Alarm System, Shaft 8B | COL-PMY-MISC | Building Service,Fire Alarm |  | 42923 | FA |  |  | Miscellaneous Equipment
6373 | COL-PMY-FEQ-0001S | Fire Prevention, Extinguisher | COL-PMY-MISC | Fire Prevention,Extinguisher |  | 40919 | FEQ |  |  | Miscellaneous Equipment
6374 | COL-PMY-FEQ-0001S | Fire Prevention, Extinguisher | COL-W-OBSOLETE | Fire Prevention,Extinguisher |  | 40919 | FEQ |  |  | Col West Obsolete Entities
6375 | COL-PMY-FEQ-0002S | Fire Prevention, Extinguisher | COL-PMY-MISC | Fire Prevention,Extinguisher |  | 40921 | FEQ |  |  | Miscellaneous Equipment
6376 | COL-PMY-FEQ-0002S | Fire Prevention, Extinguisher | COL-W-OBSOLETE | Fire Prevention,Extinguisher |  | 40921 | FEQ |  |  | Col West Obsolete Entities
6377 | COL-PMY-FEQ-0003S | Fire Prevention, Extinguisher | COL-W-OBSOLETE | Fire Prevention,Extinguisher |  | 40922 | FEQ |  |  | Col West Obsolete Entities
6378 | COL-PMY-FEQ-0004S | Fire Prevention, Extinguisher | COL-PMY | Fire Prevention,Extinguisher |  | 40923 | FEQ |  |  | Maryport Sewage Pumping Station
6379 | COL-PMY-FEQ-0004S | Fire Prevention, Extinguisher | COL-PMY-MISC | Fire Prevention,Extinguisher |  | 40923 | FEQ |  |  | Miscellaneous Equipment
6380 | COL-PMY-FEQ-0005S | Fire Prevention, Extinguisher | COL-PMY | Fire Prevention,Extinguisher |  | 40924 | FEQ |  |  | Maryport Sewage Pumping Station
6381 | COL-PMY-FEQ-0005S | Fire Prevention, Extinguisher | COL-PMY-MISC | Fire Prevention,Extinguisher |  | 40924 | FEQ |  |  | Miscellaneous Equipment
6382 | COL-PMY-FEQ-0006S | Fire Prevention, Extinguisher | COL-PMY | Fire Prevention,Extinguisher |  | 40925 | FEQ |  |  | Maryport Sewage Pumping Station
6383 | COL-PMY-FEQ-0006S | Fire Prevention, Extinguisher | COL-PMY-MISC | Fire Prevention,Extinguisher |  | 40925 | FEQ |  |  | Miscellaneous Equipment
6384 | COL-PMY-FN-0002 | Fan, High Volume Supply | COL-PMY | Fan |  |  | FN |  |  | Maryport Sewage Pumping Station
6385 | COL-PMY-FN-0002 | Fan, High Volume Supply | COL-PMY-MISC | Fan |  |  | FN |  |  | Miscellaneous Equipment
6386 | COL-PMY-FN-0004 | Fan, High Volume Exhaust | COL-PMY-MISC | Fan |  |  | FN |  |  | Miscellaneous Equipment
6387 | COL-PMY-FN-0005 | Fan, Drywell Ventilation | COL-PMY | Fan |  |  | FN |  |  | Maryport Sewage Pumping Station
6388 | COL-PMY-FN-0005 | Fan, Drywell Ventilation | COL-PMY-MISC | Fan |  |  | FN |  |  | Miscellaneous Equipment
6389 | COL-PMY-FN-0006 | Fan, Drywell Exhaust | COL-PMY-MISC | Fan |  |  | FN |  |  | Miscellaneous Equipment
6390 | COL-PMY-FSL-0001 | Switch, Flow-Low | COL-PMY | Switch |  |  | FSL |  |  | Maryport Sewage Pumping Station
6391 | COL-PMY-FSL-0001 | Switch, Flow-Low | COL-PMY-MISC | Switch |  |  | FSL |  |  | Miscellaneous Equipment
6392 | COL-PMY-FSL-0002 | Switch, Flow-Low | COL-PMY | Switch |  |  | FSL |  |  | Maryport Sewage Pumping Station
6393 | COL-PMY-FSL-0002 | Switch, Flow-Low | COL-PMY-MISC | Switch |  |  | FSL |  |  | Miscellaneous Equipment
6394 | COL-PMY-FSL-0004 | Switch, Flow-Low | COL-PMY-MISC | Switch |  |  | FSL |  |  | Miscellaneous Equipment
6395 | COL-PMY-FSL-0007 | Switch, Flow-Low | COL-PMY | Switch |  |  | FSL |  |  | Maryport Sewage Pumping Station
6397 | COL-PMY-HTR-0001 | Heater, Unit | COL-PMY | Heater |  |  | HTR |  |  | Maryport Sewage Pumping Station
6398 | COL-PMY-HTR-0001 | Heater, Unit | COL-PMY-MISC | Heater |  |  | HTR |  |  | Miscellaneous Equipment
6399 | COL-PMY-HTR-0002 | Heater, Unit | COL-PMY | Heater |  |  | HTR |  |  | Maryport Sewage Pumping Station
6400 | COL-PMY-HTR-0002 | Heater, Unit | COL-PMY-MISC | Heater |  |  | HTR |  |  | Miscellaneous Equipment
6401 | COL-PMY-HTR-0003 | Heater, Unit | COL-PMY-MISC | Heater |  |  | HTR |  |  | Miscellaneous Equipment
6402 | COL-PMY-HTR-0004 | Heater, Unit | COL-PMY | Heater |  |  | HTR |  |  | Maryport Sewage Pumping Station
6403 | COL-PMY-HTR-0004 | Heater, Unit | COL-PMY-MISC | Heater |  |  | HTR |  |  | Miscellaneous Equipment
6404 | COL-PMY-JIT-0002 | Meter, Power Indicating Transmitter | COL-PMY | Meter |  |  | JIT |  |  | Maryport Sewage Pumping Station
6405 | COL-PMY-JIT-0002 | Meter, Power Indicating Transmitter | COL-PMY-MISC | Meter |  |  | JIT |  |  | Miscellaneous Equipment
6406 | COL-PMY-JIT-0003 | Meter, Voltage | COL-PMY-MISC | Meter |  |  | JIT |  |  | Miscellaneous Equipment
6407 | COL-PMY-LIT-0101 | Transmitter, Level | COL-PMY | Transmitter,Level |  |  | LIT |  |  | Maryport Sewage Pumping Station
6408 | COL-PMY-LP-0001 | Control Panel, Lighting | COL-PMY | Control Panel |  |  | LP |  |  | Maryport Sewage Pumping Station
6409 | COL-PMY-LP-0001 | Control Panel, Lighting | COL-PMY-MISC | Control Panel |  |  | LP |  |  | Miscellaneous Equipment
6410 | COL-PMY-LP-0003 | Control Panel, Lighting | COL-PMY | Control Panel |  |  | LP |  |  | Maryport Sewage Pumping Station
6411 | COL-PMY-LP-0003 | Control Panel, Lighting | COL-PMY-MISC | Control Panel |  |  | LP |  |  | Miscellaneous Equipment
6412 | COL-PMY-LS-0201 | Switch, Level | COL-PMY | Switch,Level |  |  | LS |  |  | Maryport Sewage Pumping Station
6413 | COL-PMY-LS-0201 | Switch, Level | COL-PMY-MISC | Switch,Level |  |  | LS |  |  | Miscellaneous Equipment
6414 | COL-PMY-LSH-0103 | Switch, Level-High | COL-PMY-MISC | Switch |  |  | LSH |  |  | Miscellaneous Equipment
6415 | COL-PMY-LSHH-0104 | Switch, Level-High High | COL-PMY-MISC | Switch |  |  | LSHH |  |  | Miscellaneous Equipment
6416 | COL-PMY-LSL-0102 | Switch, Level-Low | COL-PMY | Switch |  |  | LSL |  |  | Maryport Sewage Pumping Station
6417 | COL-PMY-LSL-0102 | Switch, Level-Low | COL-PMY-MISC | Switch |  |  | LSL |  |  | Miscellaneous Equipment
6418 | COL-PMY-LSLL-0101 | Switch, Level-Low Low | COL-PMY | Switch |  |  | LSLL |  |  | Maryport Sewage Pumping Station
6419 | COL-PMY-LTG-0001S | Lighting, Emergency Lighting | COL-PMY | Lighting |  | 42948 | LTG |  |  | Maryport Sewage Pumping Station
6420 | COL-PMY-LTG-0001S | Lighting, Emergency Lighting | COL-PMY-MISC | Lighting |  | 42948 | LTG |  |  | Miscellaneous Equipment
6421 | COL-PMY-LTG-0002S | Lighting, Emergency Lighting | COL-W-OBSOLETE | Lighting |  | 42949 | LTG |  |  | Col West Obsolete Entities
6422 | COL-PMY-MISC | Miscellaneous Equipment | COL-PMY | [6 empty] | Maryport Sewage Pumping Station
6423 | COL-PMY-PIT-0001 | Transmitter, Pressure | COL-PMY | Transmitter |  |  | PIT |  |  | Maryport Sewage Pumping Station
6424 | COL-PMY-PIT-0001 | Transmitter, Pressure | COL-PMY-MISC | Transmitter |  |  | PIT |  |  | Miscellaneous Equipment
6425 | COL-PMY-PIT-0002 | Transmitter, Pressure | COL-PMY | Transmitter |  |  | PIT |  |  | Maryport Sewage Pumping Station
6426 | COL-PMY-PIT-0002 | Transmitter, Pressure | COL-PMY-MISC | Transmitter |  |  | PIT |  |  | Miscellaneous Equipment
6427 | COL-PMY-RPU-0001 | Remote Processing Unit, Shaft 8A | COL-PMY-MISC | RPU |  |  | RPU |  |  | Miscellaneous Equipment
6428 | COL-PMY-SS-0001 | Security System, Shaft 8A | COL-PMY | Security System |  |  | SS |  |  | Maryport Sewage Pumping Station
6429 | COL-PMY-SS-0001 | Security System, Shaft 8A | COL-PMY-MISC | Security System |  |  | SS |  |  | Miscellaneous Equipment
6430 | COL-PMY-SS-0002 | Security System | COL-PMY-MISC | Security System |  |  | SS |  |  | Miscellaneous Equipment
6431 | COL-PMY-SW-0001 | Switch, Disconnect | COL-PMY | Switch |  |  | SW |  |  | Maryport Sewage Pumping Station
6432 | COL-PMY-TR-0002 | Transformer, Lighting | COL-PMY | Transformer |  |  | TR |  |  | Maryport Sewage Pumping Station
6433 | COL-PMY-TR-0003 | Transformer, Lighting | COL-PMY | Transformer |  |  | TR |  |  | Maryport Sewage Pumping Station
6434 | COL-PMY-TS-0001 | Switch, Transfer | COL-PMY | Switch |  |  | TS |  |  | Maryport Sewage Pumping Station
6435 | COL-PMY-TS-0002 | Switch, Transfer | COL-PMY-MISC | Switch |  |  | TS |  |  | Miscellaneous Equipment
6448 | COL-PMYA-MISC | Miscellaneous Equipment | COL-PMA | [6 empty] | Metro Building #1 Sewage Pumping Station
6449 | COL-PMYA-MISC | Miscellaneous Equipment | COL-PMYA | [6 empty] | Maryport Sewage Pumping Station 8A (Keele)
6634 | COL-PNT-OIT-0001 | Operator Interface Terminal | COL-PNT | Computer Equipment,Monitor |  |  | OIT |  |  | New Toronto Pumping Station
6712 | COL-POM-OIT-0001 | Operator Interface Terminal | COL-POM | Computer Equipment,Monitor |  |  | OIT |  |  | Old Mill Sewage Pumping Station
6734 | COL-PPU-COM-0001 | Control Panel, Operator | COL-PPU | Control Panel |  |  | COM |  |  | Port Union Road Sewage Pumping Station
6735 | COL-PPU-COM-0001 | Control Panel, Operator | COL-PPU-MISC | Control Panel |  |  | COM |  |  | Miscellaneous Equipment
6736 | COL-PPU-CP-0001 | Control Panel, Operator | COL-PPU | Control Panel |  |  | CP |  |  | Port Union Road Sewage Pumping Station
6737 | COL-PPU-CP-0001 | Control Panel, Operator | COL-PPU-MISC | Control Panel |  |  | CP |  |  | Miscellaneous Equipment
6738 | COL-PPU-DM-0001 | Damper/Louver, Generator Room | COL-PPU | Damper/Louver |  |  | DM |  |  | Port Union Road Sewage Pumping Station
6739 | COL-PPU-DM-0001 | Damper/Louver, Generator Room | COL-PPU-MISC | Damper/Louver |  |  | DM |  |  | Miscellaneous Equipment
6740 | COL-PPU-DM-0002 | Damper/Louver, Generator Room | COL-PPU | Damper/Louver |  |  | DM |  |  | Port Union Road Sewage Pumping Station
6741 | COL-PPU-DM-0002 | Damper/Louver, Generator Room | COL-PPU-MISC | Damper/Louver |  |  | DM |  |  | Miscellaneous Equipment
6742 | COL-PPU-DM-0003 | Damper/Louver, Generator Room | COL-PPU | Damper/Louver |  |  | DM |  |  | Port Union Road Sewage Pumping Station
6743 | COL-PPU-DM-0003 | Damper/Louver, Generator Room | COL-PPU-MISC | Damper/Louver |  |  | DM |  |  | Miscellaneous Equipment
6744 | COL-PPU-DM-0004 | Damper/Louver, Generator Room | COL-PPU | Damper/Louver |  |  | DM |  |  | Port Union Road Sewage Pumping Station
6745 | COL-PPU-DM-0004 | Damper/Louver, Generator Room | COL-PPU-MISC | Damper/Louver |  |  | DM |  |  | Miscellaneous Equipment
6749 | COL-PPU-GEN-0001 | Generator, Electricity | COL-PPU-MISC | Generator |  |  | GEN |  |  | Miscellaneous Equipment
6750 | COL-PPU-HTR-0001 | Heater, Generator Room | COL-PPU-MISC | Heater |  |  | HTR |  |  | Miscellaneous Equipment
6751 | COL-PPU-LSH-0102 | Switch, Level-High | COL-PPU | Switch,Level |  |  | LSH |  |  | Port Union Road Sewage Pumping Station
6752 | COL-PPU-LSH-0102 | Switch, Level-High | COL-PPU-MISC | Switch,Level |  |  | LSH |  |  | Miscellaneous Equipment
6753 | COL-PPU-LTG-0001 | Control Panel, Electrical | COL-PPU | Control Panel |  |  | LTG |  |  | Port Union Road Sewage Pumping Station
6754 | COL-PPU-MISC | Miscellaneous Equipment | COL-PPU | [6 empty] | Port Union Road Sewage Pumping Station
6755 | COL-PPU-RPU-0001 | Remote Processing Unit | COL-PPU-MISC | RPU |  |  | RPU |  |  | Miscellaneous Equipment
6756 | COL-PPU-T-0002 | Tank, Domestic Hot Water | COL-PPU | Tank |  |  | T |  |  | Port Union Road Sewage Pumping Station
6757 | COL-PPU-T-0002 | Tank, Domestic Hot Water | COL-PPU-MISC | Tank |  |  | T |  |  | Miscellaneous Equipment
6758 | COL-PPU-TS-0001 | Switch, Transfer | COL-PPU-MISC | Switch |  |  | TS |  |  | Miscellaneous Equipment
6819 | COL-PQW-OIT-0001 | Operator Interface Terminal | COL-PQW | Computer Equipment,Monitor |  |  | OIT |  |  | Queensway Sewage Pumping Station
6856 | COL-PRC-LSLL-0102 | Switch, Level Low-Low | COL-PRC | Switch,Level |  |  | LSLL |  |  | Rectory Café Sewage Pumping Station (Wards Island PS #5)
6857 | COL-PRC-LSLL-0103 | Switch, Level Low-Low | COL-PRC | Switch,Level |  |  | LSLL |  |  | Rectory Café Sewage Pumping Station (Wards Island PS #5)
6858 | COL-PRC-LSLL-0104 | Switch, Level Low-Low | COL-PRC | Switch,Level |  |  | LSLL |  |  | Rectory Café Sewage Pumping Station (Wards Island PS #5)
6861 | COL-PRC-MISC | Miscellaneous Equipment | COL-PRC | [6 empty] | Rectory Café Sewage Pumping Station (Wards Island PS #5)
6870 | COL-PRD-CB-0001 | Circuit Breaker, Main | COL-PRD | Circuit Breaker |  |  | CB |  |  | Redland Pumping Station
6871 | COL-PRD-CB-0001 | Circuit Breaker, Main | COL-PRD-MISC | Circuit Breaker |  |  | CB |  |  | Miscellaneous Equipment
6872 | COL-PRD-CH-0001 | Chamber, Inlet | COL-PRD | Chamber |  |  | CH |  |  | Redland Pumping Station
6873 | COL-PRD-CH-0001 | Chamber, Inlet | COL-PRD-MISC | Chamber |  |  | CH |  |  | Miscellaneous Equipment
6874 | COL-PRD-CH-0002 | Chamber, Overflow | COL-PRD | Chamber |  |  | CH |  |  | Redland Pumping Station
6875 | COL-PRD-CH-0002 | Chamber, Overflow | COL-PRD-MISC | Chamber |  |  | CH |  |  | Miscellaneous Equipment
6876 | COL-PRD-CH-0004 | Force main Chamber 2 | COL-PRD-MISC | Chamber |  | 34028 | CH |  |  | Miscellaneous Equipment
6877 | COL-PRD-CH-0005 | Force main Chamber 3 | COL-PRD-MISC | Chamber |  | 34029 | CH |  |  | Miscellaneous Equipment
6878 | COL-PRD-CH-0007 | Force main Chamber 5 | COL-PRD-MISC | Chamber |  | 34031 | CH |  |  | Miscellaneous Equipment
6879 | COL-PRD-CH-0012 | Force main Chamber 10 | COL-PRD-MISC | Chamber |  | 34036 | CH |  |  | Miscellaneous Equipment
6880 | COL-PRD-CP-0001 | Control Panel, Electrical | COL-PRD | Control Panel |  |  | CP |  |  | Redland Pumping Station
6881 | COL-PRD-CP-0001 | Control Panel, Electrical | COL-PRD-MISC | Control Panel |  |  | CP |  |  | Miscellaneous Equipment
6882 | COL-PRD-CP-0002 | Control Panel, Electrical | COL-PRD | Control Panel |  |  | CP |  |  | Redland Pumping Station
6883 | COL-PRD-CP-0002 | Control Panel, Electrical | COL-PRD-MISC | Control Panel |  |  | CP |  |  | Miscellaneous Equipment
6884 | COL-PRD-CRN-0001 | Crane, 1T Overhead | COL-PRD-MISC | Crane |  |  | CRN |  |  | Miscellaneous Equipment
6885 | COL-PRD-DM-0001 | Damper/Louver | COL-PRD-MISC | Damper/Louver |  |  | DM |  |  | Miscellaneous Equipment
6886 | COL-PRD-FEQ-0001S | Fire Prevention, Extinguisher | COL-PRD | Fire Prevention,Extinguisher |  | 42713 | FEQ |  |  | Redland Pumping Station
6887 | COL-PRD-FEQ-0001S | Fire Prevention, Extinguisher | COL-PRD-MISC | Fire Prevention,Extinguisher |  | 42713 | FEQ |  |  | Miscellaneous Equipment
6889 | COL-PRD-FN-0001 | Fan, Dry well supply air | COL-PRD | Fan |  |  | FN |  |  | Redland Pumping Station
6890 | COL-PRD-FQ-0001 | Meter, Flow | COL-PRD | Meter,Flow |  |  | FQ |  |  | Redland Pumping Station
6891 | COL-PRD-FQ-0001 | Meter, Flow | COL-PRD-MISC | Meter,Flow |  |  | FQ |  |  | Miscellaneous Equipment
6893 | COL-PRD-GEN-0002 | Portable Generator, Electricity | COL-PRD | Generator |  |  | GEN |  |  | Redland Pumping Station
6894 | COL-PRD-HTR-0002 | Heater, MCC Room | COL-PRD | Heater |  |  | HTR |  |  | Redland Pumping Station
6895 | COL-PRD-JIT-0001 | Meter, Power Indicating Transmitter, Main Power | COL-PRD | Meter |  |  | JIT |  |  | Redland Pumping Station
6896 | COL-PRD-LP-0001 | Control Panel, Lighting | COL-PRD-MISC | Control Panel |  |  | LP |  |  | Miscellaneous Equipment
6897 | COL-PRD-LSH-0001 | Switch, Level-High | COL-PRD | Switch,Level |  |  | LSH |  |  | Redland Pumping Station
6898 | COL-PRD-LSH-0002 | Switch, Level-High | COL-PRD-MISC | Switch,Level |  |  | LSH |  |  | Miscellaneous Equipment
6899 | COL-PRD-LSH-0003 | Switch, Level-High | COL-PRD-MISC | Switch,Level |  |  | LSH |  |  | Miscellaneous Equipment
6900 | COL-PRD-LSH-0104 | Switch, Level-High | COL-PRD-MISC | Switch,Level |  |  | LSH |  |  | Miscellaneous Equipment
6901 | COL-PRD-LSH-0105 | Switch, Level-High | COL-PRD-MISC | Switch,Level |  |  | LSH |  |  | Miscellaneous Equipment
6902 | COL-PRD-LSH-0204 | Switch, Level-High | COL-PRD-MISC | Switch,Level |  |  | LSH |  |  | Miscellaneous Equipment
6903 | COL-PRD-LSH-0205 | Switch, Level-High | COL-PRD-MISC | Switch,Level |  |  | LSH |  |  | Miscellaneous Equipment
6904 | COL-PRD-LSHH-0004 | Switch, Level High-High | COL-PRD | Switch,Level |  |  | LSHH |  |  | Redland Pumping Station
6905 | COL-PRD-LSHH-0106 | Switch, Level High-High | COL-PRD | Switch,Level |  |  | LSHH |  |  | Redland Pumping Station
6906 | COL-PRD-LSHH-0107 | Switch, Level High-High | COL-PRD-MISC | Switch,Level |  |  | LSHH |  |  | Miscellaneous Equipment
6907 | COL-PRD-LSHH-0207 | Switch, Level High-High | COL-PRD-MISC | Switch,Level |  |  | LSHH |  |  | Miscellaneous Equipment
6908 | COL-PRD-LSL-0103 | Switch, Level-Low | COL-PRD-MISC | Switch |  |  | LSL |  |  | Miscellaneous Equipment
6909 | COL-PRD-LSL-0203 | Switch, Level-Low | COL-PRD-MISC | Switch |  |  | LSL |  |  | Miscellaneous Equipment
6910 | COL-PRD-LSLL-0201 | Switch, Level Low-Low | COL-PRD | Switch,Level |  |  | LSLL |  |  | Redland Pumping Station
6911 | COL-PRD-LSLL-0201 | Switch, Level Low-Low | COL-PRD-MISC | Switch,Level |  |  | LSLL |  |  | Miscellaneous Equipment
6912 | COL-PRD-LSLL-0202 | Switch, Level Low-Low | COL-PRD | Switch,Level |  |  | LSLL |  |  | Redland Pumping Station
6913 | COL-PRD-LSLL-0202 | Switch, Level Low-Low | COL-PRD-MISC | Switch,Level |  |  | LSLL |  |  | Miscellaneous Equipment
6914 | COL-PRD-P-0001 | Pump, Centrifugal | COL-PRD-MISC | Pump |  | 34153 | P |  |  | Miscellaneous Equipment
6915 | COL-PRD-P-0100 | Pump, Centrifugal | COL-PRD | Pump |  |  | P |  |  | Redland Pumping Station
6928 | COL-PRG-HTR-0001 | Heater, Electrical Panel | COL-PRG-MISC | Heater |  |  | HTR |  |  | Miscellaneous Equipment
6933 | COL-PRG-MISC | Miscellaneous Equipment | COL-PRG | [6 empty] | Ridge Valley Pumping Station
6939 | COL-PRR-ALR-0001 | Gas Alarm, Dry Well | COL-PRR-MISC | Fire Prevention,Alarm |  |  | ALR |  |  | Miscellaneous Equipment
7033 | COL-PRR-COM-0001 | Control Panel, Operator | COL-PRR | Control Panel |  |  | COM |  |  | Riverside Sewage Pumping Station
7034 | COL-PRR-CP-0002 | Control Panel, Security | COL-PRR | Control Panel |  |  | CP |  |  | Riverside Sewage Pumping Station
7035 | COL-PRR-CP-0003 | Control Panel, Operator | COL-PRR-MISC | Control Panel |  |  | CP |  |  | Miscellaneous Equipment
7038 | COL-PRR-FEQ-0001S | Fire Prevention, Extinguisher | COL-PRR | Fire Prevention,Extinguisher |  | 40958 | FEQ |  |  | Riverside Sewage Pumping Station
7040 | COL-PRR-FN-0001 | Fan, Centrifugal | COL-PRR-MISC | Fan |  |  | FN |  |  | Miscellaneous Equipment
7041 | COL-PRR-FQ-0001 | Meter, Flow | COL-PRR | Meter,Flow |  |  | FQ |  |  | Riverside Sewage Pumping Station
7042 | COL-PRR-FQ-0001 | Meter, Flow | COL-PRR-MISC | Meter,Flow |  |  | FQ |  |  | Miscellaneous Equipment
7043 | COL-PRR-LP-0001 | Control Panel, Lighting | COL-PRR-MISC | Control Panel |  |  | LP |  |  | Miscellaneous Equipment
7044 | COL-PRR-LSH-0001 | Switch, Level-High | COL-PRR-MISC | Switch,Level |  |  | LSH |  |  | Miscellaneous Equipment
7045 | COL-PRR-LSH-0103 | Switch, Level-High | COL-PRR-MISC | Switch,Level |  |  | LSH |  |  | Miscellaneous Equipment
7046 | COL-PRR-LSLL-0101 | Switch, Level Low-Low | COL-PRR | Switch,Level |  |  | LSLL |  |  | Riverside Sewage Pumping Station
7047 | COL-PRR-LSLL-0101 | Switch, Level Low-Low | COL-PRR-MISC | Switch,Level |  |  | LSLL |  |  | Miscellaneous Equipment
7053 | COL-PRR-P-0001 | Pump, Submersible | COL-PRR | Pump |  | 34154 | P |  |  | Riverside Sewage Pumping Station
7054 | COL-PRR-P-0001 | Pump, Submersible | COL-PRR-MISC | Pump |  | 34154 | P |  |  | Miscellaneous Equipment
7059 | COL-PRR-SC-0001 | Screen, Intake | COL-PRR | Screen |  |  | SC |  |  | Riverside Sewage Pumping Station
7060 | COL-PRR-SC-0001 | Screen, Intake | COL-PRR-MISC | Screen |  |  | SC |  |  | Miscellaneous Equipment
7062 | COL-PRR-SW-0001 | Switch, Main Power | COL-PRR-MISC | Switch |  |  | SW |  |  | Miscellaneous Equipment
7063 | COL-PRR-TR-0001 | Transformer, Lighting | COL-PRR | Transformer |  |  | TR |  |  | Riverside Sewage Pumping Station
7064 | COL-PRR-TR-0001 | Transformer, Lighting | COL-PRR-MISC | Transformer |  |  | TR |  |  | Miscellaneous Equipment
7072 | COL-PRR-WEL-0001 | Dry Well | COL-PRR-MISC | Well |  |  | WEL |  |  | Miscellaneous Equipment
7076 | COL-PRX-CP-0001 | Control Panel, Operator | COL-PRX-MISC | Control Panel |  |  | CP |  |  | Miscellaneous Equipment
7077 | COL-PRX-FEQ-0001S | Fire Prevention, Extinguisher | COL-PRX-MISC | Fire Prevention,Extinguisher |  | 40961 | FEQ |  |  | Miscellaneous Equipment
7078 | COL-PRX-FEQ-0001S | Fire Prevention, Extinguisher | COL-W-OBSOLETE | Fire Prevention,Extinguisher |  | 40961 | FEQ |  |  | Col West Obsolete Entities
7081 | COL-PRX-FQ-0001 | Meter, Flow | COL-PRX | Meter,Flow |  |  | FQ |  |  | Roxborough Sewage Pumping Station
7082 | COL-PRX-HTR-0001 | Heater, Drywell | COL-PRX-MISC | Heater |  |  | HTR |  |  | Miscellaneous Equipment
7083 | COL-PRX-JIT-0001 | Meter, Power Indicating Transmitter, Main Power | COL-PRX | Meter |  |  | JIT |  |  | Roxborough Sewage Pumping Station
7084 | COL-PRX-LP-0001 | Control Panel, Lighting | COL-PRX | Control Panel |  |  | LP |  |  | Roxborough Sewage Pumping Station
7085 | COL-PRX-LP-0001 | Control Panel, Lighting | COL-PRX-MISC | Control Panel |  |  | LP |  |  | Miscellaneous Equipment
7086 | COL-PRX-LSH-0001 | Switch, Level-High | COL-PRX | Switch,Level |  |  | LSH |  |  | Roxborough Sewage Pumping Station
7087 | COL-PRX-LSH-0104 | Switch, Level-High | COL-PRX-MISC | Switch,Level |  |  | LSH |  |  | Miscellaneous Equipment
7088 | COL-PRX-LSHH-0105 | Switch, Level-High | COL-PRX-MISC | Switch,Level |  |  | LSHH |  |  | Miscellaneous Equipment
7089 | COL-PRX-LSHH-0107 | Switch, Level High-High | COL-PRX-MISC | Switch,Level |  |  | LSHH |  |  | Miscellaneous Equipment
7090 | COL-PRX-LSL-0102 | Switch, Level | COL-PRX-MISC | Switch,Level |  |  | LSL |  |  | Miscellaneous Equipment
7091 | COL-PRX-LSLL-0101 | Switch, Level Low-Low | COL-PRX-MISC | Switch,Level |  |  | LSLL |  |  | Miscellaneous Equipment
7092 | COL-PRX-LTG-0001 | Control Panel, Electrical | COL-PRX | Control Panel |  |  | LTG |  |  | Roxborough Sewage Pumping Station
7093 | COL-PRX-MISC | Miscellaneous Equipment | COL-PRX | [6 empty] | Roxborough Sewage Pumping Station
7095 | COL-PRX-SW-0001 | Switch, Electrical | COL-PRX | Switch |  |  | SW |  |  | Roxborough Sewage Pumping Station
7096 | COL-PRX-SW-0002 | Switch, Main Electrical Disconnect | COL-PRX-MISC | Switch |  |  | SW |  |  | Miscellaneous Equipment
7097 | COL-PRX-SW-0004 | Switch, Transformer | COL-PRX | Switch |  |  | SW |  |  | Roxborough Sewage Pumping Station
7098 | COL-PRX-TR-0001 | Transformer, Lighting | COL-PRX-MISC | Transformer |  |  | TR |  |  | Miscellaneous Equipment
7099 | COL-PRX-TS-0001 | Switch, Transfer | COL-PRX | Switch |  |  | TS |  |  | Roxborough Sewage Pumping Station
7106 | COL-PRX-WEL-0100 | Wet Well | COL-PRX | Well |  |  | WEL |  |  | Roxborough Sewage Pumping Station
7107 | COL-PRX-WEL-0200 | Dry Well | COL-PRX-MISC | Well |  |  | WEL |  |  | Miscellaneous Equipment
7108 | COL-PRX-WEL-0300 | Well | COL-PRX-MISC | Well |  |  | WEL |  |  | Miscellaneous Equipment
7109 | COL-PSB-CB-0001 | Circuit Breaker, Main | COL-PSB | Circuit Breaker |  |  | CB |  |  | Silverbirch Sewage Pumping Station
7110 | COL-PSB-CP-0001 | Control Panel, Operator | COL-PSB | Control Panel |  |  | CP |  |  | Silverbirch Sewage Pumping Station
7111 | COL-PSB-CP-0001 | Control Panel, Operator | COL-PSB-MISC | Control Panel |  |  | CP |  |  | Miscellaneous Equipment
7112 | COL-PSB-FEQ-0001S | Fire Prevention, Extinguisher | COL-PSB | Fire Prevention,Extinguisher |  | 42714 | FEQ |  |  | Silverbirch Sewage Pumping Station
7113 | COL-PSB-FEQ-0001S | Fire Prevention, Extinguisher | COL-PSB-MISC | Fire Prevention,Extinguisher |  | 42714 | FEQ |  |  | Miscellaneous Equipment
7114 | COL-PSB-FEQ-0001S | Fire Prevention, Extinguisher | COL-W-OBSOLETE | Fire Prevention,Extinguisher |  | 42714 | FEQ |  |  | Col West Obsolete Entities
7116 | COL-PSB-JIT-0001 | Meter, Power Indicating Transmitter, Main Power | COL-PSB | Meter |  |  | JIT |  |  | Silverbirch Sewage Pumping Station
7117 | COL-PSB-LIT-0100 | Transmitter, Level | COL-PSB-MISC | Transmitter,Level |  |  | LIT |  |  | Miscellaneous Equipment
7118 | COL-PSB-LSH-0103 | Switch, Level-High | COL-PSB | Switch,Level |  |  | LSH |  |  | Silverbirch Sewage Pumping Station
7119 | COL-PSB-LSHH-0104 | Switch, Level High-High | COL-PSB-MISC | Switch,Level |  |  | LSHH |  |  | Miscellaneous Equipment
7120 | COL-PSB-LSL-0102 | Switch, Level-Low | COL-PSB | Switch |  |  | LSL |  |  | Silverbirch Sewage Pumping Station
7121 | COL-PSB-LSL-0102 | Switch, Level-Low | COL-PSB-MISC | Switch |  |  | LSL |  |  | Miscellaneous Equipment
7124 | COL-PSB-RPU-0001 | Remote Processor Unit, Bristol, PLC | COL-PSB-MISC | RPU |  |  | RPU |  |  | Miscellaneous Equipment
7125 | COL-PSB-TS-0001 | Switch, Generator Power Transfer Switch | COL-PSB | Switch |  |  | TS |  |  | Silverbirch Sewage Pumping Station
7139 | COL-PSD-CP-0001 | Control Panel, Operator | COL-PSD-MISC | Control Panel |  |  | CP |  |  | Miscellaneous Equipment
7140 | COL-PSD-CP-0002 | Control Panel, Operator | COL-PSD-MISC | Control Panel |  |  | CP |  |  | Miscellaneous Equipment
7158 | COL-PSD-LSH-0103 | Switch, Level-High | COL-PSD | Switch,Level |  |  | LSH |  |  | Spadina Sewage Pumping Station
7159 | COL-PSD-LSHH-0104 | Switch, Level High-High | COL-PSD | Switch,Level |  |  | LSHH |  |  | Spadina Sewage Pumping Station
7160 | COL-PSD-LSL-0102 | Switch, Level-Low | COL-PSD | Switch,Level |  |  | LSL |  |  | Spadina Sewage Pumping Station
7161 | COL-PSD-LSL-0102 | Switch, Level-Low | COL-PSD-MISC | Switch,Level |  |  | LSL |  |  | Miscellaneous Equipment
7162 | COL-PSD-LSLL-0101 | Switch, Level Low-Low | COL-PSD-MISC | Switch,Level |  |  | LSLL |  |  | Miscellaneous Equipment
7168 | COL-PSD-MISC | Miscellaneous Equipment | COL-PSD | [6 empty] | Spadina Sewage Pumping Station
7170 | COL-PSD-MON-0002 | Monitor | COL-PSD |  |  |  | MON |  |  | Spadina Sewage Pumping Station
7177 | COL-PSD-SW-0001 | Switch, Main Electrical Disconnect | COL-PSD-MISC | Switch |  |  | SW |  |  | Miscellaneous Equipment
7190 | COL-PSD-WEL-0100 | Wet Well | COL-PSD | Well |  |  | WEL |  |  | Spadina Sewage Pumping Station
7191 | COL-PSD-WEL-0100 | Wet Well | COL-PSD-MISC | Well |  |  | WEL |  |  | Miscellaneous Equipment
7199 | COL-PSE-LSLL-0102 | Switch, Level Low-Low | COL-PSE | Switch,Level |  |  | LSLL |  |  | Second Street Sewage Pumping Station (Wards Island PS#10)
7200 | COL-PSE-LSLL-0104 | Switch, Level Low-Low | COL-PSE | Switch,Level |  |  | LSLL |  |  | Second Street Sewage Pumping Station (Wards Island PS#10)
7213 | COL-PSH-LSLL-0101 | Switch, Level Low-Low | COL-PSH | Switch,Level |  |  | LSLL |  |  | Senior’s Home Sewage Pumping Station (Wards Island PS#6)
7226 | COL-PSI-LSLL-0101 | Switch, Level Low-Low | COL-PSI | Switch,Level |  |  | LSLL |  |  | Sixth Street Sewage Pumping Station (Wards Island PS#11)
7227 | COL-PSI-LSLL-0102 | Switch, Level Low-Low | COL-PSI | Switch,Level |  |  | LSLL |  |  | Sixth Street Sewage Pumping Station (Wards Island PS#11)
7228 | COL-PSI-LSLL-0104 | Switch, Level Low-Low | COL-PSI | Switch,Level |  |  | LSLL |  |  | Sixth Street Sewage Pumping Station (Wards Island PS#11)
7230 | COL-PSI-MISC | Miscellaneous Equipment | COL-PSI | [6 empty] | Sixth Street Sewage Pumping Station (Wards Island PS#11)
7247 | COL-PSK-DM-0001 | Damper, Mech Room | COL-PSK | Damper/Louver |  |  | DM |  |  | Skydome Sewage Pumping Station
7248 | COL-PSK-DM-0002 | Damper, Mech Room | COL-PSK | Damper/Louver |  |  | DM |  |  | Skydome Sewage Pumping Station
7249 | COL-PSK-DM-0002 | Damper, Mech Room | COL-PSK-MISC | Damper/Louver |  |  | DM |  |  | Miscellaneous Equipment
7252 | COL-PSK-FEQ-0001S | Fire Prevention, Extinguisher | COL-PSK | Fire Prevention,Extinguisher |  | 40966 | FEQ |  |  | Skydome Sewage Pumping Station
7253 | COL-PSK-FEQ-0001S | Fire Prevention, Extinguisher | COL-W-OBSOLETE | Fire Prevention,Extinguisher |  | 40966 | FEQ |  |  | Col West Obsolete Entities
7255 | COL-PSK-FN-0001 | Fan, Exhaust | COL-PSK | Fan |  |  | FN |  |  | Skydome Sewage Pumping Station
7256 | COL-PSK-FN-0001 | Fan, Exhaust | COL-PSK-MISC | Fan |  |  | FN |  |  | Miscellaneous Equipment
7257 | COL-PSK-FN-0002 | Fan, Exhaust | COL-PSK-MISC | Fan |  |  | FN |  |  | Miscellaneous Equipment
7258 | COL-PSK-FN-0003 | Fan, Exhaust | COL-PSK | Fan |  |  | FN |  |  | Skydome Sewage Pumping Station
7260 | COL-PSK-GC-0001 | Grit Chamber | COL-PSK-MISC |  |  |  | GC |  |  | Miscellaneous Equipment
7263 | COL-PSK-LIT-0101 | Transmitter, Level | COL-PSK | Transmitter,Level |  |  | LIT |  |  | Skydome Sewage Pumping Station
7264 | COL-PSK-LP-0001 | Control Panel, Lighting | COL-PSK-MISC | Control Panel |  |  | LP |  |  | Miscellaneous Equipment
7265 | COL-PSK-LSH-0102 | Switch, Level-High | COL-PSK | Switch,Level |  |  | LSH |  |  | Skydome Sewage Pumping Station
7266 | COL-PSK-LSHH-0103 | Switch, Level High-High | COL-PSK | Switch,Level |  |  | LSHH |  |  | Skydome Sewage Pumping Station
7267 | COL-PSK-LSL-0101 | Switch, Level-Low | COL-PSK | Switch,Level |  |  | LSL |  |  | Skydome Sewage Pumping Station
7275 | COL-PSK-MON-0001 | Monitor | COL-PSK |  |  |  | MON |  |  | Skydome Sewage Pumping Station
7276 | COL-PSK-MON-0001 | Monitor | COL-PSS-MISC |  |  |  | MON |  |  | Miscellaneous Equipment
7279 | COL-PSK-RPU-0001 | Control Panel, Operator | COL-PSK | Control Panel |  |  | RPU |  |  | Skydome Sewage Pumping Station
7280 | COL-PSK-RPU-0001 | Control Panel, Operator | COL-PSK-MISC | Control Panel |  |  | RPU |  |  | Miscellaneous Equipment
7281 | COL-PSK-SS-0001 | Security System | COL-PSK-MISC |  |  |  | SS |  |  | Miscellaneous Equipment
7282 | COL-PSK-SS-0001 | Security System | COL-PVM-MISC |  |  |  | SS |  |  | Miscellaneous Equipment
7283 | COL-PSK-SW-0001 | Switch, Power Disconnect | COL-PSK | Switch |  |  | SW |  |  | Skydome Sewage Pumping Station
7297 | COL-PSK-WEL-0500 | Wet Well | COL-PSK-MISC |  |  |  | WEL |  |  | Miscellaneous Equipment
7298 | COL-PSK-WEL-0500 | Wet Well | COL-PSS-MISC |  |  |  | WEL |  |  | Miscellaneous Equipment
7299 | COL-PSK-WEL-0600 | Dry Well | COL-PSK-MISC |  |  |  | WEL |  |  | Miscellaneous Equipment
7302 | COL-PSL-CH-0001 | Chamber, Inlet | COL-PSL-MISC | Chamber |  |  | CH |  |  | Miscellaneous Equipment
7303 | COL-PSL-CH-0002 | Chamber, Bypass | COL-PSL-MISC | Chamber |  |  | CH |  |  | Miscellaneous Equipment
7304 | COL-PSL-CP-0001 | Control Panel, Operator | COL-PSL-MISC | Control Panel |  |  | CP |  |  | Miscellaneous Equipment
7305 | COL-PSL-DM-0001 | Damper/Louver, Generator Room | COL-PSL | Damper/Louver |  |  | DM |  |  | Sewells Road Sewage Pumping Station
7306 | COL-PSL-DM-0001 | Damper/Louver, Generator Room | COL-PSL-MISC | Damper/Louver |  |  | DM |  |  | Miscellaneous Equipment
7307 | COL-PSL-DM-0002 | Damper/Louver, Generator Room | COL-PSL | Damper/Louver |  |  | DM |  |  | Sewells Road Sewage Pumping Station
7308 | COL-PSL-DM-0002 | Damper/Louver, Generator Room | COL-PSL-MISC | Damper/Louver |  |  | DM |  |  | Miscellaneous Equipment
7309 | COL-PSL-DM-0003 | Damper/Louver, Generator Room | COL-PSL | Damper/Louver |  |  | DM |  |  | Sewells Road Sewage Pumping Station
7310 | COL-PSL-FEQ-0001S | Fire Prevention, Extinguisher | COL-PSL-MISC | Fire Prevention,Extinguisher |  | 46865 | FEQ |  |  | Miscellaneous Equipment
7312 | COL-PSL-FN-0001 | Fan, Exhaust | COL-PSL | Fan |  |  | FN |  |  | Sewells Road Sewage Pumping Station
7313 | COL-PSL-FN-0001 | Fan, Exhaust | COL-PSL-MISC | Fan |  |  | FN |  |  | Miscellaneous Equipment
7314 | COL-PSL-FN-0002 | Fan, Centrifugal | COL-PSL | Fan |  |  | FN |  |  | Sewells Road Sewage Pumping Station
7315 | COL-PSL-FN-0002 | Fan, Centrifugal | COL-PSL-MISC | Fan |  |  | FN |  |  | Miscellaneous Equipment
7316 | COL-PSL-FQ-0001 | Meter, Flow | COL-PSL | Meter,Flow |  |  | FQ |  |  | Sewells Road Sewage Pumping Station
7317 | COL-PSL-FQ-0001 | Meter, Flow | COL-PSL-MISC | Meter,Flow |  |  | FQ |  |  | Miscellaneous Equipment
7318 | COL-PSL-GEN-0001 | Generator, Electricity | COL-PSL | Generator |  |  | GEN |  |  | Sewells Road Sewage Pumping Station
7319 | COL-PSL-GEN-0002 | Portable Generator, Electricity | COL-PSL | Generator |  |  | GEN |  |  | Sewells Road Sewage Pumping Station
7320 | COL-PSL-HTR-0001 | Heater, Generator Room | COL-PSL | Heater |  |  | HTR |  |  | Sewells Road Sewage Pumping Station
7321 | COL-PSL-HTR-0001 | Heater, Generator Room | COL-PSL-MISC | Heater |  |  | HTR |  |  | Miscellaneous Equipment
7322 | COL-PSL-JIT-0002 | Meter, Power Indicating Transmitter, Main Power | COL-PSL | Meter |  |  | JIT |  |  | Sewells Road Sewage Pumping Station
7323 | COL-PSL-LIT-0100 | Transmitter, Level | COL-PSL | Transmitter,Level |  |  | LIT |  |  | Sewells Road Sewage Pumping Station
7324 | COL-PSL-LIT-0100 | Transmitter, Level | COL-PSL-MISC | Transmitter,Level |  |  | LIT |  |  | Miscellaneous Equipment
7325 | COL-PSL-LSHH-0104 | Switch, Level High-High | COL-PSL-MISC | Switch,Level |  |  | LSHH |  |  | Miscellaneous Equipment
7326 | COL-PSL-LSHH-0204 | Switch, Level High-High | COL-PSL | Switch,Level |  |  | LSHH |  |  | Sewells Road Sewage Pumping Station
7327 | COL-PSL-LSL-0102 | Switch, Level-Low | COL-PSL | Switch,Level |  |  | LSL |  |  | Sewells Road Sewage Pumping Station
7328 | COL-PSL-LSL-0102 | Switch, Level-Low | COL-PSL-MISC | Switch,Level |  |  | LSL |  |  | Miscellaneous Equipment
7329 | COL-PSL-LSL-0202 | Switch, Level-Low | COL-PSL-MISC | Switch,Level |  |  | LSL |  |  | Miscellaneous Equipment
7330 | COL-PSL-LSLL-0101 | Switch, Level Low-Low | COL-PSL | Switch,Level |  |  | LSLL |  |  | Sewells Road Sewage Pumping Station
7331 | COL-PSL-LSLL-0201 | Switch, Level Low-Low | COL-PSL | Switch,Level |  |  | LSLL |  |  | Sewells Road Sewage Pumping Station
7332 | COL-PSL-LSLL-0201 | Switch, Level Low-Low | COL-PSL-MISC | Switch,Level |  |  | LSLL |  |  | Miscellaneous Equipment
7333 | COL-PSL-LTG-0001 | Control Panel, Electrical | COL-PSL | Control Panel |  |  | LTG |  |  | Sewells Road Sewage Pumping Station
7334 | COL-PSL-LTG-0001 | Control Panel, Electrical | COL-PSL-MISC | Control Panel |  |  | LTG |  |  | Miscellaneous Equipment
7335 | COL-PSL-MCC-0001 | Motor Control Centre | COL-PSL | Control Panel,MCC |  |  | MCC |  |  | Sewells Road Sewage Pumping Station
7336 | COL-PSL-MCC-0001 | Motor Control Centre | COL-PSL-MISC | Control Panel,MCC |  |  | MCC |  |  | Miscellaneous Equipment
7337 | COL-PSL-MISC | Miscellaneous Equipment | COL-PSL | [6 empty] | Sewells Road Sewage Pumping Station
7338 | COL-PSL-P-0200 | Pump, Centrifugal | COL-PSL | Pump |  |  | P |  |  | Sewells Road Sewage Pumping Station
7339 | COL-PSL-RC-0001 | Recorder, Flow | COL-PSL-MISC | Recorder |  |  | RC |  |  | Miscellaneous Equipment
7340 | COL-PSL-RPU-0001 | Control Panel, Electrical | COL-PSL-MISC | Control Panel |  |  | RPU |  |  | Miscellaneous Equipment
7341 | COL-PSL-T-0001 | Tank, Diesel Fuel | COL-PSL-MISC | Tank |  |  | T |  |  | Miscellaneous Equipment
7342 | COL-PSL-T-0002 | Tank, Domestic Hot Water | COL-PSL-MISC | Tank |  |  | T |  |  | Miscellaneous Equipment
7343 | COL-PSL-TS-0001 | Switch, Transfer | COL-PSL-MISC | Switch |  |  | TS |  |  | Miscellaneous Equipment
7349 | COL-PSL-WEL-0100 | Wet well | COL-PSL | Well |  |  | WEL |  |  | Sewells Road Sewage Pumping Station
7360 | COL-PSM-DM-0003 | Damper/Louver, Fan 0004 | COL-PSM | Damper/Louver |  |  | DM |  |  | Simcoe St Sewage Pumping Station
7361 | COL-PSM-DM-0003 | Damper/Louver, Fan 0004 | COL-PSM-MISC | Damper/Louver |  |  | DM |  |  | Miscellaneous Equipment
7362 | COL-PSM-DRV-0001 | Drive, Variable Speed Drive Panel | COL-PSM-MISC | Drive |  |  | DRV |  |  | Miscellaneous Equipment
7363 | COL-PSM-F-0001 | Filter, Carbon | COL-PSM-MISC | Filter |  |  | F |  |  | Miscellaneous Equipment
7364 | COL-PSM-FEQ-0001S | Fire Prevention, Extinguisher | COL-PSM | Fire Prevention,Extinguisher |  | 40967 | FEQ |  |  | Simcoe St Sewage Pumping Station
7365 | COL-PSM-FEQ-0001S | Fire Prevention, Extinguisher | COL-PSM-MISC | Fire Prevention,Extinguisher |  | 40967 | FEQ |  |  | Miscellaneous Equipment
7366 | COL-PSM-FEQ-0001S | Fire Prevention, Extinguisher | COL-W-OBSOLETE | Fire Prevention,Extinguisher |  | 40967 | FEQ |  |  | Col West Obsolete Entities
7367 | COL-PSM-FEQ-0002S | Fire Prevention, Extinguisher | COL-PSM | Fire Prevention,Extinguisher |  | 40968 | FEQ |  |  | Simcoe St Sewage Pumping Station
7368 | COL-PSM-FEQ-0002S | Fire Prevention, Extinguisher | COL-PSM-MISC | Fire Prevention,Extinguisher |  | 40968 | FEQ |  |  | Miscellaneous Equipment
7369 | COL-PSM-FEQ-0002S | Fire Prevention, Extinguisher | COL-W-OBSOLETE | Fire Prevention,Extinguisher |  | 40968 | FEQ |  |  | Col West Obsolete Entities
7372 | COL-PSM-FIT-0001 | Transmitter, Flow | COL-PSM | Transmitter |  |  | FIT |  |  | Simcoe St Sewage Pumping Station
7373 | COL-PSM-FIT-0001 | Transmitter, Flow | COL-PSM-MISC | Transmitter |  |  | FIT |  |  | Miscellaneous Equipment
7374 | COL-PSM-FN-0001 | Fan, Centrifugal | COL-PSM | Fan |  |  | FN |  |  | Simcoe St Sewage Pumping Station
7375 | COL-PSM-FN-0001 | Fan, Centrifugal | COL-PSM-MISC | Fan |  |  | FN |  |  | Miscellaneous Equipment
7376 | COL-PSM-FN-0002 | Fan, Centrifugal | COL-PSM | Fan |  |  | FN |  |  | Simcoe St Sewage Pumping Station
7377 | COL-PSM-FN-0002 | Fan, Centrifugal | COL-PSM-MISC | Fan |  |  | FN |  |  | Miscellaneous Equipment
7378 | COL-PSM-FN-0003 | Fan, Centrifugal | COL-PSM | Fan |  |  | FN |  |  | Simcoe St Sewage Pumping Station
7379 | COL-PSM-FN-0003 | Fan, Centrifugal | COL-PSM-MISC | Fan |  |  | FN |  |  | Miscellaneous Equipment
7380 | COL-PSM-FN-0004 | Fan, Centrifugal | COL-PSM | Fan |  |  | FN |  |  | Simcoe St Sewage Pumping Station
7381 | COL-PSM-FN-0004 | Fan, Centrifugal | COL-PSM-MISC | Fan |  |  | FN |  |  | Miscellaneous Equipment
7382 | COL-PSM-HTR-0002 | Heater, Unit | COL-PSM | Heater |  |  | HTR |  |  | Simcoe St Sewage Pumping Station
7383 | COL-PSM-HTR-0002 | Heater, Unit | COL-PSM-MISC | Heater |  |  | HTR |  |  | Miscellaneous Equipment
7384 | COL-PSM-HTR-0003 | Heater, Convention | COL-PSM | Heater |  |  | HTR |  |  | Simcoe St Sewage Pumping Station
7385 | COL-PSM-HTR-0003 | Heater, Convention | COL-PSM-MISC | Heater |  |  | HTR |  |  | Miscellaneous Equipment
7386 | COL-PSM-HTR-0005 | Heater, Duct | COL-PSM | Heater |  |  | HTR |  |  | Simcoe St Sewage Pumping Station
7387 | COL-PSM-HTR-0005 | Heater, Duct | COL-PSM-MISC | Heater |  |  | HTR |  |  | Miscellaneous Equipment
7388 | COL-PSM-JIT-0001 | Meter, Hydro Revenue | COL-PSM-MISC | Meter |  |  | JIT |  |  | Miscellaneous Equipment
7389 | COL-PSM-LSH-0103 | Switch, Level-High | COL-PSM | Switch,Level |  |  | LSH |  |  | Simcoe St Sewage Pumping Station
7390 | COL-PSM-LSH-0103 | Switch, Level-High | COL-PSM-MISC | Switch,Level |  |  | LSH |  |  | Miscellaneous Equipment
7391 | COL-PSM-LSH-0104 | Switch, Level-High | COL-PSM | Switch,Level |  |  | LSH |  |  | Simcoe St Sewage Pumping Station
7392 | COL-PSM-LSH-0104 | Switch, Level-High | COL-PSM-MISC | Switch,Level |  |  | LSH |  |  | Miscellaneous Equipment
7393 | COL-PSM-LSL-0102 | Switch, Level-Low | COL-PSM | Switch,Level |  |  | LSL |  |  | Simcoe St Sewage Pumping Station
7394 | COL-PSM-LSLL-0101 | Switch, Level Low-Low | COL-PSM | Switch,Level |  |  | LSLL |  |  | Simcoe St Sewage Pumping Station
7395 | COL-PSM-LSLL-0101 | Switch, Level Low-Low | COL-PSM-MISC | Switch,Level |  |  | LSLL |  |  | Miscellaneous Equipment
7397 | COL-PSM-M-0101 | Motor | COL-PSM-MISC |  |  |  | M |  |  | Miscellaneous Equipment
7398 | COL-PSM-M-0101 | Motor | COL-PSM-P-0100 |  |  |  | M |  |  | Pump, Submersible
7399 | COL-PSM-M-0201 | Motor | COL-PSM-MISC |  |  |  | M |  |  | Miscellaneous Equipment
7400 | COL-PSM-MISC | Miscellaneous Equipment | COL-PSM | [6 empty] | Simcoe St Sewage Pumping Station
7407 | COL-PSM-SW-0001 | Switch, Fused | COL-PSM | Switch |  |  | SW |  |  | Simcoe St Sewage Pumping Station
7408 | COL-PSM-TS-0001 | Switch, Transfer | COL-PSM | Switch |  |  | TS |  |  | Simcoe St Sewage Pumping Station
7421 | COL-PSN-P-0100 | Pump | COL-PSN |  |  | 34594 | P |  |  | Second Street Sewage Pumping Station (Wards Island PS#10)
7424 | COL-PSP-ALR-0001 | Control Panel, Gas Alarm | COL-PSP-MISC | Control Panel |  |  | ALR |  |  | Miscellaneous Equipment
7429 | COL-PSP-CP-0001 | Control Panel, Pumps | COL-PSP-MISC | Control Panel |  |  | CP |  |  | Miscellaneous Equipment
7430 | COL-PSP-CP-0002 | Control Panel, Fans | COL-PSP-MISC | Control Panel |  |  | CP |  |  | Miscellaneous Equipment
7433 | COL-PSP-FEQ-0001S | Fire Prevention, Extinguisher | COL-PSP-MISC | Fire Prevention,Extinguisher |  | 42716 | FEQ |  |  | Miscellaneous Equipment
7434 | COL-PSP-FEQ-0001S | Fire Prevention, Extinguisher | COL-W-OBSOLETE | Fire Prevention,Extinguisher |  | 42716 | FEQ |  |  | Col West Obsolete Entities
7436 | COL-PSP-FN-0001 | Fan, Air Supply | COL-PSP-MISC | Fan |  |  | FN |  |  | Miscellaneous Equipment
7437 | COL-PSP-FN-0002 | Fan, Air Supply | COL-PSP-MISC | Fan |  |  | FN |  |  | Miscellaneous Equipment
7438 | COL-PSP-FN-0003 | Fan, Exhaust | COL-PSP | Fan |  |  | FN |  |  | Southport Sewage Pumping Station
7439 | COL-PSP-FQ-0001 | Meter, Flow | COL-PSP | Meter,Flow |  |  | FQ |  |  | Southport Sewage Pumping Station
7441 | COL-PSP-GC-0001 | Grit Chamber | COL-PSP |  |  | 34397 | GC |  |  | Southport Sewage Pumping Station
7443 | COL-PSP-GRF-0001 | Indicator, Ground Fault | COL-PSP-MISC |  |  |  | GRF |  |  | Miscellaneous Equipment
7444 | COL-PSP-HTR-0001 | Heater, Unit | COL-PSP-MISC | Heater |  |  | HTR |  |  | Miscellaneous Equipment
7445 | COL-PSP-HTR-0002 | Heater, Duct | COL-PSP | Heater |  |  | HTR |  |  | Southport Sewage Pumping Station
7446 | COL-PSP-JIT-0001 | Meter, Power Indicating Transmitter | COL-PSP-MISC | Meter |  |  | JIT |  |  | Miscellaneous Equipment
7447 | COL-PSP-LIT-0101 | Transmitter, Level | COL-PSP | Transmitter,Level |  |  | LIT |  |  | Southport Sewage Pumping Station
7448 | COL-PSP-LP-0001 | Control Panel, Electrical | COL-PSP | Control Panel |  |  | LP |  |  | Southport Sewage Pumping Station
7449 | COL-PSP-LSH-0103 | Switch, Level-High | COL-PSP | Switch,Level |  |  | LSH |  |  | Southport Sewage Pumping Station
7450 | COL-PSP-LSHH-0001 | Switch, Level High-High | COL-PSP-MISC | Switch,Level |  |  | LSHH |  |  | Miscellaneous Equipment
7451 | COL-PSP-LSHH-0104 | Switch, Level High-High | COL-PSP | Switch,Level |  |  | LSHH |  |  | Southport Sewage Pumping Station
7452 | COL-PSP-LSL-0102 | Switch, Level-Low | COL-PSP | Switch,Level |  |  | LSL |  |  | Southport Sewage Pumping Station
7453 | COL-PSP-LSLL-0101 | Switch, Level Low-Low | COL-PSP | Switch,Level |  |  | LSLL |  |  | Southport Sewage Pumping Station
7459 | COL-PSP-MISC | Miscellaneous Equipment | COL-PSP | [6 empty] | Southport Sewage Pumping Station
7461 | COL-PSP-MON-0002 | Monitor | COL-PSP-MISC |  |  |  | MON |  |  | Miscellaneous Equipment
7467 | COL-PSP-SC-0001 | Screen, Intake | COL-PSP-MISC | Screen |  |  | SC |  |  | Miscellaneous Equipment
7469 | COL-PSP-SW-0001 | Switch, Power Supply | COL-PSP | Switch |  |  | SW |  |  | Southport Sewage Pumping Station
7470 | COL-PSP-SW-0002 | Switch, Power Supply | COL-PSP | Switch |  |  | SW |  |  | Southport Sewage Pumping Station
7471 | COL-PSP-SW-0003 | Switch, Distribution | COL-PSP | Switch |  |  | SW |  |  | Southport Sewage Pumping Station
7473 | COL-PSP-TS-0001 | Transfer Switch, Auto | COL-PSP-MISC | Switch |  |  | TS |  |  | Miscellaneous Equipment
7474 | COL-PSP-TS-0002 | Transfer Switch, Auto | COL-PSP | Switch |  |  | TS |  |  | Southport Sewage Pumping Station
7475 | COL-PSP-TS-0002 | Transfer Switch, Auto | COL-PSP-MISC | Switch |  |  | TS |  |  | Miscellaneous Equipment
7482 | COL-PSP-WEL-0100 | Well wet | COL-PSP | Well |  |  | WEL |  |  | Southport Sewage Pumping Station
7483 | COL-PSP-WEL-0100 | Well wet | COL-PSP-MISC | Well |  |  | WEL |  |  | Miscellaneous Equipment
7485 | COL-PSP-WEL-0600 | Dry Well | COL-PHP-MISC |  |  |  | WEL |  |  | Miscellaneous Equipment
7486 | COL-PSP-WEL-0600 | Dry Well | COL-PSP-MISC |  |  |  | WEL |  |  | Miscellaneous Equipment
7490 | COL-PSS-AIT-0001 | Transmitter, Gas | COL-PSS | Transmitter |  |  | AIT |  |  | Scott Sewage Pumping Station
7491 | COL-PSS-AIT-0001 | Transmitter, Gas | COL-PSS-MISC | Transmitter |  |  | AIT |  |  | Miscellaneous Equipment
7492 | COL-PSS-ALR-0001 | Control Panel, Operator | COL-PSS | Control Panel |  |  | ALR |  |  | Scott Sewage Pumping Station
7496 | COL-PSS-CB-0001 | Circuit Breaker, Incoming | COL-PSS | Circuit Breaker |  |  | CB |  |  | Scott Sewage Pumping Station
7497 | COL-PSS-CB-0001 | Circuit Breaker, Incoming | COL-PSS-MISC | Circuit Breaker |  |  | CB |  |  | Miscellaneous Equipment
7498 | COL-PSS-CB-0002 | Circuit Breaker, Lighting Panel | COL-PSS-MISC | Circuit Breaker |  |  | CB |  |  | Miscellaneous Equipment
7499 | COL-PSS-CH-0002 | Chamber, Discharge | COL-PSS-MISC | Chamber |  |  | CH |  |  | Miscellaneous Equipment
7501 | COL-PSS-FEQ-0001S | Fire Prevention, Extinguisher | COL-PSS-MISC | Fire Prevention,Extinguisher |  | 42717 | FEQ |  |  | Miscellaneous Equipment
7502 | COL-PSS-FIT-0101 | Transmitter, Flow | COL-PSS-MISC | Transmitter |  |  | FIT |  |  | Miscellaneous Equipment
7503 | COL-PSS-FIT-0201 | Transmitter, Flow | COL-PSS-MISC | Transmitter |  |  | FIT |  |  | Miscellaneous Equipment
7504 | COL-PSS-FIT-0301 | Transmitter, Flow | COL-PSS | Transmitter |  |  | FIT |  |  | Scott Sewage Pumping Station
7505 | COL-PSS-FIT-0301 | Transmitter, Flow | COL-PSS-MISC | Transmitter |  |  | FIT |  |  | Miscellaneous Equipment
7506 | COL-PSS-FN-0001 | Fan, Exhaust | COL-PSS | Fan |  |  | FN |  |  | Scott Sewage Pumping Station
7507 | COL-PSS-FN-0001 | Fan, Exhaust | COL-PSS-MISC | Fan |  |  | FN |  |  | Miscellaneous Equipment
7508 | COL-PSS-FQ-0001 | Meter, Flow City Water | COL-PSS | Meter |  |  | FQ |  |  | Scott Sewage Pumping Station
7509 | COL-PSS-GC-0001 | Grit Chamber | COL-PSS-MISC |  |  |  | GC |  |  | Miscellaneous Equipment
7512 | COL-PSS-HTR-0001 | Heater, Pump Floor | COL-PSS | Heater |  |  | HTR |  |  | Scott Sewage Pumping Station
7513 | COL-PSS-JIT-0001 | Meter, Power Indicating Transmitter, Main Power | COL-PSS-MISC | Meter |  |  | JIT |  |  | Miscellaneous Equipment
7514 | COL-PSS-LIT-0100 | Transmitter, Level | COL-PSS-MISC | Transmitter,Level |  |  | LIT |  |  | Miscellaneous Equipment
7515 | COL-PSS-LIT-0101 | Transmitter, Level | COL-PSS-MISC | Transmitter,Level |  |  | LIT |  |  | Miscellaneous Equipment
7516 | COL-PSS-LP-0001 | Control Panel, Lighting | COL-PSS | Control Panel |  |  | LP |  |  | Scott Sewage Pumping Station
7517 | COL-PSS-LSHH-0002 | Switch, Level-High | COL-PSS-MISC | Switch,Level |  |  | LSHH |  |  | Miscellaneous Equipment
7519 | COL-PSS-LTG-0002 | Control Panel, Electrical | COL-PSS-MISC | Control Panel |  |  | LTG |  |  | Miscellaneous Equipment
7520 | COL-PSS-LTG-0003 | Control Panel, Electrical | COL-PSS-MISC | Control Panel |  |  | LTG |  |  | Miscellaneous Equipment
7524 | COL-PSS-MON-0002 | Monitor | COL-PSS |  |  |  | MON |  |  | Scott Sewage Pumping Station
7525 | COL-PSS-MON-0002 | Monitor | COL-PSS-MISC |  |  |  | MON |  |  | Miscellaneous Equipment
7544 | COL-PSS-WEL-0500 | Wet Well | COL-PSS |  |  |  | WEL |  |  | Scott Sewage Pumping Station
7545 | COL-PSS-WEL-0500 | Wet Well | COL-PSS-MISC |  |  |  | WEL |  |  | Miscellaneous Equipment
7546 | COL-PSS-WEL-0600 | Dry Well | COL-PSS |  |  |  | WEL |  |  | Scott Sewage Pumping Station
7547 | COL-PSS-WEL-0600 | Dry Well | COL-PSS-MISC |  |  |  | WEL |  |  | Miscellaneous Equipment
7568 | COL-PST-CH-0001 | Chamber, Valve Chamber #1 | COL-PST-MISC | Chamber |  |  | CH |  |  | Miscellaneous Equipment
7569 | COL-PST-CH-0002 | Chamber, Valve Chamber #2 | COL-PST | Chamber |  |  | CH |  |  | Strachan Pumping Station
7570 | COL-PST-CH-0002 | Chamber, Valve Chamber #2 | COL-PST-MISC | Chamber |  |  | CH |  |  | Miscellaneous Equipment
7573 | COL-PST-DM-0001 | Damper, Exhaust Fan | COL-PST | Damper/Louver |  |  | DM |  |  | Strachan Pumping Station
7574 | COL-PST-DM-0001 | Damper, Exhaust Fan | COL-PST-MISC | Damper/Louver |  |  | DM |  |  | Miscellaneous Equipment
7575 | COL-PST-DM-0002 | Damper, Inlet Chamber | COL-PST | Damper/Louver |  |  | DM |  |  | Strachan Pumping Station
7576 | COL-PST-DM-0003 | Damper 1, Exhaust Fan 0001 | COL-PST | Damper/Louver |  |  | DM |  |  | Strachan Pumping Station
7577 | COL-PST-DM-0004 | Damper 2, Exhaust Fan 0001 | COL-PST-MISC | Damper/Louver |  |  | DM |  |  | Miscellaneous Equipment
7578 | COL-PST-DM-0005 | Damper 1, Exhaust Fan 0002 | COL-PST-MISC | Damper/Louver |  |  | DM |  |  | Miscellaneous Equipment
7579 | COL-PST-DM-0006 | Damper 2, Exhaust Fan 0002 | COL-PST | Damper/Louver |  |  | DM |  |  | Strachan Pumping Station
7595 | COL-PST-GC-0001 | Grit Chamber | COL-PST |  |  |  | GC |  |  | Strachan Pumping Station
7596 | COL-PST-GC-0001 | Grit Chamber | COL-PST-MISC |  |  |  | GC |  |  | Miscellaneous Equipment
7605 | COL-PST-LSH-0001 | Switch, Level-High | COL-PST-MISC | Switch,Level |  |  | LSH |  |  | Miscellaneous Equipment
7606 | COL-PST-LSH-0103 | Switch, Level-High | COL-PST-MISC | Switch,Level |  |  | LSH |  |  | Miscellaneous Equipment
7607 | COL-PST-LSH-0104 | Switch, Level-High | COL-PST-MISC | Switch,Level |  |  | LSH |  |  | Miscellaneous Equipment
7608 | COL-PST-LSHH-0006 | Switch, Level High-High | COL-PST-MISC | Switch,Level |  |  | LSHH |  |  | Miscellaneous Equipment
7616 | COL-PST-MISC | Miscellaneous Equipment | COL-PST | [6 empty] | Strachan Pumping Station
7617 | COL-PST-MON-0002 | Monitor | COL-PSS-P-0100 |  |  |  | MON |  |  | Pump
7618 | COL-PST-MON-0002 | Monitor | COL-PST |  |  |  | MON |  |  | Strachan Pumping Station
7619 | COL-PST-MON-0002 | Monitor | COL-PST-MISC |  |  |  | MON |  |  | Miscellaneous Equipment
7649 | COL-PST-WEL-0500 | Wet Well | COL-PSK-MISC |  |  |  | WEL |  |  | Miscellaneous Equipment
7650 | COL-PST-WEL-0500 | Wet Well | COL-PST |  |  |  | WEL |  |  | Strachan Pumping Station
7651 | COL-PST-WEL-0500 | Wet Well | COL-PST-MISC |  |  |  | WEL |  |  | Miscellaneous Equipment
7652 | COL-PST-WEL-0600 | Dry Well | COL-PHP-MISC |  |  |  | WEL |  |  | Miscellaneous Equipment
7653 | COL-PST-WEL-0600 | Dry Well | COL-PST |  |  |  | WEL |  |  | Strachan Pumping Station
7654 | COL-PST-WEL-0600 | Dry Well | COL-PST-MISC |  |  |  | WEL |  |  | Miscellaneous Equipment
7667 | COL-PSU-FEQ-0001S | Fire Prevention, Extinguisher | COL-PSU | Fire Prevention,Extinguisher |  | 46866 | FEQ |  |  | Sunnyside Pumping Station
7668 | COL-PSU-FEQ-0002S | Fire Prevention, Extinguisher | COL-PSU-MISC | Fire Prevention,Extinguisher |  | 46867 | FEQ |  |  | Miscellaneous Equipment
7669 | COL-PSU-FIT-0001 | Transmitter, Flow | COL-PSU-MISC | Transmitter |  |  | FIT |  |  | Miscellaneous Equipment
7671 | COL-PSU-FN-0001 | Fan, Exhaust | COL-PSU | Fan |  |  | FN |  |  | Sunnyside Pumping Station
7672 | COL-PSU-FN-0001 | Fan, Exhaust | COL-PSU-MISC | Fan |  |  | FN |  |  | Miscellaneous Equipment
7673 | COL-PSU-FN-0002 | Fan, Exhaust | COL-PSU | Fan |  |  | FN |  |  | Sunnyside Pumping Station
7674 | COL-PSU-FN-0002 | Fan, Exhaust | COL-PSU-MISC | Fan |  |  | FN |  |  | Miscellaneous Equipment
7675 | COL-PSU-FN-0003 | Fan, Exhaust | COL-PSU | Fan |  |  | FN |  |  | Sunnyside Pumping Station
7676 | COL-PSU-FQ-0001 | Meter, Flow City Water | COL-PSU | Meter |  |  | FQ |  |  | Sunnyside Pumping Station
7677 | COL-PSU-FQ-0001 | Meter, Flow City Water | COL-PSU-MISC | Meter |  |  | FQ |  |  | Miscellaneous Equipment
7679 | COL-PSU-GC-0001 | Grit Chamber | COL-PSK-MISC |  |  |  | GC |  |  | Miscellaneous Equipment
7680 | COL-PSU-GC-0001 | Grit Chamber | COL-PSU-MISC |  |  |  | GC |  |  | Miscellaneous Equipment
7682 | COL-PSU-GRF-0001 | Indicator, Ground Fault | COL-PSU |  |  |  | GRF |  |  | Sunnyside Pumping Station
7683 | COL-PSU-GRF-0001 | Indicator, Ground Fault | COL-PSU-MISC |  |  |  | GRF |  |  | Miscellaneous Equipment
7686 | COL-PSU-HTR-0003 | Heater, Wet Well Room | COL-PSU-MISC | Heater |  |  | HTR |  |  | Miscellaneous Equipment
7687 | COL-PSU-JIT-0001 | Meter, Power Indicating Transmitter, Main Power | COL-PSU-MISC | Meter |  |  | JIT |  |  | Miscellaneous Equipment
7688 | COL-PSU-LIT-0101 | Transmitter, Level | COL-PSU-MISC | Transmitter,Level |  |  | LIT |  |  | Miscellaneous Equipment
7689 | COL-PSU-LP-0001 | Control Panel, Lighting | COL-PSU-MISC | Control Panel |  |  | LP |  |  | Miscellaneous Equipment
7690 | COL-PSU-LP-0002 | Control Panel, Lighting | COL-PSU-MISC | Control Panel |  |  | LP |  |  | Miscellaneous Equipment
7691 | COL-PSU-LSH-0001 | Switch, Level-High | COL-PSU-MISC | Switch,Level |  |  | LSH |  |  | Miscellaneous Equipment
7692 | COL-PSU-LSH-0002 | Switch, Level-High | COL-PSU-MISC | Switch,Level |  |  | LSH |  |  | Miscellaneous Equipment
7693 | COL-PSU-LSH-0103 | Switch, Level-High | COL-PSU-MISC | Switch,Level |  |  | LSH |  |  | Miscellaneous Equipment
7694 | COL-PSU-LSL-0102 | Switch, Level-Low | COL-PSU-MISC | Switch,Level |  |  | LSL |  |  | Miscellaneous Equipment
7697 | COL-PSU-LTG-0002 | Control Panel, Electrical | COL-PSU-MISC | Control Panel |  |  | LTG |  |  | Miscellaneous Equipment
7698 | COL-PSU-LTG-0003 | Control Panel, Electrical | COL-PSU-MISC | Control Panel |  |  | LTG |  |  | Miscellaneous Equipment
7704 | COL-PSU-MON-0002 | Monitor | COL-PSU |  |  |  | MON |  |  | Sunnyside Pumping Station
7711 | COL-PSU-SW-0001 | Switch, Main Power Disconnect | COL-PSU-MISC | Switch |  |  | SW |  |  | Miscellaneous Equipment
7712 | COL-PSU-SW-0002 | Switch, LP 0002 Power Disconnect | COL-PSU-MISC | Switch |  |  | SW |  |  | Miscellaneous Equipment
7715 | COL-PSU-TR-0002 | Control Panel, Electrical | COL-PSU-MISC | Transformer |  |  | TR |  |  | Miscellaneous Equipment
7716 | COL-PSU-TS-0001 | Switch, Power Auto Transfer | COL-PSU | Switch |  |  | TS |  |  | Sunnyside Pumping Station
7717 | COL-PSU-UPS-0001 | UPS, Main Floor | COL-PSU | Uninterruptible Power Supply |  |  | UPS |  |  | Sunnyside Pumping Station
7726 | COL-PSU-WEL-0500 | Wet well | COL-PSU-MISC |  |  |  | WEL |  |  | Miscellaneous Equipment
7727 | COL-PSU-WEL-0600 | Dry Well | COL-PSU-MISC |  |  |  | WEL |  |  | Miscellaneous Equipment
7824 | COL-PSW-MISC | Miscellaneous Equipment | COL-PSW | [6 empty] | Swansea Pumping Station
7874 | COL-PTD-CP-0001 | Control Panel, Operator | COL-PTD | Control Panel |  |  | CP |  |  | Todmorden Sewage Pumping Station
7875 | COL-PTD-CP-0001 | Control Panel, Operator | COL-PTD-MISC | Control Panel |  |  | CP |  |  | Miscellaneous Equipment
7877 | COL-PTD-FN-0001 | Fan, Exhaust | COL-PTD-MISC | Fan |  |  | FN |  |  | Miscellaneous Equipment
7878 | COL-PTD-HTR-0001 | Heater, RPU Panel | COL-PTD | Heater |  |  | HTR |  |  | Todmorden Sewage Pumping Station
7879 | COL-PTD-HTR-0001 | Heater, RPU Panel | COL-PTD-MISC | Heater |  |  | HTR |  |  | Miscellaneous Equipment
7880 | COL-PTD-LIT-0100 | Transmitter, Level | COL-PTD-MISC | Transmitter,Level |  |  | LIT |  |  | Miscellaneous Equipment
7881 | COL-PTD-LIT-0101 | Transmitter, Level | COL-PTD | Transmitter,Level |  |  | LIT |  |  | Todmorden Sewage Pumping Station
7882 | COL-PTD-LIT-0101 | Transmitter, Level | COL-PTD-MISC | Transmitter,Level |  |  | LIT |  |  | Miscellaneous Equipment
7883 | COL-PTD-LSH-0103 | Switch, Level-High | COL-PTD | Switch,Level |  |  | LSH |  |  | Todmorden Sewage Pumping Station
7884 | COL-PTD-LSH-0103 | Switch, Level-High | COL-PTD-MISC | Switch,Level |  |  | LSH |  |  | Miscellaneous Equipment
7885 | COL-PTD-LSHH-0104 | Switch, Level High-High | COL-PTD | Switch,Level |  |  | LSHH |  |  | Todmorden Sewage Pumping Station
7886 | COL-PTD-LSL-0102 | Switch, Level-Low | COL-PTD-MISC | Switch,Level |  |  | LSL |  |  | Miscellaneous Equipment
7887 | COL-PTD-LSLL-0101 | Switch, Level Low-Low | COL-PTD | Switch,Level |  |  | LSLL |  |  | Todmorden Sewage Pumping Station
7888 | COL-PTD-LSLL-0101 | Switch, Level Low-Low | COL-PTD-MISC | Switch,Level |  |  | LSLL |  |  | Miscellaneous Equipment
7889 | COL-PTD-P-0200 | Pump, Centrifugal | COL-PTD | Pump |  |  | P |  |  | Todmorden Sewage Pumping Station
7891 | COL-PTD-RPU-0001 | Remote Processing Unit | COL-PTD | RPU |  |  | RPU |  |  | Todmorden Sewage Pumping Station
7892 | COL-PTD-RPU-0001 | Remote Processing Unit | COL-PTD-MISC | RPU |  |  | RPU |  |  | Miscellaneous Equipment
7894 | COL-PTD-TS-0001 | Switch, Transfer | COL-PTD-MISC | Switch |  |  | TS |  |  | Miscellaneous Equipment
7895 | COL-PTD-UPS-0001 | UPS | COL-PTD-MISC | Uninterruptible Power Supply |  |  | UPS |  |  | Miscellaneous Equipment
7902 | COL-PTD-WEL-0100 | Wet Well | COL-PTD | Well |  |  | WEL |  |  | Todmorden Sewage Pumping Station
7916 | COL-PTS-LSLL-0101 | Switch, Level Low-Low | COL-PTS | Switch,Level |  |  | LSLL |  |  | Third Street Sewage Pumping Station (Wards Island PS#12)
7917 | COL-PTS-LSLL-0101 | Switch, Level Low-Low | COL-PTS(S) | Switch,Level |  |  | LSLL |  |  | Third Street Sewage Pumping Station (Wards Island PS#12)
7918 | COL-PTS-LSLL-0102 | Switch, Level Low-Low | COL-PTS | Switch,Level |  |  | LSLL |  |  | Third Street Sewage Pumping Station (Wards Island PS#12)
7919 | COL-PTS-LSLL-0102 | Switch, Level Low-Low | COL-PTS(S) | Switch,Level |  |  | LSLL |  |  | Third Street Sewage Pumping Station (Wards Island PS#12)
7920 | COL-PTS-LSLL-0103 | Switch, Level Low-Low | COL-PTS | Switch,Level |  |  | LSLL |  |  | Third Street Sewage Pumping Station (Wards Island PS#12)
7921 | COL-PTS-LSLL-0103 | Switch, Level Low-Low | COL-PTS(S) | Switch,Level |  |  | LSLL |  |  | Third Street Sewage Pumping Station (Wards Island PS#12)
7922 | COL-PTS-LSLL-0104 | Switch, Level Low-Low | COL-PTS(S) | Switch,Level |  |  | LSLL |  |  | Third Street Sewage Pumping Station (Wards Island PS#12)
7927 | COL-PTS-P-0100 | Pump Submersible | COL-W-OBSOLETE | Pump |  |  | P |  |  | Col West Obsolete Entities
7929 | COL-PTS-P-0200 | Pump Submersible | COL-W-OBSOLETE | Pump |  |  | P |  |  | Col West Obsolete Entities
7943 | COL-PVM-ALR-0001 | Control Panel, Operator | COL-PVM | Control Panel |  |  | ALR |  |  | Valleymede Sewage Pumping Station
7944 | COL-PVM-ALR-0002 | Gas Alarm, Exterior | COL-PVM | Fire Prevention,Alarm |  |  | ALR |  |  | Valleymede Sewage Pumping Station
7945 | COL-PVM-ALR-0002 | Gas Alarm, Exterior | COL-PVM-MISC | Fire Prevention,Alarm |  |  | ALR |  |  | Miscellaneous Equipment
7954 | COL-PVM-CP-0001 | Control Panel, Operator | COL-PVM | Control Panel |  |  | CP |  |  | Valleymede Sewage Pumping Station
7955 | COL-PVM-CP-0002 | Control Panel, Operator | COL-PVM | Control Panel |  |  | CP |  |  | Valleymede Sewage Pumping Station
7958 | COL-PVM-FA-0002S | Fire Alarm System, Wet Well | COL-PVM | Building Service,Fire Alarm |  | 42932 | FA |  |  | Valleymede Sewage Pumping Station
7959 | COL-PVM-FA-0002S | Fire Alarm System, Wet Well | COL-W-OBSOLETE | Building Service,Fire Alarm |  | 42932 | FA |  |  | Col West Obsolete Entities
7960 | COL-PVM-FEQ-0001S | Fire Prevention, Extinguisher | COL-PVM-MISC | Fire Prevention,Extinguisher |  | 42896 | FEQ |  |  | Miscellaneous Equipment
7961 | COL-PVM-FEQ-0001S | Fire Prevention, Extinguisher | COL-W-OBSOLETE | Fire Prevention,Extinguisher |  | 42896 | FEQ |  |  | Col West Obsolete Entities
7962 | COL-PVM-FN-0001 | Fan, Centrifugal | COL-PVM-MISC | Fan |  |  | FN |  |  | Miscellaneous Equipment
7963 | COL-PVM-FN-0002 | Fan, Centrifugal | COL-PVM-MISC | Fan |  |  | FN |  |  | Miscellaneous Equipment
7964 | COL-PVM-FN-0003 | Fan, Centrifugal | COL-PVM-MISC | Fan |  |  | FN |  |  | Miscellaneous Equipment
7965 | COL-PVM-FQ-0001 | Meter, Flow | COL-PVM | Meter,Flow |  |  | FQ |  |  | Valleymede Sewage Pumping Station
7969 | COL-PVM-GRF-0001 | Indicator, Ground Fault | COL-PVM-MISC |  |  |  | GRF |  |  | Miscellaneous Equipment
7971 | COL-PVM-LIT-0100 | Transmitter, Level | COL-PVM-MISC | Transmitter,Level |  |  | LIT |  |  | Miscellaneous Equipment
7972 | COL-PVM-LIT-0101 | Transmitter, Level | COL-PVM-MISC | Transmitter,Level |  |  | LIT |  |  | Miscellaneous Equipment
7973 | COL-PVM-LP-0001 | Control Panel, Lighting | COL-PVM | Control Panel |  |  | LP |  |  | Valleymede Sewage Pumping Station
7974 | COL-PVM-LSH-0001 | Switch, Level-High | COL-PVM-MISC | Switch,Level |  |  | LSH |  |  | Miscellaneous Equipment
7975 | COL-PVM-LSH-0103 | Switch, Level-High | COL-PVM-MISC | Switch,Level |  |  | LSH |  |  | Miscellaneous Equipment
7976 | COL-PVM-LSHH-0104 | Switch, Level High-High | COL-PVM-MISC | Switch,Level |  |  | LSHH |  |  | Miscellaneous Equipment
7977 | COL-PVM-LSL-0102 | Switch, Level-Low | COL-PVM | Switch,Level |  |  | LSL |  |  | Valleymede Sewage Pumping Station
7978 | COL-PVM-LSLL-0101 | Switch, Level Low-Low | COL-PVM | Switch,Level |  |  | LSLL |  |  | Valleymede Sewage Pumping Station
7985 | COL-PVM-MISC | Miscellaneous Equipment | COL-PVM | [6 empty] | Valleymede Sewage Pumping Station
7988 | COL-PVM-MON-0002 | Monitor | COL-PSS-P-0300 |  |  |  | MON |  |  | Pump, Centrifugal
7989 | COL-PVM-MON-0002 | Monitor | COL-PVM |  |  |  | MON |  |  | Valleymede Sewage Pumping Station
7990 | COL-PVM-MON-0002 | Monitor | COL-PVM-MISC |  |  |  | MON |  |  | Miscellaneous Equipment
7995 | COL-PVM-SW-0001 | Switch, Main Power | COL-PVM-MISC | Switch |  |  | SW |  |  | Miscellaneous Equipment
7996 | COL-PVM-SW-0002 | Switch, Heater 0001 | COL-PVM | Switch |  |  | SW |  |  | Valleymede Sewage Pumping Station
7997 | COL-PVM-SW-0003 | Switch, Transformer | COL-PVM-MISC | Switch |  |  | SW |  |  | Miscellaneous Equipment
7999 | COL-PVM-TS-0001 | Switch, Transfer | COL-PVM-MISC | Switch |  |  | TS |  |  | Miscellaneous Equipment
8008 | COL-PVM-WEL-0500 | Wet well | COL-PVM |  |  |  | WEL |  |  | Valleymede Sewage Pumping Station
8009 | COL-PVM-WEL-0600 | Dry Well | COL-PVM-MISC |  |  |  | WEL |  |  | Miscellaneous Equipment
8011 | COL-PWC-CB-0001 | Circuit Breaker, Main | COL-PWC | Circuit Breaker |  |  | CB |  |  | Wirral Court Sewage Pumping Station
8012 | COL-PWC-CB-0001 | Circuit Breaker, Main | COL-PWC-MISC | Circuit Breaker |  |  | CB |  |  | Miscellaneous Equipment
8013 | COL-PWC-CH-0001 | Chamber, Inlet Chamber 1 | COL-PWC | Chamber |  |  | CH |  |  | Wirral Court Sewage Pumping Station
8014 | COL-PWC-CH-0001 | Chamber, Inlet Chamber 1 | COL-PWC-MISC | Chamber |  |  | CH |  |  | Miscellaneous Equipment
8015 | COL-PWC-CH-0002 | Chamber, Inlet Chamber 2 | COL-PWC | Chamber |  |  | CH |  |  | Wirral Court Sewage Pumping Station
8016 | COL-PWC-CH-0002 | Chamber, Inlet Chamber 2 | COL-PWC-MISC | Chamber |  |  | CH |  |  | Miscellaneous Equipment
8017 | COL-PWC-CH-0003 | Chamber, Bar Screen | COL-PWC | Chamber |  |  | CH |  |  | Wirral Court Sewage Pumping Station
8018 | COL-PWC-CH-0003 | Chamber, Bar Screen | COL-PWC-MISC | Chamber |  |  | CH |  |  | Miscellaneous Equipment
8019 | COL-PWC-CH-0004 | Chamber, Overflow | COL-PWC-MISC | Chamber |  |  | CH |  |  | Miscellaneous Equipment
8021 | COL-PWC-DM-0001 | Damper/Louver, Electrical Room | COL-PWC | Damper/Louver |  |  | DM |  |  | Wirral Court Sewage Pumping Station
8022 | COL-PWC-DM-0001 | Damper/Louver, Electrical Room | COL-PWC-MISC | Damper/Louver |  |  | DM |  |  | Miscellaneous Equipment
8025 | COL-PWC-FN-0001 | Fan, Centrifugal | COL-PWC | Fan |  |  | FN |  |  | Wirral Court Sewage Pumping Station
8026 | COL-PWC-FN-0002 | Fan, Centrifugal | COL-PWC | Fan |  |  | FN |  |  | Wirral Court Sewage Pumping Station
8027 | COL-PWC-FN-0002 | Fan, Centrifugal | COL-PWC-MISC | Fan |  |  | FN |  |  | Miscellaneous Equipment
8028 | COL-PWC-FQ-0001 | Meter, Flow | COL-PWC-MISC | Meter,Flow |  |  | FQ |  |  | Miscellaneous Equipment
8032 | COL-PWC-HTR-0001 | Heater, Electrical Room | COL-PWC | Heater |  |  | HTR |  |  | Wirral Court Sewage Pumping Station
8033 | COL-PWC-HTR-0001 | Heater, Electrical Room | COL-PWC-MISC | Heater |  |  | HTR |  |  | Miscellaneous Equipment
8034 | COL-PWC-HTR-0002 | Heater, Dry Well | COL-PWC | Heater |  |  | HTR |  |  | Wirral Court Sewage Pumping Station
8035 | COL-PWC-HTR-0002 | Heater, Dry Well | COL-PWC-MISC | Heater |  |  | HTR |  |  | Miscellaneous Equipment
8036 | COL-PWC-JIT-0001 | Meter, Power Indicating Transmitter, Main Power | COL-PWC-MISC | Meter |  |  | JIT |  |  | Miscellaneous Equipment
8037 | COL-PWC-LP-0001 | Control Panel, Lighting | COL-PWC | Control Panel |  |  | LP |  |  | Wirral Court Sewage Pumping Station
8038 | COL-PWC-LP-0001 | Control Panel, Lighting | COL-PWC-MISC | Control Panel |  |  | LP |  |  | Miscellaneous Equipment
8039 | COL-PWC-LSH-0001 | Switch, Level-High | COL-PWC | Switch,Level |  |  | LSH |  |  | Wirral Court Sewage Pumping Station
8040 | COL-PWC-LSH-0103 | Switch, Level-High | COL-PWC-MISC | Switch,Level |  |  | LSH |  |  | Miscellaneous Equipment
8041 | COL-PWC-LSHH-0104 | Switch, Level High-High | COL-PWC-MISC | Switch,Level |  |  | LSHH |  |  | Miscellaneous Equipment
8042 | COL-PWC-LSL-0102 | Switch, Level-Low | COL-PWC | Switch,Level |  |  | LSL |  |  | Wirral Court Sewage Pumping Station
8043 | COL-PWC-LSL-0102 | Switch, Level-Low | COL-PWC-MISC | Switch,Level |  |  | LSL |  |  | Miscellaneous Equipment
8044 | COL-PWC-LSLL-0101 | Switch, Level Low-Low | COL-PWC | Switch,Level |  |  | LSLL |  |  | Wirral Court Sewage Pumping Station
8045 | COL-PWC-LSLL-0101 | Switch, Level Low-Low | COL-PWC-MISC | Switch,Level |  |  | LSLL |  |  | Miscellaneous Equipment
8052 | COL-PWC-SC-0001 | Screen, Bar | COL-PWC | Screen |  |  | SC |  |  | Wirral Court Sewage Pumping Station
8053 | COL-PWC-SC-0001 | Screen, Bar | COL-PWC-MISC | Screen |  |  | SC |  |  | Miscellaneous Equipment
8069 | COL-PWE-ALR-0001 | Control Panel, Operator | COL-PWE-MISC | Control Panel |  |  | ALR |  |  | Miscellaneous Equipment
8070 | COL-PWE-LSH-0103 | Switch, Level-High | COL-PWE | Switch,Level |  |  | LSH |  |  | Wellington Sewage Pumping Station (partial operation)
8071 | COL-PWE-LSHH-0104 | Switch, Level High-High | COL-PWE | Switch,Level |  |  | LSHH |  |  | Wellington Sewage Pumping Station (partial operation)
8072 | COL-PWE-LSHH-0104 | Switch, Level High-High | COL-PWE-MISC | Switch,Level |  |  | LSHH |  |  | Miscellaneous Equipment
8073 | COL-PWE-LSL-0102 | Switch, Level-Low | COL-PWE-MISC | Switch,Level |  |  | LSL |  |  | Miscellaneous Equipment
8074 | COL-PWE-LSLL-0101 | Switch, Level Low-Low | COL-PWE | Switch,Level |  |  | LSLL |  |  | Wellington Sewage Pumping Station (partial operation)
8075 | COL-PWE-LSLL-0101 | Switch, Level Low-Low | COL-PWE-MISC | Switch,Level |  |  | LSLL |  |  | Miscellaneous Equipment
8079 | COL-PWE-WEL-0100 | Wet well, Wellington SPS | COL-PWE-MISC |  |  |  | WEL |  |  | Miscellaneous Equipment
8090 | COL-PWL-LSLL-0101 | Switch, Level Low-Low | COL-PWL | Switch,Level |  |  | LSLL |  |  | Willow Avenue Sewage Pumping Station (Wards Island PS#7)
8091 | COL-PWL-LSLL-0102 | Switch, Level Low-Low | COL-PWL | Switch,Level |  |  | LSLL |  |  | Willow Avenue Sewage Pumping Station (Wards Island PS#7)
8092 | COL-PWL-LSLL-0103 | Switch, Level Low-Low | COL-PWL | Switch,Level |  |  | LSLL |  |  | Willow Avenue Sewage Pumping Station (Wards Island PS#7)
8094 | COL-PWL-MISC | Miscellaneous Equipment | COL-PWL | [6 empty] | Willow Avenue Sewage Pumping Station (Wards Island PS#7)
8133 | COL-PWN-MISC | Miscellaneous Equipment | COL-PWN | [6 empty] | Warren Park Pumping Station
8157 | COL-PWP-COM-0001 | Control Panel, Operator | COL-PWP | Control Panel |  |  | COM |  |  | West Point Avenue Sewage Pumping Station
8158 | COL-PWP-CP-0001 | Control Panel, Electrical | COL-PWP | Control Panel |  |  | CP |  |  | West Point Avenue Sewage Pumping Station
8159 | COL-PWP-CP-0001 | Control Panel, Electrical | COL-PWP-MISC | Control Panel |  |  | CP |  |  | Miscellaneous Equipment
8160 | COL-PWP-CP-0002 | Control Panel, Operator | COL-PWP | Control Panel |  |  | CP |  |  | West Point Avenue Sewage Pumping Station
8161 | COL-PWP-FEQ-0001S | Fire Prevention, Extinguisher | COL-PWP-MISC | Fire Prevention,Extinguisher |  | 42899 | FEQ |  |  | Miscellaneous Equipment
8162 | COL-PWP-FQ-0001 | Meter, Flow | COL-PWP-MISC | Meter,Flow |  |  | FQ |  |  | Miscellaneous Equipment
8163 | COL-PWP-LSH-0103 | Switch, Level-High | COL-PWP | Switch,Level |  |  | LSH |  |  | West Point Avenue Sewage Pumping Station
8164 | COL-PWP-LSHH-0104 | Switch, Level High-High | COL-PWP | Switch,Level |  |  | LSHH |  |  | West Point Avenue Sewage Pumping Station
8165 | COL-PWP-LSLL-0101 | Switch, Level Low-Low | COL-PWP | Switch,Level |  |  | LSLL |  |  | West Point Avenue Sewage Pumping Station
8166 | COL-PWP-LSLL-0101 | Switch, Level Low-Low | COL-PWP-MISC | Switch,Level |  |  | LSLL |  |  | Miscellaneous Equipment
8167 | COL-PWP-P-0200 | Pump, Centrifugal | COL-PWP | Pump |  |  | P |  |  | West Point Avenue Sewage Pumping Station
8168 | COL-PWP-SW-0001 | Switch, Main Electrical Disconnect | COL-PWP | Switch |  |  | SW |  |  | West Point Avenue Sewage Pumping Station
8169 | COL-PWP-SW-0001 | Switch, Main Electrical Disconnect | COL-PWP-MISC | Switch |  |  | SW |  |  | Miscellaneous Equipment
8170 | COL-PWP-TS-0001 | Switch, Transfer | COL-PWP | Switch |  |  | TS |  |  | West Point Avenue Sewage Pumping Station
8171 | COL-PWP-TS-0001 | Switch, Transfer | COL-PWP-MISC | Switch |  |  | TS |  |  | Miscellaneous Equipment
8183 | COL-PWR-AUX-ELEC | Electrical Equipment | COL-PWR-AUX | [6 empty] | Auxiliary Equipment
8184 | COL-PWR-AUX-INST | Instrumentation Equipment | COL-PWR-AUX | [6 empty] | Auxiliary Equipment
8191 | COL-PWR-CB-0002 | Circuit Breaker, Lighting Panel Transformer | COL-PWR | Circuit Breaker |  | 35103 | CB |  |  | West Rouge Pumping Station
8192 | COL-PWR-CB-0002 | Circuit Breaker, Lighting Panel Transformer | COL-PWR-SUSPENDED | Circuit Breaker |  | 35103 | CB |  |  | West Rouge P.S.suspended entities
8196 | COL-PWR-CP-0001S | Control Panel, Operator | COL-PWR | Control Panel |  | 35034 | CP |  |  | West Rouge Pumping Station
8219 | COL-PWR-FIT-5403 | Transmitter, Flow | COL-PWR-MISC | Transmitter |  | 35035 | FIT |  |  | Miscellaneous Equipment
8220 | COL-PWR-FIT-5403 | Transmitter, Flow | COL-PWR-SUSPENDED | Transmitter |  | 35035 | FIT |  |  | West Rouge P.S.suspended entities
8223 | COL-PWR-FN-0001S | Fan, Centrifugal | COL-PWR-SUSPENDED | Fan |  | 35100 | FN |  |  | West Rouge P.S.suspended entities
8228 | COL-PWR-FN-0004 | Fan, Centrifugal | COL-PWR | Fan |  | 35038 | FN |  |  | West Rouge Pumping Station
8246 | COL-PWR-GDR-5500 | Grinder, Comminutor | COL-PWR | Grinder |  | 35039 | GDR |  |  | West Rouge Pumping Station
8247 | COL-PWR-GDR-5500 | Grinder, Comminutor | COL-PWR-SUSPENDED | Grinder |  | 35039 | GDR |  |  | West Rouge P.S.suspended entities
8251 | COL-PWR-HS-5735 | Switch, Hand/Transfer | COL-PWR-SUSPENDED | Switch |  | 35040 | HS |  |  | West Rouge P.S.suspended entities
8269 | COL-PWR-LIT-0401 | Transmitter, Level | COL-PWR-MISC | Transmitter,Level |  | 35042 | LIT |  |  | Miscellaneous Equipment
8270 | COL-PWR-LIT-0401 | Transmitter, Level | COL-PWR-SUSPENDED | Transmitter,Level |  | 35042 | LIT |  |  | West Rouge P.S.suspended entities
8278 | COL-PWR-LSH-0302 | Switch, Level-High | COL-PWR-MISC | Switch,Level |  | 35091 | LSH |  |  | Miscellaneous Equipment
8279 | COL-PWR-LSH-0402 | Switch, Level-High | COL-PWR-SUSPENDED | Switch,Level |  | 35092 | LSH |  |  | West Rouge P.S.suspended entities
8280 | COL-PWR-LSH-5404 | Switch, Level-High | COL-PWR-SUSPENDED | Switch,Level |  | 35093 | LSH |  |  | West Rouge P.S.suspended entities
8281 | COL-PWR-LSH-5405 | Switch, Level-High | COL-PWR | Switch,Level |  | 35094 | LSH |  |  | West Rouge Pumping Station
8282 | COL-PWR-LSH-5405 | Switch, Level-High | COL-PWR-MISC | Switch,Level |  | 35094 | LSH |  |  | Miscellaneous Equipment
8283 | COL-PWR-LSH-5406 | Switch, Level-High | COL-PWR-SUSPENDED | Switch,Level |  | 35095 | LSH |  |  | West Rouge P.S.suspended entities
8284 | COL-PWR-LSH-5734 | Switch, Level-High | COL-PWR-MISC | Switch,Level |  | 35096 | LSH |  |  | Miscellaneous Equipment
8285 | COL-PWR-LSH-5734 | Switch, Level-High | COL-PWR-SUSPENDED | Switch,Level |  | 35096 | LSH |  |  | West Rouge P.S.suspended entities
8290 | COL-PWR-LSL-0005 | Switch, Level-Low | COL-PWR | Switch,Level |  | 35109 | LSL |  |  | West Rouge Pumping Station
8291 | COL-PWR-LSL-0005 | Switch, Level-Low | COL-PWR-MISC | Switch,Level |  | 35109 | LSL |  |  | Miscellaneous Equipment
8292 | COL-PWR-LSL-0005 | Switch, Level-Low | COL-PWR-SUSPENDED | Switch,Level |  | 35109 | LSL |  |  | West Rouge P.S.suspended entities
8294 | COL-PWR-LSL-0303 | Switch, Level-Low | COL-PWR | Switch,Level |  | 35097 | LSL |  |  | West Rouge Pumping Station
8295 | COL-PWR-LSL-0303 | Switch, Level-Low | COL-PWR-MISC | Switch,Level |  | 35097 | LSL |  |  | Miscellaneous Equipment
8296 | COL-PWR-LSL-0303 | Switch, Level-Low | COL-PWR-SUSPENDED | Switch,Level |  | 35097 | LSL |  |  | West Rouge P.S.suspended entities
8311 | COL-PWR-MCC-0001 | Motor Control Centre | COL-PWR | Control Panel,MCC |  | 35099 | MCC |  |  | West Rouge Pumping Station
8313 | COL-PWR-MISC | Miscellaneous Equipment | COL-PWR-SUSPENDED |  |  | 35110 |  |  |  | West Rouge P.S.suspended entities
8319 | COL-PWR-P-5510 | Pump, Centrifugal | COL-PWR | Pump |  | 35050 | P |  |  | West Rouge Pumping Station
8320 | COL-PWR-P-5550 | Pump, Centrifugal | COL-PWR | Pump |  | 35062 | P |  |  | West Rouge Pumping Station
8321 | COL-PWR-P-5550 | Pump, Centrifugal | COL-PWR-SUSPENDED | Pump |  | 35062 | P |  |  | West Rouge P.S.suspended entities
8323 | COL-PWR-PUMP | Pumping Equipment | COL-PWR | [6 empty] | West Rouge Pumping Station
8335 | COL-PWR-SUSPENDED | West Rouge P.S.suspended entities | COL-PWR | [6 empty] | West Rouge Pumping Station
8337 | COL-PWR-T-0002 | Tank 2, Diesel Fuel | COL-PWR | Tank |  | 35067 | T |  |  | West Rouge Pumping Station
8399 | COE-FL | Floor slab for HUSAR, DOS - CONSTRUCTION EAST | COE | [6 empty] | DOS - CONSTRUCTION EAST
8400 | COL ADMIN | Administration | COL | [6 empty] | Complex Systems
8403 | COL SCADA SERVERS | COL SCADA Servers | COL-SPC1 | [6 empty] | Process Control Systems - Administrative
8404 | COL SCADA SUPPORT | COL SCADA Support | COL-SPC1 | [6 empty] | Process Control Systems - Administrative
8413 | COL-120-LIT-0702S | SUSPENDED.Level Transmitter,Downstream, Coxwell Control Chambers No. 7&8, MTI | COL-MTI-CH-0700 | Transmitter,Level |  | 40041 | LIT |  |  | Chamber,Boston Dome Chamber No.7,MTI
8414 | COL-120-LIT-0703S | SUSPENDED-Level Transmitter,Downstream, Coxwell Control Chambers No. 7&8, MTI | COL-MTI | Transmitter,Level |  | 40049 | LIT |  |  | Mid-Toronto Interceptor
8475 | COL-PWY-LSLL-0101 | Switch, Level Low-Low | COL-PWY | Switch,Level |  |  | LSLL |  |  | Wyandot Ave. Sewage Pumping Station (Algonquin Island PS#1)
8478 | COL-PWY-MISC | Miscellaneous Equipment | COL-PWY | [6 empty] | Wyandot Ave. Sewage Pumping Station (Algonquin Island PS#1)
8494 | COL-RBB-AIT-0003 | Analysis Indicating Transmitter | COL-RBB-MISC | Transmitter |  |  | AIT |  |  | Miscellaneous Equipment
8495 | COL-RBB-AIT-0205 | Analysis Indicating Transmitter | COL-RBB-MISC | Transmitter |  |  | AIT |  |  | Miscellaneous Equipment
8496 | COL-RBB-AIT-0206 | Analysis Indicating Transmitter | COL-RBB | Transmitter |  |  | AIT |  |  | Western Beaches Tunnel (Battery Park)-Storm
8497 | COL-RBB-AIT-0206 | Analysis Indicating Transmitter | COL-RBB-MISC | Transmitter |  |  | AIT |  |  | Miscellaneous Equipment
8498 | COL-RBB-ALR-0001 | Control Panel, Gas Alarm | COL-RBB-MISC | Control Panel |  |  | ALR |  |  | Miscellaneous Equipment
8499 | COL-RBB-ANL-0201 | Analysis Indicating Transmitter | COL-RBB | Transmitter |  |  | ANL |  |  | Western Beaches Tunnel (Battery Park)-Storm
8500 | COL-RBB-ANL-0201 | Analysis Indicating Transmitter | COL-RBB-MISC | Transmitter |  |  | ANL |  |  | Miscellaneous Equipment
8501 | COL-RBB-CP-0001 | Control Panel, Operator | COL-RBB | Control Panel |  |  | CP |  |  | Western Beaches Tunnel (Battery Park)-Storm
8502 | COL-RBB-CP-0001 | Control Panel, Operator | COL-RBB-MISC | Control Panel |  |  | CP |  |  | Miscellaneous Equipment
8503 | COL-RBB-CP-0002 | Control Panel, Operator | COL-RBB | Control Panel |  |  | CP |  |  | Western Beaches Tunnel (Battery Park)-Storm
8504 | COL-RBB-CP-0002 | Control Panel, Operator | COL-RBB-MISC | Control Panel |  |  | CP |  |  | Miscellaneous Equipment
8505 | COL-RBB-CP-0003 | Control Panel, Operator | COL-RBB | Control Panel |  |  | CP |  |  | Western Beaches Tunnel (Battery Park)-Storm
8506 | COL-RBB-CP-0003 | Control Panel, Operator | COL-RBB-MISC | Control Panel |  |  | CP |  |  | Miscellaneous Equipment
8508 | COL-RBB-DM-0001 | Damper/Louver, Fan 0001 | COL-RBB | Damper/Louver |  |  | DM |  |  | Western Beaches Tunnel (Battery Park)-Storm
8509 | COL-RBB-DM-0001 | Damper/Louver, Fan 0001 | COL-RBB-MISC | Damper/Louver |  |  | DM |  |  | Miscellaneous Equipment
8510 | COL-RBB-DM-0005 | Damper/Louver, Sample Room | COL-RBB | Damper/Louver |  |  | DM |  |  | Western Beaches Tunnel (Battery Park)-Storm
8511 | COL-RBB-DRV-0102 | Drive, Variable Speed Elec | COL-RBB-MISC | Drive |  |  | DRV |  |  | Miscellaneous Equipment
8512 | COL-RBB-FA-0001S | Fire Alarm System, Valve House | COL-RBB | Building Service,Fire Alarm |  | 42934 | FA |  |  | Western Beaches Tunnel (Battery Park)-Storm
8514 | COL-RBB-FEQ-0003S | Fire Prevention, Extinguisher | COL-RBB | Fire Prevention,Extinguisher |  | 42907 | FEQ |  |  | Western Beaches Tunnel (Battery Park)-Storm
8515 | COL-RBB-FEQ-0003S | Fire Prevention, Extinguisher | COL-RBB-MISC | Fire Prevention,Extinguisher |  | 42907 | FEQ |  |  | Miscellaneous Equipment
8516 | COL-RBB-FEQ-0003S | Fire Prevention, Extinguisher | COL-W-OBSOLETE | Fire Prevention,Extinguisher |  | 42907 | FEQ |  |  | Col West Obsolete Entities
8517 | COL-RBB-FIT-0001 | Transmitter, Flow | COL-RBB | Transmitter |  |  | FIT |  |  | Western Beaches Tunnel (Battery Park)-Storm
8518 | COL-RBB-FIT-0001 | Transmitter, Flow | COL-RBB-MISC | Transmitter |  |  | FIT |  |  | Miscellaneous Equipment
8519 | COL-RBB-FIT-0002 | Transmitter, Flow | COL-RBB | Transmitter |  |  | FIT |  |  | Western Beaches Tunnel (Battery Park)-Storm
8520 | COL-RBB-FIT-0204 | Flow Indicating Transmittetr, | COL-RBB | Transmitter |  |  | FIT |  |  | Western Beaches Tunnel (Battery Park)-Storm
8521 | COL-RBB-FIT-0204 | Flow Indicating Transmittetr, | COL-RBB-MISC | Transmitter |  |  | FIT |  |  | Miscellaneous Equipment
8522 | COL-RBB-FIT-0212 | Flow Indicating Transmittetr, | COL-RBB | Transmitter |  |  | FIT |  |  | Western Beaches Tunnel (Battery Park)-Storm
8523 | COL-RBB-FIT-0212 | Flow Indicating Transmittetr, | COL-RBB-MISC | Transmitter |  |  | FIT |  |  | Miscellaneous Equipment
8524 | COL-RBB-FIT-0221 | Transmitter, Flow | COL-RBB-MISC | Transmitter |  |  | FIT |  |  | Miscellaneous Equipment
8530 | COL-RBB-GRF-0001 | Indicator, Ground Fault | COL-RBB |  |  |  | GRF |  |  | Western Beaches Tunnel (Battery Park)-Storm
8531 | COL-RBB-GRF-0001 | Indicator, Ground Fault | COL-RBB-MISC |  |  |  | GRF |  |  | Miscellaneous Equipment
8532 | COL-RBB-HPU-0218 | Drive, Hydraulic system | COL-RBB | Drive |  |  | HPU |  |  | Western Beaches Tunnel (Battery Park)-Storm
8533 | COL-RBB-HPU-0218 | Drive, Hydraulic system | COL-RBB-MISC | Drive |  |  | HPU |  |  | Miscellaneous Equipment
8534 | COL-RBB-HTR-0001 | Heater, Unit | COL-RBB | Heater |  |  | HTR |  |  | Western Beaches Tunnel (Battery Park)-Storm
8535 | COL-RBB-HTR-0002 | Heater, Unit | COL-RBB | Heater |  |  | HTR |  |  | Western Beaches Tunnel (Battery Park)-Storm
8536 | COL-RBB-HTR-0003 | Heater, Unit | COL-RBB | Heater |  |  | HTR |  |  | Western Beaches Tunnel (Battery Park)-Storm
8537 | COL-RBB-HTR-0004 | Heater, Baseboard | COL-RBB | Heater |  |  | HTR |  |  | Western Beaches Tunnel (Battery Park)-Storm
8538 | COL-RBB-HTR-0004 | Heater, Baseboard | COL-RBB-MISC | Heater |  |  | HTR |  |  | Miscellaneous Equipment
8540 | COL-RBB-LIT-0202 | Transmitter, Level | COL-RBB | Transmitter,Level |  |  | LIT |  |  | Western Beaches Tunnel (Battery Park)-Storm
8541 | COL-RBB-LIT-0202 | Transmitter, Level | COL-RBB-MISC | Transmitter,Level |  |  | LIT |  |  | Miscellaneous Equipment
8542 | COL-RBB-LIT-0202A | Transmitter, Level | COL-RBB | Transmitter,Level |  |  | LIT |  |  | Western Beaches Tunnel (Battery Park)-Storm
8543 | COL-RBB-LIT-0202A | Transmitter, Level | COL-RBB-MISC | Transmitter,Level |  |  | LIT |  |  | Miscellaneous Equipment
8544 | COL-RBB-LIT-0229 | Transmitter, Level | COL-RBB | Transmitter,Level |  |  | LIT |  |  | Western Beaches Tunnel (Battery Park)-Storm
8545 | COL-RBB-LIT-0229 | Transmitter, Level | COL-RBB-MISC | Transmitter,Level |  |  | LIT |  |  | Miscellaneous Equipment
8546 | COL-RBB-LP-0001 | Control Panel, Lighting | COL-RBB | Control Panel |  |  | LP |  |  | Western Beaches Tunnel (Battery Park)-Storm
8547 | COL-RBB-LP-0001 | Control Panel, Lighting | COL-RBB-MISC | Control Panel |  |  | LP |  |  | Miscellaneous Equipment
8548 | COL-RBB-LP-0002 | Control Panel, Lighting | COL-RBB | Control Panel |  |  | LP |  |  | Western Beaches Tunnel (Battery Park)-Storm
8549 | COL-RBB-LP-0002 | Control Panel, Lighting | COL-RBB-MISC | Control Panel |  |  | LP |  |  | Miscellaneous Equipment
8550 | COL-RBB-LP-0003 | Control Panel, Power Dist. | COL-RBB | Control Panel |  |  | LP |  |  | Western Beaches Tunnel (Battery Park)-Storm
8551 | COL-RBB-LP-0003 | Control Panel, Power Dist. | COL-RBB-MISC | Control Panel |  |  | LP |  |  | Miscellaneous Equipment
8552 | COL-RBB-LTG-0001 | Control Panel, Electrical | COL-RBB-MISC | Control Panel |  |  | LTG |  |  | Miscellaneous Equipment
8555 | COL-RBB-MCC-0001 | Motor Control Centre | COL-RBB | Control Panel,MCC |  |  | MCC |  |  | Western Beaches Tunnel (Battery Park)-Storm
8556 | COL-RBB-MISC | Miscellaneous Equipment | COL-RBB | [6 empty] | Western Beaches Tunnel (Battery Park)-Storm
8558 | COL-RBB-P-0101 | Pump, Submersible | COL-RBB-MISC | Pump |  |  | P |  |  | Miscellaneous Equipment
8559 | COL-RBB-P-0102 | Pump, Centrifugal | COL-RBB | Pump |  |  | P |  |  | Western Beaches Tunnel (Battery Park)-Storm
8560 | COL-RBB-P-0103 | Pump, Centrifugal | COL-RBB | Pump |  |  | P |  |  | Western Beaches Tunnel (Battery Park)-Storm
8561 | COL-RBB-PDP-0001 | Control Panel, Power Dist. | COL-RBB | Control Panel |  |  | PDP |  |  | Western Beaches Tunnel (Battery Park)-Storm
8562 | COL-RBB-PDP-0001 | Control Panel, Power Dist. | COL-RBB-MISC | Control Panel |  |  | PDP |  |  | Miscellaneous Equipment
8563 | COL-RBB-PIT-0001 | Transmitter, Pressure | COL-RBB-MISC | Transmitter |  |  | PIT |  |  | Miscellaneous Equipment
8564 | COL-RBB-PS-0001 | Power Supply, DC | COL-RBB-MISC | Uninterruptible Power Supply |  |  | PS |  |  | Miscellaneous Equipment
8565 | COL-RBB-RPU-0001 | Remote Processing Unit | COL-RBB | RPU |  |  | RPU |  |  | Western Beaches Tunnel (Battery Park)-Storm
8566 | COL-RBB-RPU-0001 | Remote Processing Unit | COL-RBB-MISC | RPU |  |  | RPU |  |  | Miscellaneous Equipment
8567 | COL-RBB-SP-0215 | Sampler, Influent Flow | COL-RBB | Sampler |  |  | SP |  |  | Western Beaches Tunnel (Battery Park)-Storm
8568 | COL-RBB-SP-0231 | Sampler, U. V. Flow | COL-RBB | Sampler |  |  | SP |  |  | Western Beaches Tunnel (Battery Park)-Storm
8569 | COL-RBB-SP-0231 | Sampler, U. V. Flow | COL-RBB-MISC | Sampler |  |  | SP |  |  | Miscellaneous Equipment
8570 | COL-RBB-SP-0232 | Sampler, Overflow | COL-RBB | Sampler |  |  | SP |  |  | Western Beaches Tunnel (Battery Park)-Storm
8571 | COL-RBB-SP-0232 | Sampler, Overflow | COL-RBB-MISC | Sampler |  |  | SP |  |  | Miscellaneous Equipment
8572 | COL-RBB-SS-0002 | Door Entry system, Sample Room | COL-RBB-MISC | Security System |  |  | SS |  |  | Miscellaneous Equipment
8573 | COL-RBB-SW-0001 | Switch, Inside Alarm Panel | COL-RBB | Switch |  |  | SW |  |  | Western Beaches Tunnel (Battery Park)-Storm
8574 | COL-RBB-SW-0001 | Switch, Inside Alarm Panel | COL-RBB-MISC | Switch |  |  | SW |  |  | Miscellaneous Equipment
8575 | COL-RBB-SW-0002 | Switch, Fused | COL-RBB | Switch |  |  | SW |  |  | Western Beaches Tunnel (Battery Park)-Storm
8576 | COL-RBB-SW-0002 | Switch, Fused | COL-RBB-MISC | Switch |  |  | SW |  |  | Miscellaneous Equipment
8577 | COL-RBB-SWG-0002 | Switchgear, Indoor | COL-RBB-MISC | Switchgear |  |  | SWG |  |  | Miscellaneous Equipment
8578 | COL-RBB-SWG-0003 | Switchgear, Indoor | COL-RBB | Switchgear |  |  | SWG |  |  | Western Beaches Tunnel (Battery Park)-Storm
8579 | COL-RBB-SWG-0003 | Switchgear, Indoor | COL-RBB-MISC | Switchgear |  |  | SWG |  |  | Miscellaneous Equipment
8580 | COL-RBB-SWG-0004 | Switchgear, Indoor | COL-RBB | Switchgear |  |  | SWG |  |  | Western Beaches Tunnel (Battery Park)-Storm
8581 | COL-RBB-SWG-0004 | Switchgear, Indoor | COL-RBB-MISC | Switchgear |  |  | SWG |  |  | Miscellaneous Equipment
8582 | COL-RBB-SWG-0005 | Switchgear, Indoor | COL-RBB | Switchgear |  |  | SWG |  |  | Western Beaches Tunnel (Battery Park)-Storm
8583 | COL-RBB-SWG-0005 | Switchgear, Indoor | COL-RBB-MISC | Switchgear |  |  | SWG |  |  | Miscellaneous Equipment
8584 | COL-RBB-TR-0002 | Transformer, Lighting | COL-RBB | Transformer |  |  | TR |  |  | Western Beaches Tunnel (Battery Park)-Storm
8585 | COL-RBB-TR-0002 | Transformer, Lighting | COL-RBB-MISC | Transformer |  |  | TR |  |  | Miscellaneous Equipment
8586 | COL-RBB-TR-0003 | Transformer, Lighting Panel 0001 | COL-RBB-MISC | Transformer |  |  | TR |  |  | Miscellaneous Equipment
8587 | COL-RBB-TR-0004 | Transformer, Power | COL-RBB | Transformer |  |  | TR |  |  | Western Beaches Tunnel (Battery Park)-Storm
8588 | COL-RBB-TR-0004 | Transformer, Power | COL-RBB-MISC | Transformer |  |  | TR |  |  | Miscellaneous Equipment
8589 | COL-RBB-TR-0005 | Transformer, Power | COL-RBB | Transformer |  |  | TR |  |  | Western Beaches Tunnel (Battery Park)-Storm
8590 | COL-RBB-TR-0005 | Transformer, Power | COL-RBB-MISC | Transformer |  |  | TR |  |  | Miscellaneous Equipment
8604 | COL-BCV-FA-0001S | Fire Alarm system, Drywell | COL-BCV | Fire Prevention,Alarm |  | 42915 | FA |  |  | Carlingview Blower Station
8605 | COL-BCV-FA-0001S | Fire Alarm system, Drywell | COL-BCV-MISC | Fire Prevention,Alarm |  | 42915 | FA |  |  | Miscellaneous Equipment
8645 | COL-BEB-OIT-0001 | Operator Interface Terminal | COL-BEB | Computer Equipment,Monitor |  |  | OIT |  |  | Edenbridge Blower Station
8647 | COL-RBB-UPS-0001 | UPS, Sample Room | COL-RBB-MISC | Uninterruptible Power Supply |  |  | UPS |  |  | Miscellaneous Equipment
8678 | COL-RBC-FEQ-0001S | Fire Prevention, Extinguisher | COL-RBC-MISC | Fire Prevention,Extinguisher |  | 42908 | FEQ |  |  | Miscellaneous Equipment
8679 | COL-RBC-FEQ-0001S | Fire Prevention, Extinguisher | COL-W-OBSOLETE | Fire Prevention,Extinguisher |  | 42908 | FEQ |  |  | Col West Obsolete Entities
8680 | COL-RBC-FIT-0001S | Transmitter, Flow | COL-RBC | Transmitter |  | 47584 | FIT |  |  | Cowan Shaft (WBT)-storm
8681 | COL-RBC-FIT-0001S | Transmitter, Flow | COL-RBC-MISC | Transmitter |  | 47584 | FIT |  |  | Miscellaneous Equipment
8683 | COL-RBC-FN-0001 | Fan, Exhaust | COL-RBC | Fan |  |  | FN |  |  | Cowan Shaft (WBT)-storm
8684 | COL-RBC-FN-0001 | Fan, Exhaust | COL-RBC-MISC | Fan |  |  | FN |  |  | Miscellaneous Equipment
8687 | COL-RBC-HPU-0001 | Drive, Hydraulic system | COL-RBC | Drive |  |  | HPU |  |  | Cowan Shaft (WBT)-storm
8688 | COL-RBC-HTR-0001 | Heater, Baseboard | COL-RBC-MISC | Heater |  |  | HTR |  |  | Miscellaneous Equipment
8689 | COL-RBC-JIT-0001 | Meter, Power Indicating Transmitter | COL-RBC | Meter |  |  | JIT |  |  | Cowan Shaft (WBT)-storm
8690 | COL-RBC-JIT-0001 | Meter, Power Indicating Transmitter | COL-RBC-MISC | Meter |  |  | JIT |  |  | Miscellaneous Equipment
8691 | COL-RBC-JIT-0002 | Meter, Power Indicating Transmitter | COL-RBC | Meter |  |  | JIT |  |  | Cowan Shaft (WBT)-storm
8692 | COL-RBC-JIT-0002 | Meter, Power Indicating Transmitter | COL-RBC-MISC | Meter |  |  | JIT |  |  | Miscellaneous Equipment
8694 | COL-RBC-LIT-0001S | Level Indicating Transmitter | COL-RBC | Transmitter,Level |  | 47581 | LIT |  |  | Cowan Shaft (WBT)-storm
8695 | COL-RBC-LIT-0301S | Transmitter, Level | COL-W-OBSOLETE | Transmitter,Level |  | 47583 | LIT |  |  | Col West Obsolete Entities
8696 | COL-RBC-LP-0002 | Control Panel, Lighting | COL-RBC | Control Panel |  |  | LP |  |  | Cowan Shaft (WBT)-storm
8697 | COL-RBC-LP-0002 | Control Panel, Lighting | COL-RBC-MISC | Control Panel |  |  | LP |  |  | Miscellaneous Equipment
8698 | COL-RBC-RPU-0001 | Remote Processing Unit | COL-RBC | RPU |  |  | RPU |  |  | Cowan Shaft (WBT)-storm
8699 | COL-RBC-SC-0001 | Screen, Remembrance Trashrack,Shaft,Interception chamber | COL-RBC | Sampler |  |  | SC |  |  | Cowan Shaft (WBT)-storm
8700 | COL-RBC-SC-0003 | Screen, Dufferin Trashrack,Shaft,Interception chamber | COL-RBC-MISC | Sampler |  |  | SC |  |  | Miscellaneous Equipment
8701 | COL-RBC-SP-0313 | Sampler, Overflow | COL-RBC | Sampler |  |  | SP |  |  | Cowan Shaft (WBT)-storm
8704 | COL-RBC-WEL-0100 | Wet well | COL-RBC | Well |  |  | WEL |  |  | Cowan Shaft (WBT)-storm
8707 | COL-RBG-CP-0001 | Control Panel, Operator | COL-RBG | Control Panel |  |  | CP |  |  | Glendale Shaft (WBT)-storm
8708 | COL-RBG-CP-0001 | Control Panel, Operator | COL-RBG-MISC | Control Panel |  |  | CP |  |  | Miscellaneous Equipment
8710 | COL-RBG-DM-0001 | Damper/Louver, Sample Room | COL-RBG | Damper/Louver |  |  | DM |  |  | Glendale Shaft (WBT)-storm
8712 | COL-RBG-FIT-0001 | Flow Indicating Transmittetr, | COL-RBG | Transmitter |  |  | FIT |  |  | Glendale Shaft (WBT)-storm
8713 | COL-RBG-FN-0001 | Fan, Exhaust | COL-RBG | Fan |  |  | FN |  |  | Glendale Shaft (WBT)-storm
8714 | COL-RBG-G-0001 | Sluice Gate, | COL-RBG | Transmitter |  |  | G |  |  | Glendale Shaft (WBT)-storm
8717 | COL-RBG-HPU-0001 | Drive, Hydraulic system | COL-RBG | Drive |  |  | HPU |  |  | Glendale Shaft (WBT)-storm
8718 | COL-RBG-HPU-0001 | Drive, Hydraulic system | COL-RBG-MISC | Drive |  |  | HPU |  |  | Miscellaneous Equipment
8719 | COL-RBG-HTR-0001 | Heater, Baseboard | COL-RBG | Heater |  |  | HTR |  |  | Glendale Shaft (WBT)-storm
8720 | COL-RBG-HTR-0001 | Heater, Baseboard | COL-RBG-MISC | Heater |  |  | HTR |  |  | Miscellaneous Equipment
8721 | COL-RBG-JIT-0001 | Meter, Power Indicating Transmitter | COL-RBG-MISC | Meter |  |  | JIT |  |  | Miscellaneous Equipment
8723 | COL-RBG-LIT-0001 | Level Indicating Transmitter | COL-RBG-MISC | Transmitter,Level |  |  | LIT |  |  | Miscellaneous Equipment
8724 | COL-RBG-LIT-0401 | Transmitter, Level | COL-RBG | Transmitter,Level |  |  | LIT |  |  | Glendale Shaft (WBT)-storm
8725 | COL-RBG-LP-0001 | Control Panel, Lighting | COL-RBG-MISC | Control Panel |  |  | LP |  |  | Miscellaneous Equipment
8726 | COL-RBG-LP-0002 | Control Panel, Power Dist. | COL-RBG | Control Panel |  |  | LP |  |  | Glendale Shaft (WBT)-storm
8727 | COL-RBG-RPU-0001 | Remote Processing Unit | COL-RBG-MISC | RPU |  |  | RPU |  |  | Miscellaneous Equipment
8729 | COL-RBG-SP-0414 | Sampler, Overflow | COL-RBG | Sampler |  |  | SP |  |  | Glendale Shaft (WBT)-storm
8730 | COL-SHD-MISC | Miscellaneous Equipment | COL-SHD | [6 empty] | Hyde Ave Storm Storage Tank
8734 | COL-SKW-CB-0001 | Circuit Breaker, Main | COL-SKW | Circuit Breaker |  |  | CB |  |  | Kew Beach Detention Tank (Kenilworth)-storm
8735 | COL-SKW-CB-0001 | Circuit Breaker, Main | COL-SKW-MISC | Circuit Breaker |  |  | CB |  |  | Miscellaneous Equipment
8736 | COL-SKW-CB-0004 | Circuit Breaker, Lighting Panel | COL-SKW | Circuit Breaker |  |  | CB |  |  | Kew Beach Detention Tank (Kenilworth)-storm
8737 | COL-SKW-CB-0004 | Circuit Breaker, Lighting Panel | COL-SKW-MISC | Circuit Breaker |  |  | CB |  |  | Miscellaneous Equipment
8738 | COL-SKW-CH-0002 | Chamber, Valve | COL-SKW | Chamber |  |  | CH |  |  | Kew Beach Detention Tank (Kenilworth)-storm
8739 | COL-SKW-CH-0002 | Chamber, Valve | COL-SKW-MISC | Chamber |  |  | CH |  |  | Miscellaneous Equipment
8740 | COL-SKW-CH-0003 | Chamber, Water | COL-SKW | Chamber |  |  | CH |  |  | Kew Beach Detention Tank (Kenilworth)-storm
8741 | COL-SKW-CH-0004 | Manhole, Sanitary Intercepting Server Monitoring | COL-SKW | Chamber |  |  | CH |  |  | Kew Beach Detention Tank (Kenilworth)-storm
8745 | COL-SKW-FQ-0001 | Meter, Flow | COL-SKW | Meter,Flow |  |  | FQ |  |  | Kew Beach Detention Tank (Kenilworth)-storm
8746 | COL-SKW-FQ-0001 | Meter, Flow | COL-SKW-MISC | Meter,Flow |  |  | FQ |  |  | Miscellaneous Equipment
8750 | COL-SKW-GRF-0001 | Indicator, Ground Fault | COL-SKW |  |  |  | GRF |  |  | Kew Beach Detention Tank (Kenilworth)-storm
8751 | COL-SKW-GRF-0001 | Indicator, Ground Fault | COL-SKW-MISC |  |  |  | GRF |  |  | Miscellaneous Equipment
8752 | COL-SKW-HTR-0001 | Heater, Baseboard | COL-SKW | Heater |  |  | HTR |  |  | Kew Beach Detention Tank (Kenilworth)-storm
8753 | COL-SKW-HTR-0002 | Heater, Baseboard | COL-SKW | Heater |  |  | HTR |  |  | Kew Beach Detention Tank (Kenilworth)-storm
8754 | COL-SKW-JIT-0001 | Meter, Power Indicating Transmitter | COL-SKW | Meter |  |  | JIT |  |  | Kew Beach Detention Tank (Kenilworth)-storm
8755 | COL-SKW-JIT-0001 | Meter, Power Indicating Transmitter | COL-SKW-MISC | Meter |  |  | JIT |  |  | Miscellaneous Equipment
8758 | COL-SKW-LP-0001 | Control Panel, Electrical | COL-SKW | Control Panel |  |  | LP |  |  | Kew Beach Detention Tank (Kenilworth)-storm
8759 | COL-SKW-LP-0001 | Control Panel, Electrical | COL-SKW-MISC | Control Panel |  |  | LP |  |  | Miscellaneous Equipment
8760 | COL-SKW-LSH-0201 | Switch, Level-High | COL-SKW | Switch,Level |  |  | LSH |  |  | Kew Beach Detention Tank (Kenilworth)-storm
8761 | COL-SKW-LSH-0201 | Switch, Level-High | COL-SKW-MISC | Switch,Level |  |  | LSH |  |  | Miscellaneous Equipment
8762 | COL-SKW-LSH-0202 | Switch, Level-High | COL-SKW | Switch,Level |  |  | LSH |  |  | Kew Beach Detention Tank (Kenilworth)-storm
8763 | COL-SKW-LSH-0202 | Switch, Level-High | COL-SKW-MISC | Switch,Level |  |  | LSH |  |  | Miscellaneous Equipment
8764 | COL-SKW-MCC-0001 | Motor Control Centre | COL-SKW | Control Panel,MCC |  |  | MCC |  |  | Kew Beach Detention Tank (Kenilworth)-storm
8765 | COL-SKW-MISC | Miscellaneous Equipment | COL-SKW | [6 empty] | Kew Beach Detention Tank (Kenilworth)-storm
8766 | COL-SKW-P-0001 | Pump, Submersible | COL-SKW | Pump |  | 34124 | P |  |  | Kew Beach Detention Tank (Kenilworth)-storm
8767 | COL-SKW-TR-0001 | Transformer, Lighting | COL-SKW-MISC | Transformer |  |  | TR |  |  | Miscellaneous Equipment
8768 | COL-SKW-UPS-0001 | UPS, RPU | COL-SKW | Uninterruptible Power Supply |  |  | UPS |  |  | Kew Beach Detention Tank (Kenilworth)-storm
8769 | COL-SKW-UPS-0001 | UPS, RPU | COL-SKW-MISC | Uninterruptible Power Supply |  |  | UPS |  |  | Miscellaneous Equipment
8791 | COL-SMC-AIT-0001 | Analysis Indicating Transmitter, Gas | COL-SMC | Transmitter |  |  | AIT |  |  | Maclean Detention Tank-storm
8792 | COL-SMC-ALR-0101 | Control Panel, Operator | COL-SMC | Control Panel |  |  | ALR |  |  | Maclean Detention Tank-storm
8796 | COL-SMC-CH-0001 | Manhole, #2 | COL-SMC | Chamber |  |  | CH |  |  | Maclean Detention Tank-storm
8797 | COL-SMC-CH-0001 | Manhole, #2 | COL-SMC-MISC | Chamber |  |  | CH |  |  | Miscellaneous Equipment
8798 | COL-SMC-CH-0002 | Manhole, #1 | COL-SMC-MISC | Chamber |  |  | CH |  |  | Miscellaneous Equipment
8799 | COL-SMC-CP-0001 | Control Panel, Operator | COL-SMC | Control Panel |  |  | CP |  |  | Maclean Detention Tank-storm
8800 | COL-SMC-CP-0002 | Control Panel, Operator | COL-SMC | Control Panel |  |  | CP |  |  | Maclean Detention Tank-storm
8801 | COL-SMC-CP-0003 | Control Panel, Operator | COL-SMC | Control Panel |  |  | CP |  |  | Maclean Detention Tank-storm
8802 | COL-SMC-CP-0003 | Control Panel, Operator | COL-SMC-MISC | Control Panel |  |  | CP |  |  | Miscellaneous Equipment
8803 | COL-SMC-CP-0004 | Control Panel, Operator | COL-SMC | Control Panel |  |  | CP |  |  | Maclean Detention Tank-storm
8804 | COL-SMC-CP-0004 | Control Panel, Operator | COL-SMC-MISC | Control Panel |  |  | CP |  |  | Miscellaneous Equipment
8805 | COL-SMC-F-0001 | Filter, Air | COL-SMC | Filter |  |  | F |  |  | Maclean Detention Tank-storm
8808 | COL-SMC-FEQ-0001S | Fire Prevention, Extinguisher | COL-SMC | Fire Prevention,Extinguisher |  | 46864 | FEQ |  |  | Maclean Detention Tank-storm
8809 | COL-SMC-FEQ-0001S | Fire Prevention, Extinguisher | COL-SMC-MISC | Fire Prevention,Extinguisher |  | 46864 | FEQ |  |  | Miscellaneous Equipment
8814 | COL-SMC-FN-0001 | Fan, Axial | COL-SMC | Fan |  |  | FN |  |  | Maclean Detention Tank-storm
8815 | COL-SMC-FN-0001 | Fan, Axial | COL-SMC-MISC | Fan |  |  | FN |  |  | Miscellaneous Equipment
8818 | COL-SMC-HTR-0001 | Heater, Unit | COL-SMC | Heater |  |  | HTR |  |  | Maclean Detention Tank-storm
8819 | COL-SMC-HTR-0001 | Heater, Unit | COL-SMC-MISC | Heater |  |  | HTR |  |  | Miscellaneous Equipment
8820 | COL-SMC-HTR-0002 | Heater, Unit | COL-SMC | Heater |  |  | HTR |  |  | Maclean Detention Tank-storm
8821 | COL-SMC-HTR-0003 | Heater, Baseboard | COL-SMC | Heater |  |  | HTR |  |  | Maclean Detention Tank-storm
8822 | COL-SMC-HTR-0003 | Heater, Baseboard | COL-SMC-MISC | Heater |  |  | HTR |  |  | Miscellaneous Equipment
8823 | COL-SMC-LIT-0001 | Transmitter, Level | COL-SMC | Transmitter,Level |  |  | LIT |  |  | Maclean Detention Tank-storm
8824 | COL-SMC-LIT-0001 | Transmitter, Level | COL-SMC-MISC | Transmitter,Level |  |  | LIT |  |  | Miscellaneous Equipment
8828 | COL-SMC-LP-0001 | Control Panel, Lighting | COL-SMC-MISC | Control Panel |  |  | LP |  |  | Miscellaneous Equipment
8829 | COL-SMC-LSH-0001 | Switch, Level-High | COL-SMC | Switch,Level |  |  | LSH |  |  | Maclean Detention Tank-storm
8830 | COL-SMC-LSH-0101 | Switch, Level-High | COL-SMC-MISC | Switch,Level |  |  | LSH |  |  | Miscellaneous Equipment
8831 | COL-SMC-LSH-0201 | Switch, Level-High | COL-SMC | Switch,Level |  |  | LSH |  |  | Maclean Detention Tank-storm
8832 | COL-SMC-LSH-0201 | Switch, Level-High | COL-SMC-MISC | Switch,Level |  |  | LSH |  |  | Miscellaneous Equipment
8833 | COL-SMC-LSH-0203 | Switch, Level-High | COL-SMC | Switch,Level |  |  | LSH |  |  | Maclean Detention Tank-storm
8834 | COL-SMC-LSL-0102 | Switch, Level-Low | COL-SMC-MISC | Switch,Level |  |  | LSL |  |  | Miscellaneous Equipment
8835 | COL-SMC-LSL-0202 | Switch, Level-Low | COL-SMC-MISC | Switch,Level |  |  | LSL |  |  | Miscellaneous Equipment
8836 | COL-SMC-MCC-0001 | Motor Control Centre | COL-SMC | Control Panel,MCC |  |  | MCC |  |  | Maclean Detention Tank-storm
8837 | COL-SMC-MCC-0001 | Motor Control Centre | COL-SMC-MISC | Control Panel,MCC |  |  | MCC |  |  | Miscellaneous Equipment
8838 | COL-SMC-MISC | Miscellaneous Equipment | COL-SMC | [6 empty] | Maclean Detention Tank-storm
8839 | COL-SMC-P-0001 | Pump, Submersible | COL-SMC-MISC | Pump |  | 34130 | P |  |  | Miscellaneous Equipment
8840 | COL-SMC-P-0002 | Pump, Submersible | COL-SMC | Pump |  | 34129 | P |  |  | Maclean Detention Tank-storm
8841 | COL-SMC-P-0200 | Pump, CSO tank | COL-SMC | Pump |  |  | P |  |  | Maclean Detention Tank-storm
8843 | COL-SMC-T-0100 | Tank, Stormwater | COL-SMC | Tank |  |  | T |  |  | Maclean Detention Tank-storm
8844 | COL-SMC-T-0100 | Tank, Stormwater | COL-SMC-MISC | Tank |  |  | T |  |  | Miscellaneous Equipment
8845 | COL-SMC-T-0200 | Tank, CSO | COL-SMC | Tank |  |  | T |  |  | Maclean Detention Tank-storm
8860 | COL-SPC1 | Process Control Systems - Administrative | COL | [6 empty] | Complex Systems
8861 | COL-SWQTF | Storm Water Quality Treatment Facility | COL | [6 empty] | Complex Systems
8862 | COL-SWQTF-PS | Pumping Stations | COL-SWQTF | [6 empty] | Storm Water Quality Treatment Facility
8863 | COL-W-OBSOLETE | Col West Obsolete Entities | COL | [6 empty] | Complex Systems
8864 | COL-WEST-PS | West Pumping Stations | COL-WEST | [6 empty] | West
8865 | COL-WEST-STM | Storm | COL-WEST | [6 empty] | West
8866 | COL-YCM | Commissioners yard | COL-EAST | [6 empty] | East
9010 | COL-CCC-MISC | Miscellaneous Equipment | COL-CCC | [6 empty] | Charles Caccia Park Storm Sanitary Combined Water Tank
9013 | COL-CED-LIT-1001 | Transmitter, Level | COL-PLV-MISC | Transmitter,Level |  |  | LIT |  |  | Miscellaneous Equipment
9014 | COL-CED-LIT-1003 | Transmitter, Level | COL-CED-MISC | Transmitter,Level |  |  | LIT |  |  | Miscellaneous Equipment
9015 | COL-CED-MISC | Miscellaneous Equipment | COL-CED | [6 empty] | Coatsworth Cut CSO Storage Tank
9023 | COL-CENTRAL | Central | COL | [6 empty] | Complex Systems
9024 | COL-EAST-STM | Storm | COL-EAST | [6 empty] | East
9466 | CU2002 | Tank, Air, Air Padding System for Chlorine Tank Cars | TAB-SUSPENDED ENTITY | Tank,Reservoir | [5 empty] | Suspended entities
9501 | DEE-INORG-P | Pipettes - Inorganic | BOM-LAB-COM | [6 empty] | Laboratory - Commissioners St.
9502 | DEE-ORG-P | Pipettes - Organic | BOM-LAB-DEE-INORG | [6 empty] | Laboratory - Inorganic
9503 | DEE-ORG-P | Pipettes - Organic | BOM-LAB-DEE-ORG | [6 empty] | Laboratory - Organic
9531 | DIS | District Operations | WT&S | [6 empty] | Water Treatment & Supply
9532 | DIS-SPC | Process Control Systems | DIS-ITM | [6 empty] | Integrated Technology Management
9533 | DIS-YFW | Building Location | DIS-EUS | [6 empty] | Production & End User Support
9534 | DIS-YME | Building Location | DIS-EUS | [6 empty] | Production & End User Support
9535 | DIS-YNL | Building Location | DIS-EUS | [6 empty] | Production & End User Support
9570 | DOS | DIVISIONAL OPERATIONS SERVICES | OS | [6 empty] | Operational Support
9571 | DOS ADMIN | Administration | DOS | [6 empty] | DIVISIONAL OPERATIONS SERVICES
9900 | ECC | Etobicoke Civic Centre | BUS | [6 empty] | Business Unit Support
9901 | ECC-ADMIN-BLDG | Building Location | ECC-EUS | [6 empty] | Production & End User Support
9902 | ECC-DECOM | Building Location | ECC-EUS | [6 empty] | Production & End User Support
9903 | ECC-ITM | Integrated Technology Management | ECC | [6 empty] | Etobicoke Civic Centre
9904 | ECC-STORE | Computer Storage Location | ECC-EUS | [6 empty] | Production & End User Support
9914 | ELQ1854 | Electrical Services 110 - 220V, Dewatering | THC-SUSPENDED | Building Service,Electrical 110 - 220 V |  | 32290 |  |  |  | Suspended entity
9917 | ENG | DOS - ENGINEERING | DOS | [6 empty] | DIVISIONAL OPERATIONS SERVICES
9972 | FAC | DOS - FACILITIES | DOS | [6 empty] | DIVISIONAL OPERATIONS SERVICES
9973 | FAC-PHA | YARD - 125 PHARMACY ROAD | FAC | [6 empty] | DOS - FACILITIES
9974 | FAC-PHA-GRD | GROUNDS | FAC-PHA | [6 empty] | YARD - 125 PHARMACY ROAD
9977 | FAC-YCM-EQUIP | EQUIPMENT | FAC-YCM | [6 empty] | YARD - 545 COMMISSIONERS ROAD
9979 | FAC-YCM-GRD | GROUNDS | FAC-YCM | [6 empty] | YARD - 545 COMMISSIONERS ROAD
9997 | FCL | R L Clark Water Treatment Plant | TW | [6 empty] | Toronto Water
9998 | FCL | R L Clark Water Treatment Plant | WT&S | [6 empty] | Water Treatment & Supply
9999 | FCL ADMIN | Administration | FCL | [6 empty] | R L Clark Water Treatment Plant
10000 | FCL COMMUNICATIONS | FCL Communications | FCL-SPC1 | [6 empty] | Process Control Systems - Administrative
10001 | FCL PLC | FCL PLC | FCL-SPC1 | [6 empty] | Process Control Systems - Administrative
10002 | FCL SCADA SERVERS | FCL SCADA Servers | FCL-SPC1 | [6 empty] | Process Control Systems - Administrative
10003 | FCL SERVER ROOM | Communication Switch | FCL-SPC | [6 empty] | Process Control Systems - Services Area
10004 | FCL-ACC-AC-0301 | Air Conditioner, Indoor Liebert Unit, High Lift/Admin Building, Computer Room | FCL-ACC-P-HL |  |  |  | AC |  |  | High Lift Pumping Station HVAC Equipment
10005 | FCL-ACC-ADMIN | Administration Building HVAC Equipment | FCL-ACC | [6 empty] | Climate Control (HVAC)
10006 | FCL-ACC-AHU-0010 | Air Handling Unit, 7.5 HP, Filter Building Lab, High Lift Pump Room Roof Top, First floor, Admin Builidng. | FCL-ACC-FLT |  |  |  | AHU |  |  | Filter Building HVAC Equipment
10019 | FCL-ACC-AHU-0901-SUS | Air Handling Unit, Centrifuge Building, HVAC Room South | FCL-SUSPENDED |  |  | 42186 | AHU |  |  | Suspended entity
10022 | FCL-ACC-AHU-0902-SUS | Air Handling Unit, RMF Clarification Facility, Electrical Room | FCL-ACC-RMF |  |  | 42187 | AHU |  |  | Residue Management HVAC Equipment
10023 | FCL-ACC-AHU-0902-SUS | Air Handling Unit, RMF Clarification Facility, Electrical Room | FCL-SUSPENDED |  |  | 42187 | AHU |  |  | Suspended entity
10033 | FCL-ACC-AT-0202A | Analyzer, Humidity, Flocculation/Sedimentation Building, Tunnel Dehumidification System | FCL-ACC-P-HL |  |  |  | AT |  |  | High Lift Pumping Station HVAC Equipment
10034 | FCL-ACC-AT-0301 | Analyzer, Humidity, AHU-0303, Admin Building | FCL-ACC-AHU-0303 |  |  |  | AT |  |  | Air Handling Unit, Roof Top, Admin Building Top of N/E Stairwell
10036 | FCL-ACC-AT-0402 | Analyzer, Humidity, High Lift Pump Room N/E | FCL-ACC-FN-0402 |  |  |  | AT |  |  | Fan, Tube, Axial, S/E Recirculation System, High Lift PS Room S/E, HVAC Room
10037 | FCL-ACC-AT-0403 | Analyzer, Humidity, Outside, High Lift Electrical Switchyard | FCL-ACC-FN-0403 |  |  |  | AT |  |  | Fan, Tube, Axial, N/E Recirculation System, Beside High Lift Pump floor, HVAC Room
10038 | FCL-ACC-AT-0404 | Analyzer, Humidity, High Lift Electrical Equipment Room | FCL-ACC-FN-0408 |  |  |  | AT |  |  | Fan, Propeller, Exhaust, High Lift Switchgear Room North/West
10039 | FCL-ACC-AT-0405 | Analyzer, Humidity, High Lift Electrical Shop | FCL-ACC-FN-0451 |  |  |  | AT |  |  | Fan, Exhaust, High Lift Building, Basement B1, Electrical Shop, East Wall
10040 | FCL-ACC-AT-0406 | Analyzer, Humidity, Outside Admin Building West, South of Server Room/PCS room | FCL-ACC-ADMIN |  |  |  | AT |  |  | Administration Building HVAC Equipment
10043 | FCL-ACC-AT-0801A | Analyzer, Humidity, Dehumidifier D-0801 Surge Building South | FCL-ACC-D-0801 |  |  |  | AT |  |  | Dehumidifier, Surge Building N/W
10045 | FCL-ACC-CP-0101 | Control Panel, HVAC and Heating System, Low Lift Screen Room & MCC Room Ventilation | FCL-ACC-P-LL |  |  |  | CP |  |  | Low Lift Pumping Station HVAC Equipment
10047 | FCL-ACC-CP-0201B | Control Panel, HVAC and Heating System, Flocculation/Sedimentation | FCL-ACC-P-HL |  |  |  | CP |  |  | High Lift Pumping Station HVAC Equipment
10051 | FCL-ACC-CT-0301 | Controller, AHU-0301, Admin Building | FCL-ACC-AHU-0301 |  |  |  | CT |  |  | Air Handling Unit, Roof Top Unit, Admin Building Roof West
10052 | FCL-ACC-CT-0312 | Controller, Baseboard Heaters, Admin Building, First Floor | FCL-ACC-ADMIN |  |  |  | CT |  |  | Administration Building HVAC Equipment
10053 | FCL-ACC-CT-0324 | Controller, Baseboard Heaters, Admin Building, Second Floor | FCL-ACC-ADMIN |  |  |  | CT |  |  | Administration Building HVAC Equipment
10054 | FCL-ACC-CT-0901 | Controller, AHU-0901, RMF Clarification Building | FCL-ACC-AHU-0901-SUS |  |  |  | CT |  |  | Air Handling Unit, Centrifuge Building, HVAC Room South
10055 | FCL-ACC-CT-0905 | Controller, AHU-0906, RMF Clarification Building | FCL-ACC-AHU-0905-SUS |  |  |  | CT |  |  | Air Handling Unit, RMF Clarification Facility, HVAC Room 1, Ground Floor
10056 | FCL-ACC-CU-0301 | Condensing Unit, Admin Building AC-0301, High Lift/Admin Building Roof Above Computer Room | FCL-ACC-ADMIN |  |  |  | CU |  |  | Administration Building HVAC Equipment
10067 | FCL-ACC-DM-0202 | Damper, Motorized, Air to Lunch Room/Locker Room/Lobby, Dry Chemical Building | FCL-ACC-P-LL |  |  |  | DM |  |  | Low Lift Pumping Station HVAC Equipment
10069 | FCL-ACC-DM-0301 | Damper, Motorized, Inlet AHU-0303, Admin Building | FCL-ACC-AHU-0303 |  |  |  | DM |  |  | Air Handling Unit, Roof Top, Admin Building Top of N/E Stairwell
10072 | FCL-ACC-DM-0404B | Damper, Motorized, AHU-0401 Reactivated Air Intake, High Lift Heating & Ventilation Room | FCL-ACC-AHU-0401 |  |  |  | DM |  |  | Air Handling Unit, High Lift PS Control Room,Electrical Shop,Basement Office Air Supply,Control Room
10074 | FCL-ACC-DM-0501 | Damper, Motorized, East Dehumidification D-0501 Air Intake, Filter Building, Filter Gallery Walkway | FCL-ACC-D-0501 |  |  |  | DM |  |  | Dehumidifier, Filter Building East Dehumidication System, Filter Pipe Gallery East
10075 | FCL-ACC-DM-0502 | Damper, Motorized, East Dehumidification D-0501 Reactivation Air Intake, Filter Building, Gallery Walkway | FCL-ACC-D-0501 |  |  |  | DM |  |  | Dehumidifier, Filter Building East Dehumidication System, Filter Pipe Gallery East
10077 | FCL-ACC-DM-0901B | Damper, Motorized, Reactivation Air, AHU-0903, RMF Centrifuge Building | FCL-ACC-AHU-0903-SUS |  |  |  | DM |  |  | Air Handling Unit, Centrifuge Building, HVAC Room North
10078 | FCL-ACC-DM-0902B | Damper, Motorized, Supply Air, AHU-0903, RMF Centrifuge Building | FCL-ACC-AHU-0903-SUS |  |  |  | DM |  |  | Air Handling Unit, Centrifuge Building, HVAC Room North
10079 | FCL-ACC-DM-0905 | Damper, Motorized, Reactivation Air, AHU-0901, RMF Centrifuge Building | FCL-ACC-AHU-0901-SUS |  |  |  | DM |  |  | Air Handling Unit, Centrifuge Building, HVAC Room South
10080 | FCL-ACC-DM-0906 | Damper, Motorized, Condenser Cooling Air Exhaust, AHU-0901, RMF Centrifuge Building | FCL-ACC-AHU-0901-SUS |  |  |  | DM |  |  | Air Handling Unit, Centrifuge Building, HVAC Room South
10081 | FCL-ACC-DM-0907 | Damper, Motorized, Fresh Air, AHU-0905, RMF Clarification Building | FCL-ACC-AHU-0905-SUS |  |  |  | DM |  |  | Air Handling Unit, RMF Clarification Facility, HVAC Room 1, Ground Floor
10082 | FCL-ACC-DM-0908 | Damper, Motorized, Reactivation Air, AHU-0904, RMF Clarification Building | FCL-ACC-AHU-0904-SUS |  |  |  | DM |  |  | Air Handling Unit, RMF Clarification Facility, Exit Corridor North
10083 | FCL-ACC-DM-0912 | Damper, Motorized, Exhaust Air, FN-0902, RMF Clarification Building, HVAC Room No.1 | FCL-ACC-FN-0902 |  |  |  | DM |  |  | Fan, Exhaust, (FN-0002), 1.5kW. RMF, Clarification Facility, HVAC Room 1
10084 | FCL-ACC-F-0101 | Filter, Inlet, AHU-0101, Low Lift PS Screen Room E | FCL-ACC-AHU-0101 |  |  |  | F |  |  | Air Handling Unit, Low Lift Screen Room Ventilation System, Low lift Screen Room
10085 | FCL-ACC-F-0102 | Filter, Inlet, AHU-0102, Low Lift PS Electrical Room S | FCL-ACC-AHU-0101 |  |  |  | F |  |  | Air Handling Unit, Low Lift Screen Room Ventilation System, Low lift Screen Room
10086 | FCL-ACC-F-0203 | Filter, Fan FN-0201 Air Inlet, Dry Chemical Building | FCL-ACC-FN-0201 |  |  |  | F |  |  | Fan, Vane, Axial, Lunch Room/Locker Room/Washroom/Lobby Ventilation System, Dry Chemical Building
10087 | FCL-ACC-F-0204 | Filter, Air to Flocculation/Sedimentation Tunnel Dehumidification System, Dry Chemical BuildingBsmnt. W | FCL-ACC-P-LL |  |  |  | F |  |  | Low Lift Pumping Station HVAC Equipment
10088 | FCL-ACC-F-0207 | Filter, Dry Chemical Building Ventilation, FN-0208, Alum Storage Tanks, Basement | FCL-ACC-FN-0208 |  |  |  | F |  |  | Fan, Vane, Axial, Dry Chemical Building Ventilation System, Dry Chemical Storage Area East
10089 | FCL-ACC-F-0301 | Filter, Inlet, AHU-0303, Admin Building | FCL-ACC-AHU-0303 |  |  |  | F |  |  | Air Handling Unit, Roof Top, Admin Building Top of N/E Stairwell
10090 | FCL-ACC-F-0302 | Filter, Outlet, AHU-0303, Admin Building | FCL-ACC-AHU-0303 |  |  |  | F |  |  | Air Handling Unit, Roof Top, Admin Building Top of N/E Stairwell
10091 | FCL-ACC-F-0403 | Filter, FN-0403 Inlet, N/W Recirculation System, High Lift Pump Room N/W | FCL-ACC-FN-0403 |  |  |  | F |  |  | Fan, Tube, Axial, N/E Recirculation System, Beside High Lift Pump floor, HVAC Room
10092 | FCL-ACC-F-0407 | Filter, AHU-0401 Air Intake, High Lift Heating & Ventilation Room | FCL-ACC-AHU-0401 |  |  |  | F |  |  | Air Handling Unit, High Lift PS Control Room,Electrical Shop,Basement Office Air Supply,Control Room
10093 | FCL-ACC-F-0501 | Filter, Air, East Dehumidification D-0501, Filter Building, Filter Gallery Walkway | FCL-ACC-D-0501 |  |  |  | F |  |  | Dehumidifier, Filter Building East Dehumidication System, Filter Pipe Gallery East
10094 | FCL-ACC-F-0502 | Filter, Reactivation Air, East Dehumidification D-0501, Filter Building, Filter Gallery Walkway | FCL-ACC-D-0501 |  |  |  | F |  |  | Dehumidifier, Filter Building East Dehumidication System, Filter Pipe Gallery East
10095 | FCL-ACC-F-0602 | Filter, Reactivation Air, West Dehumidification D-0601, Filter Building, Pipe Gallery Walkway South | FCL-ACC-D-0601 |  |  |  | F |  |  | Dehumidifier, Filter Building West Dehumidication System, Filter Pipe Gallery West
10096 | FCL-ACC-F-0701 | Filter, Fan F-0701 Air Intake, Gaseous Chemical Building, Cl&SO2 Machine Room/Storage Room Ventilation | FCL-ACC-FN-0701 |  |  |  | F |  |  | Fan, Vane, Axial, Supply, Cl&SO2 Machine Room/Storage Room Ventilation System, Gaseous Chemical Bldg
10097 | FCL-ACC-F-0902B | Filter, Reactive. Air, RMF Clarification Building, Dehumidification System D-0602, RMF Building Hallway | FCL-ACC-D-0602 |  |  |  | F |  |  | Dehumidifier, Residue Management Facility Clarification Facility/North side ,east tunnel wall
10098 | FCL-ACC-F-0904A | Filter, Intake Air, RMF Clarification Building, Dehumidification System D-0604, RMF Building Hallway | FCL-ACC-D-0604 |  |  |  | F |  |  | Dehumidifier, Residue Management Facility Clarification Facility/North
10099 | FCL-ACC-F-0905A | Filter, Intake Air, RMF Clarification Building, Dehumidification System D-0605, RMF Building Hallway | FCL-ACC-D-0605 |  |  |  | F |  |  | Dehumidifier, Residue Management Facility Clarification Facility/South
10100 | FCL-ACC-F-0905B | Filter, Reactive. Air, RMF Clarification Building, Dehumidification System D-0605, RMF Building Hallway | FCL-ACC-D-0605 |  |  |  | F |  |  | Dehumidifier, Residue Management Facility Clarification Facility/South
10101 | FCL-ACC-FA-0021 | Smoke Detector, Fire Alarm, Filter Building Lab | FCL-ACC-FLT |  |  |  | FA |  |  | Filter Building HVAC Equipment
10102 | FCL-ACC-FA-0022 | Smoke Detector, Fire Alarm, Filter Building Lab | FCL-ACC-FLT |  |  |  | FA |  |  | Filter Building HVAC Equipment
10107 | FCL-ACC-FA-0301 | Smoke Detector, Fire Alarm, Air Handling Unit AHU-0303, Admin Building | FCL-ACC-AHU-0303 |  |  |  | FA |  |  | Air Handling Unit, Roof Top, Admin Building Top of N/E Stairwell
10113 | FCL-ACC-FA-0410 | Smoke Detector, Fire Alarm, High Lift Heating, Back of Control Room Ventilation | FCL-ACC-AHU-0401 |  |  |  | FA |  |  | Air Handling Unit, High Lift PS Control Room,Electrical Shop,Basement Office Air Supply,Control Room
10114 | FCL-ACC-FA-0422 | Smoke Detector, Fire Alarm, E House Ceiling South | FCL-ACC |  |  |  | FA |  |  | Climate Control (HVAC)
10119 | FCL-ACC-FLT | Filter Building HVAC Equipment | FCL-ACC | [6 empty] | Climate Control (HVAC)
10120 | FCL-ACC-FN-0012 | Fan (FN-8), Exhaust,workshop and MCC room , Gaseous Chemical Building, Roof | FCL-ACC-CL |  |  |  | FN |  |  | Gaseous Chemical Building HVAC Equipment
10121 | FCL-ACC-FN-0013 | Fan(FN-7) Exhaust, Corridor/Washrooms/Lab, Gaseous Chemical Building, Roof | FCL-ACC-CL |  |  |  | FN |  |  | Gaseous Chemical Building HVAC Equipment
10122 | FCL-ACC-FN-0014 | Fan (FN-29) Exhaust,Washroom & locker rooms, Gaseous Chemical Building, Roof | FCL-ACC-CL |  |  |  | FN |  |  | Gaseous Chemical Building HVAC Equipment
10124 | FCL-ACC-FN-0020 | Fan, Exhaust, 0.75 HP, Filter Building, Lab, Admin Bulidng roof, Acces roof from 2nd floor lunchroom door | FCL-ACC-FLT |  |  |  | FN |  |  | Filter Building HVAC Equipment
10187 | FCL-ACC-FN-0302 | Fan Hood, Admin Building Second Floor, Kitchen 213 West | FCL-ACC-ADMIN |  |  |  | FN |  |  | Administration Building HVAC Equipment
10188 | FCL-ACC-FN-0303 | Fan, Roof, Sanitary, Admin Building Second Floor, Female Washroom | FCL-ACC-ADMIN |  |  |  | FN |  |  | Administration Building HVAC Equipment
10195 | FCL-ACC-FN-0408 | Fan, Propeller, Exhaust, High Lift Switchgear Room North/West | FCL-ACC-P-HL |  |  |  | FN |  |  | High Lift Pumping Station HVAC Equipment
10200 | FCL-ACC-FN-0421 | Fan, Supply, E House, South Wall | FCL-ACC |  |  |  | FN |  |  | Climate Control (HVAC)
10211 | FCL-ACC-FN-0608 | Exhaust Fan, Residue Management Facility Clarification Facility Pump Room/South | FCL-ACC-RMF |  |  |  | FN |  |  | Residue Management HVAC Equipment
10227 | FCL-ACC-FN-0901 | Fan, Exhaust, (FN-0001), 0.04kW. RMF, Clarification Facility, Washroom Exhaust Fan | FCL-ACC-RMF |  |  |  | FN |  |  | Residue Management HVAC Equipment
10266 | FCL-ACC-FN-0902 | Fan, Exhaust, (FN-0002), 1.5kW. RMF, Clarification Facility, HVAC Room 1 | FCL-ACC-RMF |  |  |  | FN |  |  | Residue Management HVAC Equipment
10267 | FCL-ACC-FN-0903 | Fan, Exhaust, (FN-0003), 1.5kW. RMF, Clarification Facility, HVAC Room 2 | FCL-ACC-RMF |  |  |  | FN |  |  | Residue Management HVAC Equipment
10268 | FCL-ACC-FN-0904 | Fan, Exhaust, (FN-0003), 1.5kW. RMF, Centrifuge Building, HVAC Room | FCL-ACC-RMF |  |  |  | FN |  |  | Residue Management HVAC Equipment
10269 | FCL-ACC-FN-408,9,10 | Switchgear Rm. Vent. Sys. (FN-0408,09,10) FN-51, HU-3A,B | FCL-ACC |  |  |  | FN |  |  | Climate Control (HVAC)
10270 | FCL-ACC-FN-408,9,10 | Switchgear Rm. Vent. Sys. (FN-0408,09,10) FN-51, HU-3A,B | FCL-ACC-P-HL |  |  |  | FN |  |  | High Lift Pumping Station HVAC Equipment
10271 | FCL-ACC-FN-704,5 | Chlor.&Sulph. Dio.Mah. Rm.Stor.Vent.Sys.FN-0704(FN-4) & FN-0705(FN-5) | FCL-ACC-CL |  |  |  | FN |  |  | Gaseous Chemical Building HVAC Equipment
10272 | FCL-ACC-FN-AM | Alum Storge & Tank RM. VENT. Sys. | FCL-ACC-P-LL | [6 empty] | Low Lift Pumping Station HVAC Equipment
10273 | FCL-ACC-FN-LL | LL Screen Rm Exh. Sys -FN-0102(15-2), -0103(15-3), 0104(15-4) | FCL-ACC-P-LL | [6 empty] | Low Lift Pumping Station HVAC Equipment
10278 | FCL-ACC-FS-0411 | Switch, Loss of Air Flow, High Lift Switchgear Room Ventilation, High Lift PS Corridor | FCL-ACC-FN-0406 |  |  |  | FS |  |  | Fan, Exhaust, High Lift PS Roof S/W
10284 | FCL-ACC-HE-0106 | Heat Exchanger, Pump Room West Recirculation System, Low Lift Pump Room W | FCL-ACC-P-LL |  |  |  | HE |  |  | Low Lift Pumping Station HVAC Equipment
10285 | FCL-ACC-HE-0203 | Heat Exchanger, Cooling Coil, AHU-0203, Dry Chemical Building | FCL-ACC-AHU-0203 |  |  |  | HE |  |  | Air Handling Unit(Heat Pump- HU 4), Lunch/Locker/Meeting Room Heat Pump System, Dry Chemical Building Locker Room, low lift area
10289 | FCL-ACC-HE-0408 | Heat Exchanger, Cooling Coil, FN-0410 Exhaust, High Lift Switchgear Room Ventilation, Elec.Equipment Rm | FCL-ACC-FN-0410 |  |  |  | HE |  |  | Destiny Air Handling unit- High Lift Corridor S/E
10290 | FCL-ACC-HE-0601 | Heat Exchanger, Cooling Coil, D-0601 ,Filter Building, East Dehumidification System | FCL-ACC-D-0601 |  |  |  | HE |  |  | Dehumidifier, Filter Building West Dehumidication System, Filter Pipe Gallery West
10291 | FCL-ACC-HTR-0002 | Heater, Unit, Electric, 15kW, Gaseous Chemical Building, Cl & SO2 Storage Room N/W | FCL-ACC-CL |  |  |  | HTR |  |  | Gaseous Chemical Building HVAC Equipment
10292 | FCL-ACC-HTR-0003 | Heater, Unit, Electric, 15kW, Gaseous Chemical Building, Cl & SO2 Storage Room N | FCL-ACC-CL |  |  |  | HTR |  |  | Gaseous Chemical Building HVAC Equipment
10293 | FCL-ACC-HTR-0004 | Heater, Unit, Electric, 15kW, Gaseous Chemical Building, Cl & SO2 Storage Room N | FCL-ACC-CL |  |  |  | HTR |  |  | Gaseous Chemical Building HVAC Equipment
10294 | FCL-ACC-HTR-0013 | Heater, Unit, Electric, 3kW, Gaseous Chemical Building, Cl2&SO2 Storage Room W | FCL-ACC-CL |  |  |  | HTR |  |  | Gaseous Chemical Building HVAC Equipment
10295 | FCL-ACC-HTR-0018 | Heater, Unit, Electric, 3kW, Gaseous Chemical Building, Cl2&SO2 Storage Room S/W | FCL-ACC-CL |  |  |  | HTR |  |  | Gaseous Chemical Building HVAC Equipment
10296 | FCL-ACC-HTR-0030 | Heater, Convection, Electric, 2kW, Gaseous Chemical Building, MCC Room N/W | FCL-ACC-CL |  |  |  | HTR |  |  | Gaseous Chemical Building HVAC Equipment
10297 | FCL-ACC-HTR-0031B | Heater, Convection, Electric, 2kW, Gaseous Chemical Building, Corridor to MCC Room S | FCL-ACC-CL |  |  |  | HTR |  |  | Gaseous Chemical Building HVAC Equipment
10298 | FCL-ACC-HTR-0033 | Heater, Convection, Electric, 2kW, Gaseous Chemical Building, Fluoride Room N | FCL-ACC-CL |  |  |  | HTR |  |  | Gaseous Chemical Building HVAC Equipment
10299 | FCL-ACC-HTR-0034 | Heater, Convection, Electric, 2kW, Gaseous Chemical Building, Caustic Soda Storage Room W | FCL-ACC-CL |  |  |  | HTR |  |  | Gaseous Chemical Building HVAC Equipment
10300 | FCL-ACC-HTR-0035 | Heater, Convection, Electric, 2kW, Gaseous Chemical Building, West Stairs First Floor | FCL-ACC-CL |  |  |  | HTR |  |  | Gaseous Chemical Building HVAC Equipment
10301 | FCL-ACC-HTR-0037B | Heater, Convection, Electric, 3kW, Gaseous Chemical Building, Ammonia Storage Room W | FCL-ACC-CL |  |  |  | HTR |  |  | Gaseous Chemical Building HVAC Equipment
10302 | FCL-ACC-HTR-0039 | Heater, Unit, Electrical, 5kW, Gaseous Chemical Building, Ammonia Storage Room N/E | FCL-ACC-CL |  |  |  | HTR |  |  | Gaseous Chemical Building HVAC Equipment
10303 | FCL-ACC-HTR-0043 | Heater, Convection, Electric, 2kW, Gaseous Chemical Building, Locker Room Second Floor W | FCL-ACC-CL |  |  |  | HTR |  |  | Gaseous Chemical Building HVAC Equipment
10304 | FCL-ACC-HTR-0046 | Heater, Convection, Electric, 2kW, Gaseous Chemical Building, Janitor Room | FCL-ACC-CL |  |  |  | HTR |  |  | Gaseous Chemical Building HVAC Equipment
10305 | FCL-ACC-HTR-0047 | Heater, Convection, Electric, 2kW, Gaseous Chemical Building, Caustic Soda Room N/E | FCL-ACC-CL |  |  |  | HTR |  |  | Gaseous Chemical Building HVAC Equipment
10306 | FCL-ACC-HTR-0053 | Heater, Convection, Electric, Gaseous Chemical Building, Lunch Room | FCL-ACC-CL |  |  |  | HTR |  |  | Gaseous Chemical Building HVAC Equipment
10313 | FCL-ACC-HTR-0107 | Heater, (CH-13) Convention, Electric, 1kW, Low Lift Building, Pump Room Basement Stairwell S/E | FCL-ACC-P-LL |  |  |  | HTR |  |  | Low Lift Pumping Station HVAC Equipment
10314 | FCL-ACC-HTR-0108 | Heater, (CH-13) Convention, Electric, 1kW, Low Lift Building, Pump Room Stairwell S/W | FCL-ACC-P-LL |  |  |  | HTR |  |  | Low Lift Pumping Station HVAC Equipment
10315 | FCL-ACC-HTR-0109 | Heater, (CH-11) Convention, Electric, 750W, Low Lift Building, Pump Room West Wall | FCL-ACC-P-LL |  |  |  | HTR |  |  | Low Lift Pumping Station HVAC Equipment
10316 | FCL-ACC-HTR-0111 | Heater, (CH-11) Convention, Electric, 750W, Low Lift Building, Pump Room West Wall | FCL-ACC-P-LL |  |  |  | HTR |  |  | Low Lift Pumping Station HVAC Equipment
10317 | FCL-ACC-HTR-0112 | Heater, (CH-11) Convention, Electric, 750W, Low Lift Building, Pump Room West Wall | FCL-ACC-P-LL |  |  |  | HTR |  |  | Low Lift Pumping Station HVAC Equipment
10318 | FCL-ACC-HTR-0113 | Heater, (CH-11) Convention, Electric, 750W, Low Lift Building, Pump Room West Wall | FCL-ACC-P-LL |  |  |  | HTR |  |  | Low Lift Pumping Station HVAC Equipment
10319 | FCL-ACC-HTR-0114 | Heater, (CH-11) Convention, Electric, 750W, Low Lift Building, Pump Room West Wall | FCL-ACC-P-LL |  |  |  | HTR |  |  | Low Lift Pumping Station HVAC Equipment
10320 | FCL-ACC-HTR-0118 | Heater, (CH-16) Convention, Electric, 3kW, Low Lift Building, Pump Room Stairwell E | FCL-ACC-P-LL |  |  |  | HTR |  |  | Low Lift Pumping Station HVAC Equipment
10321 | FCL-ACC-HTR-0119 | Heater, (CH-16) Convention, Electric, 3kW, Low Lift Building, Pump Room Stairwell E | FCL-ACC-P-LL |  |  |  | HTR |  |  | Low Lift Pumping Station HVAC Equipment
10330 | FCL-ACC-HTR-0212 | Heater, Unit, Electric, 3kW, Low Lift PS Building Gallery N/E | FCL-ACC-P-LL |  |  |  | HTR |  |  | Low Lift Pumping Station HVAC Equipment
10352 | FCL-ACC-HTR-0239 | Heater, (UH-2R)), Unit, Electric, Dry Chemical Building Loading Area | FCL-ACC-P-LL |  |  |  | HTR |  |  | Low Lift Pumping Station HVAC Equipment
10358 | FCL-ACC-HTR-0253 | Heater, Convection, Electric, (CH-2F), 1kW, Dry Chemical Building Stairwell E | FCL-ACC-P-LL |  |  |  | HTR |  |  | Low Lift Pumping Station HVAC Equipment
10359 | FCL-ACC-HTR-0255 | Heater, Convection, Electric, (CH-1B), 2kW, Dry Chemical Building Change Room | FCL-ACC-P-LL |  |  |  | HTR |  |  | Low Lift Pumping Station HVAC Equipment
10360 | FCL-ACC-HTR-0257 | Heater, Convention, Electric, (CH-2C), 2kW, Dry Chemical Building Locker Room | FCL-ACC-P-LL |  |  |  | HTR |  |  | Low Lift Pumping Station HVAC Equipment
10361 | FCL-ACC-HTR-0261 | Heater Radiant, Electric (RD-1A), 2kW, Flocculation/Sedimentation Tank No.3 Lower Gallery | FCL-ACC-P-HL |  |  |  | HTR |  |  | High Lift Pumping Station HVAC Equipment
10362 | FCL-ACC-HTR-0263 | Heater Radiant, Electric (RD-1C), 2kW, Flocculation/Sedimentation Tank No.3 Lower Gallery, Mazzanne level | FCL-ACC-P-HL |  |  |  | HTR |  |  | High Lift Pumping Station HVAC Equipment
10363 | FCL-ACC-HTR-0266 | Heater Radiant, Electric (RD-2B), 2kW, Dry Chemical Building | FCL-ACC-P-LL |  |  |  | HTR |  |  | Low Lift Pumping Station HVAC Equipment
10364 | FCL-ACC-HTR-0301 | Heater, Fan Coil Unit, 208V, 3PH, High Lift/Admin Building Vestibule 130, Ground Floor | FCL-ACC-ADMIN |  |  |  | HTR |  |  | Administration Building HVAC Equipment
10365 | FCL-ACC-HTR-0305 | Heater, Re-Heat Unit, 208 V, 3PH, Admin Building, First Floor, Mens Change Room 121, Ceiling | FCL-ACC-ADMIN |  |  |  | HTR |  |  | Administration Building HVAC Equipment
10366 | FCL-ACC-HTR-0306 | Heater, Baseboard, 208V, 750W, Admin Building, First Floor, Mens Wash Room 120 West Wall | FCL-ACC-ADMIN |  |  |  | HTR |  |  | Administration Building HVAC Equipment
10367 | FCL-ACC-HTR-0312 | Heater, Baseboard, 208V, 1kW, Admin Building, First Floor, Lunch Room 113, East Wall North | FCL-ACC-ADMIN |  |  |  | HTR |  |  | Administration Building HVAC Equipment
10368 | FCL-ACC-HTR-0315 | Heater, Re-Heat Unit, 208V, 3PH, Admin Building, First Floor, PCS Lab 119, Ceiling | FCL-ACC-ADMIN |  |  |  | HTR |  |  | Administration Building HVAC Equipment
10369 | FCL-ACC-HTR-0317 | Heater, Baseboard, 208V, 1.5kW, Admin Building, First Floor, Library 118, West Wall Centre | FCL-ACC-ADMIN |  |  |  | HTR |  |  | Administration Building HVAC Equipment
10370 | FCL-ACC-HTR-0318 | Heater, Re-Heat Unit, 208V, 3PH, Admin Building, First Floor, Library 118, Ceiling | FCL-ACC-ADMIN |  |  |  | HTR |  |  | Administration Building HVAC Equipment
10371 | FCL-ACC-HTR-0319 | Heater, Baseboard, 208V, 1.5kW, Admin Building, First Floor, Library 118, West Wall North | FCL-ACC-ADMIN |  |  |  | HTR |  |  | Administration Building HVAC Equipment
10372 | FCL-ACC-HTR-0321 | Heater, Unit, Fan Driven, 208V, Admin Building First Lobby 0101, Ceiling | FCL-ACC-ADMIN |  |  |  | HTR |  |  | Administration Building HVAC Equipment
10373 | FCL-ACC-HTR-0325 | Heater, Re-Heat Unit, 208V, 3PH, Admin Building, First Floor, Meeting Room 104, Ceiling East | FCL-ACC-ADMIN |  |  |  | HTR |  |  | Administration Building HVAC Equipment
10374 | FCL-ACC-HTR-0329 | Heater, Re-Heat Unit, 208V, 3PH, Admin Building, First Floor, Training Room 105, Ceiling West | FCL-ACC-ADMIN |  |  |  | HTR |  |  | Administration Building HVAC Equipment
10375 | FCL-ACC-HTR-0330 | Heater, Re-Heat Unit, 208V, 3PH, Admin Building, First Floor, Training Room 105, Ceiling West | FCL-ACC-ADMIN |  |  |  | HTR |  |  | Administration Building HVAC Equipment
10376 | FCL-ACC-HTR-0333 | Heater, Baseboard, 208V, 1.25kW, Admin Building, First Floor Training Room N/E | FCL-ACC-ADMIN |  |  |  | HTR |  |  | Administration Building HVAC Equipment
10377 | FCL-ACC-HTR-0334 | Heater, Baseboard, 208V, 1.25kW, Admin Building, First Floor Training Room N/E | FCL-ACC-ADMIN |  |  |  | HTR |  |  | Administration Building HVAC Equipment
10378 | FCL-ACC-HTR-0337 | Heater, Force Flow, 208V, Admin Building Northeast Stairs 221 Above Second Floor East Wall | FCL-ACC-ADMIN |  |  |  | HTR |  |  | Administration Building HVAC Equipment
10379 | FCL-ACC-HTR-0340 | Heater, Baseboard, 208V, 1.25kW, Admin Building Second Floor, Office 200, South Wall | FCL-ACC-ADMIN |  |  |  | HTR |  |  | Administration Building HVAC Equipment
10380 | FCL-ACC-HTR-0341 | Heater, Re-Heat Unit, 208V, 3PH, Admin Building, Second Floor, Office 200, Ceiling | FCL-ACC-ADMIN |  |  |  | HTR |  |  | Administration Building HVAC Equipment
10381 | FCL-ACC-HTR-0343 | Heater, Baseboard, 208V, 1.5kW, Admin Building, Second Floor, Kitchen 213, South Wall West | FCL-ACC-ADMIN |  |  |  | HTR |  |  | Administration Building HVAC Equipment
10382 | FCL-ACC-HTR-0344 | Heater, Baseboard, 208V, 1.5kW, Admin Building, Second Floor, Kitchen 213, South Wall East | FCL-ACC-ADMIN |  |  |  | HTR |  |  | Administration Building HVAC Equipment
10383 | FCL-ACC-HTR-0346 | Heater, Baseboard, 208V, 2kW, Admin Building, Second Floor, Office 209, East Wall | FCL-ACC-ADMIN |  |  |  | HTR |  |  | Administration Building HVAC Equipment
10384 | FCL-ACC-HTR-0347 | Heater, Re-Heat Unit, 208V, 3PH, Admin Building, Second Floor, Office 209, Ceiling | FCL-ACC-ADMIN |  |  |  | HTR |  |  | Administration Building HVAC Equipment
10385 | FCL-ACC-HTR-0348 | Heater, Re-Heat Unit, 208V, 3PH, Admin Building, Second Floor, Office 210, Ceiling | FCL-ACC-ADMIN |  |  |  | HTR |  |  | Administration Building HVAC Equipment
10386 | FCL-ACC-HTR-0349 | Heater, Baseboard, 208V, 2kW, Admin Building, Second Floor, Office 201, West Wall | FCL-ACC-ADMIN |  |  |  | HTR |  |  | Administration Building HVAC Equipment
10387 | FCL-ACC-HTR-0350 | Heater, Re-Heat Unit, 208V, 3PH, Admin Building, Second Floor, Office 201, Ceiling | FCL-ACC-ADMIN |  |  |  | HTR |  |  | Administration Building HVAC Equipment
10388 | FCL-ACC-HTR-0352 | Heater, Re-Heat Unit, 208V, Admin Building, Second Floor, Unit Area 210, Ceiling | FCL-ACC-ADMIN |  |  |  | HTR |  |  | Administration Building HVAC Equipment
10389 | FCL-ACC-HTR-0354 | Heater, Re-Heat Unit, 208V, Admin Building, Second Floor, Office 208, Ceiling West | FCL-ACC-ADMIN |  |  |  | HTR |  |  | Administration Building HVAC Equipment
10428 | FCL-ACC-HTR-0355 | Heater, Re-Heat Unit, 208V, 3PH, Admin Building, Second Floor, Office 208, Ceiling East | FCL-ACC-ADMIN |  |  |  | HTR |  |  | Administration Building HVAC Equipment
10429 | FCL-ACC-HTR-0356 | Heater, Baseboard, 208V, 1.25kW, Admin Building, Second Floor, Office 208, East Wall North | FCL-ACC-ADMIN |  |  |  | HTR |  |  | Administration Building HVAC Equipment
10430 | FCL-ACC-HTR-0357 | Heater, Re-Heat Unit, 208V, Admin Building, Second Floor, Utility Room 216, Ceiling East | FCL-ACC-ADMIN |  |  |  | HTR |  |  | Administration Building HVAC Equipment
10431 | FCL-ACC-HTR-0359 | Heater, Baseboard, 208V, 1kW, Admin Building, Second Floor, Boardroom 202, West Wall South | FCL-ACC-ADMIN |  |  |  | HTR |  |  | Administration Building HVAC Equipment
10432 | FCL-ACC-HTR-0360 | Heater, Baseboard, 208V, 1kW, Admin Building, Second Floor, Boardroom 202, West Wall Centre | FCL-ACC-ADMIN |  |  |  | HTR |  |  | Administration Building HVAC Equipment
10433 | FCL-ACC-HTR-0365 | Heater, Re-Heat Unit, 208V, Admin Building, Second Floor, Corridor 217, Ceiling Centre | FCL-ACC-ADMIN |  |  |  | HTR |  |  | Administration Building HVAC Equipment
10434 | FCL-ACC-HTR-0368 | Heater, Re-Heat Unit, 208V, 3PH, Admin Building, Second Floor, Office 205, Ceiling Centre | FCL-ACC-ADMIN |  |  |  | HTR |  |  | Administration Building HVAC Equipment
10435 | FCL-ACC-HTR-0369 | Heater, Baseboard, 208V, 2kW, Admin Building, Second Floor, Office 205, North Wall | FCL-ACC-ADMIN |  |  |  | HTR |  |  | Administration Building HVAC Equipment
10436 | FCL-ACC-HTR-0370 | Heater, Re-Heat Unit, 208V, 3PH, Admin Building, Second Floor, Library 206, Ceiling Centre | FCL-ACC-ADMIN |  |  |  | HTR |  |  | Administration Building HVAC Equipment
10449 | FCL-ACC-HTR-0420 | Heater, (BH-3) Baseboard, Electric, 1.5kW, High Lift Building, Corridor to Gaseous Chemicals | FCL-ACC-P-HL |  |  |  | HTR |  |  | High Lift Pumping Station HVAC Equipment
10450 | FCL-ACC-HTR-0421 | Heater, (BH-3) Baseboard, Electric, 1.5kW, High Lift Building, Corridor to Gaseous Chemicals | FCL-ACC-P-HL |  |  |  | HTR |  |  | High Lift Pumping Station HVAC Equipment
10451 | FCL-ACC-HTR-0422 | Heater, (BH-3) Baseboard, Electric, 1.5kW, High Lift Building, Corridor to Gaseous Chemicals | FCL-ACC-P-HL |  |  |  | HTR |  |  | High Lift Pumping Station HVAC Equipment
10452 | FCL-ACC-HTR-0423 | Heater, (BH-1) Baseboard, Electric, 0.5kW, High Lift Building, Corridor to Gaseous Chemicals | FCL-ACC-P-HL |  |  |  | HTR |  |  | High Lift Pumping Station HVAC Equipment
10453 | FCL-ACC-HTR-0427 | Heater, (BH-3) Baseboard, Electric, 1.5kW, High Lift Building, Corridor to Gaseous Chemicals | FCL-ACC-P-HL |  |  |  | HTR |  |  | High Lift Pumping Station HVAC Equipment
10454 | FCL-ACC-HTR-0428 | Heater, (BH-3) Baseboard, Electric, 1.5kW, High Lift Building, Corridor to Gaseous Chemicals | FCL-ACC-P-HL |  |  |  | HTR |  |  | High Lift Pumping Station HVAC Equipment
10455 | FCL-ACC-HTR-0429 | Heater, (BH-3) Baseboard, Electric, 1.5kW, High Lift Building, Corridor to Gaseous Chemicals | FCL-ACC-P-HL |  |  |  | HTR |  |  | High Lift Pumping Station HVAC Equipment
10456 | FCL-ACC-HTR-0433 | Heater, (BH-1) Baseboard, Electric, High Lift Building, Corridor to Gaseous Chemicals | FCL-ACC-P-HL |  |  |  | HTR |  |  | High Lift Pumping Station HVAC Equipment
10457 | FCL-ACC-HTR-0434 | Heater, (BH-1), Baseboard, Electric, High Lift Building, Gallery North, Near Gaseous Corridor | FCL-ACC-P-HL |  |  |  | HTR |  |  | High Lift Pumping Station HVAC Equipment
10458 | FCL-ACC-HTR-0435 | Heater, (BH-3), Baseboard, Electric, High Lift Building, Gallery North, Near Gaseous Corridor | FCL-ACC-P-HL |  |  |  | HTR |  |  | High Lift Pumping Station HVAC Equipment
10459 | FCL-ACC-HTR-0436 | Heater, (BH-3), Baseboard, Electric, High Lift Building, Gallery North, Near Gaseous Corridor | FCL-ACC-P-HL |  |  |  | HTR |  |  | High Lift Pumping Station HVAC Equipment
10460 | FCL-ACC-HTR-0437 | Heater, (BH-3), Baseboard, Electric, High Lift Building, Gallery North, Near Gaseous Corridor | FCL-ACC-P-HL |  |  |  | HTR |  |  | High Lift Pumping Station HVAC Equipment
10461 | FCL-ACC-HTR-0438 | Heater, (BH-2T), Baseboard, Electric, High Lift Basement B2, North/West Corridor, Near stair | FCL-ACC-P-HL |  |  |  | HTR |  |  | High Lift Pumping Station HVAC Equipment
10647 | FCL-ACC-HTR-0752 | Heater, Snow Melting, Gaseous Chemical Building, Service Area Second Floor | FCL-ACC-CL |  |  |  | HTR |  |  | Gaseous Chemical Building HVAC Equipment
10648 | FCL-ACC-HTR-0753 | Heater, Snow Melting, Gaseous Chemical Building, Service Area Second Floor | FCL-ACC-CL |  |  |  | HTR |  |  | Gaseous Chemical Building HVAC Equipment
10649 | FCL-ACC-HTR-0754 | Heater, Snow Melting, Gaseous Chemical Building, Service Area Second Floor | FCL-ACC-CL |  |  |  | HTR |  |  | Gaseous Chemical Building HVAC Equipment
10650 | FCL-ACC-HTR-0755 | Heater, Snow Melting, Gaseous Chemical Building, Service Area Second Floor | FCL-ACC-CL |  |  |  | HTR |  |  | Gaseous Chemical Building HVAC Equipment
10651 | FCL-ACC-HTR-0757 | Heater, Snow Melting, Gaseous Chemical Building, Service Area Second Floor | FCL-ACC-CL |  |  |  | HTR |  |  | Gaseous Chemical Building HVAC Equipment
10652 | FCL-ACC-HTR-0760 | Heater, Snow Melting, Gaseous Chemical Building, Service Area Second Floor | FCL-ACC-CL |  |  |  | HTR |  |  | Gaseous Chemical Building HVAC Equipment
10662 | FCL-ACC-HTR-0773 | Heater, Snow Melting, Gaseous Chemical Building, Stairs to Second Floor | FCL-ACC-CL |  |  |  | HTR |  |  | Gaseous Chemical Building HVAC Equipment
10663 | FCL-ACC-HTR-0774 | Heater, Snow Melting, Gaseous Chemical Building, Stairs to Second Floor | FCL-ACC-CL |  |  |  | HTR |  |  | Gaseous Chemical Building HVAC Equipment
10664 | FCL-ACC-HTR-0776 | Heater, Snow Melting, Gaseous Chemical Building, Stairs to First Floor | FCL-ACC-CL |  |  |  | HTR |  |  | Gaseous Chemical Building HVAC Equipment
10665 | FCL-ACC-HTR-0785 | Heater, Snow Melting, Gaseous Chemical Building, Inside area of Balcony | FCL-ACC-CL |  |  |  | HTR |  |  | Gaseous Chemical Building HVAC Equipment
10666 | FCL-ACC-HTR-0901 | Heater. Electric, (HTR-0001), RMF Centrifuge Building Stairway East | FCL-ACC-RMF |  |  |  | HTR |  |  | Residue Management HVAC Equipment
10667 | FCL-ACC-HTR-0902 | Heater. Gas Fired (HTR-0002), RMF Centrifuge Building North/East | FCL-ACC-RMF |  |  |  | HTR |  |  | Residue Management HVAC Equipment
10668 | FCL-ACC-HTR-0904 | Heater, Unit, (HTR-0004), 600V, 8kW, 3PH, RMF Clarification Facility, Exit Corridor North | FCL-ACC-RMF |  |  |  | HTR |  |  | Residue Management HVAC Equipment
10669 | FCL-ACC-HTR-0906 | Heater, Unit, (HTR-0006),600V,10kW, RMF Clarification Facility, Operating Floor, Clarifier 1 Stairway | FCL-ACC-RMF |  |  |  | HTR |  |  | Residue Management HVAC Equipment
10670 | FCL-ACC-HTR-0907 | Heater, Unit, (HTR-0007),600V,10kW, RMF Clarification Facility, Operating Floor, Clarifier 2 Stairway | FCL-ACC-RMF |  |  |  | HTR |  |  | Residue Management HVAC Equipment
10671 | FCL-ACC-HTR-0909 | Heater, RMF, Clarification Facility, Stairway No1 South of HVAC Room 1 | FCL-ACC-RMF |  |  |  | HTR |  |  | Residue Management HVAC Equipment
10672 | FCL-ACC-HTR-0912 | Heater, RMF, Clarification Facility, Ground Floor, HVAC Room 2 | FCL-ACC-RMF |  |  |  | HTR |  |  | Residue Management HVAC Equipment
10673 | FCL-ACC-HTR-235-238 | Alum Storge & Powdered Activ. Carbon Area Heater | FCL-ACC |  |  |  | HTR |  |  | Climate Control (HVAC)
10674 | FCL-ACC-HTR-537-544 | North Filter Pipe Gallery Heaters System HTR-0537: HTR-0544 |  |  |  |  | HTR
10675 | FCL-ACC-HTR-601-602 | South Filter Gallery Cabinet Heaters HTR-0601A,B,C&D: HTR-0602A&B | FCL-ACC |  |  |  | HTR |  |  | Climate Control (HVAC)
10676 | FCL-ACC-HTR-601-602 | South Filter Gallery Cabinet Heaters HTR-0601A,B,C&D: HTR-0602A&B | FCL-ACC-FLT |  |  |  | HTR |  |  | Filter Building HVAC Equipment
10677 | FCL-ACC-HTR-FNG | North Filter Gallery Heaters HTR-0521A&B: HTR-0529
10678 | FCL-ACC-OIT-0201 | OIT, Flocculation/Sedimentation BAS RPU-0201 Panel, Dry Chemical Building Storage Area, Lobby | FCL-ACC-RPU-0201 |  |  |  | OIT |  |  | RPU Panel, Flocculation/Sedimentation BAS, Dry Chemical Building Storage Area, Lobby
10679 | FCL-ACC-OIT-0301 | OIT, Admin Building BAS RPU-0301 Panel, High Lift/Admin Building, Control Room | FCL-ACC-ADMIN |  |  |  | OIT |  |  | Administration Building HVAC Equipment
10680 | FCL-ACC-OIT-0701 | OIT, Gaseous Chemical Building BAS RPU-0701 Panel, Ammonia Machine Room | FCL-ACC-RPU-0701 |  |  |  | OIT |  |  | RPU Panel, Gaseous Chemical Building BAS, Ammonia Control Panel Room
10681 | FCL-ACC-OZ-0901 | Odor Remediation Unit, Centrifuge Building, Second Floor, HVAC Room | FCL-ACC-RMF |  |  |  | OZ |  |  | Residue Management HVAC Equipment
10682 | FCL-ACC-P-0401,2 | Pump Stn.-Chilled Water Sys. CU-1, PCW-1, PCW-2 | FCL-ACC |  |  |  | P |  |  | Climate Control (HVAC)
10683 | FCL-ACC-P-LL | Low Lift Pumping Station HVAC Equipment | FCL-ACC | [6 empty] | Climate Control (HVAC)
10690 | FCL-ACC-PDIT-0301 | Transmitter, Pressure, Differential, AHU-0303 Inlet, Filter F-0301, Admin Building | FCL-ACC-AHU-0303 |  |  |  | PDIT |  |  | Air Handling Unit, Roof Top, Admin Building Top of N/E Stairwell
10701 | FCL-ACC-RMF | Residue Management HVAC Equipment | FCL-ACC | [6 empty] | Climate Control (HVAC)
10707 | FCL-ACC-TIT-0901 | Transmitter, Temperature, RMF Centrifuge Building, Second Floor, Centrifuge Room | FCL-ACC-RMF |  |  |  | TIT |  |  | Residue Management HVAC Equipment
10708 | FCL-ACC-TIT-0903 | Transmitter, Temperature, RMF Centrifuge Building, Ground Floor, Polymer Totes Area | FCL-ACC-RMF |  |  |  | TIT |  |  | Residue Management HVAC Equipment
10709 | FCL-ACC-TIT-0904 | Transmitter, Temperature, RMF Clarification Facility, Stairs 2 | FCL-ACC-RMF |  |  |  | TIT |  |  | Residue Management HVAC Equipment
10721 | FCL-ACC-TT-0220 | Transmitter, Temperature, Low Lift Pumping Station, Low Lift Pump Room E | FCL-ACC-P-LL |  |  |  | TT |  |  | Low Lift Pumping Station HVAC Equipment
10725 | FCL-ACC-TT-0227 | Transmitter, Temperature, Dry Chemical Building Basement E, PAC Storage Tanks | FCL-ACC-P-LL |  |  |  | TT |  |  | Low Lift Pumping Station HVAC Equipment
10730 | FCL-ACC-TT-0302 | Transmitter, Temperature, AHU-0303, Admin Building | FCL-ACC-AHU-0303 |  |  |  | TT |  |  | Air Handling Unit, Roof Top, Admin Building Top of N/E Stairwell
10731 | FCL-ACC-TT-0304 | Transmitter, Temperature, Admin Building, Second Floor, Corridor 217, West | FCL-ACC-ADMIN |  |  |  | TT |  |  | Administration Building HVAC Equipment
10732 | FCL-ACC-TT-0306 | Transmitter, Temperature, Admin Building, Second Floor, Photo Copier Room 216 | FCL-ACC-ADMIN |  |  |  | TT |  |  | Administration Building HVAC Equipment
10733 | FCL-ACC-TT-0309 | Transmitter, Temperature, Admin Building, Second Floor, Office Room 205 | FCL-ACC-ADMIN |  |  |  | TT |  |  | Administration Building HVAC Equipment
10734 | FCL-ACC-TT-0310 | Transmitter, Temperature, Admin Building, Second Floor, Men's Washroom 211 | FCL-ACC-ADMIN |  |  |  | TT |  |  | Administration Building HVAC Equipment
10735 | FCL-ACC-TT-0312 | Transmitter, Temperature, Admin Building, Second Floor, Kitchen 213 | FCL-ACC-ADMIN |  |  |  | TT |  |  | Administration Building HVAC Equipment
10736 | FCL-ACC-TT-0314 | Transmitter, Temperature, Admin Building, Second Floor, Office Room 208 | FCL-ACC-ADMIN |  |  |  | TT |  |  | Administration Building HVAC Equipment
10737 | FCL-ACC-TT-0316 | Transmitter, Temperature, Admin Building, First Floor, Library Room 118 | FCL-ACC-ADMIN |  |  |  | TT |  |  | Administration Building HVAC Equipment
10738 | FCL-ACC-TT-0318 | Transmitter, Temperature, Admin Building, First Floor, Vestibule 100 | FCL-ACC-ADMIN |  |  |  | TT |  |  | Administration Building HVAC Equipment
10739 | FCL-ACC-TT-0320 | Transmitter, Temperature, Admin Building, First Floor, Breakout Room 102 | FCL-ACC-ADMIN |  |  |  | TT |  |  | Administration Building HVAC Equipment
10740 | FCL-ACC-TT-0321 | Transmitter, Temperature, Admin Building, First Floor, Corridor 103 | FCL-ACC-ADMIN |  |  |  | TT |  |  | Administration Building HVAC Equipment
10741 | FCL-ACC-TT-0324 | Transmitter, Temperature, Admin Building, First Floor, Lunch Room 113 | FCL-ACC-ADMIN |  |  |  | TT |  |  | Administration Building HVAC Equipment
10742 | FCL-ACC-TT-0326 | Transmitter, Temperature, Admin Building, First Floor, Men's Change Room 121 | FCL-ACC-ADMIN |  |  |  | TT |  |  | Administration Building HVAC Equipment
10743 | FCL-ACC-TT-0331 | Transmitter, Temperature, Admin Building, Second Floor, Board Room 202 | FCL-ACC-ADMIN |  |  |  | TT |  |  | Administration Building HVAC Equipment
10744 | FCL-ACC-TT-0332 | Transmitter, Temperature, Admin Building, Second Floor, Office Room 201 | FCL-ACC-ADMIN |  |  |  | TT |  |  | Administration Building HVAC Equipment
10755 | FCL-ACC-TT-0420 | Transmitter, Temperature, HU-0401 Air Intake, High Lift Heating & Ventilation Room | FCL-ACC-AHU-0401 |  |  |  | TT |  |  | Air Handling Unit, High Lift PS Control Room,Electrical Shop,Basement Office Air Supply,Control Room
10756 | FCL-ACC-TT-0421 | Transmitter, Temperature, Supply Air to Back of Control Room, High Lift Heating and Ventilation | FCL-ACC-AHU-0401 |  |  |  | TT |  |  | Air Handling Unit, High Lift PS Control Room,Electrical Shop,Basement Office Air Supply,Control Room
10769 | FCL-ACC-TT-0701 | Transmitter, Temperature, Gaseous Chemical Building Lunch Room | FCL-ACC-CL |  |  |  | TT |  |  | Gaseous Chemical Building HVAC Equipment
10790 | FCL-ACC-V-0407 | Valve, Control, HE-0407 Cooling Water Supply, High Lift Switchgear Room Ventilation, PS Corridor | FCL-ACC-HE-0407 |  |  |  | V |  |  | Heat Exchanger, Cooling Coil, FN-0409 Exhaust, High Lift Switchgear Room Ventilation, Elec.Equipment Rm
10791 | FCL-ACC-V-0408 | Valve, Control, HE-0408 Cooling Water Supply, High Lift Switchgear Room Ventilation, PS Corridor | FCL-ACC-HE-0408 |  |  |  | V |  |  | Heat Exchanger, Cooling Coil, FN-0410 Exhaust, High Lift Switchgear Room Ventilation, Elec.Equipment Rm
10792 | FCL-ACC-V-0501 | Valve, Control, HE-0501 Cooling Water Supply, Filter Building, East Dehumidification System | FCL-ACC-HE-0501 |  |  |  | V |  |  | Heat Exchanger, Cooling Coil, D-0501 ,Filter Building, East Dehumidification System
10793 | FCL-ADM-BLDG | Building Location | FCL-EUS | [6 empty] | Production & End User Support
10824 | FCL-ALM-CP-0010 | Control Panel, Operator, Alum Mixing Tank Outlet Valve, Alum System | FCL-ALM-T-0101 |  |  |  | CP |  |  | Tank, Non-Pressurized, Alum Storage Tank 0101, Liquid Alum System
10825 | FCL-ALM-CP-0014 | Control Panel, Operator, Alum Storage Tank 0101 Outlet Valve, Alum System | FCL-ALM-T-0101 |  |  |  | CP |  |  | Tank, Non-Pressurized, Alum Storage Tank 0101, Liquid Alum System
10826 | FCL-ALM-CP-0018 | Control Panel, Operator, Alum Storage Tank 0201 Outlet Valve, Alum System | FCL-ALM-T-0101 |  |  |  | CP |  |  | Tank, Non-Pressurized, Alum Storage Tank 0101, Liquid Alum System
10827 | FCL-ALM-CP-0101 | Control Panel, Electrical, Pump 0101, Alum System | FCL-ALM-P-0101 |  |  |  | CP |  |  | Pump, PD, Pump, Alum System
10828 | FCL-ALM-CP-0401 | Control Panel, Electrical, Pump 0401, Alum System | FCL-ALM-P-0401 |  |  |  | CP |  |  | Pump, PD, Pump, Alum System
10849 | FCL-ALM-FS-0401 | Switch,Flow Pump # 4 | FCL-ALM |  |  | 33818 | FS |  |  | Coagulation
10862 | FCL-ALM-LSH-0101 | Switch,Level Alum Storage Tank # 1 | FCL-ALM |  |  |  | LSH |  |  | Coagulation
10863 | FCL-ALM-LSH-0201 | Switch,Level Alum Storage Tank # 2 | FCL-ALM |  |  |  | LSH |  |  | Coagulation
10959 | COL-PBF-CH-0001 | Chamber, Overflow | COL-PBF-MISC | Chamber |  |  | CH |  |  | Miscellaneous Equipment
10960 | COL-PBF-COM-0001 | Control Panel, Operator | COL-PBF-MISC | Control Panel |  |  | COM |  |  | Miscellaneous Equipment
10961 | COL-PBF-CP-0200 | Control Panel | COL-PBF-MISC | Control Panel |  |  | CP |  |  | Miscellaneous Equipment
10962 | COL-PBF-CP-0300 | Control Panel | COL-PBF-MISC | Control Panel |  |  | CP |  |  | Miscellaneous Equipment
10964 | COL-PBF-DM-0003 | Damper/Louver | COL-PBF-MISC | Damper/Louver |  |  | DM |  |  | Miscellaneous Equipment
10965 | COL-PBF-FEQ-0001S | Fire Prevention, Extinguisher | COL-PBF-MISC | Fire Prevention,Extinguisher |  | 41312 | FEQ |  |  | Miscellaneous Equipment
10967 | COL-PBF-HTR-0001 | Heater, Main Control Panel | COL-PBF | Heater |  |  | HTR |  |  | Bluffers Park Sewage Pumping Station
10968 | COL-PBF-HTR-0002 | Heater | COL-PBF-MISC | Heater |  |  | HTR |  |  | Miscellaneous Equipment
10969 | COL-PBF-LSH-0103 | Switch, Level-High | COL-PBF | Switch,Level |  |  | LSH |  |  | Bluffers Park Sewage Pumping Station
10970 | COL-PBF-LSHH-0104 | Switch, Level High-High | COL-PBF | Switch,Level |  |  | LSHH |  |  | Bluffers Park Sewage Pumping Station
10971 | COL-PBF-LTG-0001 | Lighting | COL-PBF-MISC | Control Panel |  |  | LTG |  |  | Miscellaneous Equipment
10972 | COL-PBF-MISC | Miscellaneous Equipment | COL-PCF | [6 empty] | Clark Pumping Station
10973 | COL-PBF-OIT-0001 | Operator Interface Terminal | COL-PBF-MISC | Computer Equipment,Monitor |  |  | OIT |  |  | Miscellaneous Equipment
10974 | COL-PBF-P-0001 | Pump, Centrifugal | COL-PBF-MISC | Pump |  | 34116 | P |  |  | Miscellaneous Equipment
10975 | COL-PBF-P-0100A | Pump, Centrifugal | COL-PBF | Pump |  |  | P |  |  | Bluffers Park Sewage Pumping Station
10976 | COL-PBF-RPU-0001 | Remote Processing Unit | COL-PBF | RPU |  |  | RPU |  |  | Bluffers Park Sewage Pumping Station
10977 | COL-PBF-SW-0001 | Switch, Power | COL-PBF | Switch |  |  | SW |  |  | Bluffers Park Sewage Pumping Station
10978 | COL-PBF-TR-0001 | Transformer, Power | COL-PBF-MISC | Transformer |  |  | TR |  |  | Miscellaneous Equipment
10985 | COL-PBF-WEL-0100 | Wet well | COL-PBF-MISC | Well |  |  | WEL |  |  | Miscellaneous Equipment
11078 | COL-PBP-MISC | Miscellaneous Equipment | COL-PBP | [6 empty] | Baby Point Sewage Pumping Station
11079 | COL-PBP-OIT-0001 | Operator Interface Terminal | COL-PBP | Computer Equipment,Monitor |  |  | OIT |  |  | Baby Point Sewage Pumping Station
11107 | COL-PBR-CH-0001 | Chamber, Valve | COL-PBR | Chamber |  |  | CH |  |  | Berry Road Sewage Pumping Station
11108 | COL-PBR-CP-0001 | Control Panel, Operator | COL-PBR | Control Panel |  |  | CP |  |  | Berry Road Sewage Pumping Station
11109 | COL-PBR-CP-0001 | Control Panel, Operator | COL-PBR-MISC | Control Panel |  |  | CP |  |  | Miscellaneous Equipment
11110 | COL-PBR-FEQ-0001S | Fire Prevention, Extinguisher | COL-PBR | Fire Prevention,Extinguisher |  | 41314 | FEQ |  |  | Berry Road Sewage Pumping Station
11114 | COL-PBR-HTR-0001 | Heater, Electrical Panel | COL-PBR | Heater |  |  | HTR |  |  | Berry Road Sewage Pumping Station
11115 | COL-PBR-JIT-0001 | Meter, Power Indicating Transmitter | COL-PBR | Meter |  |  | JIT |  |  | Berry Road Sewage Pumping Station
11116 | COL-PBR-LIT-0100 | Transmitter, Level | COL-PBR-MISC | Transmitter,Level |  |  | LIT |  |  | Miscellaneous Equipment
11117 | COL-PBR-LIT-0101 | Transmitter, Level | COL-PBR-MISC | Transmitter,Level |  |  | LIT |  |  | Miscellaneous Equipment
11118 | COL-PBR-LP-0001 | Control Panel, Electrical | COL-PBR | Control Panel |  |  | LP |  |  | Berry Road Sewage Pumping Station
11119 | COL-PBR-LSH-0103 | Switch, Level | COL-PBR | Switch,Level |  |  | LSH |  |  | Berry Road Sewage Pumping Station
11120 | COL-PBR-LSH-0103 | Switch, Level | COL-PBR-MISC | Switch,Level |  |  | LSH |  |  | Miscellaneous Equipment
11121 | COL-PBR-LSL-0102 | Switch, Level | COL-PBR | Switch,Level |  |  | LSL |  |  | Berry Road Sewage Pumping Station
11122 | COL-PBR-LSLL-0101 | Switch, Level-Low | COL-PBR | Switch |  |  | LSLL |  |  | Berry Road Sewage Pumping Station
11129 | COL-PBR-SW-0001 | Switch, Main Electrical Disconnect | COL-PBR | Switch |  |  | SW |  |  | Berry Road Sewage Pumping Station
11130 | COL-PBR-SW-0002 | Switch, Groud Fault Indicator | COL-PBR-MISC | Switch |  |  | SW |  |  | Miscellaneous Equipment
11131 | COL-PBR-TR-0001 | Transformer, TR1 | COL-PBR-MISC | Transformer |  |  | TR |  |  | Miscellaneous Equipment
11132 | COL-PBR-TS-0001 | Switch, Transfer | COL-PBR | Switch |  |  | TS |  |  | Berry Road Sewage Pumping Station
11133 | COL-PBR-UPS-0001 | UPS | COL-PBR-MISC | Uninterruptible Power Supply |  |  | UPS |  |  | Miscellaneous Equipment
11139 | COL-PBR-WEL-0100 | Well, Wet | COL-PBR |  |  |  | WEL |  |  | Berry Road Sewage Pumping Station
11140 | COL-PBR-WEL-0100 | Well, Wet | COL-PBR-MISC |  |  |  | WEL |  |  | Miscellaneous Equipment
11141 | COL-PBR-WEL-0200 | Well | COL-PBR-MISC |  |  |  | WEL |  |  | Miscellaneous Equipment
11143 | COL-PBY-CP-0001 | Control Panel, Operator | COL-PBY | Control Panel |  |  | CP |  |  | Brick Yard Sewage Pumping Station
11144 | COL-PBY-CP-0003 | Control Panel, Backup float relay | COL-PBY-MISC | Control Panel |  |  | CP |  |  | Miscellaneous Equipment
11145 | COL-PBY-FEQ-0001S | Fire Prevention, Extinguisher | COL-PBY | Fire Prevention,Extinguisher |  | 42605 | FEQ |  |  | Brick Yard Sewage Pumping Station
11146 | COL-PBY-FEQ-0001S | Fire Prevention, Extinguisher | COL-W-OBSOLETE | Fire Prevention,Extinguisher |  | 42605 | FEQ |  |  | Col West Obsolete Entities
11148 | COL-PBY-GDR-0001 | Grinder, Comminutor | COL-PBY-MISC | Screen |  |  | GDR |  |  | Miscellaneous Equipment
11149 | COL-PBY-GDR-0001 | Grinder, Comminutor | COL-PCU | Screen |  |  | GDR |  |  | Cumber Pumping Station
11150 | COL-PBY-LSH-0104 | Switch, Level High | COL-PBY-MISC | Switch,Level |  |  | LSH |  |  | Miscellaneous Equipment
11151 | COL-PBY-LSHH-0104 | Switch, Level High-High | COL-PBY-MISC | Switch,Level |  |  | LSHH |  |  | Miscellaneous Equipment
11152 | COL-PBY-LSHH-0105 | Switch, Level High-High | COL-PBY-MISC | Switch,Level |  |  | LSHH |  |  | Miscellaneous Equipment
11153 | COL-PBY-LSL-0102 | Switch, Level-Low | COL-PBY-MISC | Switch |  |  | LSL |  |  | Miscellaneous Equipment
11154 | COL-PBY-LSLL-0101 | Switch, Level Low-Low | COL-PBY-MISC | Switch,Level |  |  | LSLL |  |  | Miscellaneous Equipment
11155 | COL-PBY-MISC | Miscellaneous Equipment | COL-PBY | [6 empty] | Brick Yard Sewage Pumping Station
11156 | COL-PBY-P-0100 | Pump, Centrifugal | COL-PBY | Pump |  |  | P |  |  | Brick Yard Sewage Pumping Station
11157 | COL-PBY-RPU-0001 | Remote Processing Unit | COL-PBY-MISC | RPU |  |  | RPU |  |  | Miscellaneous Equipment
11165 | COL-PBY-WEL-0100 | Wet Well | COL-PBY | Well |  |  | WEL |  |  | Brick Yard Sewage Pumping Station
11202 | FCL-AM | Ammoniation | FCL-DIS | [6 empty] | Disinfection and Conditioning
11205 | FCL-AM-CP-0101 | Control Panel, Electrical, Pump 0101, Aqua Ammonia System, Ammonia Room | FCL-AM-P-0101 |  |  |  | CP |  |  | Pump, Gear, Metering, Aqua Ammonia System
11233 | FCL-AM-LSH-0002 | Switch, Level, High, Ammonia Pumps Spill Containment, Gaseous Chemical Building, Pump Room | FCL-AM |  |  |  | LSH |  |  | Ammoniation
11244 | FCL-AM-SCRUBBER | Ammonia Scrubber System | FCL-SES | [6 empty] | Safety and Environmental Services
11245 | FCL-AM-STR-0110 | Strainer, Ammonia Pump 0101 Suction, Aqua Ammonia System, Ammonia Room | FCL-AM-P-0101 |  |  |  | STR |  |  | Pump, Gear, Metering, Aqua Ammonia System
11273 | FCL-AM-V-0050 | Valve, Ball, Isolation, Ammonia Feed Pump to Clearwell, Gaseous Building,( Pump 0101 & 0201 discharge Header) | FCL-AM |  |  |  | V |  |  | Ammoniation
11286 | FCL-AM-V-0119 | Valve, Ball, Ammonia Tank 0101 to Drain, Aqua Ammonia System, Ammonia Room | FCL-AM-T-0101 |  |  |  | V |  |  | Tank, Storage, Pressurised, Aqua Ammonia Storage Room, Dry Chemical Building
11296 | FCL-AM-V-0218 | Valve, Ball, Ammonia Tank 0201 to Vent, Aqua Ammonia System, Ammonia Room | FCL-AM-T-0201 |  |  |  | V |  |  | Tank, Storage, Pressurised, Aqua Ammonia Storage Room, Dry Chemical Building
11297 | FCL-AM-V-0219 | Valve, Ball, Ammonia Tank 0201 to Drain, Aqua Ammonia System, Ammonia Room | FCL-AM-T-0201 |  |  |  | V |  |  | Tank, Storage, Pressurised, Aqua Ammonia Storage Room, Dry Chemical Building
11304 | FCL-AUX-TPD-0901 | Trap Primer Device, Electrical, RMF Clarification Facility | FCL-ACC-RMF |  |  |  | TPD |  |  | Residue Management HVAC Equipment
11305 | FCL-AUX-TPD-0902 | Trap Primer Device, Electrical, RMF Clarification Facility, Hallway, Thickener No.1 | FCL-ACC-RMF |  |  |  | TPD |  |  | Residue Management HVAC Equipment
11306 | FCL-AUX-TPD-0903 | Trap Primer Device, Electrical, RMF Clarification Facility, Hallway, Thickener No.2 | FCL-ACC-RMF |  |  |  | TPD |  |  | Residue Management HVAC Equipment
11307 | FCL-AUX-TPD-0905 | Trap Primer Device, Electrical, RMF Centrifuge Building, Mechanical Room | FCL-ACC-RMF |  |  |  | TPD |  |  | Residue Management HVAC Equipment
11318 | FCL-BW-FIT-0001 | Transmitter, Flow, Discharge Header Thermal Mass, Blowers | FCL-AIR-SCOUR |  |  |  | FIT |  |  | Backwash System
11345 | FCL-BW-PDIT-0001 | Transmitter, Pressure Differential, Intake Filter Air Scour Blowers Header | FCL-BW-F-0001 |  |  |  | PDIT |  |  | Air Filter, Blower Common Inlet
11375 | FCL-BW-V-0028 | Valve, Ball, Isolation, Air Release, Backwash Supply Pipe | FCL-BW |  |  |  | V |  |  | Backwash System
11376 | FCL-BW-V-0032 | Valve, Ball, Isolation, Air Release, Backwash Supply Pipe | FCL-BW |  |  |  | V |  |  | Backwash System
11397 | FCL-CBM | FCL-CBM | FCL | [6 empty] | R L Clark Water Treatment Plant
11398 | FCL-CCS | Corrosion Control System | FCL WORK AREA 1 | [6 empty] | Process
11402 | FCL-CCS-CP-0102 | Control Panel, CCS Sample Pump, Low Lift PS Building | FCL-CCS |  |  |  | CP |  |  | Corrosion Control System
11477 | FCL-CENTRIFUGE BLDG | Building Location | FCL-SPC | [6 empty] | Process Control Systems - Services Area
11479 | FCL-CHEM BLDG | Building Location | FCL-SPC | [6 empty] | Process Control Systems - Services Area
11480 | FCL-CHEM BLDG | Building Location | FCL-SPC2 | [6 empty] | Process Control Systems - Equipment
11481 | FCL-CHEM-BLDG | Building Location | FCL-EUS | [6 empty] | Production & End User Support
11486 | FCL-CL-CP-0006 | Local Control Panel, CL2/SO2 Scrubber Control (GLC2), Scrubber Room, Gaseous Chemical Building | FCL-CL-SCRUBBER |  |  |  | CP |  |  | CL & SO2 Scrubber System
11487 | FCL-CL-CP-0007 | Local Control Panel, Primary Pre-Chlorine System Valves, Low Lift PS Basement | FCL-CLA |  |  |  | CP |  |  | Pre-Chlorination
11495 | FCL-CL-DM-0022 | Damper, Motorized, Machine Room and Storage Room Plenum Isolation, Gaseous Chemical Building | FCL-MCS-BLDG-GAS |  |  |  | DM |  |  | RL Clark Plant Gaseous Bldg
11512 | FCL-CLA | Pre-Chlorination | FCL-DIS | [6 empty] | Disinfection and Conditioning
11546 | FCL-CLA-RD-0201 | Rupture Disk, Vent, CLA Evaporator 0201, Gaseous Chemical Building, Machine Room | FCL-CLA-EV-0201 |  |  |  | RD |  |  | Evaporator, Chlorine Gas, Chlorination System
11666 | FCL-CLB-RD-0201 | Rupture Disk, Vent, CLB Evaporator 0201, Gaseous Chemical Building, Machine Room | FCL-CLB-EV-0201 |  |  |  | RD |  |  | Evaporator, Chlorine Gas, Chlorination System
11686 | FCL-CLB-V-0005C | Valve, Ball, Isolating, Flushing Water to After Post Analysers, Lab, Admin. Building | FCL-CLB-P-0001A |  |  |  | V |  |  | Pump, Centrifugal, After Post, Sampling Pumps, Dewatering Pumps Area Second Level
11771 | FCL-DCL-CP-0006 | Local Control Panel,SO2 Eductor Valves, High Lift Pumping Station Basement | FCL-DCL |  |  |  | CP |  |  | Sulphur Dioxide System
11790 | FCL-DCL-INJ-0520 | Eductor, RMF Dechlorination, RMF Facility | FCL-DCL-SO-0501 |  |  |  | INJ |  |  | Sulphonator, RMF Dechlorination, Machine Room,Gaseous Chemical Building
11857 | FCL-DCL-V-0045 | Valve, Ball, Drain, Before SO2 Sampling Pumps 0002A&0002B, Ground Level, Dewatering Pumps Area | FCL-DCL-P-0002A |  |  |  | V |  |  | Pump, Centrifugal, Sampling After SO2, Decant Liquor, Sampling Pumps
11908 | FCL-DCL-V-0402 | Valve, Isolation, SO2 Gas Line to RMF Sulphonator 0401, Machine Room, Gaseous Chemical Building | FCL-DCL-SO-0401 |  |  |  | V |  |  | Sulphonator, RMF Dechlorination, Machine Room,Gaseous Chemical Building
11909 | FCL-DCL-V-0412 | Valve, Ball, Actuated, Water to RMF Eductor INJ-0420, RMF Dechlorination | FCL-DCL-INJ-0420 |  |  |  | V |  |  | Eductor, RMF Dechlorination, RMF Facility
11910 | FCL-DCL-V-0413 | Valve, Ball, Isolation, Service Water to INJ-0420, RMF Clarification | FCL-DCL-INJ-0420 |  |  |  | V |  |  | Eductor, RMF Dechlorination, RMF Facility
11911 | FCL-DCL-V-0414 | Valve, Ball, Outlet, INJ-0420, RMF Clarification | FCL-DCL-INJ-0420 |  |  |  | V |  |  | Eductor, RMF Dechlorination, RMF Facility
11914 | FCL-DCL-V-0512 | Valve, Isolation, Inlet, RMF Sulphonator SO-0501, Machine Room,Gaseous Chemical Building | FCL-DCL-INJ-0520 |  |  |  | V |  |  | Eductor, RMF Dechlorination, RMF Facility
11915 | FCL-DCL-V-0520 | Valve, Check, Inlet, DCL-INJ-0520, RMF Clarification | FCL-DCL-INJ-0520 |  |  |  | V |  |  | Eductor, RMF Dechlorination, RMF Facility
11923 | FCL-DECOM | Building Location | FCL-EUS | [6 empty] | Production & End User Support
11924 | FCL-DEW-CP-0401 | Control Panel, Low Lift PS Area Dewatering Pumps P-0401A&B, Low Lift PS SW Corner | FCL-DEW-P-0401A |  |  |  | CP |  |  | Pump, Dry Pit Submersible. Low Lift PS Area Dewatering, Raw Water Dewatering Pit
11925 | FCL-DEW-CP-0501 | Control Panel, Pre-treatment Area Dewatering Pumps P-0501A&B, West Sedimentation Corridor | FCL-DEW-P-0501A |  |  |  | CP |  |  | Pump, Dry Pit Submersible. Pre-Treatment Area Dewatering, Sedimentation Tank Dewatering Pit
11984 | FCL-DEW-V-0010 | Valve, Gate, Drain, Treated Water Suction Channel, Treated Water Process Dewatering Pit | FCL-DEW-T-0201 |  |  |  | V |  |  | Tank, Treated Water Process Dewatering Pit
11985 | FCL-DEW-V-0011 | Valve, Gate, Drain, Treated Water Suction Channel, Treated Water Process Dewatering Pit | FCL-DEW-T-0201 |  |  |  | V |  |  | Tank, Treated Water Process Dewatering Pit
11986 | FCL-DEW-V-0011A | Valve, Check, Swing, Treated Water Suction Channel, Treated Water Process Dewatering Pit | FCL-DEW-T-0201 |  |  |  | V |  |  | Tank, Treated Water Process Dewatering Pit
12027 | FCL-DEW-V-0606 | Valve,Check,Swing,Discharge,High Lift PS Area Dew.Pump P-0601A Dry Pit,Admin Bldg.Sewage Ejector Rm. | FCL-DEW-P-0601A |  |  |  | V |  |  | Pump, Dry Pit Submersible. High Lift PS Area Dewatering Pump, Treated Water Dewatering Pit
12032 | FCL-ELS | Electrical Distribution | FCL | [6 empty] | R L Clark Water Treatment Plant
12033 | FCL-ELS-4 | Emergency Power and UPS | FCL-ELS |  |  |  | ELS |  |  | Electrical Distribution
12036 | FCL-ELS-ASH-0001 | Smoke Detector, Diesel Tank, ELS-T-0101, Low lift Building | FCL-ELS-T-0101 |  |  |  | ASH |  |  | Tank, Generator G-0100 Oil Fuel Day Tank, Low Lift Building, Screen Room
12037 | FCL-ELS-ASH-0002 | Smoke Detector, Diesel Tank, ELS-T-0201, Low lift Building | FCL-ELS-T-0201 |  |  |  | ASH |  |  | Tank, Generator G-0200 Oil Fuel Day Tank, Low Lift Building, Screen Room
12137 | FCL-ELS-INQ | Power Management | FCL-ELS | [6 empty] | Electrical Distribution
12212 | COL-PCF-TS-0001 | Switch, Transfer | COL-PCF-MISC | Switch |  |  | TS |  |  | Miscellaneous Equipment
12227 | COL-PCP-BFP-0002 | Back Flow Preventer | COL-PCP | Valve,Backflow Preventer |  | 33591 | BFP |  |  | Copeland Pumping Station
12228 | COL-PCP-CB-0001 | Circuit Breaker, Transformer Feed | COL-PCP | Circuit Breaker |  |  | CB |  |  | Copeland Pumping Station
12229 | COL-PCP-CB-0002 | Circuit Breaker, Generator | COL-PCP | Circuit Breaker |  |  | CB |  |  | Copeland Pumping Station
12230 | COL-PCP-CB-0002 | Circuit Breaker, Generator | COL-PCP-MISC | Circuit Breaker |  |  | CB |  |  | Miscellaneous Equipment
12231 | COL-PCP-CB-0003 | Circuit Breaker, Main | COL-PCP | Circuit Breaker |  |  | CB |  |  | Copeland Pumping Station
12234 | COL-PCP-CH-0002 | Force Main Valve Chamber 2 | COL-PBF-MISC |  |  | 34014 | CH |  |  | Miscellaneous Equipment
12235 | COL-PCP-FEQ-0001S | Fire Prevention, Extinguisher | COL-PCP | Fire Prevention,Extinguisher |  | 41316 | FEQ |  |  | Copeland Pumping Station
12236 | COL-PCP-FEQ-0001S | Fire Prevention, Extinguisher | COL-PCP-MISC | Fire Prevention,Extinguisher |  | 41316 | FEQ |  |  | Miscellaneous Equipment
12237 | COL-PCP-FEQ-0001S | Fire Prevention, Extinguisher | COL-W-OBSOLETE | Fire Prevention,Extinguisher |  | 41316 | FEQ |  |  | Col West Obsolete Entities
12243 | COL-PCP-HTR-0001 | Heater, Panel | COL-PCP | Heater |  |  | HTR |  |  | Copeland Pumping Station
12244 | COL-PCP-HTR-0002 | Heater, Valve Chamber | COL-PCP | Heater |  |  | HTR |  |  | Copeland Pumping Station
12245 | COL-PCP-HTR-0002 | Heater, Valve Chamber | COL-PCP-MISC | Heater |  |  | HTR |  |  | Miscellaneous Equipment
12246 | COL-PCP-JIT-0001 | Meter, Power Indicating Transmitter, Main Power | COL-PCP | Meter |  |  | JIT |  |  | Copeland Pumping Station
12247 | COL-PCP-LIT-0100 | Transmitter, Level | COL-PCP-MISC | Transmitter,Level |  |  | LIT |  |  | Miscellaneous Equipment
12248 | COL-PCP-LIT-0101 | Transmitter, Level | COL-PCP-MISC | Transmitter,Level |  |  | LIT |  |  | Miscellaneous Equipment
12249 | COL-PCP-LP-0001 | Control Panel, Lighting | COL-PCP | Control Panel |  |  | LP |  |  | Copeland Pumping Station
12250 | COL-PCP-LSH-0103 | Switch, Level-High | COL-PCP | Switch,Level |  |  | LSH |  |  | Copeland Pumping Station
12251 | COL-PCP-LSH-0104 | Switch, Level-High | COL-PCP | Switch,Level |  |  | LSH |  |  | Copeland Pumping Station
12252 | COL-PCP-LSH-0104 | Switch, Level-High | COL-PCP-MISC | Switch,Level |  |  | LSH |  |  | Miscellaneous Equipment
12253 | COL-PCP-LSH-0105 | Switch, Level-High | COL-PCP | Switch,Level |  |  | LSH |  |  | Copeland Pumping Station
12254 | COL-PCP-LSH-0105 | Switch, Level-High | COL-PCP-MISC | Switch,Level |  |  | LSH |  |  | Miscellaneous Equipment
12255 | COL-PCP-LSH-0106 | Switch, Level-High | COL-PCP-MISC | Switch,Level |  |  | LSH |  |  | Miscellaneous Equipment
12256 | COL-PCP-LSL-0102 | Switch, Level-Low | COL-PCP-MISC | Switch |  |  | LSL |  |  | Miscellaneous Equipment
12257 | COL-PCP-MCC-0001 | Motor Control Centre | COL-PCP-MISC | Control Panel,MCC |  |  | MCC |  |  | Miscellaneous Equipment
12258 | COL-PCP-PIP-0001 | Piping | COL-PCP-MISC | Pump |  |  | PIP |  |  | Miscellaneous Equipment
12260 | COL-PCP-SS-0001 | Security System | COL-PCP-MISC | Security System |  |  | SS |  |  | Miscellaneous Equipment
12261 | COL-PCP-TR-0001 | Control Panel, Electrical | COL-PCP | Transformer |  |  | TR |  |  | Copeland Pumping Station
12262 | COL-PCP-TS-0001 | Switch, Transfer | COL-PCP | Switch |  |  | TS |  |  | Copeland Pumping Station
12263 | COL-PCP-UPS-0001 | UPS, Control Panel | COL-PCP | Uninterruptible Power Supply |  |  | UPS |  |  | Copeland Pumping Station
12264 | COL-PCP-UPS-0001 | UPS, Control Panel | COL-PCP-MISC | Uninterruptible Power Supply |  |  | UPS |  |  | Miscellaneous Equipment
12272 | COL-PCP-WEL-0100 | Wet Well | COL-PCP | Well |  |  | WEL |  |  | Copeland Pumping Station
12274 | COL-PCU-AUX-ELEC | Electrical Equipment | COL-PCU-AUX | [6 empty] | Auxiliary Equipment
12275 | COL-PCU-AUX-MECH | Mechanical Equipment | COL-PCU-AUX | [6 empty] | Auxiliary Equipment
12288 | COL-PCU-CP-0002 | Control Panel, Operator, PLC, Cumber PS | COL-PCU | Control Panel |  | 34984 | CP |  |  | Cumber Pumping Station
12289 | COL-PCU-CP-0002 | Control Panel, Operator, PLC, Cumber PS | COL-PCU-MISC | Control Panel |  | 34984 | CP |  |  | Miscellaneous Equipment
12290 | COL-PCU-CP-0003 | Control Panel, Operator, Lighting and Transformer, Cumber PS | COL-PCU-MISC | Control Panel |  | 34985 | CP |  |  | Miscellaneous Equipment
12291 | COL-PCU-CP-0003 | Control Panel, Operator, Lighting and Transformer, Cumber PS | COL-PCU-SUSPENDED | Control Panel |  | 34985 | CP |  |  | Cumber P.S.suspended entities
12292 | COL-PCU-CP-0004 | Control Panel, Operator, Alarm Reset, Cumber PS | COL-PCU | Control Panel |  | 34986 | CP |  |  | Cumber Pumping Station
12293 | COL-PCU-CP-0004 | Control Panel, Operator, Alarm Reset, Cumber PS | COL-PCU-SUSPENDED | Control Panel |  | 34986 | CP |  |  | Cumber P.S.suspended entities
12294 | COL-PCU-CP-0006 | Control Panel, Operator, Pumps, Cumber PS | COL-PCU | Control Panel |  | 34988 | CP |  |  | Cumber Pumping Station
12295 | COL-PCU-CP-0007 | Control Panel, Operator, Battery Charger, Cumber PS115VAC/11AMP/60HZ, 24VDC/30AMP. Cell: 20N1-CA | COL-PCU | Control Panel |  | 34989 | CP |  |  | Cumber Pumping Station
12296 | COL-PCU-CP-0007 | Control Panel, Operator, Battery Charger, Cumber PS115VAC/11AMP/60HZ, 24VDC/30AMP. Cell: 20N1-CA | COL-PCU-SUSPENDED | Control Panel |  | 34989 | CP |  |  | Cumber P.S.suspended entities
12301 | COL-PCU-DM-0001 | Damper/Louver, Main Floor | COL-PCU-MISC | Damper/Louver |  | 34990 | DM |  |  | Miscellaneous Equipment
12302 | COL-PCU-DM-0001 | Damper/Louver, Main Floor | COL-PCU-SUSPENDED | Damper/Louver |  | 34990 | DM |  |  | Cumber P.S.suspended entities
12303 | COL-PCU-DM-0002 | Damper/Louver, Diesel Room | COL-PCU-MISC | Damper/Louver |  | 34991 | DM |  |  | Miscellaneous Equipment
12304 | COL-PCU-DM-0002 | Damper/Louver, Diesel Room | COL-PCU-SUSPENDED | Damper/Louver |  | 34991 | DM |  |  | Cumber P.S.suspended entities
12306 | COL-PCU-DR-5332 | Door Entry System | COL-PCU-MISC |  |  | 35002 | DR |  |  | Miscellaneous Equipment
12307 | COL-PCU-DR-5332 | Door Entry System | COL-PCU-SUSPENDED |  |  | 35002 | DR |  |  | Cumber P.S.suspended entities
12312 | COL-PCU-FE-5331 | Flow Element | COL-PCU | Switch,Flow |  | 34992 | FE |  |  | Cumber Pumping Station
12313 | COL-PCU-FE-5331 | Flow Element | COL-PCU-SUSPENDED | Switch,Flow |  | 34992 | FE |  |  | Cumber P.S.suspended entities
12322 | COL-PCU-FEQ-0005 | Fire Prevention, Extinguisher | COL-PCU-SUSPENDED | Fire Prevention,Extinguisher |  | 34993 | FEQ |  |  | Cumber P.S.suspended entities
12323 | COL-PCU-FIT-5003 | Transmitter, Flow | COL-PCU | Transmitter |  | 34938 | FIT |  |  | Cumber Pumping Station
12324 | COL-PCU-FIT-5003 | Transmitter, Flow | COL-PCU-MISC | Transmitter |  | 34938 | FIT |  |  | Miscellaneous Equipment
12325 | COL-PCU-FIT-5003 | Transmitter, Flow | COL-PCU-SUSPENDED | Transmitter |  | 34938 | FIT |  |  | Cumber P.S.suspended entities
12326 | COL-PCU-FIT-5118 | Transmitter, Flow | COL-PCU | Transmitter |  | 34950 | FIT |  |  | Cumber Pumping Station
12327 | COL-PCU-FIT-5118 | Transmitter, Flow | COL-PCU-MISC | Transmitter |  | 34950 | FIT |  |  | Miscellaneous Equipment
12328 | COL-PCU-FIT-5118 | Transmitter, Flow | COL-PCU-SUSPENDED | Transmitter |  | 34950 | FIT |  |  | Cumber P.S.suspended entities
12329 | COL-PCU-FIT-5138 | Transmitter, Flow | COL-PCU | Transmitter |  | 34952 | FIT |  |  | Cumber Pumping Station
12330 | COL-PCU-FIT-5138 | Transmitter, Flow | COL-PCU-MISC | Transmitter |  | 34952 | FIT |  |  | Miscellaneous Equipment
12331 | COL-PCU-FIT-5138 | Transmitter, Flow | COL-PCU-SUSPENDED | Transmitter |  | 34952 | FIT |  |  | Cumber P.S.suspended entities
12332 | COL-PCU-FIT-5158 | Transmitter, Flow | COL-PCU | Transmitter |  | 34953 | FIT |  |  | Cumber Pumping Station
12333 | COL-PCU-FIT-5158 | Transmitter, Flow | COL-PCU-SUSPENDED | Transmitter |  | 34953 | FIT |  |  | Cumber P.S.suspended entities
12379 | FCL-ELS-LP-001DA | Lighting Panel, 225A, 120/208V, 3PH, Dry Chemical Building MCC Room, N/W | FCL-ELS-TR-001DA |  |  |  | LP |  |  | Transformer, 1200A, Lighting, LP-001DA Feed, Dry Chemical Building Outside PAC Room West Entrance
12380 | FCL-ELS-LP-001DB | Lighting Panel, 225A, 120/208V, 3PH, Dry Chemical Building MCC Room, N/W | FCL-ELS-TR-001DB |  |  |  | LP |  |  | Transformer, Lighting, LP-001DB Feed, Dry Chemical Building Outside PAC Room West Entrance
12383 | FCL-ELS-LP-001GA | Lighting Panel, 600/120/208V, 225A, 3PH, Gaseous Chemical Building, Entrance to Service Area | FCL-ELS-TR-001GA |  |  |  | LP |  |  | Transformer, Lighting, 600/120/208V, 45kVA, 3PH, LP-001GA,Gaseous Chemical MCC Room N/W
12389 | FCL-ELS-LP-003FB | Lighting Panel, (LP-FB), 600/120/208V, 3PH, Filter Operating Gallery Central/East | FCL-ELS-TR-003FB |  |  |  | LP |  |  | Transformer,Lighting,(LT2F),600/120/208V, 45kVA,Heating Panel LP-003FB,Filter Bldg. Transformer Room
12390 | FCL-ELS-LP-003FG | Lighting Panel, (LP-FG), 600/120/208V, 70A, 3PH, Filter Operating Gallery Central/West | FCL-ELS-TR-003FF |  |  |  | LP |  |  | Transformer,Lighting,(LT3F),600/120/208V, 30kVA, Panels LP-003FF&003FG,Filter Bldg. Transformer Room
12393 | FCL-ELS-LP-003GA | Lighting Panel, 600/120/208V, 3PH, Gaseous Chemical Building 2nd Floor Workshop | FCL-ELS-6 |  |  |  | LP |  |  | Interior Lighting
12397 | FCL-ELS-LP-004GA | Lighting Panel, 600V, 3PH, Supply From MCC-004G, Surge Building | FCL-ELS-6 |  |  |  | LP |  |  | Interior Lighting
12398 | FCL-ELS-LP-004GB | Lighting Panel, 120/208V, 3PH, Supply From LP-004GA, Surge Building | FCL-ELS-6 |  |  |  | LP |  |  | Interior Lighting
12399 | FCL-ELS-LP-004GE | Lighting Panel, 600/120/208V, 3PH, Gaseous Chemical Building MCC Room E | FCL-ELS-TR-004GE |  |  |  | LP |  |  | Transformer, Lighting, 600/120/208V, 45kVA, 3PH, LP-004GE, Gaseous Chemical Building MCC Room N/W
12400 | FCL-ELS-LP-004GF | Lighting Panel, 600/120/208V, 3PH, Gaseous Chemical Building | FCL-ELS-TR-004GE |  |  |  | LP |  |  | Transformer, Lighting, 600/120/208V, 45kVA, 3PH, LP-004GE, Gaseous Chemical Building MCC Room N/W
12402 | FCL-ELS-LP-0100I | Lighting Panel, Heating Panel, (HP4), High Lift Switchgear Room East Wall | FCL-ELS-TR-0100I |  |  |  | LP |  |  | Transformer,(LT9H),Lighting Panel LP-0100I, 600/120/208V,45 kVA, High Lift Switchgear Room
12403 | FCL-ELS-LP-0100J | Lighting Panel, Heating Panel, High Lift Heating & Ventilation Room | FCL-ELS-TR-0100J |  |  |  | LP |  |  | Transformer,(LT10H),Lighting Panel LP-0100J, 600/120/208V,30 kVA, High Lift Heating&Ventilation Room
12415 | COL-PCU-FSL-5113 | Flow switch, Low | COL-PCU | Switch,Flow-Low |  | 34961 | FSL |  |  | Cumber Pumping Station
12416 | COL-PCU-FSL-5133 | Flow switch, Low | COL-PCU | Switch,Flow-Low |  | 34962 | FSL |  |  | Cumber Pumping Station
12417 | COL-PCU-FSL-5153 | Flow switch, Low | COL-PCU | Switch,Flow-Low |  | 34963 | FSL |  |  | Cumber Pumping Station
12418 | COL-PCU-FSL-5153 | Flow switch, Low | COL-PCU-MISC | Switch,Flow-Low |  | 34963 | FSL |  |  | Miscellaneous Equipment
12423 | COL-PCU-GDR-5100 | Grinder, Comminutor | COL-PCU | Grinder |  | 34939 | GDR |  |  | Cumber Pumping Station
12426 | COL-PCU-GEN-5200 | Generator, Electricity | COL-PCU | Generator |  | 34940 | GEN |  |  | Cumber Pumping Station
12428 | COL-PCU-HS-5335 | Transfer switch position | COL-PCU | Switch |  | 34994 | HS |  |  | Cumber Pumping Station
12429 | COL-PCU-HS-5335 | Transfer switch position | COL-PCU-MISC | Switch |  | 34994 | HS |  |  | Miscellaneous Equipment
12430 | COL-PCU-HS-5335 | Transfer switch position | COL-PCU-SUSPENDED | Switch |  | 34994 | HS |  |  | Cumber P.S.suspended entities
12434 | COL-PCU-HTR-0003 | Heater, Pump Floor | COL-PCU | Heater |  | 34995 | HTR |  |  | Cumber Pumping Station
12442 | COL-PCU-JSL-5336 | Power failure alarm | COL-PCU-MISC | Switch |  | 34996 | JSL |  |  | Miscellaneous Equipment
12443 | COL-PCU-JSL-5337 | RPU Power failure alarm | COL-PCU | Switch |  | 34997 | JSL |  |  | Cumber Pumping Station
12445 | COL-PCU-LIT-0101 | Transmitter, Level | COL-PCU-MISC | Transmitter,Level |  | 34941 | LIT |  |  | Miscellaneous Equipment
12446 | COL-PCU-LIT-0101 | Transmitter, Level | COL-PCU-SUSPENDED | Transmitter,Level |  | 34941 | LIT |  |  | Cumber P.S.suspended entities
12448 | COL-PCU-LIT-0201 | Transmitter, Level | COL-PCU | Transmitter,Level |  | 34942 | LIT |  |  | Cumber Pumping Station
12452 | COL-PCU-LSH-0102 | Switch, Level-High | COL-PCU-SUSPENDED | Switch,Level |  | 34968 | LSH |  |  | Cumber P.S.suspended entities
12455 | COL-PCU-LSH-0202 | Switch, Level-High | COL-PCU | Switch,Level |  | 34969 | LSH |  |  | Cumber Pumping Station
12456 | COL-PCU-LSH-0202 | Switch, Level-High | COL-PCU-MISC | Switch,Level |  | 34969 | LSH |  |  | Miscellaneous Equipment
12460 | COL-PCU-LSH-5004 | Switch, Level-High | COL-PCU-SUSPENDED | Switch,Level |  | 34970 | LSH |  |  | Cumber P.S.suspended entities
12461 | COL-PCU-LSH-5005 | Switch, Level-High | COL-PCU-MISC | Switch,Level |  | 34971 | LSH |  |  | Miscellaneous Equipment
12462 | COL-PCU-LSH-5005 | Switch, Level-High | COL-PCU-SUSPENDED | Switch,Level |  | 34971 | LSH |  |  | Cumber P.S.suspended entities
12463 | COL-PCU-LSH-5006 | Switch, Level-High | COL-PCU-SUSPENDED | Switch,Level |  | 34972 | LSH |  |  | Cumber P.S.suspended entities
12464 | COL-PCU-LSH-5334 | Switch, Level-High | COL-PCU | Switch,Level |  | 34973 | LSH |  |  | Cumber Pumping Station
12470 | COL-PCU-LSL-0103 | Switch, Level-Low | COL-PCU-MISC | Switch |  | 34974 | LSL |  |  | Miscellaneous Equipment
12472 | COL-PCU-LSL-0203 | Switch, Level-Low | COL-PCU-MISC | Switch |  | 34975 | LSL |  |  | Miscellaneous Equipment
12473 | COL-PCU-LSL-5201 | Switch, Level-Low | COL-PCU | Switch |  | 34976 | LSL |  |  | Cumber Pumping Station
12474 | COL-PCU-LSLL-5201 | Level Switch, Low Low | COL-PCU | Switch,Level |  | 34967 | LSLL |  |  | Cumber Pumping Station
12475 | COL-PCU-LSLL-5201 | Level Switch, Low Low | COL-PCU-MISC | Switch,Level |  | 34967 | LSLL |  |  | Miscellaneous Equipment
12476 | COL-PCU-LSLL-5201 | Level Switch, Low Low | COL-PCU-SUSPENDED | Switch,Level |  | 34967 | LSLL |  |  | Cumber P.S.suspended entities
12492 | COL-PCU-MCC-0001 | Motor Control Centre | COL-PCU | Control Panel,MCC |  | 34924 | MCC |  |  | Cumber Pumping Station
12493 | COL-PCU-MCC-0002 | Motor Control Centre | COL-PCU-MISC | Control Panel,MCC |  | 34925 | MCC |  |  | Miscellaneous Equipment
12494 | COL-PCU-MCC-0002 | Motor Control Centre | COL-PCU-SUSPENDED | Control Panel,MCC |  | 34925 | MCC |  |  | Cumber P.S.suspended entities
12496 | COL-PCU-MISC | Miscellaneous Equipment | COL-PCU-SUSPENDED |  |  | 35008 |  |  |  | Cumber P.S.suspended entities
12497 | COL-PCU-OIT-0001 | Operator Interface Terminal | COL-PCU | Computer Equipment,Monitor |  |  | OIT |  |  | Cumber Pumping Station
12501 | COL-PCU-P-5130 | Pump, Centrifugal | COL-PCU | Pump |  | 34933 | P |  |  | Cumber Pumping Station
12502 | COL-PCU-P-5130 | Pump, Centrifugal | COL-PCU-SUSPENDED | Pump |  | 34933 | P |  |  | Cumber P.S.suspended entities
12508 | COL-PCU-PSL-5183 | Switch, Pressure-Low, Drain Pump 5170, Cumber PS | COL-PCU | Switch |  | 34999 | PSL |  |  | Cumber Pumping Station
12509 | COL-PCU-PUMP | Pumping Equipment | COL-PCU | [6 empty] | Cumber Pumping Station
12512 | COL-PCU-RPU-0102 | Remote Processor Unit, Diesel Room | COL-PCU | RPU |  | 34998 | RPU |  |  | Cumber Pumping Station
12513 | COL-PCU-RPU-0102 | Remote Processor Unit, Diesel Room | COL-PCU-MISC | RPU |  | 34998 | RPU |  |  | Miscellaneous Equipment
12515 | COL-PCU-SS-5300 | Security System | COL-PCU-MISC | Security System |  | 35001 | SS |  |  | Miscellaneous Equipment
12516 | COL-PCU-SS-5300 | Security System | COL-PCU-SUSPENDED | Security System |  | 35001 | SS |  |  | Cumber P.S.suspended entities
12517 | COL-PCU-SS-5333 | Door open acknowledge | COL-PCU | Security System |  | 35004 | SS |  |  | Cumber Pumping Station
12518 | COL-PCU-SUSPENDED | Cumber P.S.suspended entities | COL-PCU | [6 empty] | Cumber Pumping Station
12528 | COL-PCU-TR-001 | Transformer, Power | COL-PCU |  |  | 35007 | TR |  |  | Cumber Pumping Station
12529 | COL-PCU-TR-001 | Transformer, Power | COL-PCU-MISC |  |  | 35007 | TR |  |  | Miscellaneous Equipment
12530 | COL-PCU-TR-001 | Transformer, Power | COL-PCU-SUSPENDED |  |  | 35007 | TR |  |  | Cumber P.S.suspended entities
12537 | COL-PCU-TSH-5110 | Temperature switch, High | COL-PCU-MISC | Switch,Temperature-High |  | 34964 | TSH |  |  | Miscellaneous Equipment
12538 | COL-PCU-TSH-5110 | Temperature switch, High | COL-PCU-SUSPENDED | Switch,Temperature-High |  | 34964 | TSH |  |  | Cumber P.S.suspended entities
12539 | COL-PCU-TSH-5130 | Temperature switch, High | COL-PCU-MISC | Switch,Temperature-High |  | 34965 | TSH |  |  | Miscellaneous Equipment
12540 | COL-PCU-TSH-5130 | Temperature switch, High | COL-PCU-SUSPENDED | Switch,Temperature-High |  | 34965 | TSH |  |  | Cumber P.S.suspended entities
12541 | COL-PCU-TSH-5150 | Temperature switch, High | COL-PCU-SUSPENDED | Switch,Temperature-High |  | 34966 | TSH |  |  | Cumber P.S.suspended entities
12542 | COL-PCU-TSH-5301 | Switch, Temperature-High, Building, Cumber PS | COL-PCU-MISC | Switch |  | 35005 | TSH |  |  | Miscellaneous Equipment
12543 | COL-PCU-TSH-5301 | Switch, Temperature-High, Building, Cumber PS | COL-PCU-SUSPENDED | Switch |  | 35005 | TSH |  |  | Cumber P.S.suspended entities
12544 | COL-PCU-TSL-5302 | Switch, Temperature-Low, Building, Cumber PS | COL-PCU-SUSPENDED | Switch |  | 35006 | TSL |  |  | Cumber P.S.suspended entities
12583 | COL-PDA-FEQ-0001S | Fire Prevention, Extinguisher | COL-W-OBSOLETE | Fire Prevention,Extinguisher |  | 42682 | FEQ |  |  | Col West Obsolete Entities
12589 | COL-PDA-LSH-0103 | Switch, Level High | COL-PDA | Switch,Level |  |  | LSH |  |  | Dacotah Sewage Pumping Station (Algonquin Island PS #2)
12590 | COL-PDA-LSHH-0104 | Switch, Level High-High | COL-PDA | Switch,Level |  |  | LSHH |  |  | Dacotah Sewage Pumping Station (Algonquin Island PS #2)
12601 | COL-PDG-CB-0001 | Circuit Breaker, Main | COL-PDG | Circuit Breaker |  |  | CB |  |  | Douglas Drive Syphon
12602 | COL-PDG-CB-0001 | Circuit Breaker, Main | COL-PDG-MISC | Circuit Breaker |  |  | CB |  |  | Miscellaneous Equipment
12603 | COL-PDG-CB-0002 | Circuit Breaker, Load | COL-PDG | Circuit Breaker |  |  | CB |  |  | Douglas Drive Syphon
12604 | COL-PDG-LIT-0101 | Transmitter, Level | COL-PDG | Transmitter,Level |  |  | LIT |  |  | Douglas Drive Syphon
12605 | COL-PDG-LIT-0101 | Transmitter, Level | COL-PDG-MISC | Transmitter,Level |  |  | LIT |  |  | Miscellaneous Equipment
12606 | COL-PDG-MISC | Miscellaneous Equipment | COL-PDG | [6 empty] | Douglas Drive Syphon
12607 | COL-PDG-T-0100 | Tank | COL-PDG | Tank |  |  | T |  |  | Douglas Drive Syphon
12608 | COL-PDG-UPS-0001 | UPS, Douglas Drive Syphon | COL-PDG | Uninterruptible Power Supply |  |  | UPS |  |  | Douglas Drive Syphon
12609 | COL-PDG-UPS-0001 | UPS, Douglas Drive Syphon | COL-PDG-MISC | Uninterruptible Power Supply |  |  | UPS |  |  | Miscellaneous Equipment
12615 | COL-PEV-ALR-0001 | Control Panel, Operator | COL-PEV | Control Panel |  |  | ALR |  |  | Ellis Sewage Pumping Station
12616 | COL-PEV-ALR-0001 | Control Panel, Operator | COL-PEV-MISC | Control Panel |  |  | ALR |  |  | Miscellaneous Equipment
12617 | COL-PEV-BAT-0001 | Battery, Rechargeable | COL-PEV-MISC | Battery |  |  | BAT |  |  | Miscellaneous Equipment
12619 | COL-PEV-CP-0001 | Control Panel, Operator | COL-PEV-MISC | Control Panel |  |  | CP |  |  | Miscellaneous Equipment
12620 | COL-PEV-CP-0003 | Control Panel, Operator | COL-PEV-MISC | Control Panel |  |  | CP |  |  | Miscellaneous Equipment
12622 | COL-PEV-DM-0001 | Damper/Louver, Manual | COL-PEV-MISC | Damper/Louver |  |  | DM |  |  | Miscellaneous Equipment
12623 | COL-PEV-DM-0002 | Damper/Louver, Manual | COL-PEV-MISC | Damper/Louver |  |  | DM |  |  | Miscellaneous Equipment
12626 | COL-PEV-FEQ-0001S | Fire Prevention, Extinguisher | COL-PEV | Fire Prevention,Extinguisher |  | 42683 | FEQ |  |  | Ellis Sewage Pumping Station
12628 | FCL-ELS-LP-0200A | Lighting Panel, Heating, 208/120V, 3PH, Admin Building, Lunch Room 113 West Wall | FCL-ELS-TR-0200O |  |  |  | LP |  |  | Transformer, 600/120/208V, 75 kVA, 3PH, Lighting Panels LP-0200O&0200A, High Lift Switchgear Room
12629 | FCL-ELS-LP-0200D | Lighting Panel, 208/120V, 3PH, High Lift Switchgear Room, West Wall | FCL-ELS-6 |  |  |  | LP |  |  | Interior Lighting
12630 | FCL-ELS-LP-0200E | Lighting Panel, 208/120V, 3PH, Admin Building, Corridor 217 Second Floor | FCL-ELS-6 |  |  |  | LP |  |  | Interior Lighting
12631 | FCL-ELS-LP-0200H | Lighting Panel, 208/120V, 3PH, (HP3), High Lift Switchgear Room West Wall | FCL-ELS-6 |  |  |  | LP |  |  | Interior Lighting
12632 | FCL-ELS-LP-0200J | Lighting Panel, 208/120V, 3PH, (LP0JA), Admin Building Server Room | FCL-ELS-6 |  |  |  | LP |  |  | Interior Lighting
12633 | FCL-ELS-LP-0200P | Lighting Panel, Heating, 208/120V, 3PH, Admin Building, Corridor 217 Second Floor | FCL-ELS-TR-0200P |  |  |  | LP |  |  | Transformer, 600/120/208V,112.5kW, Lighting Panels LP-0200P &0200B, High Lift Switchgear Floor East
12635 | FCL-ELS-LP-0300E | Lighting Panel, Emergency Load, 208/120V, 3PH, High Lift Switchgear Room, South Wall | FCL-ELS-6 |  |  |  | LP |  |  | Interior Lighting
12642 | FCL-ELS-LP-0400A | Lighting Panel, 575/120/208V, 225A, Low Lift Pump Room N/W | FCL-ELS-6 |  |  |  | LP |  |  | Interior Lighting
12644 | FCL-ELS-LP-0501E | Lighting Panel, 575/120/208V, LP-0501E (0500E1), Dry Chemical Building in MCC-0500 | FCL-ELS-6 |  |  |  | LP |  |  | Interior Lighting
12648 | FCL-ELS-LSH-0300 | Switch, Level, High, Fuel Oil Tank T-0100, Low Lift Building, Screen Room, Underground | FCL-ELS-T-0100 |  |  |  | LSH |  |  | Tank, Underground, Main Oil Fuel Tank, Low Lift Building, Screen Room
12649 | FCL-ELS-LSHH-0101 | Switch, Level, High High, Fuel Oil Day Tank T-0101, Low Lift Building, Screen Room | FCL-ELS-T-0100 |  |  |  | LSHH |  |  | Tank, Underground, Main Oil Fuel Tank, Low Lift Building, Screen Room
12650 | FCL-ELS-LSHH-0101A | Switch, Level, High High, Tank ELS-T-0101, Emergency Power Generator Monitoring | FCL-ELS-T-0101 |  |  |  | LSHH |  |  | Tank, Generator G-0100 Oil Fuel Day Tank, Low Lift Building, Screen Room
12651 | FCL-ELS-LSHH-0201 | Switch, Level, High High, Fuel Oil Day Tank T-0201, Low Lift Building, Screen Room | FCL-ELS-T-0201 |  |  |  | LSHH |  |  | Tank, Generator G-0200 Oil Fuel Day Tank, Low Lift Building, Screen Room
12655 | FCL-ELS-LSLL-0201 | Switch, Level, Low Low, Fuel Oil Day Tank T-0201, Low Lift Building, Screen Room | FCL-ELS-T-0201 |  |  |  | LSLL |  |  | Tank, Generator G-0200 Oil Fuel Day Tank, Low Lift Building, Screen Room
12656 | FCL-ELS-LTG | Emergency Lighting | FCL-ELS | [6 empty] | Electrical Distribution
12706 | FCL-ELS-PSL-0300 | Switch, Pressure, Low,Vacuum,Oil Fuel Tank T-0100 Interstitial,Low Lift Bldg,Screen Room,Underground | FCL-ELS-T-0100 |  |  |  | PSL |  |  | Tank, Underground, Main Oil Fuel Tank, Low Lift Building, Screen Room
12750 | FCL-ELS-SWG-0TR1 | Breaker, RMF Transformers TR-01CL & 01CF Feed, 4160V Low Lift Switchgear | FCL-ELS-TR-01CL |  |  |  | SWG |  |  | Transformer,Power,Dry,Clarification - Electrical Room,4160-600V,400KVA
12751 | FCL-ELS-SWG-0TR2 | Breaker, 1200A, RMF Transformers TR-02CL & 02CF Feed, 4160V Low Lift Switchgear | FCL-ELS-TR-02CL |  |  |  | SWG |  |  | Transformer,Power,Dry,Clarification - Electrical Room,4160-600V,400KVA
12773 | FCL-ELS-TR-001DA | Transformer, 1200A, Lighting, LP-001DA Feed, Dry Chemical Building Outside PAC Room West Entrance | FCL-ELS-6 |  |  |  | TR |  |  | Interior Lighting
12774 | FCL-ELS-TR-001DB | Transformer, Lighting, LP-001DB Feed, Dry Chemical Building Outside PAC Room West Entrance | FCL-ELS-6 |  |  |  | TR |  |  | Interior Lighting
12779 | FCL-ELS-TR-001GA | Transformer, Lighting, 600/120/208V, 45kVA, 3PH, LP-001GA,Gaseous Chemical MCC Room N/W | FCL-ELS-6 |  |  |  | TR |  |  | Interior Lighting
12786 | FCL-ELS-TR-002FD | Transformer, Lighting, (LT8F) 600/120/208V, 45kVA, 3PH,Heating Panel DP-002FD, Filter Gallery Central | FCL-ELS-6 |  |  |  | TR |  |  | Interior Lighting
12797 | FCL-ELS-TR-003FF | Transformer,Lighting,(LT3F),600/120/208V, 30kVA, Panels LP-003FF&003FG,Filter Bldg. Transformer Room | FCL-ELS-6 |  |  |  | TR |  |  | Interior Lighting
12798 | FCL-ELS-TR-004FE | Transformer,Lighting,(LT4F),Lighting Panel LP-003FA,600/120/208V,30kVA,Filter Bldg. Transformer Room | FCL-ELS-6 |  |  |  | TR |  |  | Interior Lighting
12799 | FCL-ELS-TR-004FH | Transformer, Lighting, 600/120/208V, 30kVA, 3PH, Power Distribution DP-004FH MCC Room, MCC-004F | FCL-ELS-6 |  |  |  | TR |  |  | Interior Lighting
12800 | FCL-ELS-TR-004GE | Transformer, Lighting, 600/120/208V, 45kVA, 3PH, LP-004GE, Gaseous Chemical Building MCC Room N/W | FCL-ELS-6 |  |  |  | TR |  |  | Interior Lighting
12813 | FCL-ELS-TR-0200P | Transformer, 600/120/208V,112.5kW, Lighting Panels LP-0200P &0200B, High Lift Switchgear Floor East | FCL-ELS-6 |  |  |  | TR |  |  | Interior Lighting
12857 | FCL-ELS-V-0102 | Valve, Ball, Discharge, Pump ELS-P-0100, Emergency Power Generator Monitoring | FCL-ELS-P-0100 |  |  |  | V |  |  | Pump, Gear, Fuel Oil Transfer Pump, Low Lift Building, Screen Room
12865 | FCL-ELS-V-0202 | Valve, Ball, Discharge, Pump ELS-P-0200, Emergency Power Generator Monitoring | FCL-ELS-P-0200 |  |  |  | V |  |  | Pump, Gear, Fuel Oil Transfer Pump, Low Lift Building, Screen Room
12869 | FCL-EUS-SERVER-ROOM | Computer Location | FCL-ADM-BLDG | [6 empty] | Building Location
12870 | FCL-EUS-TRAIN-ROOM | Computer Location | FCL-ADM-BLDG | [6 empty] | Building Location
12964 | FCL-FILTER-BLDG | Building Location | FCL-EUS | [6 empty] | Production & End User Support
12965 | FCL-FL | Fluoridation | FCL-DIS | [6 empty] | Disinfection and Conditioning
12967 | FCL-FL-CP-0001 | Control Panel, Operator, High Level Alarm, Hydrofluosilicic Acid System | FCL-FL-T-0101 |  |  |  | CP |  |  | Tank, Non-Pressurized, Hydrofluosilicic Acid System
12968 | FCL-FL-CP-0101 | Control Panel, Electrical, Pump 0101, Hydrofluosilicic Acid System | FCL-FL-P-0101 |  |  |  | CP |  |  | Pump, Gear, Hydrofluosilicic Acid System
12969 | FCL-FL-CP-0201 | Control Panel, Electrical, Pump 0201, Hydrofluosilicic Acid System | FCL-FL-P-0201 |  |  |  | CP |  |  | Pump, Gear, Hydrofluosilicic Acid System
12977 | FCL-FL-FS-0101-SUS | Switch,Flow Fluoride Pump # 1 | FCL-FL |  |  | 36603 | FS |  |  | Fluoridation
12978 | FCL-FL-FS-0101-SUS | Switch,Flow Fluoride Pump # 1 | FCL-SUSPENDED |  |  | 36603 | FS |  |  | Suspended entity
12979 | FCL-FL-FS-0201-SUS | Switch,Flow Fluoride Pump # 2 | FCL-FL |  |  | 36604 | FS |  |  | Fluoridation
12980 | FCL-FL-HTR-0001 | Heater, (Heat Tracing), Gaseous Chemical Building, South of Storage Tank | FCL-ACC-FL |  |  |  | HTR |  |  | Flouride Room, HVAC Equipment
13035 | FCL-FLO | Flocculation | FCL-PLT | [6 empty] | Preliminary Treatment
13038 | FCL-FLO-CP-0101 | Control Panel, Pre-treatment Module 1 Inlet Valve, Flocculation &Sedimentation Area South | FCL-FLO-V-0101 |  |  |  | CP |  |  | Valve, Butterfly, Actuated, Raw Water, Sedimentation Tank 0101, Mixing Tank/ Coagulation
13039 | FCL-FLO-CP-0201 | Control Panel, Pre-treatment Module 2 Inlet Valve, Flocculation &Sedimentation Area South | FCL-FLO-V-0201 |  |  |  | CP |  |  | Valve, Butterfly, Actuated, Raw Water, Sedimentation Tank 0201, Mixing Tank/ Coagulation
13040 | FCL-FLO-CP-0301 | Control Panel, Pre-treatment Module 2 Inlet Valve, Flocculation &Sedimentation Area South | FCL-FLO-V-0301 |  |  |  | CP |  |  | Valve, Butterfly, Actuated, Raw Water, Sedimentation Tank 0301, Mixing Tank/ Coagulation
13041 | FCL-FLO-FIT-0201A | Transmitter, Flow, Ultrasonic Transient Time, Clamp-on, Pre-treatment Module 2 Inlet | FCL-FLO-T-0201 |  |  |  | FIT |  |  | Tank, Flocculation
13061 | FCL-FLO-V-0050D | Valve, Mud, Drain, Pre-Treatment Module 2 Inlet, | FCL-DEW |  |  |  | V |  |  | Dewatering
13062 | FCL-FLO-V-0050E | Valve, Mud, Drain, Pre-Treatment Module 3 Inlet, | FCL-DEW |  |  |  | V |  |  | Dewatering
13064 | FCL-FLT | Filtration | FCL WORK AREA 1 | [6 empty] | Process
13090 | COL-PEV-FN-0001 | Fan, Centrifugal | COL-PEV-MISC | Fan |  |  | FN |  |  | Miscellaneous Equipment
13091 | COL-PEV-FN-0003 | Fan, Centrifugal | COL-PEV | Fan |  |  | FN |  |  | Ellis Sewage Pumping Station
13092 | COL-PEV-FN-0003 | Fan, Centrifugal | COL-PEV-MISC | Fan |  |  | FN |  |  | Miscellaneous Equipment
13093 | COL-PEV-FQ-0001 | Meter, Flow | COL-PEV | Meter,Flow |  |  | FQ |  |  | Ellis Sewage Pumping Station
13094 | COL-PEV-GC-0001 | Grit Chamber | COL-PEV |  |  | 34396 | GC |  |  | Ellis Sewage Pumping Station
13096 | COL-PEV-GRF-0001 | Indicator, Ground Fault | COL-PEV |  |  |  | GRF |  |  | Ellis Sewage Pumping Station
13098 | COL-PEV-HTR-0002 | Heater, Duct | COL-PEV | Heater |  |  | HTR |  |  | Ellis Sewage Pumping Station
13099 | COL-PEV-JIT-0001 | Meter, Power Indicating Transmitter, Main Power | COL-PEV | Meter |  |  | JIT |  |  | Ellis Sewage Pumping Station
13100 | COL-PEV-LIT-0100 | Transmitter, Level | COL-PEV-MISC | Transmitter,Level |  |  | LIT |  |  | Miscellaneous Equipment
13101 | COL-PEV-LP-0001 | Control Panel, Lighting | COL-PEV | Control Panel |  |  | LP |  |  | Ellis Sewage Pumping Station
13102 | COL-PEV-LP-0001 | Control Panel, Lighting | COL-PEV-MISC | Control Panel |  |  | LP |  |  | Miscellaneous Equipment
13103 | COL-PEV-LSH-0001 | Switch, Level-High | COL-PEV | Switch,Level |  |  | LSH |  |  | Ellis Sewage Pumping Station
13104 | COL-PEV-LSH-0002 | Switch, Level High | COL-PEV | Switch,Level |  |  | LSH |  |  | Ellis Sewage Pumping Station
13105 | COL-PEV-LSH-0002 | Switch, Level High | COL-PEV-MISC | Switch,Level |  |  | LSH |  |  | Miscellaneous Equipment
13106 | COL-PEV-LSH-0103 | Switch, Level-High | COL-PEV-MISC | Switch,Level |  |  | LSH |  |  | Miscellaneous Equipment
13107 | COL-PEV-LSHH-0104 | Switch, Level High-High | COL-PEV | Switch,Level |  |  | LSHH |  |  | Ellis Sewage Pumping Station
13108 | COL-PEV-LSHH-0105 | Switch, Level High-High | COL-PEV | Switch,Level |  |  | LSHH |  |  | Ellis Sewage Pumping Station
13109 | COL-PEV-LSL-0102 | Switch, Level-Low | COL-PEV | Switch |  |  | LSL |  |  | Ellis Sewage Pumping Station
13110 | COL-PEV-LSL-0102 | Switch, Level-Low | COL-PEV-MISC | Switch |  |  | LSL |  |  | Miscellaneous Equipment
13111 | COL-PEV-LSLL-0101 | Switch, Level Low-Low | COL-PEV | Switch,Level |  |  | LSLL |  |  | Ellis Sewage Pumping Station
13118 | COL-PEV-MON-0002 | Monitor | COL-PEV |  |  |  | MON |  |  | Ellis Sewage Pumping Station
13122 | COL-PEV-SC-0001 | Screen, Bar | COL-PEV | Screen |  |  | SC |  |  | Ellis Sewage Pumping Station
13123 | COL-PEV-SC-0001 | Screen, Bar | COL-PEV-MISC | Screen |  |  | SC |  |  | Miscellaneous Equipment
13127 | COL-PEV-TS-0001 | Switch, Transfer | COL-PEV | Switch |  |  | TS |  |  | Ellis Sewage Pumping Station
13134 | COL-PEV-WEL-0500 | Wet well | COL-PHP-MISC |  |  |  | WEL |  |  | Miscellaneous Equipment
13135 | COL-PEV-WEL-0600 | Dry Well | COL-PEV |  |  |  | WEL |  |  | Ellis Sewage Pumping Station
13143 | COL-PFB-GRF-0001 | Indicator, Ground Fault | COL-PFB-MISC | Indicator,Ground Fault |  |  | GRF |  |  | Miscellaneous Equipment
13144 | COL-PFB-HTR-0001 | Heater, Wet Well | COL-PFB | Heater |  |  | HTR |  |  | Fallingbrook Pumping Station
13145 | COL-PFB-JIT-0001 | Meter, Power Indicating Transmitter, Main Power | COL-PFB-MISC | Meter |  |  | JIT |  |  | Miscellaneous Equipment
13146 | COL-PFB-LIT-0101 | Transmitter, Level | COL-PFB-MISC | Transmitter,Level |  |  | LIT |  |  | Miscellaneous Equipment
13147 | COL-PFB-LSH-0103 | Switch, Level-High | COL-PFB | Switch,Level |  |  | LSH |  |  | Fallingbrook Pumping Station
13148 | COL-PFB-LSH-0103 | Switch, Level-High | COL-PFB-MISC | Switch,Level |  |  | LSH |  |  | Miscellaneous Equipment
13149 | COL-PFB-LSHH-0104 | Switch, Level High-High | COL-PFB | Switch,Level |  |  | LSHH |  |  | Fallingbrook Pumping Station
13150 | COL-PFB-LSL-0102 | Switch, Level-Low | COL-PFB-MISC | Switch |  |  | LSL |  |  | Miscellaneous Equipment
13151 | COL-PFB-LSLL-0101 | Switch, Level Low-Low | COL-PFB-MISC | Switch,Level |  |  | LSLL |  |  | Miscellaneous Equipment
13153 | COL-PFB-M-0201 | Motor | COL-PFB-MISC |  |  |  | M |  |  | Miscellaneous Equipment
13157 | FCL-FLT-CP-0001 | Control Panel, Filtered Water Sampling Pumps 0001A&B FCL-FLT-P-0004A | FCL-FLT-P-0004A |  |  |  | CP |  |  | Pump, Centrifugal, Filtered Water, Sampling Pumps
13158 | FCL-FLT-CP-0201 | Control Panel, Operator, Filter 0201 Flow/Rate, Filter 0201 | FCL-FLT-F-0201 |  |  |  | CP |  |  | Filter, Carbon Activated, Filter Building, Filter Gallery East
13159 | FCL-FLT-CP-0301 | Control Panel, Operator, Filter 0301 Flow/Rate, Filter 0301 | FCL-FLT-F-0301 |  |  |  | CP |  |  | Filter, Carbon Activated, Filter Building, Filter Gallery West
13160 | FCL-FLT-CP-0501 | Control Panel, Operator, Filter 0501 Flow/Rate, Filter 0501 | FCL-FLT-F-0501 |  |  |  | CP |  |  | Filter, Carbon Activated, Filter Building, Filter Gallery West
13161 | FCL-FLT-CP-0601 | Control Panel, Operator, Filter 0601 Flow/Rate, Filter 0601 | FCL-FLT-F-0601 |  |  |  | CP |  |  | Filter, Carbon Activated, Filter Building, Filter Gallery East
13162 | FCL-FLT-CP-0801 | Control Panel, Operator, Filter 0801 Flow/Rate, Filter 0801 | FCL-FLT-F-0801 |  |  |  | CP |  |  | Filter, Carbon Activated, Filter Building, Filter Gallery East
13163 | FCL-FLT-CP-0901 | Control Panel, Operator, Filter 0901 Flow/Rate, Filter 0901 | FCL-FLT-F-0901 |  |  |  | CP |  |  | Filter, Carbon Activated, Filter Building, Filter Gallery West
13164 | FCL-FLT-CP-1001 | Control Panel, Operator, Filter 1001 Flow/Rate, Filter 1001 | FCL-FLT-F-1001 |  |  |  | CP |  |  | Filter, Carbon Activated, Filter Building, Filter Gallery East
13165 | FCL-FLT-CP-1101 | Control Panel, Operator, Filter 1101 Flow/Rate, Filter 1101 | FCL-FLT-F-1101 |  |  |  | CP |  |  | Filter, Carbon Activated, Filter Building, Filter Gallery West
13166 | FCL-FLT-CP-1201 | Control Panel, Operator, Filter 1201 Flow/Rate, Filter 1201 | FCL-FLT-F-1201 |  |  |  | CP |  |  | Filter, Carbon Activated, Filter Building, Filter Gallery East
13167 | FCL-FLT-CP-1301 | Control Panel, Operator, Filter 1301 Flow/Rate, Filter 1301 | FCL-FLT-F-1301 |  |  |  | CP |  |  | Filter, Carbon Activated, Filter Building, Filter Gallery West
13168 | FCL-FLT-CP-1401 | Control Panel, Operator, Filter 1401 Flow/Rate, Filter 1401 | FCL-FLT-F-1401 |  |  |  | CP |  |  | Filter, Carbon Activated, Filter Building, Filter Gallery East
13169 | FCL-FLT-CP-1501 | Control Panel, Operator, Filter 1501 Flow/Rate, Filter 1501 | FCL-FLT-F-1501 |  |  |  | CP |  |  | Filter, Carbon Activated, Filter Building, Filter Gallery West
13170 | FCL-FLT-CP-1601 | Control Panel, Operator, Filter 1601 Flow/Rate, Filter 1601 | FCL-FLT-F-1601 |  |  |  | CP |  |  | Filter, Carbon Activated, Filter Building, Filter Gallery East
13171 | FCL-FLT-CP-1701 | Control Panel, Operator, Filter 1701 Flow/Rate, Filter 1701 | FCL-FLT-F-1701 |  |  |  | CP |  |  | Filter, Carbon Activated, Filter Building, Filter Gallery West
13174 | FCL-FLT-F-0202 | Filter, Inlet Side of PDIT-0201, Filter F-0201, Filtration Pipe Gallery | FCL-FLT-PDIT-0201 |  |  |  | F |  |  | Transmitter, Pressure (Differential), Loss of Head for Filter 0201, , Filter No.0201
13176 | FCL-FLT-F-0302 | Filter, Inlet Side of PDIT-0301, Filter F-0301, Filtration Pipe Gallery | FCL-FLT-PDIT-0301 |  |  |  | F |  |  | Transmitter, Pressure (Differential), Loss of Head for Filter 0301, Filter No.0301
13177 | FCL-FLT-F-0402 | Filter, Inlet Side of PDIT-0401, Filter F-0401, Filtration Pipe Gallery | FCL-FLT-PDIT-0401 |  |  |  | F |  |  | Transmitter, Pressure (Differential), Loss of Head for Filter 0401, , Filter No.0401
13179 | FCL-FLT-F-0502 | Filter, Inlet Side of PDIT-0501, Filter F-0501, Filtration Pipe Gallery | FCL-FLT-PDIT-0501 |  |  |  | F |  |  | Transmitter, Pressure (Differential), Loss of Head for Filter 0501, Filter No.0501
13180 | FCL-FLT-F-0602 | Filter, Inlet Side of PDIT-0601, Filter F-0601, Filtration Pipe Gallery | FCL-FLT-PDIT-0601 |  |  |  | F |  |  | Transmitter, Pressure (Differential), Loss of Head for Filter 0601, , Filter No.0601
13181 | FCL-FLT-F-0702 | Filter, Inlet Side of PDIT-0701, Filter F-0701, Filtration Pipe Gallery | FCL-FLT-PDIT-0701 |  |  |  | F |  |  | Transmitter, Pressure (Differential), Loss of Head for Filter 0701, Filter No.0701
13182 | FCL-FLT-F-0802 | Filter, Inlet Side of PDIT-0801, Filter F-0801, Filtration Pipe Gallery | FCL-FLT-PDIT-0801 |  |  |  | F |  |  | Transmitter, Pressure (Differential), Loss of Head for Filter 0801, , Filter No.0801
13184 | FCL-FLT-F-0902 | Filter, Inlet Side of PDIT-0901, Filter F-0901, Filtration Pipe Gallery | FCL-FLT-PDIT-0901 |  |  |  | F |  |  | Transmitter, Pressure (Differential), Loss of Head for Filter 0901, Filter No.0901
13314 | FCL-FLT-SAMP | Filter Composite Sampling | FCL-SAMP | [6 empty] | Sampling Systems
13367 | FCL-FLT-V-0118 | Valve, Gate, Bypass, Solenoid Valve V-0108, Filter 0101 | FCL-FLT-F-0101 |  |  |  | V |  |  | Filter, Carbon Activated, Filter Building, Filter Gallery West
13388 | FCL-FLT-V-0317 | Valve, Gate, Loss of Head Transmitter PDIT-0301 Drain, Filter 0301 | FCL-FLT-PDIT-0301 |  |  |  | V |  |  | Transmitter, Pressure (Differential), Loss of Head for Filter 0301, Filter No.0301
13410 | FCL-FLT-V-0517 | Valve, Gate, Loss of Head Transmitter PDIT-0501 Filter F-0502 Drain, Filter 0501 | FCL-FLT-PDIT-0501 |  |  |  | V |  |  | Transmitter, Pressure (Differential), Loss of Head for Filter 0501, Filter No.0501
13436 | FCL-FLT-V-0717 | Valve, Gate, WPS to Filter 0701 Drain, Filter 0701 | FCL-FLT-F-0701 |  |  |  | V |  |  | Filter, Carbon Activated, Filter Building, Filter Gallery West
13459 | FCL-FLT-V-0917 | Valve, Gate, Loss of Head Transmitter PDIT-0901 Filter F-0902 Drain, Filter 0901 | FCL-FLT-PDIT-0901 |  |  |  | V |  |  | Transmitter, Pressure (Differential), Loss of Head for Filter 0901, Filter No.0901
13464 | FCL-FLT-V-1008 | Valve, Solenoid, Inlet, WPS to Filter 1001, Filter 1001 | FCL-FLT-F-0101 |  |  |  | V |  |  | Filter, Carbon Activated, Filter Building, Filter Gallery West
13465 | FCL-FLT-V-1009 | Valve, Pressure Regulating, Inlet, WPS to Filter 1001, Filter 1001 | FCL-FLT-F-0101 |  |  |  | V |  |  | Filter, Carbon Activated, Filter Building, Filter Gallery West
13466 | FCL-FLT-V-1013 | Valve, Ball, Outlet, PDIT 1001, Filter 1001 | FCL-FLT-PDIT-0101 |  |  |  | V |  |  | Transmitter, Pressure (Differential), Loss of Head for Filter 0101, Filter No.0101
13467 | FCL-FLT-V-1014 | Valve, Ball, Inlet, AIT 1001, Filter 1001 | FCL-FLT-AIT-0101 |  |  |  | V |  |  | Analyzer, Turbidity, Filter #01, Filter Building, Filter Pipe Gallery
13468 | FCL-FLT-V-1015 | Valve, Check, Effluent Line Drain, Filter 1001 | FCL-FLT-F-0101 |  |  |  | V |  |  | Filter, Carbon Activated, Filter Building, Filter Gallery West
13504 | FCL-FLT-V-1317 | Valve, Gate, Loss of Head Transmitter PDIT-1301 Filter F-1302 Drain, Filter 1301 | FCL-FLT-PDIT-1301 |  |  |  | V |  |  | Transmitter, Pressure (Differential), Loss of Head for Filter 1301, Filter No.1301
13541 | COL-PFB-MISC | Miscellaneous Equipment | COL-PFB | [6 empty] | Fallingbrook Pumping Station
13547 | COL-PFB-SW-0001 | Switch, Main Electrical Disconnect | COL-PFB | Switch |  |  | SW |  |  | Fallingbrook Pumping Station
13548 | COL-PFB-SW-0002 | Switch, Transformer | COL-PFB | Switch |  |  | SW |  |  | Fallingbrook Pumping Station
13549 | COL-PFB-TR-0001 | Transformer, Power | COL-PFB-MISC | Transformer |  |  | TR |  |  | Miscellaneous Equipment
13550 | COL-PFB-UPS-0001 | UPS | COL-PFB | Uninterruptible Power Supply |  |  | UPS |  |  | Fallingbrook Pumping Station
13551 | COL-PFB-UPS-0001 | UPS | COL-PFB-MISC | Uninterruptible Power Supply |  |  | UPS |  |  | Miscellaneous Equipment
13564 | COL-PFH-LSLL-0103 | Switch, Level Low-Low | COL-PFH | Switch,Level |  |  | LSLL |  |  | Fire Hall Sewage Pumping Station (Wards Island PS#4)
13567 | COL-PFH-MISC | Miscellaneous Equipment | COL-PFH | [6 empty] | Fire Hall Sewage Pumping Station (Wards Island PS#4)
13580 | COL-PFI-LSLL-0102 | Switch, Level Low-Low | COL-PFI | Switch,Level |  |  | LSLL |  |  | Fifth Street Sewage Pumping Station (Wards Island PS #8)
13581 | COL-PFI-LSLL-0104 | Switch, Level Low-Low | COL-PFI | Switch,Level |  |  | LSLL |  |  | Fifth Street Sewage Pumping Station (Wards Island PS #8)
13584 | COL-PFI-MISC | Miscellaneous Equipment | COL-PFI | [6 empty] | Fifth Street Sewage Pumping Station (Wards Island PS #8)
13595 | COL-PFO-LSLL-0101 | Switch, Level Low-Low | COL-PFO | Switch,Level |  |  | LSLL |  |  | Fourth Street Sewage Pumping Station (Wards Island PS#9)
13617 | FCL-GRK | Buildings and Grounds | FCL WORK AREA 2 | [6 empty] | Plant Services
13637 | FCL-ITS | Integrated Technology Support | FCL-ITM | [6 empty] | Integrated Technology Management
13639 | FCL-LAB | Lab Sampling Equipment | FCL-SAMP | [6 empty] | Sampling Systems
13652 | FCL-MCS-3 | Service Water and Backflow Prevention | FCL-MCS |  |  |  | MCS |  |  | Mechanical Services
13653 | FCL-MCS-6 | Elevators | FCL-MCS |  |  |  | MCS |  |  | Mechanical Services
13654 | FCL-MCS-7 | Vehicles | FCL-MCS |  |  |  | MCS |  |  | Mechanical Services
13660 | FCL-MCS-BLDG-SURG | RL Clark Surge Building | FCL-GRK | [6 empty] | Buildings and Grounds
13669 | FCL-MCS-DAVIT | Davit Arms | FCL-MCS | [6 empty] | Mechanical Services
13672 | FCL-MCS-LD | Lifting Devices | FCL-MCS | [6 empty] | Mechanical Services
13694 | FCL-OFFICE | Computer Location | FCL-ADM-BLDG | [6 empty] | Building Location
13699 | FCL-PAC-CP-0201A | Control Panel, PAC Aeration Blower BL-0201, Dry Chemical Building Basement | FCL-PAC-BL-0201 |  |  |  | CP |  |  | Blower, PD, PAC Mixing Air Supply, Dry Chemical Building Basement
13700 | FCL-PAC-CP-0201B | Control Panel, PAC Storage Tank #2 Mixer MX-0201, Dry Chemical Building | FCL-PAC-MX-0201 |  |  |  | CP |  |  | Mixer, PAC Storage Tank T-0201, Dry Chemical Building PAC Tanks
13701 | FCL-PAC-CP-0301 | Control Panel, Area, PAC System Control Panel, Dry Chemical Building | FCL-PAC-T-0301 |  |  |  | CP |  |  | Tank, Storage, Powder Activated Carbon, ry Chemical Building PAC Tanks
13702 | FCL-PAC-CP-0301B | Control Panel, PAC Storage Tank #3 Mixer MX-0301, Dry Chemical Building | FCL-PAC-MX-0301 |  |  |  | CP |  |  | Mixer, PAC Storage Tank T-0301, Dry Chemical Building PAC Tanks
13703 | FCL-PAC-DCU-0301 | Dust Collector, PAC Storage Tank T-0301, Dry Chemical Building, PAC Storage Tanks | FCL-PAC-T-0301 |  |  |  | DCU |  |  | Tank, Storage, Powder Activated Carbon, ry Chemical Building PAC Tanks
13714 | FCL-PAC-LSH-0101 | Switch, Level High, Feed Tank T-0501, Dry Chemical Building Basement | FCL-PAC-T-0501 |  |  |  | LSH |  |  | Tank, Reservoir, PAC Slurry Calibrated Cylinder, Dry Chemical Building, Basement
13744 | FCL-PAC-V-0014 | Valve, Backflow Preventer, Water Potable Feed, Dry Chemical Building Basement | FCL-PAC |  |  |  | V |  |  | Taste and Odour Control (PAC)
13796 | FCL-PAC-V-0310 | Valve, Rotary, Actuated, Dust Collection DCU-0301 Dust Return, PAC System | FCL-PAC-DCU-0301 |  |  |  | V |  |  | Dust Collector, PAC Storage Tank T-0301, Dry Chemical Building, PAC Storage Tanks
13802 | FCL-PLT | Preliminary Treatment | FCL WORK AREA 1 | [6 empty] | Process
13803 | FCL-POL-CP-4210 | Control Panel, Thickening Polymer Skid No.4, RMF Centrifuge Building, Polymer Room | FCL-POL-P-4210 |  |  |  | CP |  |  | Pump, Duty, Polymer Skid No.4, Polymer Feed to Centrifuge #1, Centrifuge Building Polymer Room
13804 | FCL-POL-CP-4220 | Control Panel, Thickening Polymer Skid No.5, RMF Centrifuge Building, Polymer Room | FCL-POL-P-4220 |  |  |  | CP |  |  | Pump, Standby, Polymer Skid No.5, Polymer Feed to Thickeners, Centrifuge Building Polymer Room
13805 | FCL-POL-CP-4230 | Control Panel, Thickening Polymer Skid No.6, RMF Centrifuge Building, Polymer Room | FCL-POL-P-4230 |  |  |  | CP |  |  | Pump, Duty, Polymer Skid No.6, Polymer Feed to Centrifuge #2, Centrifuge Building Polymer Room
13807 | FCL-POL-FIT-4120 | Transmitter, Flow, Turbine,Service Water to Electric Mixer MX-4120,Polymer Skid No.2,Centrifuge Bldg | FCL-POL-MX-4120 |  |  |  | FIT |  |  | Mixer, Electric, Thickening Polymer Skid No.2, RMF Centrifuge Building, Polymer Room
13808 | FCL-POL-FIT-4130 | Transmitter, Flow, Turbine,Service Water to Electric Mixer MX-4130,Polymer Skid No.3,Centrifuge Bldg | FCL-POL-MX-4130 |  |  |  | FIT |  |  | Mixer, Electric, Thickening Polymer Skid No.3, RMF Centrifuge Building, Polymer Room
13810 | FCL-POL-FIT-4210 | Transmitter, Flow, Turbine,Service Water to Electric Mixer MX-4210,Polymer Skid No.4,Centrifuge Bldg | FCL-POL-MX-4210 |  |  |  | FIT |  |  | Mixer, Electric, Thickening Polymer Skid No.4, RMF Centrifuge Building, Polymer Room
13811 | FCL-POL-FIT-4220 | Transmitter, Flow, Turbine,Service Water to Electric Mixer MX-4220,Polymer Skid No.5,Centrifuge Bldg | FCL-POL-MX-4220 |  |  |  | FIT |  |  | Mixer, Electric, Thickening Polymer Skid No.5, RMF Centrifuge Building, Polymer Room
13813 | COL-PFO-MISC | Miscellaneous Equipment | COL-PFO | [6 empty] | Fourth Street Sewage Pumping Station (Wards Island PS#9)
13822 | COL-PGA-CP-0001 | Control Panel, Operator | COL-PGA-MISC | Control Panel |  |  | CP |  |  | Miscellaneous Equipment
13830 | COL-PGA-GEN-0001 | Generator, Electricity | COL-PGA | Generator |  |  | GEN |  |  | Greyabbey Sewage Pumping Station
13831 | COL-PGA-GEN-0001 | Generator, Electricity | COL-PGA-MISC | Generator |  |  | GEN |  |  | Miscellaneous Equipment
13832 | COL-PGA-GRF-0001 | Indicator, Ground Fault | COL-PGA |  |  |  | GRF |  |  | Greyabbey Sewage Pumping Station
13833 | COL-PGA-GRF-0001 | Indicator, Ground Fault | COL-PGA-MISC |  |  |  | GRF |  |  | Miscellaneous Equipment
13834 | COL-PGA-HTR-0001 | Heater, MCC Room | COL-PGA-MISC | Heater |  |  | HTR |  |  | Miscellaneous Equipment
13835 | COL-PGA-JIT-0002 | Meter, Power Indicating Transmitter, Main Power | COL-PGA | Meter |  |  | JIT |  |  | Greyabbey Sewage Pumping Station
13836 | COL-PGA-JIT-0002 | Meter, Power Indicating Transmitter, Main Power | COL-PGA-MISC | Meter |  |  | JIT |  |  | Miscellaneous Equipment
13843 | COL-PGA-MISC | Miscellaneous Equipment | COL-PGA | [6 empty] | Greyabbey Sewage Pumping Station
13844 | COL-PGA-MISC | Miscellaneous Equipment | COL-PLB | [6 empty] | Long Branch Pumping Station
13845 | COL-PGA-RPU-0001 | Remote Processing Unit | COL-PGA | RPU |  |  | RPU |  |  | Greyabbey Sewage Pumping Station
13846 | COL-PGA-RPU-0001 | Remote Processing Unit | COL-PGA-MISC | RPU |  |  | RPU |  |  | Miscellaneous Equipment
13847 | COL-PGA-SS-0001 | Security System | COL-PGA | Security System |  |  | SS |  |  | Greyabbey Sewage Pumping Station
13850 | COL-PGA-UPS-0001 | UPS | COL-PGA | Uninterruptible Power Supply |  |  | UPS |  |  | Greyabbey Sewage Pumping Station
13851 | COL-PGA-UPS-0001 | UPS | COL-PGA-MISC | Uninterruptible Power Supply |  |  | UPS |  |  | Miscellaneous Equipment
13861 | COL-PGA-WEL-0100 | Wet Well | COL-PGA-MISC | Well |  |  | WEL |  |  | Miscellaneous Equipment
13862 | COL-PGB-CP-0001 | Control Panel, Operator | COL-PGB | Control Panel |  |  | CP |  |  | Governors Bridge Sewage Pumping Station
13863 | COL-PGB-FEQ-0001S | Fire Prevention, Extinguisher | COL-PGB | Fire Prevention,Extinguisher |  | 40170 | FEQ |  |  | Governors Bridge Sewage Pumping Station
13865 | COL-PGB-JIT-0001 | Meter, Power Indicating Transmitter, Main Power | COL-PGB | Meter |  |  | JIT |  |  | Governors Bridge Sewage Pumping Station
13866 | COL-PGB-LP-0001 | Control Panel, Lighting | COL-PGB | Control Panel |  |  | LP |  |  | Governors Bridge Sewage Pumping Station
13867 | COL-PGB-LSHH-0104 | Switch, Level High-High | COL-PGB | Switch,Level |  |  | LSHH |  |  | Governors Bridge Sewage Pumping Station
13868 | COL-PGB-LSHH-0104 | Switch, Level High-High | COL-PGB-MISC | Switch,Level |  |  | LSHH |  |  | Miscellaneous Equipment
13869 | COL-PGB-LSL-0102 | Switch, Level-Low | COL-PGB | Switch |  |  | LSL |  |  | Governors Bridge Sewage Pumping Station
13870 | FCL-POL-FIT-4230 | Transmitter, Flow, Turbine,Service Water to Electric Mixer MX-4230,Polymer Skid No.6,Centrifuge Bldg | FCL-POL-MX-4230 |  |  |  | FIT |  |  | Mixer, Electric, Thickening Polymer Skid No.6, RMF Centrifuge Building, Polymer Room
13871 | FCL-POL-FIT-4231 | Transmitter, Flow, Turbine,Service Water to Static Mixer MX-4231,Polymer Skid No.6,Centrifuge Bldg | FCL-POL-MX-4231 |  |  |  | FIT |  |  | Mixer, Static, Thickening Polymer Skid No.6, RMF Centrifuge Building, Polymer Room
13873 | FCL-POL-FSL-4110 | Flow Switch Low, Polymer Feed to Skid No.1, RMF Centrifuge Building, Polymer Room | FCL-POL-P-4110 |  |  |  | FSL |  |  | Pump, Duty, Polymer Skid No.1, Polymer Feed to Thickener #1, Centrifuge Building Polymer Room
13874 | FCL-POL-FSL-4120 | Flow Switch Low, Polymer Feed to Skid No.2, RMF Centrifuge Building, Polymer Room | FCL-POL-P-4120 |  |  |  | FSL |  |  | Pump, Standby, Polymer Skid No.2, Polymer Feed to Thickeners, Centrifuge Building Polymer Room
13875 | FCL-POL-FSL-4220 | Flow Switch Low, Polymer Feed to Skid No.5, RMF Centrifuge Building, Polymer Room | FCL-POL-P-4220 |  |  |  | FSL |  |  | Pump, Standby, Polymer Skid No.5, Polymer Feed to Thickeners, Centrifuge Building Polymer Room
13878 | FCL-POL-MX-4101 | Mixer, Electric, Polymer Tote T-4101, RMF Centrifuge Building, Polymer Totes Area | FCL-POL-T-4101 |  |  |  | MX |  |  | Tank, Polymer Storage Tote No.1, RMF Centrifuge Building, Polymer Totes Area
13879 | FCL-POL-MX-4111 | Mixer, Static, Thickening Polymer Skid No.1, RMF Centrifuge Building, Polymer Room | FCL-POL-P-4110 |  |  |  | MX |  |  | Pump, Duty, Polymer Skid No.1, Polymer Feed to Thickener #1, Centrifuge Building Polymer Room
13880 | FCL-POL-MX-4120 | Mixer, Electric, Thickening Polymer Skid No.2, RMF Centrifuge Building, Polymer Room | FCL-POL-P-4120 |  |  |  | MX |  |  | Pump, Standby, Polymer Skid No.2, Polymer Feed to Thickeners, Centrifuge Building Polymer Room
13881 | FCL-POL-MX-4130 | Mixer, Electric, Thickening Polymer Skid No.3, RMF Centrifuge Building, Polymer Room | FCL-POL-P-4130 |  |  |  | MX |  |  | Pump, Duty, Polymer Skid No.3, Polymer Feed to Thickener #2, Centrifuge Building Polymer Room
13882 | FCL-POL-MX-4131 | Mixer, Static, Thickening Polymer Skid No.3, RMF Centrifuge Building, Polymer Room | FCL-POL-P-4130 |  |  |  | MX |  |  | Pump, Duty, Polymer Skid No.3, Polymer Feed to Thickener #2, Centrifuge Building Polymer Room
13883 | FCL-POL-MX-4202 | Mixer, Electric, Polymer Tote T-4202, RMF Centrifuge Building, Polymer Totes Area | FCL-POL-T-4201 |  |  |  | MX |  |  | Tank, Polymer Storage Tote No.3, RMF Centrifuge Building, Polymer Totes Area
13884 | FCL-POL-MX-4210 | Mixer, Electric, Thickening Polymer Skid No.4, RMF Centrifuge Building, Polymer Room | FCL-POL-P-4210 |  |  |  | MX |  |  | Pump, Duty, Polymer Skid No.4, Polymer Feed to Centrifuge #1, Centrifuge Building Polymer Room
13885 | FCL-POL-MX-4220 | Mixer, Electric, Thickening Polymer Skid No.5, RMF Centrifuge Building, Polymer Room | FCL-POL-P-4220 |  |  |  | MX |  |  | Pump, Standby, Polymer Skid No.5, Polymer Feed to Thickeners, Centrifuge Building Polymer Room
13891 | FCL-POL-T-4101 | Tank, Polymer Storage Tote No.1, RMF Centrifuge Building, Polymer Totes Area | FCL-WWW-POL |  |  |  | T |  |  | Polymer
13892 | FCL-POL-T-4102 | Tank, Polymer Storage Tote No.2, RMF Centrifuge Building, Polymer Totes Area | FCL-WWW-POL |  |  |  | T |  |  | Polymer
13893 | FCL-POL-TIC-4000 | Controller, Temp., Service Water to Thick. Polymer Skids, RMF Centrifuge Building, Centrifuge Room N-Wall | FCL-POL-HTR-0003 |  |  |  | TIC |  |  | Heater, Water Tankless, RMF Centrifuge Building, Centrifuge Room North Wall
13897 | FCL-POL-V-4112 | Valve, Solenoid, Service Water to Polymer Skid No.1, RMF Centrifuge Building, Polymer Room | FCL-POL-P-4110 |  |  |  | V |  |  | Pump, Duty, Polymer Skid No.1, Polymer Feed to Thickener #1, Centrifuge Building Polymer Room
13899 | FCL-POL-V-4122 | Valve, Solenoid, Service Water to Polymer Skid No.2, RMF Centrifuge Building, Polymer Room | FCL-POL-P-4120 |  |  |  | V |  |  | Pump, Standby, Polymer Skid No.2, Polymer Feed to Thickeners, Centrifuge Building Polymer Room
13908 | FCL-POL-V-4222 | Valve, Solenoid, Service Water to Polymer Skid No.5, RMF Centrifuge Building, Polymer Room | FCL-POL-P-4220 |  |  |  | V |  |  | Pump, Standby, Polymer Skid No.5, Polymer Feed to Thickeners, Centrifuge Building Polymer Room
13921 | FCL-RAW WATER BLDG | Building Location | FCL-SPC | [6 empty] | Process Control Systems - Services Area
13922 | FCL-RAW WATER BLDG | Building Location | FCL-SPC2 | [6 empty] | Process Control Systems - Equipment
13923 | FCL-RAW-WATER-BLDG | Building Location | FCL-EUS | [6 empty] | Production & End User Support
13959 | FCL-RW-CP-0102 | Control Panel, Raw Water Screen SC-0101 Inlet & Outlet Gates, Low Lift PS Screen Room S/W | FCL-RW-SC-0101 |  |  |  | CP |  |  | Screen, Bar, Raw Water, Intake and Screen Room
13960 | FCL-RW-CP-0201 | Control Panel, Raw Water Screen SC-0201, Low Lift PS Screen Room S/W | FCL-RW-SC-0201 |  |  |  | CP |  |  | Screen, Bar, Raw Water , Intake and Screen Room
13961 | FCL-RW-CP-0300 | Control Panel, Sampling System Inlet Valves to Operators Lab, Admin Building Lab | FCL-RW-SAMP |  |  |  | CP |  |  | Raw Water Sampling
13962 | FCL-RW-CP-0602 | Control Panel, Raw Water Screen SC-0601 Inlet & Outlet Gates, Low Lift PS Screen Room S/E | FCL-RW-SC-0601 |  |  |  | CP |  |  | Screen, Bar, Raw Water, Intake and Screen Room
13963 | FCL-RW-CP-0701 | Control Panel, Raw Water Screen SC-0701 , Low Lift PS Screen Room S/E | FCL-RW-SC-0701 |  |  |  | CP |  |  | Screen, Bar, Raw Water, Intake and Screen Room
13964 | FCL-RW-CP-0702 | Control Panel, Raw Water Screen SC-0701 Inlet & Outlet Gates, Low Lift PS Screen Room S/E | FCL-RW-SC-0701 |  |  |  | CP |  |  | Screen, Bar, Raw Water, Intake and Screen Room
13965 | FCL-RW-CRN-0403 | Crane, 15 Ton, Travelling, Bridge, Raw Water Pump Area | FCL-MCS-CRN |  |  |  | CRN |  |  | Cranes
14010 | FCL-RW-LIT-0002A | Transmitter, Level, Backup, Raw Water Suction Well, Raw Water Pumping Station | FCL-MCS-CRN |  |  |  | LIT |  |  | Cranes
14020 | FCL-RW-MODULES | Raw Water Modules | FCL-RW | [6 empty] | Raw Water
14032 | FCL-RW-SAMP | Raw Water Sampling | FCL-RW | [6 empty] | Raw Water
14033 | FCL-RW-SAMP | Raw Water Sampling | FCL-SAMP | [6 empty] | Sampling Systems
14040 | FCL-RW-SCREENS | Raw Water Sreening | FCL-RW | [6 empty] | Raw Water
14063 | FCL-RW-V-0005B | Valve, Mud, Raw Water Suction Channel Drain, Low Lift PS Basement | FCL-RW-INTAKE |  |  |  | V |  |  | Intake and Conduit
14064 | FCL-RW-V-0006 | Valve, Mud, Raw Water Suction Channel Drain, Low Lift PS Basement | FCL-RW-INTAKE |  |  |  | V |  |  | Intake and Conduit
14070 | FCL-RW-V-0007E | Valve, Mud, Raw Water Suction Channel Drain, Low Lift PS Basement | FCL-RW-INTAKE |  |  |  | V |  |  | Intake and Conduit
14116 | FCL-RW-V-0402A | Valve, Mud, Drain, Raw Water Screen SC-0401 Pit, Intake and Screen Room | FCL-RW-SC-0401 |  |  |  | V |  |  | Screen, Bar, Raw Water, , Intake and Screen Room
14177 | COL-PGB-LSLL-0101 | Switch, Level Low-Low | COL-PGB | Switch,Level |  |  | LSLL |  |  | Governors Bridge Sewage Pumping Station
14178 | COL-PGB-LSLL-0101 | Switch, Level Low-Low | COL-PGB-MISC | Switch,Level |  |  | LSLL |  |  | Miscellaneous Equipment
14179 | COL-PGB-MISC | Miscellaneous Equipment | COL-PGB | [6 empty] | Governors Bridge Sewage Pumping Station
14180 | COL-PGB-P-0100 | Pump, Centrifugal | COL-PGB | Pump |  |  | P |  |  | Governors Bridge Sewage Pumping Station
14181 | COL-PGB-P-0200 | Pump, Centrifugal | COL-PGB | Pump |  |  | P |  |  | Governors Bridge Sewage Pumping Station
14182 | COL-PGB-PIP-0001 | Piping | COL-PGB-MISC | Pump |  |  | PIP |  |  | Miscellaneous Equipment
14183 | COL-PGB-SW-0001 | Switch, Main Electrical Disconnect | COL-PGB | Switch |  |  | SW |  |  | Governors Bridge Sewage Pumping Station
14184 | COL-PGB-TS-0001 | Switch, Transfer | COL-PGB-MISC | Switch |  |  | TS |  |  | Miscellaneous Equipment
14188 | COL-PGB-WEL-0100 | Wet Well | COL-PGB | Well |  |  | WEL |  |  | Governors Bridge Sewage Pumping Station
14190 | COL-PGR-BFP-0001 | Back Flow Preventer | COL-PGR-MISC | Valve,Backflow Preventer |  |  | BFP |  |  | Miscellaneous Equipment
14191 | COL-PGR-COM-0001 | Control Panel, Operator | COL-PGR | Control Panel |  |  | COM |  |  | Grand River Sewage Pumping Station
14192 | COL-PGR-CP-0001 | Control Panel, Operator | COL-PGR | Control Panel |  |  | CP |  |  | Grand River Sewage Pumping Station
14193 | COL-PGR-FEQ-0001S | Fire Prevention, Extinguisher | COL-PGR-MISC | Fire Prevention,Extinguisher |  | 42684 | FEQ |  |  | Miscellaneous Equipment
14195 | COL-PGR-FQ-0001 | Meter, Flow | COL-PGR | Meter,Flow |  |  | FQ |  |  | Grand River Sewage Pumping Station
14196 | COL-PGR-JIT-0002 | Meter, Power Indicating Transmitter, Main Power | COL-PGR | Meter |  |  | JIT |  |  | Grand River Sewage Pumping Station
14197 | COL-PGR-JIT-0002 | Meter, Power Indicating Transmitter, Main Power | COL-PGR-MISC | Meter |  |  | JIT |  |  | Miscellaneous Equipment
14198 | COL-PGR-LSH-0103 | Switch, Level | COL-PGR | Switch,Level |  |  | LSH |  |  | Grand River Sewage Pumping Station
14199 | COL-PGR-LSHH-0104 | Switch, Level | COL-PGR | Switch,Level |  |  | LSHH |  |  | Grand River Sewage Pumping Station
14200 | COL-PGR-LSHH-0105 | Switch, Level-High | COL-PGR-MISC | Switch,Level |  |  | LSHH |  |  | Miscellaneous Equipment
14201 | COL-PGR-LSL-0102 | Switch, Level | COL-PGR | Switch,Level |  |  | LSL |  |  | Grand River Sewage Pumping Station
14202 | COL-PGR-LSL-0102 | Switch, Level | COL-PGR-MISC | Switch,Level |  |  | LSL |  |  | Miscellaneous Equipment
14203 | COL-PGR-RPU-0001 | Control Panel, Electrical | COL-PGR | Control Panel |  |  | RPU |  |  | Grand River Sewage Pumping Station
14204 | COL-PGR-RPU-0001 | Control Panel, Electrical | COL-PGR-MISC | Control Panel |  |  | RPU |  |  | Miscellaneous Equipment
14206 | COL-PGR-SS-0001 | Security System | COL-PGR-MISC | Security System |  |  | SS |  |  | Miscellaneous Equipment
14207 | COL-PGR-SW-0001 | Switch, Fused | COL-PGR | Switch |  |  | SW |  |  | Grand River Sewage Pumping Station
14208 | COL-PGR-TS-0001 | Switch, Transfer | COL-PGR | Switch |  |  | TS |  |  | Grand River Sewage Pumping Station
14219 | COL-PHA-MON-0001 | Gas Monitor | COL-PHA-MISC |  |  |  | MON |  |  | Miscellaneous Equipment
14220 | COL-PHA-MON-0002 | Gas Monitor | COL-PHA-MISC |  |  |  | MON |  |  | Miscellaneous Equipment
14221 | COL-PHA-P-0300 | Pump | COL-PHA |  |  |  | P |  |  | Hanlan's Point Sewage Pumping Station
14222 | COL-PHA-V-0001 | Valve | COL-PHA-MISC |  |  |  | V |  |  | Miscellaneous Equipment
14223 | COL-PHA-V-0003 | Valve | COL-PHA-MISC |  |  |  | V |  |  | Miscellaneous Equipment
14224 | COL-PHA-V-0004 | Valve | COL-PHA-MISC |  |  |  | V |  |  | Miscellaneous Equipment
14225 | COL-PHA-V-0006 | Valve | COL-PHA-MISC |  |  |  | V |  |  | Miscellaneous Equipment
14226 | COL-PHA-V-0009 | Valve | COL-PHA-MISC |  |  |  | V |  |  | Miscellaneous Equipment
14227 | COL-PHA-V-0301 | Valve | COL-PHA-P-0300 |  |  |  | V |  |  | Pump
14228 | COL-PHA-V-0303 | Valve | COL-PHA-P-0300 |  |  |  | V |  |  | Pump
14231 | COL-PHB-AIT-0001 | Transmitter, Gas | COL-PHB-MISC | Transmitter |  |  | AIT |  |  | Miscellaneous Equipment
14232 | COL-PHB-AIT-0002 | Transmitter, Gas | COL-PHB-MISC | Transmitter |  |  | AIT |  |  | Miscellaneous Equipment
14253 | FCL-SA-C-0301 | Compressor, Instrument Air, Filter Building, Compressor Room | FCL-SA |  |  |  | C |  |  | Service Air
14255 | FCL-SA-PIT-0101 | Transmitter, Pressure, Service Air to Low Lift, High Lift Building, Loading Area ,50-SA Line | FCL-SA-T-0001 |  |  |  | PIT |  |  | Vessel, Pressure, Service Air, Sanitary Sewage System Monitoring
14288 | COL-PHB-OIT-0001 | Operator Interface Terminal | COL-PHB | Computer Equipment,Monitor |  |  | OIT |  |  | Humber Sewage Pumping Station
14308 | COL-PHF-FEQ-0001S | Fire Prevention, Extinguisher | COL-PHF | Fire Prevention,Extinguisher |  | 42685 | FEQ |  |  | Highfield Sewage Pumping Station
14309 | COL-PHF-JIT-0001 | Meter, Power Indicating Transmitter, Main Power | COL-PHF-MISC | Meter |  |  | JIT |  |  | Miscellaneous Equipment
14310 | COL-PHF-LSH-0102 | Switch, Level-High | COL-PHF-MISC | Switch,Level |  |  | LSH |  |  | Miscellaneous Equipment
14311 | COL-PHF-LSHH-0103 | Switch, Level High-High | COL-PHF | Switch,Level |  |  | LSHH |  |  | Highfield Sewage Pumping Station
14312 | COL-PHF-LSL-0101 | Switch, Level-Low | COL-PHF | Switch |  |  | LSL |  |  | Highfield Sewage Pumping Station
14313 | COL-PHF-MISC | Miscellaneous Equipment | COL-PHF | [6 empty] | Highfield Sewage Pumping Station
14315 | COL-PHF-PIP-0001 | Piping | COL-PHF-MISC | Pump |  |  | PIP |  |  | Miscellaneous Equipment
14323 | COL-PHP-ALR-0001 | Control Panel, Gas Alarm | COL-PHP-MISC | Control Panel |  |  | ALR |  |  | Miscellaneous Equipment
14327 | COL-PHP-CB-0001 | Circuit Breaker, Main | COL-PHP-MISC | Circuit Breaker |  |  | CB |  |  | Miscellaneous Equipment
14328 | COL-PHP-CB-0002 | Circuit Breaker, Transformer 0001 | COL-PHP-MISC | Circuit Breaker |  |  | CB |  |  | Miscellaneous Equipment
14329 | COL-PHP-CP-0001 | Control Panel, Operator | COL-PHP | Control Panel |  |  | CP |  |  | High Park Sewage Pumping Station
14330 | COL-PHP-CP-0002 | Control Panel, Operator | COL-PHP | Control Panel |  |  | CP |  |  | High Park Sewage Pumping Station
14331 | COL-PHP-CP-0002 | Control Panel, Operator | COL-PHP-MISC | Control Panel |  |  | CP |  |  | Miscellaneous Equipment
14333 | COL-PHP-DM-0001 | Damper, Manual | COL-PHP-MISC | Damper/Louver |  |  | DM |  |  | Miscellaneous Equipment
14336 | COL-PHP-FEQ-0001S | Fire Prevention, Extinguisher | COL-W-OBSOLETE | Fire Prevention,Extinguisher |  | 42686 | FEQ |  |  | Col West Obsolete Entities
14396 | FCL-SED-SAMP | Sedimentation Sampling | FCL-SAMP | [6 empty] | Sampling Systems
14401 | FCL-SED-V-0004 | Valve, Check, Settled Water Sampling Pumps P-0001A&B Discharge, Filter Building Drainage PS | FCL-WWW |  |  |  | V |  |  | Residue Management
14436 | FCL-SES-2 | SCBA's | FCL-SES |  |  |  | SES |  |  | Safety and Environmental Services
14437 | FCL-SES-5 | Eye Wash Stations Chemical Building | FCL-SES |  |  |  | SES |  |  | Safety and Environmental Services
14438 | FCL-SES-7 | Floatation Devices | FCL-SES |  |  |  | SES |  |  | Safety and Environmental Services
14501 | FCL-SES-FEQ-0110-SUS | Fire Extinguisher #110, RMF Centrifuge Building, HVAC Room | FCL-SES-FEQ-SUS |  |  | 46426 | FEQ |  |  | Portable Fire Extinguishers
14502 | FCL-SES-FEQ-0110-SUS | Fire Extinguisher #110, RMF Centrifuge Building, HVAC Room | FCL-SUSPENDED |  |  | 46426 | FEQ |  |  | Suspended entity
14503 | FCL-SES-FEQ-0111-SUS | Fire Extinguisher #111, RMF Centrifuge Building, Electrical Room | FCL-SUSPENDED |  |  | 46427 | FEQ |  |  | Suspended entity
14504 | FCL-SES-FEQ-0113-SUS | Fire Extinguisher #113, RMF Centrifuge Building, Centrifuge Room South East Wall | FCL-SES-FEQ-SUS |  |  | 46429 | FEQ |  |  | Portable Fire Extinguishers
14505 | FCL-SES-FEQ-0113-SUS | Fire Extinguisher #113, RMF Centrifuge Building, Centrifuge Room South East Wall | FCL-SUSPENDED |  |  | 46429 | FEQ |  |  | Suspended entity
14506 | FCL-SES-FEQ-0114-SUS | Fire Extinguisher #114, RMF Clarification Building, HVAC Room No.1 | FCL-SES-FEQ-SUS |  |  | 46431 | FEQ |  |  | Portable Fire Extinguishers
14507 | FCL-SES-FEQ-0114-SUS | Fire Extinguisher #114, RMF Clarification Building, HVAC Room No.1 | FCL-SUSPENDED |  |  | 46431 | FEQ |  |  | Suspended entity
14513 | FCL-SES-FP-0001 | Fire Protection System | FCL-SES |  |  |  | FP |  |  | Safety and Environmental Services
14544 | FCL-SES-LTG-0006F-SUS | Emergency Light, Ceiling Mounted Remote Heads, Admin Building, Second Floor, Stairs No. 2 | FCL-SUSPENDED |  |  | 46463 | LTG |  |  | Suspended entity
14545 | FCL-SES-LTG-0006G-SUS | Emergency Light, Remote Heads, Admin Building, First Floor, Stairs No. 2 | FCL-ELS-LTG |  |  | 46464 | LTG |  |  | Emergency Lighting
14725 | FCL-SES-LTX-0089-SUS | Exit Light, 89, Gaseous Building, 1st Floor, Electrical Room Exit | FCL-SUSPENDED |  |  | 46596 | LTX |  |  | Suspended entity
14726 | FCL-SES-LTX-0090-SUS | Exit Light, 90, Gaseous Building, 1st Floor, Fluoride Room Exit | FCL-SUSPENDED |  |  | 46597 | LTX |  |  | Suspended entity
14727 | FCL-SES-LTX-0091-SUS | Exit Light, 91, Gaseous Building, 1st Floor, Caustic Soda Storage Room Exit | FCL-ELS-6 |  |  | 46598 | LTX |  |  | Interior Lighting
14728 | FCL-SES-LTX-0091-SUS | Exit Light, 91, Gaseous Building, 1st Floor, Caustic Soda Storage Room Exit | FCL-SUSPENDED |  |  | 46598 | LTX |  |  | Suspended entity
14729 | FCL-SES-LTX-0092-SUS | Exit Light, 92, Gaseous Building, 2nd Floor, Chlorine Storage Room North Door Exit Out | FCL-ELS-6 |  |  | 46599 | LTX |  |  | Interior Lighting
14730 | FCL-SES-LTX-0092-SUS | Exit Light, 92, Gaseous Building, 2nd Floor, Chlorine Storage Room North Door Exit Out | FCL-SUSPENDED |  |  | 46599 | LTX |  |  | Suspended entity
14731 | FCL-SES-LTX-0093-SUS | Exit Light, 93, Gaseous Building, 2nd Floor, Chlorine Storage Room S/E Door Exit | FCL-ELS-6 |  |  | 46600 | LTX |  |  | Interior Lighting
14732 | FCL-SES-LTX-0093-SUS | Exit Light, 93, Gaseous Building, 2nd Floor, Chlorine Storage Room S/E Door Exit | FCL-SUSPENDED |  |  | 46600 | LTX |  |  | Suspended entity
14733 | FCL-SES-LTX-0095-SUS | Exit Light, 95, Gaseous Building, 2nd Floor, Chemical Room S/W Door Exit | FCL-SUSPENDED |  |  | 46602 | LTX |  |  | Suspended entity
14734 | FCL-SES-LTX-0100-SUS | Exit light, 100, Pump Room to Stairway No.6 , RMF Clarification Building | FCL-ELS-6 |  |  | 46603 | LTX |  |  | Interior Lighting
14735 | FCL-SES-LTX-0100-SUS | Exit light, 100, Pump Room to Stairway No.6 , RMF Clarification Building | FCL-SUSPENDED |  |  | 46603 | LTX |  |  | Suspended entity
14736 | FCL-SES-LTX-0102-SUS | Exit light, 102, Admin Building, First Floor, Corridor 116, High Lift Gallery Door | FCL-ELS-6 |  |  | 46605 | LTX |  |  | Interior Lighting
14737 | FCL-SES-LTX-0105-SUS | Exit light, 105, High Lift Pumping Station, Ground Floor, Copy Room South Door | FCL-SUSPENDED |  |  | 46608 | LTX |  |  | Suspended entity
14738 | FCL-SES-LTX-0106-SUS | Exit light, 106, Low Lift Building, Ground Floor, South East Stairs | FCL-ELS-6 |  |  | 46609 | LTX |  |  | Interior Lighting
14739 | FCL-SES-LTX-0106-SUS | Exit light, 106, Low Lift Building, Ground Floor, South East Stairs | FCL-SUSPENDED |  |  | 46609 | LTX |  |  | Suspended entity
14740 | FCL-SES-LTX-0107-SUS | Exit light, 106, Low Lift Building, Basement B1, Pump Room South West Door | FCL-ELS-6 |  |  | 46610 | LTX |  |  | Interior Lighting
14741 | FCL-SES-LTX-0108-SUS | Exit light, 108, Dry Chemical Building, MCC Room, South Exit | FCL-ELS-6 |  |  | 46611 | LTX |  |  | Interior Lighting
14742 | FCL-SES-LTX-0108-SUS | Exit light, 108, Dry Chemical Building, MCC Room, South Exit | FCL-SUSPENDED |  |  | 46611 | LTX |  |  | Suspended entity
14761 | FCL-SES-SQ-0007 | Eyewash Station, Admin Building, Operators Lab,Eye wash station - main change room | FCL-SES |  |  |  | SQ |  |  | Safety and Environmental Services
14762 | FCL-SES-SQ-0008 | Eyewash Station/Shower, Low Lift PS Building, Alum Delivery Door,Raw Water Pump Room Basement beside Phosphoric acid Skids | FCL-SES |  |  |  | SQ |  |  | Safety and Environmental Services
14765 | FCL-SES-SQ-0102 | Safety Harnesses, High Lift Building, Store Room | FCL-SES |  |  |  | SQ |  |  | Safety and Environmental Services
14780 | FCL-SES-WASTE | Waste Material | FCL-SES | [6 empty] | Safety and Environmental Services
14798 | FCL-SM-SQ-0002 | Kit "B" Chlorine Emergency | FCL-CLA1 |  |  |  | SQ |  |  | Pre-Chlorination
14864 | FCL-SPC | Process Control Systems - Services Area | FCL | [6 empty] | R L Clark Water Treatment Plant
14865 | FCL-SPC-COM-0001 | Communication, Router, Admin Building, Server Room | FCL-ADM BLDG |  |  |  | COM |  |  | Building Location
14866 | FCL-SPC-COM-0200 | Communication, Backup Core Closet Rack, Admin Building, Server Room | FCL-ADM BLDG |  |  |  | COM |  |  | Building Location
14867 | FCL-SPC-COM-0300 | Communication, Server Closet, Admin Building Server Room | FCL-ADM BLDG |  |  |  | COM |  |  | Building Location
14868 | FCL-SPC-COM-0400 | Communication, Server Closet, Admin Building Server Room | FCL-ADM BLDG |  |  |  | COM |  |  | Building Location
14869 | FCL-SPC-COM-0600 | Communication, Server Closet, Admin Building, Server Room | FCL-ADM BLDG |  |  |  | COM |  |  | Building Location
14870 | FCL-SPC-COM-1100 | Access Closet, Gaseous Chemical Building Control Room | FCL-CHEM BLDG |  |  |  | COM |  |  | Building Location
14871 | FCL-SPC-COM-1101 | Termination Panel, Gaseous Chemical Building, Control Room | FCL-CHEM BLDG |  |  |  | COM |  |  | Building Location
14872 | FCL-SPC-COM-1201 | Termination Panel, High Lift Switchgear Room | FCL-SPC |  |  |  | COM |  |  | Process Control Systems - Services Area
14873 | FCL-SPC-COM-1202 | Termination Panel, High Lift Pumping Station, Basement | FCL-SPC |  |  |  | COM |  |  | Process Control Systems - Services Area
14874 | FCL-SPC-COM-1204 | Termination Panel, High Lift Basement B1, Security and Communications Room | FCL-SPC |  |  |  | COM |  |  | Process Control Systems - Services Area
14875 | FCL-SPC-COM-1300 | Access Closet, Office, Horizontal Cabling, Admin Building, Second Floor | FCL-ADM BLDG |  |  |  | COM |  |  | Building Location
14876 | FCL-SPC-COM-1400 | Access Closet, Surge Tank Chamber | FCL-SPC |  |  |  | COM |  |  | Process Control Systems - Services Area
14877 | FCL-SPC-COM-1601 | Termination Panel, Filter Building, Pipe Gallery, North, Ceiling | FCL-SPC |  |  |  | COM |  |  | Process Control Systems - Services Area
14878 | FCL-SPC-COM-1603 | Termination Panel, Filter Building, Pipe Gallery, South, Ceiling | FCL-SPC |  |  |  | COM |  |  | Process Control Systems - Services Area
14879 | FCL-SPC-COM-1606 | Termination Panel, Filter Building, Pipe Gallery, South, Ceiling | FCL-SPC |  |  |  | COM |  |  | Process Control Systems - Services Area
14880 | FCL-SPC-COM-1700 | Access Closet, Low Lift Building, PAC Pump Area | FCL-RAW WATER BLDG |  |  |  | COM |  |  | Building Location
14881 | FCL-SPC-COM-1702 | Termination Panel, Low Lift Building, PAC Pump Area, South West | FCL-RAW WATER BLDG |  |  |  | COM |  |  | Building Location
14882 | FCL-SPC-COM-1800 | Access Closet, Low Lift PS Building, Switchgear Room | FCL-RAW WATER BLDG |  |  |  | COM |  |  | Building Location
14883 | FCL-SPC-COM-1805 | Termination Panel, Low Lift PS Building, Switchgear Room | FCL-RAW WATER BLDG |  |  |  | COM |  |  | Building Location
14884 | FCL-SPC-COM-1823 | Communication, Ethernet to RS485 Gateway, Low Lift Pump Room, RPU-1823 Panel | FCL-RAW WATER BLDG |  |  |  | COM |  |  | Building Location
14885 | FCL-SPC-COM-1900 | Access Closet, Centrifuges, RMF Clarifier, Clarifier Electrical Room | FCL-CENTRIFUGE BLDG |  |  |  | COM |  |  | Building Location
14886 | FCL-SPC-COM-2000 | Access Closet, Admin Building, Server Room | FCL-ADM BLDG |  |  |  | COM |  |  | Building Location
14887 | FCL-SPC-COM-2003 | Termination Panel, High Lift Building, Electrical Shop | FCL-SPC |  |  |  | COM |  |  | Process Control Systems - Services Area
15013 | FCL-SURGE-TANKS-BLDG | Building Location | FCL-EUS | [6 empty] | Production & End User Support
15014 | FCL-TRW | Treated Water | FCL WORK AREA 1 | [6 empty] | Process
15015 | FCL-TRW-1 | Clearwell | FCL-TRW |  |  |  | TRW |  |  | Treated Water
15016 | FCL-TRW-3 | Treated Water Discharge Headers | FCL-TRW |  |  |  | TRW |  |  | Treated Water
15067 | FCL-TRW-CP-0001A | Control Panel, Clearwell Inlet Gates, Filter Gallery above Clearwell Vestibule | FCL-TRW-G-0001A |  |  |  | CP |  |  | Gate, Sluice, Actuated, Inlet, Clearwell WEL-0101 South, Clearwell Vestibule
15068 | FCL-TRW-CP-0006 | Control Panel, Operator, Level Alarms, Surge Tank Building | FCL-TRW-T-0001 |  |  |  | CP |  |  | Vessel, Pressure, Surge, Surge Tank Building
15079 | FCL-TRW-FIT-0001A | Transmitter, Flow, Ultrasonic Transient Time, High Lift PS District 1 Venturi Room | FCL-TRW-P-0100 |  |  |  | FIT |  |  | Pump, Treated Water
15080 | FCL-TRW-FIT-0003A | Transmitter, Flow, Ultrasonic, Transient Time, Total TW, District 2E Header, Pumps 0600/0800/1000 | FCL-TRW-P-0600 |  |  |  | FIT |  |  | Pump, Treated Water
15085 | COL-PHP-FN-0001 | Fan, Centrifugal | COL-PHP | Fan |  |  | FN |  |  | High Park Sewage Pumping Station
15086 | COL-PHP-FN-0002 | Fan, Centrifugal | COL-PHP | Fan |  |  | FN |  |  | High Park Sewage Pumping Station
15087 | COL-PHP-FN-0003 | Fan, Centrifugal | COL-PHP | Fan |  |  | FN |  |  | High Park Sewage Pumping Station
15088 | COL-PHP-FN-0003 | Fan, Centrifugal | COL-PHP-MISC | Fan |  |  | FN |  |  | Miscellaneous Equipment
15089 | COL-PHP-GC-0001 | Grit Chamber | COL-PHP-MISC |  |  |  | GC |  |  | Miscellaneous Equipment
15091 | COL-PHP-GRF-0001 | Indicator, Ground Fault | COL-PHP-MISC |  |  |  | GRF |  |  | Miscellaneous Equipment
15093 | COL-PHP-HTR-0002 | Heater, Duct | COL-PHP | Heater |  |  | HTR |  |  | High Park Sewage Pumping Station
15094 | COL-PHP-LIT-0201 | Transmitter, Level | COL-PHP | Transmitter,Level |  |  | LIT |  |  | High Park Sewage Pumping Station
15095 | COL-PHP-LP-0001 | Control Panel, Lighting | COL-PHP-MISC | Control Panel |  |  | LP |  |  | Miscellaneous Equipment
15096 | COL-PHP-LSH-0203 | Switch, Level-High | COL-PHP-MISC | Switch,Level |  |  | LSH |  |  | Miscellaneous Equipment
15097 | COL-PHP-LSHH-0001 | Switch, Level High-High | COL-PHP | Switch,Level |  |  | LSHH |  |  | High Park Sewage Pumping Station
15098 | COL-PHP-LSHH-0101 | Switch, Level High-High | COL-PHP | Switch,Level |  |  | LSHH |  |  | High Park Sewage Pumping Station
15099 | COL-PHP-LSL-0202 | Switch, Level-Low | COL-PHP | Switch |  |  | LSL |  |  | High Park Sewage Pumping Station
15100 | COL-PHP-LSL-0202 | Switch, Level-Low | COL-PHP-MISC | Switch |  |  | LSL |  |  | Miscellaneous Equipment
15101 | COL-PHP-LSLL-0201 | Switch, Level Low-Low | COL-PHP | Switch,Level |  |  | LSLL |  |  | High Park Sewage Pumping Station
15105 | COL-PHP-MON-0002 | Monitor | COL-PHP |  |  |  | MON |  |  | High Park Sewage Pumping Station
15106 | COL-PHP-MON-0002 | Monitor | COL-PSS-MISC |  |  |  | MON |  |  | Miscellaneous Equipment
15109 | COL-PHP-P-0002 | Pump, Centrifugal | COL-PHP | Pump |  | 34122 | P |  |  | High Park Sewage Pumping Station
15122 | COL-PHP-WEL-0600 | Dry Well | COL-PHP |  |  |  | WEL |  |  | High Park Sewage Pumping Station
15123 | COL-PHP-WEL-0600 | Dry Well | COL-PHP-MISC |  |  |  | WEL |  |  | Miscellaneous Equipment
15124 | COL-PHP-WEL-0600 | Dry Well | COL-PSK-MISC |  |  |  | WEL |  |  | Miscellaneous Equipment
15125 | COL-PIR-BFP-0001 | Back Flow Preventer | COL-PIR-MISC | Valve,Backflow Preventer |  |  | BFP |  |  | Miscellaneous Equipment
15126 | COL-PIR-CP-0001 | Control Panel, Operator | COL-PIR-MISC | Control Panel |  |  | CP |  |  | Miscellaneous Equipment
15127 | COL-PIR-FQ-0001 | Meter, Flow | COL-PIR-MISC | Meter,Flow |  |  | FQ |  |  | Miscellaneous Equipment
15128 | COL-PIR-GEN-0001 | Generator, Electricity | COL-PIR | Generator |  |  | GEN |  |  | Island Road Sewage Pumping Station
15129 | COL-PIR-GEN-0001 | Generator, Electricity | COL-PIR-MISC | Generator |  |  | GEN |  |  | Miscellaneous Equipment
15130 | COL-PIR-GRF-0001 | Indicator, Ground Fault | COL-PIR |  |  |  | GRF |  |  | Island Road Sewage Pumping Station
15131 | COL-PIR-JIT-0001 | Meter, Power Indicating Transmitter, Main Power | COL-PIR-MISC | Meter |  |  | JIT |  |  | Miscellaneous Equipment
15132 | COL-PIR-LIT-0100 | Transmitter, Level | COL-PIR | Transmitter,Level |  |  | LIT |  |  | Island Road Sewage Pumping Station
15133 | COL-PIR-LP-0001 | Control Panel, Lighting | COL-PIR-MISC | Control Panel |  |  | LP |  |  | Miscellaneous Equipment
15134 | COL-PIR-LSH-0103 | Switch, Level-High | COL-PIR-MISC | Switch,Level |  |  | LSH |  |  | Miscellaneous Equipment
15135 | COL-PIR-LSH-0104 | Switch, Level-High | COL-PIR-MISC | Switch,Level |  |  | LSH |  |  | Miscellaneous Equipment
15136 | COL-PIR-LSHH-0104 | Switch, Level High-High | COL-PIR | Switch,Level |  |  | LSHH |  |  | Island Road Sewage Pumping Station
15137 | COL-PIR-LSHH-0105 | Switch, Level High-High | COL-PIR-MISC | Switch,Level |  |  | LSHH |  |  | Miscellaneous Equipment
15138 | COL-PIR-LSL-0102 | Switch, Level-Low | COL-PIR | Switch |  |  | LSL |  |  | Island Road Sewage Pumping Station
15139 | COL-PIR-LSL-0102 | Switch, Level-Low | COL-PIR-MISC | Switch |  |  | LSL |  |  | Miscellaneous Equipment
15140 | COL-PIR-LSLL-0101 | Switch, Level Low-Low | COL-PIR-MISC | Switch,Level |  |  | LSLL |  |  | Miscellaneous Equipment
15141 | COL-PIR-MISC | Miscellaneous Equipment | COL-PIR | [6 empty] | Island Road Sewage Pumping Station
15142 | COL-PIR-P-0100 | Pump, Centrifugal | COL-PIR | Pump |  |  | P |  |  | Island Road Sewage Pumping Station
15143 | COL-PIR-RPU-0001 | Control Panel, Electrical | COL-PIR | Control Panel |  |  | RPU |  |  | Island Road Sewage Pumping Station
15144 | COL-PIR-RPU-0001 | Control Panel, Electrical | COL-PIR-MISC | Control Panel |  |  | RPU |  |  | Miscellaneous Equipment
15146 | COL-PIR-SS-0001 | Security System | COL-PIR | Security System |  |  | SS |  |  | Island Road Sewage Pumping Station
15147 | COL-PIR-SS-0001 | Security System | COL-PIR-MISC | Security System |  |  | SS |  |  | Miscellaneous Equipment
15233 | FCL-TRW-STR-0003 | Strainer, Service Water to PAC System, Dry Chemical Building Basement | FCL-TRW |  |  |  | STR |  |  | Treated Water
15234 | FCL-TRW-STR-0004 | Strainer, Service Water to Dry Chemical Sprinkler System, Dry Chemical Building | FCL-TRW |  |  |  | STR |  |  | Treated Water
15235 | FCL-TRW-STR-0007 | Strainer, Inlet, TW Sample to Analyser AIT-0001, District 2 Venturi Room, High Lift PS Basement | FCL-TRW-AIT-0001 |  |  |  | STR |  |  | Analyzer, Chlorine, TRW Total Residual, District 2 Venturi Room, TRW Pumping Station
15236 | FCL-TRW-STR-0008 | Strainer, Inlet, TW Sample to Analyser AIT-0002, District 2 Venturi Room, High Lift PS Basement | FCL-TRW-AIT-0002 |  |  |  | STR |  |  | Analyzer, Turbidity, TRW Output, District 2 Venturi Room, TRW Pumping Station
15270 | FCL-TRW-V-0019A | Valve, Gate, Isolation, TW Sample To Operators Lab Sink,District 2 Venturi Room,Low Lift PS Basement | FCL-TRW-V-0819 |  |  |  | V |  |  | Valve, Ball, Actuated, TW Sample Line Flushing to Lab Sink, Admin Building Lab
15274 | FCL-TRW-V-0023A | Valve, Gate, Isolation, TW Sample to Analyser AIT-0003, Venturi Room 2, High Lift PS Basement AIT-0001B | FCL-TRW-AIT-0001B |  |  |  | V |  |  | Analyzer, Chlorine, TRW Free Residual, District 2 Venturi Room, TRW Pumping Station
15280 | FCL-TRW-V-0031A | Valve, Gate, Isolation, Inlet, AIT-0001, Treated Water Sampling System | FCL-TRW-AIT-0001 |  |  |  | V |  |  | Analyzer, Chlorine, TRW Total Residual, District 2 Venturi Room, TRW Pumping Station
15285 | FCL-TRW-V-0035 | Valve, Air Release, District 1E Header, Treated Water Pumping Station,FCL-TRW-P-0300 | FCL-TRW-P-0300 |  |  |  | V |  |  | Pump, Treated Water
15287 | FCL-TRW-V-0035B | Valve, Gate, Isolation, District 1E Header Air Release Valve, High Lift PS Basement | FCL-TRW-V-0035 |  |  |  | V |  |  | Valve, Air Release, District 1E Header, Treated Water Pumping Station,FCL-TRW-P-0300
15295 | FCL-TRW-V-0049A | Valve, Ball, Isolation, Compressor C-0002, Surge Building | FCL-TRW-C-0002 |  |  |  | V |  |  | Compressor, Stationary, Surge Tank Building
15296 | FCL-TRW-V-0050 | Valve, Gate, Outlet, Service Water Backflow Preventer 0111, Filter Gallery Basement ,FCL-TRW-BFP-0006 | FCL-TRW-BFP-0006 |  |  |  | V |  |  | Backflow Preventer, Service Water to RMF Clarification Facility
15297 | FCL-TRW-V-0051 | Valve, Gate, Inlet, Service Water Backflow Preventer 0111, Filter Gallery Basement,FCL-TRW-BFP-0006 | FCL-TRW-BFP-0006 |  |  |  | V |  |  | Backflow Preventer, Service Water to RMF Clarification Facility
15302 | FCL-TRW-V-0060 | Valve, Gate, Outlet, Service Water Backflow Preventer 0113, Filter Gallery Basement,FCL-TRW-BFP-0006 | FCL-TRW-BFP-0007 |  |  |  | V |  |  | Backflow Preventer, Service Water to RMF Clarification Facility
15303 | FCL-TRW-V-0061 | Valve, Gate, Inlet, Service Water Backflow Preventer 0113, Filter Gallery Basement,FCL-TRW-BFP-0006 | FCL-TRW-BFP-0007 |  |  |  | V |  |  | Backflow Preventer, Service Water to RMF Clarification Facility
15311 | FCL-TRW-V-0075A | Valve, Gate, Interconnecting, Surge Tanks T-0001&0002, Surge Tanks Building | FCL-TRW-T-0001 |  |  |  | V |  |  | Vessel, Pressure, Surge, Surge Tank Building
15313 | FCL-TRW-V-0077A | Valve, Gate, Interconnecting, Surge Tanks T-0001&0002, Surge Tanks Building | FCL-TRW-T-0001 |  |  |  | V |  |  | Vessel, Pressure, Surge, Surge Tank Building
15319 | FCL-TRW-V-0087 | Valve,Butterfly,Isolation,Service Water Sedimentation/Flocculation Tanks Ring Sedimentation Tank No2 | FCL-SED-T-0200 |  |  |  | V |  |  | Tank, Sedimentation, Middle
15320 | FCL-TRW-V-0091 | Valve, Gate, Isolation, Service Water to PAC Pumps, Dry Chemical Building | FCL-TRW-BFP-0014 |  |  |  | V |  |  | Backflow Preventer,Service Water to PAC Storage Room, Dry Chemical Building
15322 | FCL-TRW-V-0096 | Valve, Gate, Isolation, Service Water to Dry Chemical Sprinkler System, Dry Chemical Building | FCL-TRW-STR-0004 |  |  |  | V |  |  | Strainer, Service Water to Dry Chemical Sprinkler System, Dry Chemical Building
15343 | FCL-TRW-V-0138 | Valve, Ball, Isolation, Service Water to Lab Area | FCL-TRW |  |  |  | V |  |  | Treated Water
15359 | FCL-TRW-V-0818C | Valve, Ball, Isolation, Inlet, FSL-0001, Treated Water Sampling System | FCL-TRW-FSL-0001 |  |  |  | V |  |  | Switch, Flow, Low, Thermal, Sample from District 2 to Analysers AIT-0001&0001B, Admin Building Lab
15360 | FCL-TRW-V-0818E | Valve, Ball, Isolation, Inlet, FSL-0002, Treated Water Sampling System | FCL-TRW-FSL-0002 |  |  |  | V |  |  | Switch, Flow, Low, Sample from District 2 to Analyser AIT-0002, High Lift District 2 Venturi Room
15394 | FCL-WW-SAMP | Wash water Sampling | FCL-SAMP | [6 empty] | Sampling Systems
15395 | FCL-WWW | Residue Management | FCL WORK AREA 1 | [6 empty] | Process
15411 | FCL-WWW-CP-1100 | Control Panel, Clarifier T-1100 Sludge Collectors, RMF Clarification Facility Service Platform | FCL-WWW-T-1100 |  |  |  | CP |  |  | Tank, Clarifier, North, RMF Clarification Facility
15412 | FCL-WWW-CP-1200 | Control Panel, Clarifier T-1200 Sludge Collectors, RMF Clarification Facility Service Platform | FCL-WWW-T-1200 |  |  |  | CP |  |  | Tank, Clarifier, South, RMF Clarification Facility
15414 | FCL-WWW-CP-7014 | Control Panel, Sampling Pumps P-7014A & 7014B, RMF Clarification Facility, Operating Floor | FCL-WWW-P-7014A |  |  |  | CP |  |  | Pump Sample After SO2 Chlorine and Turbidity, RMF dechlorination
15418 | FCL-WWW-DEW | Sludge Dewatering RMF | FCL-WWW | [6 empty] | Residue Management
15427 | FCL-WWW-FIT-5501 | Transmitter, Flow, Magnetic,Service Water to Centrifuge 5501 | FCL-WWW-CF-5501 |  |  |  | FIT |  |  | Centrifuge Dewatering, West
15428 | FCL-WWW-FSL-1105 | Switch, Flow, Low, Sampling Pump P-1105, RMF Clarification Facility | FCL-WWW-P-1105 |  |  |  | FSL |  |  | Pump Sample Sedimentation Tanks Drain Turbidity
15429 | FCL-WWW-FSL-1202 | Switch, Flow, Low, Filter Backwash Waste Sampling Pump P-1202, RMF Clarification Facility | FCL-WWW-P-1202 |  |  |  | FSL |  |  | Pump Sample Filter Backwash to Clarifiers Turbidity
15455 | FCL-WWW-LSH-0012 | Switch, Level, High, Sanitary Sump, RMF Clarification Facility, Pump Room North | FCL-WWW-P-0001 |  |  |  | LSH |  |  | Pump Sanitary Clarification Building, South
15456 | FCL-WWW-LSH-7000 | Switch, Level, High, Pump Room Sump, RMF Clarification Facility, Pump Room | FCL-WWW |  |  |  | LSH |  |  | Residue Management
15457 | FCL-WWW-LSHH-0012 | Switch, Level, High, High, Sanitary Sump, RMF Clarification Facility, Pump Room North | FCL-WWW-P-0001 |  |  |  | LSHH |  |  | Pump Sanitary Clarification Building, South
15459 | FCL-WWW-LSHH-3020 | Switch, Level, High High, Process Drain Pumps P-3021&3022 Sump, RMF Clarification Facility | FCL-WWW-P-3021 |  |  |  | LSHH |  |  | Pump Submersible Drainage South, Process Drain Sump
15462 | FCL-WWW-LSL-1201 | Switch, Level, Low, Clarifier T-1200 Sump, RMF Clarification Facility | FCL-WWW-T-1200 |  |  |  | LSL |  |  | Tank, Clarifier, South, RMF Clarification Facility
15463 | FCL-WWW-LSLL-0012 | Switch, Level, Low, Low, Sanitary Sump, RMF Clarification Facility, Pump Room North | FCL-WWW-P-0001 |  |  |  | LSLL |  |  | Pump Sanitary Clarification Building, South
15468 | FCL-WWW-MSL-5501 | Switch, Motion, Low, CV-5510, RMF Centrifuge Building, Centrifuge Room | FCL-WWW-CV-5510 |  |  |  | MSL |  |  | Bottom Screw Conveyor, South, Centrifuge CF-5501
15494 | FCL-WWW-V-0002 | Valve, Check, Discharge, Sanitary Sump Pump P-0002, RMF Clarification Facility, Pump Room | FCL-WWW-P-0002 |  |  |  | V |  |  | Pump Sanitary Clarification Building, North
15495 | FCL-WWW-V-0003 | Valve, Plug, Discharge, Sanitary Sump Pump P-0001, RMF Clarification Facility, Pump Room | FCL-WWW-P-0001 |  |  |  | V |  |  | Pump Sanitary Clarification Building, South
15515 | FCL-WWW-V-3021 | Valve, Check, Discharge, Process Drain Pump P-3021, RMF Clarification Facility, Pump Room | FCL-WWW-P-3021 |  |  |  | V |  |  | Pump Submersible Drainage South, Process Drain Sump
15516 | FCL-WWW-V-3030 | Valve, Check, Discharge, Sludge Pump P-3030, RMF Clarification Facility,Sludge Sump Service Platform | FCL-WWW-P-3030 |  |  |  | V |  |  | Pump Submersible East, Pump Room
15518 | FCL-WWW-V-3033 | Valve Plug, Isolation Sludge Transfer from Sludge Sump to Thickener No.1, RMF Clarification Facility | FCL-WWW-T-5010 |  |  |  | V |  |  | Thickener, North, RMF Clarification Facility
15519 | FCL-WWW-V-3042 | Valve,Plug,Isolation,Pump-3040 to Thickener1,RMF Clarification Facility,Sludge Sump Service Platform | FCL-WWW-P-3040 |  |  |  | V |  |  | Pump Submersible Standby, Pump Room
15520 | FCL-WWW-V-3051 | Valve, Plug, Discharge, Sludge Pump P-3050, RMF Clarification Facility, Sludge Sump Service Platform | FCL-WWW-P-3050 |  |  |  | V |  |  | Pump Submersible FCL, Pump Room
15525 | FCL-WWW-V-5100 | Valve, Plug, Suction, Centrifuge Feed Pump P-5101, RMF Clarification Facility, Pump Room | FCL-WWW-P-5101 |  |  |  | V |  |  | Pump Centifuge Feed, North
15529 | FCL-WWW-V-5105 | Valve, Plug, Discharge, Centrifuge Feed Pump P-5101, RMF Clarification Facility, Pump Room | FCL-WWW-P-5101 |  |  |  | V |  |  | Pump Centifuge Feed, North
15530 | FCL-WWW-V-5201 | Valve, Check, Discharge, Centrifuge Feed Pump P-5201, RMF Clarification Facility, Pump Room | FCL-WWW-P-5201 |  |  |  | V |  |  | Pump Centrifuge Feed, Standby
15531 | FCL-WWW-V-5203 | Valve,Plug,Isolating, Centrifuge Feed Pump P-5201 to Centrifuge2,RMF Clarification Facility,Pump Rm | FCL-WWW-P-5201 |  |  |  | V |  |  | Pump Centrifuge Feed, Standby
15532 | FCL-WWW-V-5301 | Valve, Check, Discharge, Centrifuge Feed Pump P-5301, RMF Clarification Facility, Pump Room | FCL-WWW-P-5301 |  |  |  | V |  |  | Pump Centrifuge Feed, South
15536 | FCL-WWW-V-5305 | Valve, Plug, Discharge, Centrifuge Feed Pump P-5301, RMF Clarification Facility, Pump Room | FCL-WWW-P-5301 |  |  |  | V |  |  | Pump Centrifuge Feed, South
15538 | FCL-WWW-V-5506 | Valve, Plug, Isolation, Centrifuge/Conveyor Centrate to Process Drain Sump, RMF Centrifuge Building | FCL-WWW-CF-5501 |  |  |  | V |  |  | Centrifuge Dewatering, West
15539 | FCL-WWW-V-5510 | Valve, Slide Gate, Motorized, CV-5510 to Cake Disposal Bin Container A,Centrifuge Bldg,Centrifuge Rm | FCL-WWW-CV-5510 |  |  |  | V |  |  | Bottom Screw Conveyor, South, Centrifuge CF-5501
15541 | FCL-WWW-V-5606 | Valve, Plug, Isolation, Centrifuge/Conveyor Centrate to Process Drain Sump, RMF Centrifuge Building | FCL-WWW-CF-5601 |  |  |  | V |  |  | Centrifuge Dewatering, East
15542 | FCL-WWW-V-5610 | Valve, Slide Gate, Motorised, CV-5601 to Cake Disposal Bin Container A,Centrifuge Bldg,Centrifuge Rm | FCL-WWW-CV-5610 |  |  |  | V |  |  | Bottom Screw Conveyor, South, Centrifuge CF-5601
15550 | FCL-WWW-WR-0002 | Receptacle, 600V, 3PH, Centrifuge Building, Centrifuge Room | FCL-WWW |  |  |  | WR |  |  | Residue Management
15551 | FCL-WWW-WR-0004 | Receptacle, 600V, 3PH, RMF Clarification Facility, Operating Floor South | FCL-WWW |  |  |  | WR |  |  | Residue Management
15552 | FCL-WWW-WR-0005 | Receptacle, 600V, 3PH, RMF Clarification Facility, Operating Floor Central | FCL-WWW |  |  |  | WR |  |  | Residue Management
15553 | FCL-WWW-XS-5501 | Switch, Rope, CV-5510 Emergency Stop, RMF Centrifuge Building, Centrifuge Room | FCL-WWW-CV-5510 |  |  |  | XS |  |  | Bottom Screw Conveyor, South, Centrifuge CF-5501
15554 | FCL-ZMC | Zebra Mussel Control | FCL WORK AREA 1 | [6 empty] | Process
15555 | FCL-ZMC | Zebra Mussel Control | FCL-DIS | [6 empty] | Disinfection and Conditioning
15566 | FCL-ZMC-V-0011A-SUS | Valve, Ball, Isolation, Cl2 Solution to Sampling Pumps P-0701&0801, Low Lift PS Basement | FCL-SUSPENDED |  |  | 47322 | V |  |  | Suspended entity
15597 | FFIS-ELS-LTG EMERG-SUS | Emergency Lights | FIS-SUSPENDED |  |  | 46887 |  |  |  | Obsolete Entities/Processes
15600 | FHA | R C Harris Water Treatment Plant | WT&S | [6 empty] | Water Treatment & Supply
15601 | FHA ALUM ROOM | Computer Location | FHA-SERVICE BLDG | [6 empty] | Building Location
15602 | FHA CONTROL ROOM | Computer Location | FHA-FILTER BLDG | [6 empty] | Building Location
15603 | FHA CORRIDOR | Computer Location | FHA-RMF BLDG | [6 empty] | Building Location
15605 | FHA FILTER GALLERY | Computer Location | FHA-FILTER BLDG | [6 empty] | Building Location
15606 | FHA OIT | FHA OIT | FHA-SPC1 | [6 empty] | Process Control Systems - Administrative
15607 | FHA OPERATORS LAB | Computer Location | FHA-FILTER BLDG | [6 empty] | Building Location
15608 | FHA RMF VESTIBULE | Computer Location | FHA-SERVICE BLDG | [6 empty] | Building Location
15611 | FHA SERVER ROOM | Communication Switch | FHA-FILTER BLDG | [6 empty] | Building Location
15612 | FHA SERVER ROOM | Communication Switch | FHA-SPC | [6 empty] | Process Control Systems - Services Area
15613 | FHA WORK AREA 1 | Process | FHA | [6 empty] | R C Harris Water Treatment Plant
15614 | FHA WORK AREA 2 | Services | FHA | [6 empty] | R C Harris Water Treatment Plant
15741 | FHA-ADMIN-BLDG | Building Location | FHA-EUS | [6 empty] | Production & End User Support
15742 | FHA-ALM | Alum | FHA-PLT | [6 empty] | Preliminary Treatment
15798 | FHA-ALUM-TOWER | Computer Location | FHA-EUS | [6 empty] | Production & End User Support
15810 | COL-PIR-SW-0001 | Switch, Fused | COL-PIR | Switch |  |  | SW |  |  | Island Road Sewage Pumping Station
15811 | COL-PIR-SW-0002 | Switch, Ground Fault Indicator | COL-PIR-MISC | Switch |  |  | SW |  |  | Miscellaneous Equipment
15812 | COL-PIR-SW-0003 | Switch, Lighting Transformer | COL-PIR | Switch |  |  | SW |  |  | Island Road Sewage Pumping Station
15813 | COL-PIR-SW-0003 | Switch, Lighting Transformer | COL-PIR-MISC | Switch |  |  | SW |  |  | Miscellaneous Equipment
15814 | COL-PIR-SW-0004 | Switch, Unit Heater 0001 | COL-PIR-MISC | Switch |  |  | SW |  |  | Miscellaneous Equipment
15815 | COL-PIR-TR-0001 | Transformer, Power | COL-PIR-MISC | Transformer |  |  | TR |  |  | Miscellaneous Equipment
15816 | COL-PIR-TS-0001 | Switch, Transfer | COL-PIR-MISC | Switch |  |  | TS |  |  | Miscellaneous Equipment
15817 | COL-PIR-UPS-0001 | UPS | COL-PIR | Uninterruptible Power Supply |  |  | UPS |  |  | Island Road Sewage Pumping Station
15820 | COL-PIR-WEL-0100 | Wet well | COL-PIR | Well |  |  | WEL |  |  | Island Road Sewage Pumping Station
15821 | COL-PIR-WEL-0100 | Wet well | COL-PIR-MISC | Well |  |  | WEL |  |  | Miscellaneous Equipment
15824 | COL-PKG-ALR-0001 | Control Panel, Electrical | COL-PKG-MISC | Control Panel |  |  | ALR |  |  | Miscellaneous Equipment
15827 | COL-PKG-CB-0001 | Circuit Breaker, Main | COL-PKG | Circuit Breaker |  |  | CB |  |  | Kingston Rd Pumping Station
15828 | COL-PKG-CB-0001 | Circuit Breaker, Main | COL-PKG-MISC | Circuit Breaker |  |  | CB |  |  | Miscellaneous Equipment
15829 | COL-PKG-CP-0001 | Control Panel, Operator | COL-PKG | Control Panel |  |  | CP |  |  | Kingston Rd Pumping Station
15831 | COL-PKG-DM-0001 | Damper/Louver, Generator Room | COL-PKG-MISC | Damper/Louver |  |  | DM |  |  | Miscellaneous Equipment
15832 | COL-PKG-DM-0002 | Damper/Louver, Generator Room | COL-PKG-MISC | Damper/Louver |  |  | DM |  |  | Miscellaneous Equipment
15833 | COL-PKG-DM-0003 | Damper/Louver, Dry Well | COL-PKG | Damper/Louver |  |  | DM |  |  | Kingston Rd Pumping Station
15834 | COL-PKG-DM-0003 | Damper/Louver, Dry Well | COL-PKG-MISC | Damper/Louver |  |  | DM |  |  | Miscellaneous Equipment
15835 | COL-PKG-FEQ-0001S | Fire Prevention, Extinguisher | COL-PKG | Fire Prevention,Extinguisher |  | 42688 | FEQ |  |  | Kingston Rd Pumping Station
15836 | COL-PKG-FEQ-0001S | Fire Prevention, Extinguisher | COL-PKG-MISC | Fire Prevention,Extinguisher |  | 42688 | FEQ |  |  | Miscellaneous Equipment
15837 | COL-PKG-FEQ-0001S | Fire Prevention, Extinguisher | COL-W-OBSOLETE | Fire Prevention,Extinguisher |  | 42688 | FEQ |  |  | Col West Obsolete Entities
15838 | COL-PKG-FEQ-0002S | Fire Prevention, Extinguisher | COL-PKG-MISC | Fire Prevention,Extinguisher |  | 42689 | FEQ |  |  | Miscellaneous Equipment
15839 | COL-PKG-FEQ-0002S | Fire Prevention, Extinguisher | COL-W-OBSOLETE | Fire Prevention,Extinguisher |  | 42689 | FEQ |  |  | Col West Obsolete Entities
15841 | COL-PKG-FN-0001 | Fan, Exhaust | COL-PKG | Fan |  |  | FN |  |  | Kingston Rd Pumping Station
15842 | COL-PKG-FQ-0001 | Meter, Flow | COL-PKG | Meter,Flow |  |  | FQ |  |  | Kingston Rd Pumping Station
15843 | COL-PKG-FQ-0001 | Meter, Flow | COL-PKG-MISC | Meter,Flow |  |  | FQ |  |  | Miscellaneous Equipment
15846 | COL-PKG-GRF-0001 | Indicator, Ground Fault | COL-PKG |  |  |  | GRF |  |  | Kingston Rd Pumping Station
15847 | COL-PKG-GRF-0001 | Indicator, Ground Fault | COL-PKG-MISC |  |  |  | GRF |  |  | Miscellaneous Equipment
15848 | COL-PKG-HTR-0001 | Heater, Dry Well | COL-PKG | Heater |  |  | HTR |  |  | Kingston Rd Pumping Station
15849 | COL-PKG-HTR-0001 | Heater, Dry Well | COL-PKG-MISC | Heater |  |  | HTR |  |  | Miscellaneous Equipment
15850 | COL-PKG-JIT-0001 | Meter, Power Indicating Transmitter | COL-PKG | Meter |  |  | JIT |  |  | Kingston Rd Pumping Station
15851 | COL-PKG-LIT-0200 | Transmitter, Level | COL-PKG-MISC | Transmitter,Level |  |  | LIT |  |  | Miscellaneous Equipment
15852 | COL-PKG-LSH-0103 | Switch, Level-High | COL-PKG-MISC | Switch,Level |  |  | LSH |  |  | Miscellaneous Equipment
15853 | COL-PKG-LSHH-0001 | Switch, Level High-High | COL-PKG | Switch,Level |  |  | LSHH |  |  | Kingston Rd Pumping Station
15854 | COL-PKG-LSHH-0001 | Switch, Level High-High | COL-PKG-MISC | Switch,Level |  |  | LSHH |  |  | Miscellaneous Equipment
15855 | COL-PKG-LSHH-0104 | Switch, Level High-High | COL-PKG-MISC | Switch,Level |  |  | LSHH |  |  | Miscellaneous Equipment
15856 | COL-PKG-LSLL-0201 | Switch, Level Low-Low | COL-PKG-MISC | Switch,Level |  |  | LSLL |  |  | Miscellaneous Equipment
15864 | COL-PKG-MCC-0002 | Motor Control Centre, New | COL-PKG | Control Panel,MCC |  |  | MCC |  |  | Kingston Rd Pumping Station
15865 | COL-PKG-MCC-0002 | Motor Control Centre, New | COL-PKG-MISC | Control Panel,MCC |  |  | MCC |  |  | Miscellaneous Equipment
15866 | COL-PKG-MISC | Miscellaneous Equipment | COL-PKG | [6 empty] | Kingston Rd Pumping Station
15870 | COL-PKG-P-0001 | Pump, Submersible | COL-PKG | Pump |  |  | P |  |  | Kingston Rd Pumping Station
15871 | COL-PKG-P-0001 | Pump, Submersible | COL-PKG-MISC | Pump |  |  | P |  |  | Miscellaneous Equipment
15890 | FHA-AM-P-0201-KQ | Pump Location,Aqua Ammonia Metering #2 | FHA-SUSPENDED |  |  | 33324 | P |  |  | Suspended Obsolete entity for storage purpose
15900 | FHA-AM-T-0201-KQ | Tank Location, Ammonia Storage Room | FHA-AM |  |  | 33325 | T |  |  | Ammoniation
15904 | FHA-AM-T-0301-KQ | Tank Location, Ammonia Storage Room | FHA-SUSPENDED |  |  | 33326 | T |  |  | Suspended Obsolete entity for storage purpose
15973 | FHA-AUX-ANL-0011 | Colorimeter, Pocket CL2 |  |  |  |  | ANL
15986 | FHA-AUX-LAB | Laboratory and Portable Testing Equipment | FHA-AUX | [6 empty] | Auxiliary Systems
15996 | FHA-AUX-T-0101-KQ | Compressed Air Tank 1 | FHA-AUX-SA |  |  | 33327 | T |  |  | Plant Air/Instrument Air/Vacuum System
15997 | FHA-AUX-T-0101-KQ | Compressed Air Tank 1 | FHA-SUSPENDED |  |  | 33327 | T |  |  | Suspended Obsolete entity for storage purpose
15999 | FHA-AUX-T-0102-KQ | Compressed Air Tank 2 | FHA-SUSPENDED |  |  | 33328 | T |  |  | Suspended Obsolete entity for storage purpose
16001 | FHA-AUX-T-0103-KQ | Compressed Air Tank 3 | FHA-SUSPENDED |  |  | 33329 | T |  |  | Suspended Obsolete entity for storage purpose
16004 | FHA-AUX-T-0104-KQ | Compressed Air Tank 4 | FHA-SUSPENDED |  |  | 33330 | T |  |  | Suspended Obsolete entity for storage purpose
16034 | FHA-BW | Backwash System | FHA-FLT | [6 empty] | Filtration
16170 | FHA-CLA-CHL-0101-KQ | Chlorination Location,Train #1 | FHA-CLA |  |  | 33331 | CHL |  |  | Pre-Chlorination
16171 | FHA-CLA-CHL-0101-KQ | Chlorination Location,Train #1 | FHA-SUSPENDED |  |  | 33331 | CHL |  |  | Suspended Obsolete entity for storage purpose
16173 | FHA-CLA-CHL-0201-KQ | Chlorination Location,Train #2 | FHA-SUSPENDED |  |  | 33332 | CHL |  |  | Suspended Obsolete entity for storage purpose
16175 | FHA-CLA-CHL-0301-KQ | Chlorination Location,Train #3 | FHA-SUSPENDED |  |  | 33333 | CHL |  |  | Suspended Obsolete entity for storage purpose
16260 | FHA-CLB-CHL-0101-KQ | Post Chlorination Location,Train #1 | FHA-CLB |  |  | 33334 | CHL |  |  | Post-Chlorination
16261 | FHA-CLB-CHL-0101-KQ | Post Chlorination Location,Train #1 | FHA-SUSPENDED |  |  | 33334 | CHL |  |  | Suspended Obsolete entity for storage purpose
16263 | FHA-CLB-CHL-0201-KQ | Post Chlorination Location,Train #2 | FHA-CLB |  |  | 33335 | CHL |  |  | Post-Chlorination
16264 | FHA-CLB-CHL-0201-KQ | Post Chlorination Location,Train #2 | FHA-SUSPENDED |  |  | 33335 | CHL |  |  | Suspended Obsolete entity for storage purpose
16271 | FHA-CLB-P-0001A-KQ | Pump Location,After Post CL2 Water Sample #1A | FHA-CLB-SAMP |  |  | 33344 | P |  |  | After Post CL2 Sampling
16272 | FHA-CLB-P-0001A-KQ | Pump Location,After Post CL2 Water Sample #1A | FHA-SUSPENDED |  |  | 33344 | P |  |  | Suspended Obsolete entity for storage purpose
16273 | FHA-CLB-P-0001B-KQ | Pump Location, After Post CL2 Water Sample #2A | FHA-SUSPENDED |  |  | 33345 | P |  |  | Suspended Obsolete entity for storage purpose
16282 | FHA-CLB-SAMP | After Post CL2 Sampling | FHA-SAMP | [6 empty] | Sampling Systems
16399 | FHA-DCL-P-0001B-KQ | Pump Location, Before SO2 Water Sample #1B | BEFORE SO2 |  |  | 33347 | P |  |  | Before S02 Sampling
16400 | FHA-DCL-P-0001B-KQ | Pump Location, Before SO2 Water Sample #1B | FHA-SUSPENDED |  |  | 33347 | P |  |  | Suspended Obsolete entity for storage purpose
16401 | FHA-DCL-P-0002A-KQ | Pump Location, After SO2 Water Sample #2A | AFTER SO2 |  |  | 33348 | P |  |  | After SO2 Sampling
16402 | FHA-DCL-P-0002A-KQ | Pump Location, After SO2 Water Sample #2A | FHA-SUSPENDED |  |  | 33348 | P |  |  | Suspended Obsolete entity for storage purpose
16404 | FHA-DCL-P-0002B-KQ | Pump Location, After SO2 Water Sample #2B | AFTER SO2 |  |  | 33349 | P |  |  | After SO2 Sampling
16405 | FHA-DCL-P-0002B-KQ | Pump Location, After SO2 Water Sample #2B | FHA-SUSPENDED |  |  | 33349 | P |  |  | Suspended Obsolete entity for storage purpose
16415 | FHA-DCL-SO-0101-KQ | Sulphonator Location | FHA-SUSPENDED |  |  | 33350 | SO |  |  | Suspended Obsolete entity for storage purpose
16417 | FHA-DCL-SO-0301-KQ | Sulphonator Location | FHA-DCL |  |  | 33351 | SO |  |  | De-Chorination
16463 | COL-PKG-T-0001 | Tank, Domestic Hot Water | COL-PKG | Tank |  |  | T |  |  | Kingston Rd Pumping Station
16464 | COL-PKG-T-0001 | Tank, Domestic Hot Water | COL-PKG-MISC | Tank |  |  | T |  |  | Miscellaneous Equipment
16465 | COL-PKG-TR-0001 | Transformer, Power | COL-PKG | Transformer |  |  | TR |  |  | Kingston Rd Pumping Station
16466 | COL-PKG-TR-0001 | Transformer, Power | COL-PKG-MISC | Transformer |  |  | TR |  |  | Miscellaneous Equipment
16485 | COL-PKP-AIT-0002 | Transmitter, Gas | COL-PKP-MISC | Transmitter |  |  | AIT |  |  | Miscellaneous Equipment
16486 | COL-PKP-AIT-0003 | Transmitter, Gas | COL-PKP-MISC | Transmitter |  |  | AIT |  |  | Miscellaneous Equipment
16519 | COL-PKP-MISC | Miscellaneous Equipment | COL-PKP | [6 empty] | Kennedy Park Sewage Pumping Station
16562 | FHA-DECOM | Building Location | FHA-EUS | [6 empty] | Production & End User Support
16579 | FHA-DIS | Disinfection | FHA WORK AREA 1 | [6 empty] | Process
16582 | FHA-ELS | Electrical | FHA WORK AREA 2 | [6 empty] | Services
16611 | FHA-ELS-ELS | Electrical/Instrumentation Test Equipment | FHA WORK AREA 2 | [6 empty] | Services
16650 | FHA-ELS-LTG EMERG | Emergency Lights | FHA-SES | [6 empty] | Safety & Environmental Services
16717 | FHA-ELS-LTX EXIT | Exit Lights | FHA-SES | [6 empty] | Safety & Environmental Services
16843 | FHA-ELS-SWITCHGEARS | Swirchgears | FHA-ELS-PRIMARY | [6 empty] | Primary Electrical System
16978 | FHA-FL | Fluoridation | FHA-DIS | [6 empty] | Disinfection
17023 | FHA-FLT | Filtration | FHA WORK AREA 1 | [6 empty] | Process
17024 | FHA-FLT | Filtration | FHA-FILT | [6 empty] | Filtration
17236 | FHA-FLT-P-4101-KQ | Pump Location,Filter Composite West | FHA-SUSPENDED |  |  | 33353 | P |  |  | Suspended Obsolete entity for storage purpose
17239 | FHA-FLT-P-4201-KQ | Pump Location,Filter Composite East | FHA-SUSPENDED |  |  | 33354 | P |  |  | Suspended Obsolete entity for storage purpose
17260 | FHA-FLT-SAMP | Filtration Sampling | FHA-SAMP | [6 empty] | Sampling Systems
17289 | COL-PKS-CP-0001 | Control Panel, Operator | COL-PKS | Control Panel |  |  | CP |  |  | King St West Sewage Pumping Station
17290 | COL-PKS-CP-0001 | Control Panel, Operator | COL-PKS-MISC | Control Panel |  |  | CP |  |  | Miscellaneous Equipment
17312 | COL-PLB-AUX | Auxiliary Equipment | COL-PLB | [6 empty] | Long Branch Pumping Station
17313 | COL-PLB-AUX-MECH | Mechanical Equipment | COL-PLB-AUX | [6 empty] | Auxiliary Equipment
17546 | FHA-GRK | Building & Grounds | FHA WORK AREA 2 | [6 empty] | Services
17552 | FHA-GRK-ELS-0200 | Facility Electrical System | FHA-GRK |  |  |  | ELS |  |  | Building & Grounds
17561 | FHA-GRK-PRTY-0002 | Grounds Maintenance | FHA-GRK |  |  |  | PRTY |  |  | Building & Grounds
17573 | FHA-MCS-ACC-0101 | CL2 / SO2 Storage Ventillation System | FHA-MCS-ACC |  |  |  | ACC |  |  | HVAC
17584 | FHA-MCS-ELV | Elevators | FHA-MCS | [6 empty] | Mechanical
17612 | FHA-MCS-PWA | Plant Service Water | FHA-MCS | [6 empty] | Mechanical
17619 | FHA-OFFICE | Computer Location | FHA-SERVICE-BLDG | [6 empty] | Building Location
17620 | FHA-PLANT | FHA Plant | FHA | [6 empty] | R C Harris Water Treatment Plant
17621 | FHA-PLANT | FHA Plant | FHA-SPC1 | [6 empty] | Process Control Systems - Administrative
17622 | FHA-PLT | Preliminary Treatment | FHA WORK AREA 1 | [6 empty] | Process
17623 | FHA-PUMP BLDG | Building Location | FHA-SPC2 | [6 empty] | Process Control Systems - Equipment
17630 | FHA-RAW | Raw Water Production | FHA WORK AREA 1 | [6 empty] | Process
17641 | FHA-RTE | FHA-Routine | FHA | [6 empty] | R C Harris Water Treatment Plant
17684 | FHA-RW-P-0801-KQ | Raw Water Pumping Unit #8 | FHA-RW-P |  |  | 33355 | P |  |  | Raw Water Pumping
17686 | FHA-RW-P-0901-KQ | Raw Water Pumping Unit #9 | FHA-RW-P |  |  | 33356 | P |  |  | Raw Water Pumping
17687 | FHA-RW-P-1001-KQ | Raw Water Pumping Unit #10 | FHA-SUSPENDED |  |  | 33357 | P |  |  | Suspended Obsolete entity for storage purpose
17689 | FHA-RW-P-1101-KQ | Raw Water Pumping Unit #11 | FHA-RW-P |  |  | 33358 | P |  |  | Raw Water Pumping
17691 | FHA-RW-P-1201-KQ | Raw Water Pumping Unit #12 | FHA-RW-P |  |  | 33359 | P |  |  | Raw Water Pumping
17693 | FHA-RW-P-1301-KQ | Raw Water Pumping Unit #13 | FHA-SUSPENDED |  |  | 33360 | P |  |  | Suspended Obsolete entity for storage purpose
17694 | FHA-RW-P-1401A-KQ | Pump Location,Raw Water Sample #1 | FHA-SUSPENDED |  |  | 33361 | P |  |  | Suspended Obsolete entity for storage purpose
17696 | FHA-RW-P-1401B-KQ | Pump Location,Raw Water Sample #2 | FHA-RW-SAMP |  |  | 33362 | P |  |  | Raw Water Sampling
17698 | FHA-RW-P-1501A-KQ | Pump Location,Raw Water Sample | FHA-RW-SAMP2 |  |  | 33363 | P |  |  | After Pre-Chlorine Sampling
17699 | FHA-RW-P-1501A-KQ | Pump Location,Raw Water Sample | FHA-SUSPENDED |  |  | 33363 | P |  |  | Suspended Obsolete entity for storage purpose
17701 | FHA-RW-P-1501B-KQ | Pump Location,Raw Water Sample | FHA-RW-SAMP2 |  |  | 33364 | P |  |  | After Pre-Chlorine Sampling
17702 | FHA-RW-SC-0101-KQ | Raw Water Screen #1 | FHA-SUSPENDED |  |  | 33365 | SC |  |  | Suspended Obsolete entity for storage purpose
17795 | FHA-SAMP | Sampling Systems | FHA WORK AREA 1 | [6 empty] | Process
18301 | COL-PLB-P-0121B | Indicator, Pressure | COL-PLB-P-0121 | Meter |  | 34533 | P |  |  | Pump, Centrifugal, Discharge Pump #2, Pump Floor
18302 | COL-PLB-P-0121B | Indicator, Pressure | COL-PLB-SUSPENDED | Meter |  | 34533 | P |  |  | Longbranch P.S.suspended entities
18398 | FHA-SES-FH | Fire Standpipe & Hose Cabinets | FHA-SES | [6 empty] | Safety & Environmental Services
18501 | FHA-SES-LP | Life Preservers | FHA-SES | [6 empty] | Safety & Environmental Services
18570 | FHA-SES-SM | Spill /Waste Management | FHA-SES | [6 empty] | Safety & Environmental Services
18623 | COL-PLB-PUMP | Pumping Equipment | COL-PLB | [6 empty] | Long Branch Pumping Station
18632 | COL-PLB-SUSPENDED | Longbranch P.S.suspended entities | COL-PLB | [6 empty] | Long Branch Pumping Station
18740 | FHA-SES-SQ-4 | First Aid | FHA-SES |  |  |  | SQ |  |  | Safety & Environmental Services
18745 | FHA-SPC | Process Control Systems - Services Area | FHA | [6 empty] | R C Harris Water Treatment Plant
18746 | FHA-SPC | Process Control Systems - Services Area | FHA-ITM | [6 empty] | Integrated Technology Management
18779 | FHA-SPC1 | Process Control Systems - Administrative | FHA | [6 empty] | R C Harris Water Treatment Plant
18783 | FHA-STORE | Computer Storage Location | FHA-EUS | [6 empty] | Production & End User Support
18785 | FHA-TRW | Treated Water System | FHA WORK AREA 1 | [6 empty] | Process
18838 | FHA-TRW-P-0100-KQ | Treated Water Pumping Unit #1 | FHA-TRW-TWP |  |  | 33323 | P |  |  | Treated Water Pumping
18839 | FHA-TRW-P-0200-KQ | Treated Water Pumping Unit #2 | FHA-SUSPENDED |  |  | 33368 | P |  |  | Suspended Obsolete entity for storage purpose
18840 | FHA-TRW-P-0200-KQ | Treated Water Pumping Unit #2 | FHA-TRW-TWP |  |  | 33368 | P |  |  | Treated Water Pumping
18843 | FHA-TRW-P-0300B-KQ | Treated Water Pumping Unit #3B | FHA-SUSPENDED |  |  | 33370 | P |  |  | Suspended Obsolete entity for storage purpose
18845 | FHA-TRW-P-0400A-KQ | Treated Water Pumping Unit #4A | FHA-TRW-TWP |  |  | 33371 | P |  |  | Treated Water Pumping
18846 | FHA-TRW-P-1500-KQ | Treated Water Pumping Unit #15 | FHA-TRW-TWP |  |  | 33373 | P |  |  | Treated Water Pumping
19043 | FHA-WWW-AIT-3022 | Transmitter, Sludge Density Thickener T-3021, Sludge Transfer Pump Room, S/E Wall |  |  |  |  | AIT
19048 | FHA-WWW-AIT-3032 | Transmitter, Sludge Density Thickener T-3031, Sludge Transfer Pump Room, S/E Wall |  |  |  |  | AIT
19052 | FHA-WWW-AIT-3042 | Transmitter, Sludge Density Thickener T-3041, Sludge Transfer Pump Room, S/E Wall |  |  |  |  | AIT
19066 | FHA-WWW-CENTRIF | Centrifuges | FHA-WWW | [6 empty] | Residue Management / Waste Water System
19069 | FHA-WWW-CF-2401-KQ | Centrifuge Unit 2401 | FHA-SUSPENDED |  |  | 33374 | CF |  |  | Suspended Obsolete entity for storage purpose
19072 | FHA-WWW-CF-2501-KQ | Centrifuge Unit 2501 | FHA-WWW-CENTRIF |  |  | 33375 | CF |  |  | Centrifuges
19073 | FHA-WWW-CHEM | Chemical Storage Room | FHA-SUSPENDED |  |  | 33655 |  |  |  | Suspended Obsolete entity for storage purpose
19123 | FHA-WWW-DECANT | Decant Tanks | FHA-WWW | [6 empty] | Residue Management / Waste Water System
19127 | FHA-WWW-EFFL | Effluent Discharge | FHA-WWW | [6 empty] | Residue Management / Waste Water System
19149 | FHA-WWW-IRG-0311 | Irrigation System, Lawn Sprinklers, RMF Ground Level | FHA-WWW-IRRIG |  |  |  | IRG | sprinkler |  | Irrigation
19150 | FHA-WWW-IRRIG | Irrigation | FHA-WWW | [6 empty] | Residue Management / Waste Water System
19230 | FHA-WWW-P-0002-KQ | Sample Pump Unit 2 | FHA-SUSPENDED |  |  | 33377 | P |  |  | Suspended Obsolete entity for storage purpose
19231 | FHA-WWW-P-0002-KQ | Sample Pump Unit 2 | FHA-WWW-EFFL |  |  | 33377 | P |  |  | Effluent Discharge
19237 | FHA-WWW-P-0711-KQ | SBS Pump Location | FHA-SUSPENDED |  |  | 33378 | P |  |  | Suspended Obsolete entity for storage purpose
19238 | FHA-WWW-P-0711-KQ | SBS Pump Location | FHA-WWW-SBS |  |  | 33378 | P |  |  | SBS System
19242 | FHA-WWW-P-2201-KQ | Centrifuge Feed Pump 2 | FHA-SUSPENDED |  |  | 33380 | P |  |  | Suspended Obsolete entity for storage purpose
19243 | FHA-WWW-P-2201-KQ | Centrifuge Feed Pump 2 | FHA-WWW-THICK |  |  | 33380 | P |  |  | Sludge Thickening
19244 | FHA-WWW-P-2301-KQ | Centrifuge Feed Pump 3 | FHA-SUSPENDED |  |  | 33381 | P |  |  | Suspended Obsolete entity for storage purpose
19245 | FHA-WWW-P-2301-KQ | Centrifuge Feed Pump 3 | FHA-WWW-THICK |  |  | 33381 | P |  |  | Sludge Thickening
19248 | FHA-WWW-P-3401-KQ | Sludge Transfer Pump # 4 | FHA-SUSPENDED |  |  | 33343 | P |  |  | Suspended Obsolete entity for storage purpose
19249 | FHA-WWW-P-3401-KQ | Sludge Transfer Pump # 4 | FHA-WWW-THICK |  |  | 33343 | P |  |  | Sludge Thickening
19283 | FHA-WWW-RIPENING | Filter Ripening Flow | FHA-WWW | [6 empty] | Residue Management / Waste Water System
19285 | FHA-WWW-SLUDGE | Sludge Equalization Pumping | FHA-WWW | [6 empty] | Residue Management / Waste Water System
19288 | FHA-WWW-SUMP- CF FEED | Sump Systems Centrifuge Feed Pump | FHA-WWW-SUMP | [6 empty] | Sump Systems
19289 | FHA-WWW-SUMP- TRANSF PUMP | Sump Systems Transfer Feed Pump | FHA-WWW-SUMP | [6 empty] | Sump Systems
19295 | FHA-WWW-T-3011-KQ | Tank Location, Thickener 1 | FHA-SUSPENDED |  |  | 33342 | T |  |  | Suspended Obsolete entity for storage purpose
19301 | FHA-WWW-T-3041-KQ | Tank Location, Thickener 4 | FHA-WWW-THICK |  |  | 33339 | T |  |  | Sludge Thickening
19305 | FHA-WWW-T-4041-KQ | Tank Location, Decant 4 | FHA-SUSPENDED |  |  | 33338 | T |  |  | Suspended Obsolete entity for storage purpose
19306 | FHA-WWW-T-4041-KQ | Tank Location, Decant 4 | FHA-WWW-DECANT |  |  | 33338 | T |  |  | Decant Tanks
19464 | FHA-ZMC | Zebra Mussel Control | FHA-DIS | [6 empty] | Disinfection
19474 | FHA-ZMC-P-0101-KQ | Pump Location,Zebra Mussel Sample | FHA-SUSPENDED |  |  | 33336 | P |  |  | Suspended Obsolete entity for storage purpose
19511 | FHO | F.J. Horgan Water Treatment Plant | TW | [6 empty] | Toronto Water
19512 | FHO | F.J. Horgan Water Treatment Plant | WT&S | [6 empty] | Water Treatment & Supply
19513 | FHO ADMIN | Administration | FHO | [6 empty] | F.J. Horgan Water Treatment Plant
19514 | FHO CHEMICAL ALLEY | Computer Location | FHO MAIN BLDG | [6 empty] | Building Location
19515 | FHO CHEMICAL ALLEY | Computer Location | FHO-SPC | [6 empty] | Process Control Systems - Services Area
19516 | FHO CLEARWELL | Sampling | FHO-SAMP | [6 empty] | Sampling Systems
19517 | FHO COMMUNICATIONS | FHO Communications | FHO-SPC1 | [6 empty] | Process Control Systems - Administrative
19518 | FHO CONTROL ROOM | Computer Location | FHO MAIN BLDG | [6 empty] | Building Location
19519 | FHO CONTROL ROOM | Computer Location | FHO-SPC | [6 empty] | Process Control Systems - Services Area
19520 | FHO ELECTRICAL ROOM | Computer Location | FHO-SPC | [6 empty] | Process Control Systems - Services Area
19521 | FHO EUS CONTROL ROOM | Computer Location | FHO-ADMIN-BLDG | [6 empty] | Building Location
19522 | FHO EUS MACH ELEC | Computer Location | FHO-ADMIN-BLDG | [6 empty] | Building Location
19523 | FHO EUS MACH ELEC | Computer Location | FHO-EUS | [6 empty] | Production & End User Support
19524 | FHO EUS MACH SHOP | Computer Location | FHO-ADMIN-BLDG | [6 empty] | Building Location
19525 | FHO EUS MACH SHOP | Computer Location | FHO-EUS | [6 empty] | Production & End User Support
19526 | FHO EUS SERVER ROOM | Communication Switch | FHO-ADMIN-BLDG | [6 empty] | Building Location
19527 | FHO EUS STORE | Computer Storage Location | FHO-ADMIN-BLDG | [6 empty] | Building Location
19528 | FHO EUS TRAIN ROOM | Computer Location | FHO-ADMIN-BLDG | [6 empty] | Building Location
19529 | FHO FILTER GALLERY | Computer Location | FHO MAIN BLDG | [6 empty] | Building Location
19530 | FHO FILTER GALLERY | Computer Location | FHO-SPC | [6 empty] | Process Control Systems - Services Area
19531 | FHO MAIN BLDG | Building Location | FHO-SPC | [6 empty] | Process Control Systems - Services Area
19532 | FHO PLC | FHO PLC | FHO-SPC1 | [6 empty] | Process Control Systems - Administrative
19533 | FHO PRE FILTERED | Sampling | FHO-SAMP | [6 empty] | Sampling Systems
19534 | FHO RAW H2O | Raw water Sampling | FHO-SAMP | [6 empty] | Sampling Systems
19535 | FHO RAW WATER | Computer Location | FHO MAIN BLDG | [6 empty] | Building Location
19536 | FHO RAW WATER | Computer Location | FHO-SPC | [6 empty] | Process Control Systems - Services Area
19537 | FHO SCADA CLIENTS | FHO SCADA Clients | FHO-SPC1 | [6 empty] | Process Control Systems - Administrative
19538 | FHO SERVER ROOM | Communication Switch | FHO MAIN BLDG | [6 empty] | Building Location
19539 | FHO SERVER ROOM | Communication Switch | FHO-SPC | [6 empty] | Process Control Systems - Services Area
19542 | FHO STANDBY POWER BL | Building Location | FHO-SPC | [6 empty] | Process Control Systems - Services Area
19543 | FHO STANDBY POWER BL | Building Location | FHO-SPC2 | [6 empty] | Process Control Systems - Equipment
19544 | FHO SWITCHGEAR ROOM | Computer Location | FHO-SPC | [6 empty] | Process Control Systems - Services Area
19545 | FHO TRW PUMPING | Treated Water Pumping | FHO-TRW | [6 empty] | Treated Water System
19546 | FHO WASTE WATER BLDG | Building Location | FHO-SPC2 | [6 empty] | Process Control Systems - Equipment
19547 | FHO WORK AREA 2 | Services | FHO | [6 empty] | F.J. Horgan Water Treatment Plant
19548 | FHO WORK AREA 2 | Services | FHO-RTE | [6 empty] | FHO-Routine
19549 | FHO WWW | Waste Water Output Sampling | FHO-SAMP | [6 empty] | Sampling Systems
19823 | COL-PLV-CB-0001 | Circuit Breaker, | COL-PLV-MISC | Circuit Breaker |  |  | CB |  |  | Miscellaneous Equipment
19824 | COL-PLV-COM-0001 | Control Panel | COL-PLV-MISC | Control Panel |  |  | COM |  |  | Miscellaneous Equipment
19825 | COL-PLV-CP-0001 | Control Panel | COL-PLV | Control Panel |  |  | CP |  |  | Livingston Road Pumping Station
19826 | COL-PLV-CP-0002 | Control Panel | COL-PLV | Control Panel |  |  | CP |  |  | Livingston Road Pumping Station
19827 | COL-PLV-DM-0001 | Damper/Louver | COL-PLV | Damper/Louver |  |  | DM |  |  | Livingston Road Pumping Station
19828 | COL-PLV-FEQ-0001S | Fire Prevention, Extinguisher | COL-PLV | Fire Prevention,Extinguisher |  | 42696 | FEQ |  |  | Livingston Road Pumping Station
19829 | COL-PLV-FEQ-0001S | Fire Prevention, Extinguisher | COL-W-OBSOLETE | Fire Prevention,Extinguisher |  | 42696 | FEQ |  |  | Col West Obsolete Entities
19830 | COL-PLV-FN-0001 | Fan, Centrifugal | COL-PLV | Fan |  |  | FN |  |  | Livingston Road Pumping Station
19831 | COL-PLV-FN-0002 | Fan, Centrifugal | COL-PLV | Fan |  |  | FN |  |  | Livingston Road Pumping Station
19832 | COL-PLV-FN-0002 | Fan, Centrifugal | COL-PLV-MISC | Fan |  |  | FN |  |  | Miscellaneous Equipment
19833 | COL-PLV-FQ-0001 | Meter, Flow | COL-PLV | Meter,Flow |  |  | FQ |  |  | Livingston Road Pumping Station
19834 | COL-PLV-FQ-0001 | Meter, Flow | COL-PLV-MISC | Meter,Flow |  |  | FQ |  |  | Miscellaneous Equipment
19836 | COL-PLV-GEN-0001 | Generator | COL-PLV | Generator |  |  | GEN |  |  | Livingston Road Pumping Station
19837 | COL-PLV-HTR-0001 | Heater | COL-PLV | Heater |  |  | HTR |  |  | Livingston Road Pumping Station
19838 | COL-PLV-HTR-0002 | Heater | COL-PLV | Heater |  |  | HTR |  |  | Livingston Road Pumping Station
19839 | COL-PLV-HTR-0002 | Heater | COL-PLV-MISC | Heater |  |  | HTR |  |  | Miscellaneous Equipment
19840 | COL-PLV-HTR-0003 | Heater | COL-PLV | Heater |  |  | HTR |  |  | Livingston Road Pumping Station
19841 | COL-PLV-LIT-0101 | Transmitter, Level | COL-PLV | Transmitter,Level |  |  | LIT |  |  | Livingston Road Pumping Station
19842 | COL-PLV-LIT-0201 | Transmitter, Level | COL-PLV-MISC | Transmitter,Level |  |  | LIT |  |  | Miscellaneous Equipment
19843 | COL-PLV-LSH-0001 | Switch, Level-High | COL-PLV | Switch,Level |  |  | LSH |  |  | Livingston Road Pumping Station
19844 | COL-PLV-LSH-0001 | Switch, Level-High | COL-PLV-MISC | Switch,Level |  |  | LSH |  |  | Miscellaneous Equipment
19845 | COL-PLV-LSH-0103 | Switch, Level-High | COL-PLV | Switch,Level |  |  | LSH |  |  | Livingston Road Pumping Station
19846 | COL-PLV-LSH-0203 | Switch, Level-High | COL-PLV-MISC | Switch,Level |  |  | LSH |  |  | Miscellaneous Equipment
19847 | COL-PLV-LSHH-0104 | Switch, Level High-High | COL-PLV-MISC | Switch,Level |  |  | LSHH |  |  | Miscellaneous Equipment
19848 | COL-PLV-LSHH-0204 | Switch, Level High-High | COL-PLV | Switch,Level |  |  | LSHH |  |  | Livingston Road Pumping Station
19849 | COL-PLV-LSHH-0204 | Switch, Level High-High | COL-PLV-MISC | Switch,Level |  |  | LSHH |  |  | Miscellaneous Equipment
19850 | COL-PLV-LSL-0102 | Switch, Level-Low | COL-PLV | Switch,Level |  |  | LSL |  |  | Livingston Road Pumping Station
19851 | COL-PLV-LSL-0202 | Switch, Level-Low | COL-PLV | Switch,Level |  |  | LSL |  |  | Livingston Road Pumping Station
19852 | COL-PLV-LSLL-0101 | Switch, Level Low-Low | COL-PLV | Switch,Level |  |  | LSLL |  |  | Livingston Road Pumping Station
19853 | COL-PLV-LSLL-0201 | Switch, Level Low-Low | COL-PLV-MISC | Switch,Level |  |  | LSLL |  |  | Miscellaneous Equipment
19854 | COL-PLV-MCC-0001 | Motor Control Centre | COL-PLV | Control Panel,MCC |  |  | MCC |  |  | Livingston Road Pumping Station
19855 | COL-PLV-MISC | Miscellaneous Equipment | COL-PLV | [6 empty] | Livingston Road Pumping Station
19857 | COL-PLV-P-0200 | Pump, Centrifugal | COL-PLV | Pump |  |  | P |  |  | Livingston Road Pumping Station
19858 | COL-PLV-RPU-0001 | Control Panel | COL-PLV | Control Panel |  |  | RPU |  |  | Livingston Road Pumping Station
19859 | COL-PLV-SS-0001 | Security System | COL-PLV | Security System |  |  | SS |  |  | Livingston Road Pumping Station
19860 | COL-PLV-TR-0001 | Transformer | COL-PLV-MISC | Transformer |  |  | TR |  |  | Miscellaneous Equipment
19956 | COL-PLV-WEL-0100 | Wet well, West | COL-PLV | Well |  |  | WEL |  |  | Livingston Road Pumping Station
19957 | COL-PLV-WEL-0100 | Wet well, West | COL-PLV-MISC | Well |  |  | WEL |  |  | Miscellaneous Equipment
19958 | COL-PLV-WEL-0200 | Wet well, East | COL-PLV-MISC | Well |  |  | WEL |  |  | Miscellaneous Equipment
19964 | COL-PMD-CB-0001 | Breaker, Main Electrical | COL-PMD | Circuit Breaker |  |  | CB |  |  | Midland Pumping Station
19965 | COL-PMD-CB-0001 | Breaker, Main Electrical | COL-PMD-MISC | Circuit Breaker |  |  | CB |  |  | Miscellaneous Equipment
19966 | COL-PMD-CH-0001 | Chamber, Inlet | COL-PMD | Chamber |  |  | CH |  |  | Midland Pumping Station
19967 | COL-PMD-CH-0002 | Chamber, Overflow | COL-PMD-MISC | Chamber |  |  | CH |  |  | Miscellaneous Equipment
19969 | COL-PMD-COM-0001 | Control Panel, Operator | COL-PMD-MISC | Control Panel |  |  | COM |  |  | Miscellaneous Equipment
19972 | COL-PMD-DM-0001 | Damper/Louver, Exhaust | COL-PMD | Damper/Louver |  |  | DM |  |  | Midland Pumping Station
19973 | COL-PMD-DM-0002 | Damper/Louver, Supply Air | COL-PMD-MISC | Damper/Louver |  |  | DM |  |  | Miscellaneous Equipment
19974 | COL-PMD-DM-0003 | Damper/Louver, Supply Air | COL-PMD | Damper/Louver |  |  | DM |  |  | Midland Pumping Station
19975 | COL-PMD-DM-0004 | Damper/Louver, Exhaust | COL-PMD | Damper/Louver |  |  | DM |  |  | Midland Pumping Station
19980 | COL-PMD-FN-0001 | Fan, Supply | COL-PMD-MISC | Fan |  |  | FN |  |  | Miscellaneous Equipment
19981 | COL-PMD-FN-0002 | Fan, Exhaust | COL-PMD-MISC | Fan |  |  | FN |  |  | Miscellaneous Equipment
19982 | COL-PMD-FQ-0001 | Meter, Flow | COL-PMD | Meter,Flow |  |  | FQ |  |  | Midland Pumping Station
19987 | COL-PMD-GRF-0001 | Indicator, Ground Fault | COL-PMD | Indicator,Ground Fault |  |  | GRF |  |  | Midland Pumping Station
19988 | COL-PMD-HTR-0001 | Heater | COL-PMD | Heater |  |  | HTR |  |  | Midland Pumping Station
19989 | COL-PMD-HTR-0002 | Heater | COL-PMD | Heater |  |  | HTR |  |  | Midland Pumping Station
19990 | COL-PMD-JIT-0001 | Meter, Power Indicating Transmitter, Main Power | COL-PMD-MISC | Meter |  |  | JIT |  |  | Miscellaneous Equipment
19991 | COL-PMD-LIT-0101 | Transmitter, Level | COL-PMD | Transmitter,Level |  |  | LIT |  |  | Midland Pumping Station
19992 | COL-PMD-LIT-0101 | Transmitter, Level | COL-PMD-MISC | Transmitter,Level |  |  | LIT |  |  | Miscellaneous Equipment
19993 | COL-PMD-LIT-0201 | Transmitter, Level | COL-PMD | Transmitter,Level |  |  | LIT |  |  | Midland Pumping Station
19994 | COL-PMD-LIT-0201 | Transmitter, Level | COL-PMD-MISC | Transmitter,Level |  |  | LIT |  |  | Miscellaneous Equipment
19995 | COL-PMD-LP-0001 | Control Panel, Lighting | COL-PMD | Control Panel |  |  | LP |  |  | Midland Pumping Station
19996 | COL-PMD-LSH-0001 | Switch, Level-High | COL-PMD | Switch,Level |  |  | LSH |  |  | Midland Pumping Station
19997 | COL-PMD-LSH-0103 | Switch, Level-High | COL-PMD-MISC | Switch,Level |  |  | LSH |  |  | Miscellaneous Equipment
19998 | COL-PMD-LSHH-0104 | Switch, Level High-High | COL-PMD | Switch,Level |  |  | LSHH |  |  | Midland Pumping Station
19999 | COL-PMD-LSHH-0104 | Switch, Level High-High | COL-PMD-MISC | Switch,Level |  |  | LSHH |  |  | Miscellaneous Equipment
20000 | COL-PMD-LSHH-0204 | Switch, Level High-High | COL-PMD | Switch,Level |  |  | LSHH |  |  | Midland Pumping Station
20001 | COL-PMD-LSHH-0204 | Switch, Level High-High | COL-PMD-MISC | Switch,Level |  |  | LSHH |  |  | Miscellaneous Equipment
20002 | COL-PMD-LSL-0102 | Switch, Level-Low | COL-PMD-MISC | Switch |  |  | LSL |  |  | Miscellaneous Equipment
20003 | COL-PMD-LSL-0202 | Switch, Level-Low | COL-PMD-MISC | Switch |  |  | LSL |  |  | Miscellaneous Equipment
20004 | COL-PMD-LSLL-0201 | Switch, Level Low-Low | COL-PMD | Switch,Level |  |  | LSLL |  |  | Midland Pumping Station
20005 | COL-PMD-LSLL-0201 | Switch, Level Low-Low | COL-PMD-MISC | Switch,Level |  |  | LSLL |  |  | Miscellaneous Equipment
20009 | COL-PMD-MISC | Miscellaneous Equipment | COL-PMD | [6 empty] | Midland Pumping Station
20017 | COL-PMD-T-0001 | Tank, Diesel Fuel | COL-PMD-MISC | Tank |  |  | T |  |  | Miscellaneous Equipment
20018 | COL-PMD-T-0002 | Tank, Domestic Hot Water | COL-PMD-MISC | Tank |  |  | T |  |  | Miscellaneous Equipment
20179 | COL-PMD-TR-0001 | Transformer, Power | COL-PMD-MISC | Transformer |  |  | TR |  |  | Miscellaneous Equipment
20180 | COL-PMD-TS-0001 | Switch, Transfer | COL-PMD-MISC | Switch |  |  | TS |  |  | Miscellaneous Equipment
20330 | FHO-ADMIN-BLDG | Building Location | FHO-EUS | [6 empty] | Production & End User Support
20339 | FHO-AIR SCOUR | Air Scour Blower System | FHO-FLT | [6 empty] | Filtration
20362 | FHO-ALM-P-0101-KQ | Alum Skid 1 | FHO-ALM |  |  |  | P |  |  | Alum System
20365 | FHO-ALM-P-0201-KQ | Alum Skid 2 | FHO-ALM |  |  |  | P |  |  | Alum System
20367 | FHO-ALM-P-0301-KQ | Alum Skid 3 | FHO-ALM |  |  |  | P |  |  | Alum System
20370 | FHO-ALM-P-0401-KQ | Alum Skid 4 | FHO-ALM |  |  |  | P |  |  | Alum System
20371 | FHO-ALM-P-0501-KQ | Back-Up Skid 5 for Alum Trains | FHO-ALM |  |  |  | P |  |  | Alum System
20372 | FHO-ALM-P-0501-KQ | Back-Up Skid 5 for Alum Trains | FHO-OBSOLETE |  |  |  | P |  |  | Removed From Service
20383 | FHO-ALM-T-0101-KQ | Alum/Ferric Storage Tank 1 | FHO-ALM |  |  |  | T |  |  | Alum System
20384 | FHO-ALM-T-0101-KQ | Alum/Ferric Storage Tank 1 | FHO-OBSOLETE |  |  |  | T |  |  | Removed From Service
20386 | FHO-ALM-T-0201-KQ | Alum/Ferric Storage Tank 2 | FHO-ALM |  |  |  | T |  |  | Alum System
20387 | FHO-ALM-T-0201-KQ | Alum/Ferric Storage Tank 2 | FHO-OBSOLETE |  |  |  | T |  |  | Removed From Service
20516 | COL-PMM-OIT-0001 | Operator Interface Terminal | COL-PMM | Computer Equipment,Monitor |  |  | OIT |  |  | Mimico Pumping Station
20543 | COL-PMM-SW-0001 | Switch, Main Power | COL-PMM-MISC | Switch |  |  | SW |  |  | Miscellaneous Equipment
20583 | COL-PMP-CP-0001 | Control Panel, Operator | COL-PMP | Control Panel |  |  | CP |  |  | Mount Pleasant Sewage Pumping Station
20584 | COL-PMP-FEQ-0001S | Fire Prevention, Extinguisher | COL-W-OBSOLETE | Fire Prevention,Extinguisher |  | 40171 | FEQ |  |  | Col West Obsolete Entities
20585 | COL-PMP-P-0100 | Pump, Centrifugal | COL-PMP | Pump |  |  | P |  |  | Mount Pleasant Sewage Pumping Station
20586 | COL-PMP-P-0200 | Pump, Centrifugal | COL-PMP | Pump |  |  | P |  |  | Mount Pleasant Sewage Pumping Station
20588 | COL-PMT-BFP-0001 | Back Flow Preventer | COL-PMT-MISC | Valve,Backflow Preventer |  |  | BFP |  |  | Miscellaneous Equipment
20589 | COL-PMT-COM-0001 | Control Panel, Operator | COL-PMT | Control Panel |  |  | COM |  |  | Military Trail Sewage Pumping Station
20590 | COL-PMT-CP-0001 | Control Panel, Operator | COL-PMT | Control Panel |  |  | CP |  |  | Military Trail Sewage Pumping Station
20591 | COL-PMT-CP-0002 | Control Panel, Electrical | COL-PMT | Control Panel |  |  | CP |  |  | Military Trail Sewage Pumping Station
20595 | COL-PMT-HTR-0001 | Heater | COL-PMT-MISC | Heater |  |  | HTR |  |  | Miscellaneous Equipment
20596 | COL-PMT-JIT-0001 | Meter, Power Indicating Transmitter, Main Power | COL-PMT-MISC | Meter |  |  | JIT |  |  | Miscellaneous Equipment
20597 | COL-PMT-LSH-0103 | Switch, Level-High | COL-PMT | Switch,Level |  |  | LSH |  |  | Military Trail Sewage Pumping Station
20598 | COL-PMT-LSHH-0104 | Switch, Level High-High | COL-PMT | Switch,Level |  |  | LSHH |  |  | Military Trail Sewage Pumping Station
20599 | COL-PMT-LSL-0102 | Switch, Level-Low | COL-PMT | Switch |  |  | LSL |  |  | Military Trail Sewage Pumping Station
20600 | COL-PMT-LSL-0102 | Switch, Level-Low | COL-PMT-MISC | Switch |  |  | LSL |  |  | Miscellaneous Equipment
20601 | COL-PMT-LSLL-0101 | Switch, Level Low-Low | COL-PMT | Switch,Level |  |  | LSLL |  |  | Military Trail Sewage Pumping Station
20602 | COL-PMT-LSLL-0101 | Switch, Level Low-Low | COL-PMT-MISC | Switch,Level |  |  | LSLL |  |  | Miscellaneous Equipment
20603 | COL-PMT-MISC | Miscellaneous Equipment | COL-PMT | [6 empty] | Military Trail Sewage Pumping Station
20604 | COL-PMT-P-0100 | Pump, Centrifugal | COL-PMT | Pump |  |  | P |  |  | Military Trail Sewage Pumping Station
20605 | COL-PMT-P-0200 | Pump, Centrifugal | COL-PMT | Pump |  |  | P |  |  | Military Trail Sewage Pumping Station
20606 | COL-PMT-SW-0001 | Switch, Main Electrical Disconnect | COL-PMT-MISC | Switch |  |  | SW |  |  | Miscellaneous Equipment
20607 | COL-PMT-TS-0001 | Switch, Power Transfer | COL-PMT-MISC | Switch |  |  | TS |  |  | Miscellaneous Equipment
20645 | FHO-AM | Ammoniation | FHO-DIS | [6 empty] | Disinfection
20671 | FHO-AM-P-0101-KQ | Ammonia Train 1 | FHO-AM |  |  | 32564 | P |  |  | Ammoniation
20674 | FHO-AM-P-0201-KQ | Ammonia Train 2 | FHO-AM |  |  | 32565 | P |  |  | Ammoniation
20752 | FHO-AMT-WS-1000 | Weather Station System | FHO WORK AREA 2 |  |  |  | WS |  |  | Services
20755 | FHO-AUX | Lab/Portable Testing Instruments | FHO WORK AREA 1 | [6 empty] | Process
20773 | FHO-BW | Backwash System | FHO-FLT | [6 empty] | Filtration
20800 | FHO-BW-P-1401-KQ | Backwash Pump 14 | FHO-BW |  |  |  | P |  |  | Backwash System
20801 | FHO-BW-P-1501-KQ | Backwash Pump 15 | FHO-BW |  |  |  | P |  |  | Backwash System
20803 | FHO-BW-P-1601-KQ | Backwash Pump 16 | FHO-OBSOLETE |  |  |  | P |  |  | Removed From Service
20870 | FHO-CAPITAL | Capital Project | FHO-MCS | [6 empty] | Mechanical Services
20872 | FHO-CBM | FHO-Condition Based Monitoiring | FHO | [6 empty] | F.J. Horgan Water Treatment Plant
20873 | FHO-CBM-ROUTE-2 | FHO-Condition Based Monitoiring Route 2- HVAC System | FHO |  |  |  | ROUTE |  |  | F.J. Horgan Water Treatment Plant
20874 | FHO-CCS | Corrosion Control Process | FHO WORK AREA 1 | [6 empty] | Process
20953 | FHO-CHEMICAL-BLDG | Building Location | FHO-EUS | [6 empty] | Production & End User Support
20954 | FHO-CL | Cl & SO2 Gas Monitoring Systems | FHO-DIS | [6 empty] | Disinfection
20980 | FHO-CLA | Pre Chlorination System | FHO-DIS | [6 empty] | Disinfection
20983 | FHO-CLA-CHL-0101-KQ | Pre Chlorination Train 1 | FHO-CLA |  |  |  | CHL |  |  | Pre Chlorination System
20984 | FHO-CLA-CHL-0201-KQ | Pre Chlorination Train 2 | FHO-OBSOLETE |  |  |  | CHL |  |  | Removed From Service
21065 | FHO-CLA-V-0211-SUS | Valve, Gaseous Supply Header from Pre Injector System to Pre-Chlorination Injector 2 | FHO-SUSPENDED | Valve,Ball |  | 37538 | V |  |  | Suspended Entity List
21082 | FHO-CLB | Post Chlorination System | FHO-DIS | [6 empty] | Disinfection
21086 | FHO-CLB-CHL-0101-KQ | Post ChlorinationTrain 1 | FHO-CLB |  |  |  | CHL |  |  | Post Chlorination System
21087 | FHO-CLB-CHL-0101-KQ | Post ChlorinationTrain 1 | FHO-OBSOLETE |  |  |  | CHL |  |  | Removed From Service
21113 | FHO-CLB-P-0301-KQ | Clearwell Sampling Pump 3 | FHO-OBSOLETE | Pump,Positive Displacement,Rotary Vane |  |  | P |  |  | Removed From Service
21115 | FHO-CLB-P-0401-KQ | Clearwell Sampling Pump 4 | FHO-OBSOLETE | Pump,Positive Displacement,Rotary Vane |  |  | P |  |  | Removed From Service
21253 | FHO-CLC | Trim Chlorination System | FHO-DIS | [6 empty] | Disinfection
21256 | FHO-CLC-CHL-0101-KQ | Trim Chlorination Train 1 | FHO-CLC |  |  |  | CHL |  |  | Trim Chlorination System
21257 | FHO-CLC-CHL-0201-KQ | Trim ChlorinationTrain 2 | FHO-CLC |  |  |  | CHL |  |  | Trim Chlorination System
21322 | FHO-DCL-P-0401A-KQ | Before SO2 Sampling | FHO BEFORE SO2 |  |  |  | P |  |  | Sampling
21326 | FHO-DCL-P-0401B-KQ | Before SO2 Sampling | FHO-OBSOLETE |  |  |  | P |  |  | Removed From Service
21330 | FHO-DCL-P-0501A-KQ | After SO2 Sampling Pump | FHO AFTER SO2 |  |  |  | P |  |  | Sampling
21331 | FHO-DCL-P-0501A-KQ | After SO2 Sampling Pump | FHO-OBSOLETE |  |  |  | P |  |  | Removed From Service
21345 | FHO-DCL-SO-0101-KQ | Dechlorination Train 1 | FHO-OBSOLETE |  |  |  | SO |  |  | Removed From Service
21346 | FHO-DCL-SO-0201-KQ | Dechlorination Train 2 | FHO-DCL |  |  |  | SO |  |  | De-Chlorination
21348 | FHO-DCL-SO-0301-KQ | Dechlorination Train 3 | FHO-OBSOLETE |  |  |  | SO |  |  | Removed From Service
21418 | FHO-DECOM | Building Location | FHO-EUS | [6 empty] | Production & End User Support
21419 | FHO-DEW | Dewatering & Drainage | FHO-GRK | [6 empty] | Buildings & Grounds
21489 | FHO-DIS | Disinfection | FHO WORK AREA 1 | [6 empty] | Process
21511 | FHO-DOZ-AMB-MONITOR | AMBIENT OZONE GAS MONITORING SYSTEM | FHO-DOZ | [6 empty] | Ozonation System
21517 | FHO-DOZ-CL-CW | CLOSED LOOP COOLING WATER SYSTEM | FHO-DOZ | [6 empty] | Ozonation System
21527 | FHO-DOZ-CW | Ozone Cooling Water | FHO-DOZ | [6 empty] | Ozonation System
21552 | FHO-DOZ-GEN | FHO OZONE GENERATION SYSTEM | FHO-DOZ | [6 empty] | Ozonation System
21576 | FHO-DOZ-OFFGAS | OFFGAS DESTRUCTION | FHO-DOZ | [6 empty] | Ozonation System
21637 | FHO-DOZ-SAMP | Ozone Contact Tank Sampling | FHO-DOZ | [6 empty] | Ozonation System
21711 | COL-PMT-WEL-0100 | Wet well | COL-PMT | Well |  |  | WEL |  |  | Military Trail Sewage Pumping Station
21719 | COL-PMY-AHU-0001 | Air Handling Unit | COL-PMY | Air Handling Unit |  |  | AHU |  |  | Maryport Sewage Pumping Station
21725 | COL-PMY-C-0001 | Compressor, Air | COL-PMY | Compressor |  |  | C |  |  | Maryport Sewage Pumping Station
21726 | COL-PMY-C-0001 | Compressor, Air | COL-PMY-MISC | Compressor |  |  | C |  |  | Miscellaneous Equipment
21727 | COL-PMY-CAP-0001 | Capacitor, MCC-0001 | COL-PMY | Capacitor |  |  | CAP |  |  | Maryport Sewage Pumping Station
21728 | COL-PMY-CAP-0001 | Capacitor, MCC-0001 | COL-PMY-MISC | Capacitor |  |  | CAP |  |  | Miscellaneous Equipment
21729 | COL-PMY-CAP-0002 | Capacitor, MCC-0001 | COL-PMY | Capacitor |  |  | CAP |  |  | Maryport Sewage Pumping Station
21730 | COL-PMY-CAP-0002 | Capacitor, MCC-0001 | COL-PMY-MISC | Capacitor |  |  | CAP |  |  | Miscellaneous Equipment
21731 | COL-PMY-CAP-0005 | Capacitor, MCC-0002 | COL-PMY | Capacitor |  |  | CAP |  |  | Maryport Sewage Pumping Station
21732 | COL-PMY-CAP-0005 | Capacitor, MCC-0002 | COL-PMY-MISC | Capacitor |  |  | CAP |  |  | Miscellaneous Equipment
21733 | COL-PMY-CB-0002 | Breaker, Emergency Power Supply | COL-PMY-MISC | Circuit Breaker |  |  | CB |  |  | Miscellaneous Equipment
21734 | COL-PMY-CP-0005 | Control Panel, Combination Starter | COL-PMY | Control Panel |  |  | CP |  |  | Maryport Sewage Pumping Station
21735 | COL-PMY-CP-0005 | Control Panel, Combination Starter | COL-PMY-MISC | Control Panel |  |  | CP |  |  | Miscellaneous Equipment
21736 | COL-PMY-CRN-0001 | Crane, Shaft 8A | COL-PMY-MISC | Crane |  |  | CRN |  |  | Miscellaneous Equipment
21737 | COL-PMY-DM-0001 | Damper, Gas | COL-PMY-MISC | Damper/Louver |  |  | DM |  |  | Miscellaneous Equipment
21738 | COL-PMY-DM-0005 | Damper, Gas | COL-PMY | Damper/Louver |  |  | DM |  |  | Maryport Sewage Pumping Station
21739 | COL-PMY-DM-0006 | Damper, Gas | COL-PMY | Damper/Louver |  |  | DM |  |  | Maryport Sewage Pumping Station
21740 | COL-PMY-DM-0006 | Damper, Gas | COL-PMY-MISC | Damper/Louver |  |  | DM |  |  | Miscellaneous Equipment
21741 | COL-PMY-DM-0007 | Damper, Gas | COL-PMY | Damper/Louver |  |  | DM |  |  | Maryport Sewage Pumping Station
21742 | COL-PMY-DM-0007 | Damper, Gas | COL-PMY-MISC | Damper/Louver |  |  | DM |  |  | Miscellaneous Equipment
21743 | COL-PMY-DM-0008 | Damper, Gas | COL-PMY | Damper/Louver |  |  | DM |  |  | Maryport Sewage Pumping Station
21744 | COL-PMY-DM-0008 | Damper, Gas | COL-PMY-MISC | Damper/Louver |  |  | DM |  |  | Miscellaneous Equipment
21745 | COL-PMY-DM-0010 | Damper, Gas | COL-PMY | Damper/Louver |  |  | DM |  |  | Maryport Sewage Pumping Station
21746 | COL-PMY-DM-0010 | Damper, Gas | COL-PMY-MISC | Damper/Louver |  |  | DM |  |  | Miscellaneous Equipment
21747 | COL-PMY-DM-0011 | Damper, Gas | COL-PMY-MISC | Damper/Louver |  |  | DM |  |  | Miscellaneous Equipment
21748 | COL-PMY-DM-0012 | Damper, Gas | COL-PMY | Damper/Louver |  |  | DM |  |  | Maryport Sewage Pumping Station
21749 | COL-PMY-DM-0012 | Damper, Gas | COL-PMY-MISC | Damper/Louver |  |  | DM |  |  | Miscellaneous Equipment
21750 | COL-PMY-DM-0015 | Damper, Gas | COL-PMY | Damper/Louver |  |  | DM |  |  | Maryport Sewage Pumping Station
21751 | COL-PMY-DR-0001 | Switch, Door | COL-PMY | Switch |  |  | DR |  |  | Maryport Sewage Pumping Station
21752 | COL-PMY-DR-0001 | Switch, Door | COL-PMY-MISC | Switch |  |  | DR |  |  | Miscellaneous Equipment
21753 | COL-PMY-DR-0002 | Switch, Door | COL-PMY | Switch |  |  | DR |  |  | Maryport Sewage Pumping Station
21754 | COL-PMY-DR-0002 | Switch, Door | COL-PMY-MISC | Switch |  |  | DR |  |  | Miscellaneous Equipment
21755 | COL-PMY-DR-0003 | Switch, Door | COL-PMY | Switch |  |  | DR |  |  | Maryport Sewage Pumping Station
21756 | COL-PMY-F-0001 | Filter, Activated Carbon | COL-PMY | Fan |  |  | F |  |  | Maryport Sewage Pumping Station
21757 | COL-PMY-F-0001 | Filter, Activated Carbon | COL-PMY-MISC | Fan |  |  | F |  |  | Miscellaneous Equipment
21758 | COL-PMY-F-0002 | Filter, Compressed Air | COL-PMY-MISC | Filter |  |  | F |  |  | Miscellaneous Equipment
21759 | COL-PMY-FA-0001S | Fire Alarm System, above EL 171.50m | COL-PMY | Building Service,Fire Alarm |  | 42919 | FA |  |  | Maryport Sewage Pumping Station
21760 | COL-PMY-FA-0001S | Fire Alarm System, above EL 171.50m | COL-PMY-MISC | Building Service,Fire Alarm |  | 42919 | FA |  |  | Miscellaneous Equipment
21761 | COL-PMY-FA-0002S | Fire Alarm System, Electrical Room | COL-PMY | Building Service,Fire Alarm |  | 42920 | FA |  |  | Maryport Sewage Pumping Station
21762 | COL-PMY-FA-0002S | Fire Alarm System, Electrical Room | COL-W-OBSOLETE | Building Service,Fire Alarm |  | 42920 | FA |  |  | Col West Obsolete Entities
21763 | COL-PMY-FA-0003S | Fire Alarm System, Fan Room | COL-PMY | Building Service,Fire Alarm |  | 42921 | FA |  |  | Maryport Sewage Pumping Station
21764 | COL-PMY-FA-0003S | Fire Alarm System, Fan Room | COL-PMY-MISC | Building Service,Fire Alarm |  | 42921 | FA |  |  | Miscellaneous Equipment
21765 | COL-PMY-FA-0003S | Fire Alarm System, Fan Room | COL-W-OBSOLETE | Building Service,Fire Alarm |  | 42921 | FA |  |  | Col West Obsolete Entities
21766 | COL-PMY-FA-0004S | Fire Alarm System, RPU-0001 | COL-PMY | Building Service,Fire Alarm |  | 42922 | FA |  |  | Maryport Sewage Pumping Station
21767 | COL-PMY-FA-0004S | Fire Alarm System, RPU-0001 | COL-PMY-MISC | Building Service,Fire Alarm |  | 42922 | FA |  |  | Miscellaneous Equipment
21768 | COL-PMY-FA-0005S | Fire Alarm System, Shaft 8B | COL-W-OBSOLETE | Building Service,Fire Alarm |  | 42923 | FA |  |  | Col West Obsolete Entities
21769 | COL-PMY-FEQ-0001S | Fire Prevention, Extinguisher | COL-PMY | Fire Prevention,Extinguisher |  | 40919 | FEQ |  |  | Maryport Sewage Pumping Station
21835 | COL-PMY-FEQ-0002S | Fire Prevention, Extinguisher | COL-PMY | Fire Prevention,Extinguisher |  | 40921 | FEQ |  |  | Maryport Sewage Pumping Station
21836 | COL-PMY-FEQ-0003S | Fire Prevention, Extinguisher | COL-PMY | Fire Prevention,Extinguisher |  | 40922 | FEQ |  |  | Maryport Sewage Pumping Station
21837 | COL-PMY-FEQ-0003S | Fire Prevention, Extinguisher | COL-PMY-MISC | Fire Prevention,Extinguisher |  | 40922 | FEQ |  |  | Miscellaneous Equipment
21838 | COL-PMY-FEQ-0004S | Fire Prevention, Extinguisher | COL-W-OBSOLETE | Fire Prevention,Extinguisher |  | 40923 | FEQ |  |  | Col West Obsolete Entities
21839 | COL-PMY-FEQ-0005S | Fire Prevention, Extinguisher | COL-W-OBSOLETE | Fire Prevention,Extinguisher |  | 40924 | FEQ |  |  | Col West Obsolete Entities
21840 | COL-PMY-FEQ-0006S | Fire Prevention, Extinguisher | COL-W-OBSOLETE | Fire Prevention,Extinguisher |  | 40925 | FEQ |  |  | Col West Obsolete Entities
21841 | COL-PMY-FIT-0101 | Transmitter, Flow | COL-PMY | Transmitter |  |  | FIT |  |  | Maryport Sewage Pumping Station
21842 | COL-PMY-FIT-0101 | Transmitter, Flow | COL-PMY-MISC | Transmitter |  |  | FIT |  |  | Miscellaneous Equipment
21843 | COL-PMY-FIT-0201 | Transmitter, Flow | COL-PMY | Transmitter |  |  | FIT |  |  | Maryport Sewage Pumping Station
21844 | COL-PMY-FIT-0201 | Transmitter, Flow | COL-PMY-MISC | Transmitter |  |  | FIT |  |  | Miscellaneous Equipment
21845 | COL-PMY-FN-0001 | Fan, Low Volume Supply | COL-PMY | Fan |  |  | FN |  |  | Maryport Sewage Pumping Station
21846 | COL-PMY-FN-0001 | Fan, Low Volume Supply | COL-PMY-MISC | Fan |  |  | FN |  |  | Miscellaneous Equipment
21847 | COL-PMY-FN-0003 | Fan, Low Volume Exhaust | COL-PMY | Fan |  |  | FN |  |  | Maryport Sewage Pumping Station
21848 | COL-PMY-FN-0003 | Fan, Low Volume Exhaust | COL-PMY-MISC | Fan |  |  | FN |  |  | Miscellaneous Equipment
21849 | COL-PMY-FN-0004 | Fan, High Volume Exhaust | COL-PMY | Fan |  |  | FN |  |  | Maryport Sewage Pumping Station
21850 | COL-PMY-FN-0006 | Fan, Drywell Exhaust | COL-PMY | Fan |  |  | FN |  |  | Maryport Sewage Pumping Station
21851 | COL-PMY-FN-0008 | Fan, Shaft 8B | COL-PMY | Fan |  |  | FN |  |  | Maryport Sewage Pumping Station
21852 | COL-PMY-FN-0008 | Fan, Shaft 8B | COL-PMY-MISC | Fan |  |  | FN |  |  | Miscellaneous Equipment
21853 | COL-PMY-FSL-0003 | Switch, Flow-Low | COL-PMY | Switch |  |  | FSL |  |  | Maryport Sewage Pumping Station
21854 | COL-PMY-FSL-0003 | Switch, Flow-Low | COL-PMY-MISC | Switch |  |  | FSL |  |  | Miscellaneous Equipment
21855 | COL-PMY-FSL-0004 | Switch, Flow-Low | COL-PMY | Switch |  |  | FSL |  |  | Maryport Sewage Pumping Station
21856 | COL-PMY-FSL-0005 | Switch, Flow-Low | COL-PMY | Switch |  |  | FSL |  |  | Maryport Sewage Pumping Station
21857 | COL-PMY-FSL-0005 | Switch, Flow-Low | COL-PMY-MISC | Switch |  |  | FSL |  |  | Miscellaneous Equipment
21858 | COL-PMY-FSL-0006 | Switch, Flow-Low | COL-PMY | Switch |  |  | FSL |  |  | Maryport Sewage Pumping Station
21859 | COL-PMY-FSL-0006 | Switch, Flow-Low | COL-PMY-MISC | Switch |  |  | FSL |  |  | Miscellaneous Equipment
21860 | COL-PMY-FSL-0007 | Switch, Flow-Low | COL-PMY-MISC | Switch |  |  | FSL |  |  | Miscellaneous Equipment
21866 | COL-PMY-HTR-0003 | Heater, Unit | COL-PMY | Heater |  |  | HTR |  |  | Maryport Sewage Pumping Station
21867 | COL-PMY-JIT-0001 | Meter, Power Indicating Transmitter | COL-PMY | Meter |  |  | JIT |  |  | Maryport Sewage Pumping Station
21868 | COL-PMY-JIT-0001 | Meter, Power Indicating Transmitter | COL-PMY-MISC | Meter |  |  | JIT |  |  | Miscellaneous Equipment
21869 | COL-PMY-JIT-0003 | Meter, Voltage | COL-PMY | Meter |  |  | JIT |  |  | Maryport Sewage Pumping Station
21870 | COL-PMY-JIT-0004 | Meter, Voltage | COL-PMY | Meter |  |  | JIT |  |  | Maryport Sewage Pumping Station
21871 | COL-PMY-JIT-0004 | Meter, Voltage | COL-PMY-MISC | Meter |  |  | JIT |  |  | Miscellaneous Equipment
21872 | COL-PMY-LIT-0101 | Transmitter, Level | COL-PMY-MISC | Transmitter,Level |  |  | LIT |  |  | Miscellaneous Equipment
21873 | COL-PMY-LP-0002 | Control Panel, Lighting | COL-PMY | Control Panel |  |  | LP |  |  | Maryport Sewage Pumping Station
21874 | COL-PMY-LP-0002 | Control Panel, Lighting | COL-PMY-MISC | Control Panel |  |  | LP |  |  | Miscellaneous Equipment
21875 | COL-PMY-LSH-0001 | Switch, Level-High | COL-PMY-MISC | Switch |  |  | LSH |  |  | Miscellaneous Equipment
21876 | COL-PMY-LSH-0105 | Switch, Level-High | COL-PMY-MISC | Switch |  |  | LSH |  |  | Miscellaneous Equipment
21877 | COL-PMY-LSLL-0101 | Switch, Level-Low Low | COL-PMY-MISC | Switch |  |  | LSLL |  |  | Miscellaneous Equipment
21878 | COL-PMY-LTG-0001S | Lighting, Emergency Lighting | COL-W-OBSOLETE | Lighting |  | 42948 | LTG |  |  | Col West Obsolete Entities
21879 | COL-PMY-LTG-0002S | Lighting, Emergency Lighting | COL-PMY | Lighting |  | 42949 | LTG |  |  | Maryport Sewage Pumping Station
21880 | COL-PMY-LTG-0002S | Lighting, Emergency Lighting | COL-PMY-MISC | Lighting |  | 42949 | LTG |  |  | Miscellaneous Equipment
21881 | COL-PMY-MCC-0001 | Motor Control Center, Shaft 8A | COL-PMY | Control Panel,MCC |  |  | MCC |  |  | Maryport Sewage Pumping Station
21882 | COL-PMY-MCC-0001 | Motor Control Center, Shaft 8A | COL-PMY-MISC | Control Panel,MCC |  |  | MCC |  |  | Miscellaneous Equipment
21883 | COL-PMY-MCC-0002 | Motor Control Centre, Emergency Power | COL-PMY | Control Panel,MCC |  |  | MCC |  |  | Maryport Sewage Pumping Station
21884 | COL-PMY-MCC-0002 | Motor Control Centre, Emergency Power | COL-PMY-MISC | Control Panel,MCC |  |  | MCC |  |  | Miscellaneous Equipment
21885 | COL-PMY-MISC | Miscellaneous Equipment | COL-PMYA | [6 empty] | Maryport Sewage Pumping Station 8A (Keele)
21886 | COL-PMY-P-0100 | Pump, Centrifugal | COL-PMY | Pump |  |  | P |  |  | Maryport Sewage Pumping Station
21887 | COL-PMY-P-0200 | Pump, Centrifugal | COL-PMY | Pump |  |  | P |  |  | Maryport Sewage Pumping Station
21888 | COL-PMY-PI-0001 | Indicator, Pressure | COL-PMY | Meter |  |  | PI |  |  | Maryport Sewage Pumping Station
21889 | COL-PMY-PI-0001 | Indicator, Pressure | COL-PMY-MISC | Meter |  |  | PI |  |  | Miscellaneous Equipment
21890 | COL-PMY-PSL-0001 | Switch, Level-Pressure | COL-PMY | Switch |  |  | PSL |  |  | Maryport Sewage Pumping Station
21891 | COL-PMY-PSL-0001 | Switch, Level-Pressure | COL-PMY-MISC | Switch |  |  | PSL |  |  | Miscellaneous Equipment
21892 | COL-PMY-RPU-0001 | Remote Processing Unit, Shaft 8A | COL-PMY | RPU |  |  | RPU |  |  | Maryport Sewage Pumping Station
21893 | COL-PMY-RPU-0002 | Remote Processing Unit | COL-PMY | RPU |  |  | RPU |  |  | Maryport Sewage Pumping Station
21894 | COL-PMY-RPU-0002 | Remote Processing Unit | COL-PMY-MISC | RPU |  |  | RPU |  |  | Miscellaneous Equipment
21895 | COL-PMY-SS-0002 | Security System | COL-PMY | Security System |  |  | SS |  |  | Maryport Sewage Pumping Station
21928 | COL-PMY-SW-0001 | Switch, Disconnect | COL-PMY-MISC | Switch |  |  | SW |  |  | Miscellaneous Equipment
21929 | COL-PMY-T-0001 | Tank, Domestic Hot Water | COL-PMY | Tank |  |  | T |  |  | Maryport Sewage Pumping Station
21930 | COL-PMY-T-0001 | Tank, Domestic Hot Water | COL-PMY-MISC | Tank |  |  | T |  |  | Miscellaneous Equipment
21931 | COL-PMY-TR-0001 | Transformer, Power Metering | COL-PMY | Transformer |  |  | TR |  |  | Maryport Sewage Pumping Station
21932 | COL-PMY-TR-0001 | Transformer, Power Metering | COL-PMY-MISC | Transformer |  |  | TR |  |  | Miscellaneous Equipment
21933 | COL-PMY-TR-0002 | Transformer, Lighting | COL-PMY-MISC | Transformer |  |  | TR |  |  | Miscellaneous Equipment
21934 | COL-PMY-TR-0003 | Transformer, Lighting | COL-PMY-MISC | Transformer |  |  | TR |  |  | Miscellaneous Equipment
21935 | COL-PMY-TS-0001 | Switch, Transfer | COL-PMY-MISC | Switch |  |  | TS |  |  | Miscellaneous Equipment
21936 | COL-PMY-TS-0002 | Switch, Transfer | COL-PMY | Switch |  |  | TS |  |  | Maryport Sewage Pumping Station
21962 | COL-PMY-WEL-0100 | Wet Well | COL-PMY | Well |  |  | WEL |  |  | Maryport Sewage Pumping Station
21963 | COL-PMY-WEL-0100 | Wet Well | COL-PMY-MISC | Well |  |  | WEL |  |  | Miscellaneous Equipment
21965 | COL-PMYB-MISC | Miscellaneous Equipment | COL-PMB | [6 empty] | Metro Building #2 Sewage Pumping Station
21966 | COL-PMYB-MISC | Miscellaneous Equipment | COL-PMYB | [6 empty] | Maryport Sewage Pumping Station 8B (Downsview)
21972 | COL-PNO-LSLL-0101 | Switch, Level Low-Low | COL-PNO | Switch,Level |  |  | LSLL |  |  | Nottawa Sewage Pumping Station (Algonquin Island PS#3)
21973 | COL-PNO-LSLL-0102 | Switch, Level Low-Low | COL-PNO | Switch,Level |  |  | LSLL |  |  | Nottawa Sewage Pumping Station (Algonquin Island PS#3)
21974 | COL-PNO-LSLL-0103 | Switch, Level Low-Low | COL-PNO | Switch,Level |  |  | LSLL |  |  | Nottawa Sewage Pumping Station (Algonquin Island PS#3)
21975 | COL-PNO-LSLL-0104 | Switch, Level Low-Low | COL-PNO | Switch,Level |  |  | LSLL |  |  | Nottawa Sewage Pumping Station (Algonquin Island PS#3)
21977 | COL-PNO-MISC | Miscellaneous Equipment | COL-PNO | [6 empty] | Nottawa Sewage Pumping Station (Algonquin Island PS#3)
22231 | FHO-ELS-GEN-0201-KQ | Generator 2 | FHO-ELS-PS-0003 |  |  |  | GEN |  |  | Emergency Power, Diesel & UPS
22232 | FHO-ELS-GEN-0201-KQ | Generator 2 | FHO-OBSOLETE |  |  |  | GEN |  |  | Removed From Service
22234 | FHO-ELS-INQ | Power Management | FHO-ELS-PS-0001 | [6 empty] | Primary Power Equipment
22360 | FHO-ELS-LTG | Facility Electrical System | FHO-GRK | Building Service,Electrical 110 - 220 V | [5 empty] | Buildings & Grounds
22755 | FHO-ELS-PS-0004 | Solar Power system | FHO WORK AREA 2 |  |  |  | PS |  |  | Services
22829 | FHO-ELS-UPS-0001-KQ | Uninterruptible Power Supply Location | FHO-ELS-PS-0003 | Uninterruptible Power Supply |  |  | UPS |  |  | Emergency Power, Diesel & UPS
22830 | FHO-ELS-UPS-0001-KQ | Uninterruptible Power Supply Location | FHO-OBSOLETE | Uninterruptible Power Supply |  |  | UPS |  |  | Removed From Service
23224 | COL-PNT-MISC | Miscellaneous Equipment | COL-PNT | [6 empty] | New Toronto Pumping Station
23290 | FHO-FL-P-0101-KQ | Fluoride Skid 1 | FHO-FL |  |  |  | P |  |  | Fluoridation
23291 | FHO-FL-P-0101-KQ | Fluoride Skid 1 | FHO-OBSOLETE |  |  |  | P |  |  | Removed From Service
23293 | FHO-FL-P-0201-KQ | Fluoride Skid 2 | FHO-FL |  |  |  | P |  |  | Fluoridation
23296 | FHO-FL-P-0301-KQ | Reservoir Sampling | FHO RESERVOIR |  |  |  | P |  |  | Sampling
23297 | FHO-FL-P-0301A-KQ | Reservoir Sampling | FHO RESERVOIR |  |  |  | P |  |  | Sampling
23380 | FHO-FLO | Flocculation System | FHO-PLT | [6 empty] | Preliminary Treatment
23416 | FHO-FLO-MX-0101-KQ | Raw Water Module 1 | FHO-FLO |  |  |  | MX |  |  | Flocculation System
23417 | FHO-FLO-MX-0101-KQ | Raw Water Module 1 | FHO-OBSOLETE |  |  |  | MX |  |  | Removed From Service
23421 | FHO-FLO-MX-0201-KQ | Raw Water Module 2 | FHO-FLO |  |  |  | MX |  |  | Flocculation System
23427 | FHO-FLO-MX-0401-KQ | Raw Water Module 4 | FHO-OBSOLETE |  |  |  | MX |  |  | Removed From Service
23434 | FHO-FLO-P-0501-KQ | Pre Filtered Sampling Unit 5 | FHO PRE FILTERED |  |  |  | P |  |  | Sampling
23435 | FHO-FLO-P-0501-KQ | Pre Filtered Sampling Unit 5 | FHO-OBSOLETE |  |  |  | P |  |  | Removed From Service
23438 | FHO-FLO-P-0601-KQ | Pre Filtered Sampling Unit 6 | FHO PRE FILTERED |  |  |  | P |  |  | Sampling
23439 | FHO-FLO-P-0601-KQ | Pre Filtered Sampling Unit 6 | FHO-OBSOLETE |  |  |  | P |  |  | Removed From Service
23450 | FHO-FLO-T-0301-KQ | Flocculation Tank | FHO-FLO |  |  |  | T |  |  | Flocculation System
23451 | FHO-FLO-T-0301-KQ | Flocculation Tank | FHO-OBSOLETE |  |  |  | T |  |  | Removed From Service
23452 | FHO-FLO-T-0401-KQ | Flocculation Tank | FHO-OBSOLETE |  |  |  | T |  |  | Removed From Service
23508 | FHO-FLT | Filtration | FHO WORK AREA 1 | [6 empty] | Process
23649 | COL-POM-MISC | Miscellaneous Equipment | COL-POM | [6 empty] | Old Mill Sewage Pumping Station
23650 | COL-POM-OIT-0001 | Operator Interface Terminal | COL-POM-MISC | Computer Equipment,Monitor |  |  | OIT |  |  | Miscellaneous Equipment
23651 | COL-POM-PIP-0001 | Piping | COL-POM-MISC | Pump |  |  | PIP |  |  | Miscellaneous Equipment
23667 | COL-PPU-ALR-0001 | Control Panel, Electrical | COL-PPU | Control Panel |  |  | ALR |  |  | Port Union Road Sewage Pumping Station
23668 | COL-PPU-ALR-0001 | Control Panel, Electrical | COL-PPU-MISC | Control Panel |  |  | ALR |  |  | Miscellaneous Equipment
23671 | COL-PPU-CP-0002 | Control Panel, Operator | COL-PPU | Control Panel |  |  | CP |  |  | Port Union Road Sewage Pumping Station
23672 | COL-PPU-CP-0002 | Control Panel, Operator | COL-PPU-MISC | Control Panel |  |  | CP |  |  | Miscellaneous Equipment
23674 | COL-PPU-FN-0001 | Fan, Centrifugal | COL-PPU | Fan |  |  | FN |  |  | Port Union Road Sewage Pumping Station
23675 | COL-PPU-FN-0001 | Fan, Centrifugal | COL-PPU-MISC | Fan |  |  | FN |  |  | Miscellaneous Equipment
23676 | COL-PPU-FQ-0001 | Meter, Flow | COL-PPU | Meter,Flow |  |  | FQ |  |  | Port Union Road Sewage Pumping Station
23677 | COL-PPU-FQ-0001 | Meter, Flow | COL-PPU-MISC | Meter,Flow |  |  | FQ |  |  | Miscellaneous Equipment
23678 | COL-PPU-GEN-0001 | Generator, Electricity | COL-PPU | Generator |  |  | GEN |  |  | Port Union Road Sewage Pumping Station
23679 | COL-PPU-HTR-0001 | Heater, Generator Room | COL-PPU | Heater |  |  | HTR |  |  | Port Union Road Sewage Pumping Station
23680 | COL-PPU-LIT-0001 | Transmitter, Level | COL-PPU | Transmitter,Level |  |  | LIT |  |  | Port Union Road Sewage Pumping Station
23681 | COL-PPU-LIT-0001 | Transmitter, Level | COL-PPU-MISC | Transmitter,Level |  |  | LIT |  |  | Miscellaneous Equipment
23682 | COL-PPU-LIT-0100 | Transmitter, Level | COL-PPU-MISC | Transmitter,Level |  |  | LIT |  |  | Miscellaneous Equipment
23683 | COL-PPU-LP-0001 | Control Panel, Lighting | COL-PPU | Control Panel |  |  | LP |  |  | Port Union Road Sewage Pumping Station
23684 | COL-PPU-LP-0001 | Control Panel, Lighting | COL-PPU-MISC | Control Panel |  |  | LP |  |  | Miscellaneous Equipment
23685 | COL-PPU-LSLL-0101 | Switch, Level Low-Low | COL-PPU | Switch,Level |  |  | LSLL |  |  | Port Union Road Sewage Pumping Station
23686 | COL-PPU-LSLL-0101 | Switch, Level Low-Low | COL-PPU-MISC | Switch,Level |  |  | LSLL |  |  | Miscellaneous Equipment
23687 | COL-PPU-LTG-0001 | Control Panel, Electrical | COL-PPU-MISC | Control Panel |  |  | LTG |  |  | Miscellaneous Equipment
23688 | COL-PPU-P-0100 | Pump, Centrifugal | COL-PPU | Pump |  |  | P |  |  | Port Union Road Sewage Pumping Station
23689 | COL-PPU-P-0200 | Pump, Centrifugal | COL-PPU | Pump |  |  | P |  |  | Port Union Road Sewage Pumping Station
23690 | COL-PPU-P-0300 | Pump, Centrifugal | COL-PPU | Pump |  |  | P |  |  | Port Union Road Sewage Pumping Station
23692 | COL-PPU-SS-0001 | Security System | COL-PPU | Security System |  |  | SS |  |  | Port Union Road Sewage Pumping Station
23693 | COL-PPU-SS-0001 | Security System | COL-PPU-MISC | Security System |  |  | SS |  |  | Miscellaneous Equipment
23694 | COL-PPU-SW-0001 | Switch, Main Electrical Disconnect | COL-PPU | Switch |  |  | SW |  |  | Port Union Road Sewage Pumping Station
23695 | COL-PPU-SW-0001 | Switch, Main Electrical Disconnect | COL-PPU-MISC | Switch |  |  | SW |  |  | Miscellaneous Equipment
23696 | COL-PPU-SW-0002 | Switch, Lighting Transformer | COL-PPU | Switch |  |  | SW |  |  | Port Union Road Sewage Pumping Station
23697 | COL-PPU-SW-0002 | Switch, Lighting Transformer | COL-PPU-MISC | Switch |  |  | SW |  |  | Miscellaneous Equipment
23698 | COL-PPU-T-0001 | Tank, Diesel Fuel | COL-PPU | Tank |  |  | T |  |  | Port Union Road Sewage Pumping Station
23699 | COL-PPU-T-0001 | Tank, Diesel Fuel | COL-PPU-MISC | Tank |  |  | T |  |  | Miscellaneous Equipment
23751 | FHO-FLT-P-2101A-KQ | Composite Water Supply Sampling Pumping | FHO FILTERED WATER |  |  |  | P |  |  | Composite Sampling
23797 | FHO-FLT-T-0101-KQ | Filter 1 | FHO-OBSOLETE |  |  |  | T |  |  | Removed From Service
23798 | FHO-FLT-T-0201-KQ | Filter 2 | FHO-FLT |  |  |  | T |  |  | Filtration
23799 | FHO-FLT-T-0301-KQ | Filter 3 | FHO-FLT |  |  |  | T |  |  | Filtration
23800 | FHO-FLT-T-0401-KQ | Filter 4 | FHO-FLT |  |  |  | T |  |  | Filtration
23801 | FHO-FLT-T-0501-KQ | Filter 5 | FHO-FLT |  |  |  | T |  |  | Filtration
23802 | FHO-FLT-T-0601-KQ | Filter 6 | FHO-OBSOLETE |  |  |  | T |  |  | Removed From Service
23803 | FHO-FLT-T-0701-KQ | Filter 7 | FHO-FLT |  |  |  | T |  |  | Filtration
23804 | FHO-FLT-T-0801-KQ | Filter 8 | FHO-FLT |  |  |  | T |  |  | Filtration
24025 | FHO-GOX | Gaseous Oxygen Pretreatment | FHO-DOZ | [6 empty] | Ozonation System
24026 | FHO-GRK | Buildings & Grounds | FHO WORK AREA 2 | [6 empty] | Services
24097 | COL-PPU-TR-0001 | Transformer, Power | COL-PPU | Transformer |  |  | TR |  |  | Port Union Road Sewage Pumping Station
24098 | COL-PPU-TR-0001 | Transformer, Power | COL-PPU-MISC | Transformer |  |  | TR |  |  | Miscellaneous Equipment
24102 | COL-PPU-WEL-0100 | Wet Well | COL-PPU | Well |  |  | WEL |  |  | Port Union Road Sewage Pumping Station
24103 | COL-PPU-WEL-0100 | Wet Well | COL-PPU-MISC | Well |  |  | WEL |  |  | Miscellaneous Equipment
24141 | COL-PQW-MISC | Miscellaneous Equipment | COL-PQW | [6 empty] | Queensway Sewage Pumping Station
24142 | COL-PQW-OIT-0001 | Operator Interface Terminal | COL-PQW-MISC | Computer Equipment,Monitor |  |  | OIT |  |  | Miscellaneous Equipment
24257 | FHO-GRK-INQ | Master Clock & Auxilliary Systems | FHO-GRK | [6 empty] | Buildings & Grounds
24258 | FHO-GRK-INQ | Master Clock & Auxilliary Systems | FHO-GRK-PRTY-0001 | [6 empty] | Building Maintenance
24263 | FHO-GRK-PIP | Sewage Systems | FHO-GRK | [6 empty] | Buildings & Grounds
24271 | FHO-ITM | Integrated Technology Management | FHO | [6 empty] | F.J. Horgan Water Treatment Plant
24306 | FHO-MCS-HVAC | Plant HVAC | FHO-MCS | [6 empty] | Mechanical Services
24340 | FHO-MCS-MEQ | Machine Shop & Equipment | FHO-MCS | [6 empty] | Mechanical Services
24368 | FHO-MCS-P-0301-KQ | Vacuum Priming Pump 3 | FHO-OBSOLETE |  |  |  | P |  |  | Removed From Service
24369 | FHO-MCS-P-0301-KQ | Vacuum Priming Pump 3 | FHO-TRW-VP |  |  |  | P |  |  | Vacuum Priming
24381 | FHO-MCS-PWA | Service Water & Backflow Prevention | FHO-MCS | [6 empty] | Mechanical Services
24382 | FHO-MCS-PWA | Service Water & Backflow Prevention | FHO-TRW | [6 empty] | Treated Water System
24457 | FHO-NEXUS | Emergency and Exits lights- Expansion Site | FHO WORK AREA 2 | [6 empty] | Services
24460 | FHO-NIT-SYS | NITROGEN SYSTEM | FHO-DOZ | [6 empty] | Ozonation System
24461 | FHO-OZONE-BLDG | Building Location | FHO-EUS | [6 empty] | Production & End User Support
24500 | COL-PRC-LSLL-0101 | Switch, Level Low-Low | COL-PRC | Switch,Level |  |  | LSLL |  |  | Rectory Café Sewage Pumping Station (Wards Island PS #5)
24514 | COL-PRD-CH-0003 | Force main Chamber 1 | COL-PRD-MISC | Chamber |  | 34027 | CH |  |  | Miscellaneous Equipment
24515 | COL-PRD-CH-0006 | Force main Chamber 4 | COL-PRD-MISC | Chamber |  | 34030 | CH |  |  | Miscellaneous Equipment
24516 | COL-PRD-CH-0008 | Force main Chamber 6 | COL-PRD-MISC | Chamber |  | 34032 | CH |  |  | Miscellaneous Equipment
24517 | COL-PRD-CH-0009 | Force main Chamber 7 | COL-PRD-MISC | Chamber |  | 34033 | CH |  |  | Miscellaneous Equipment
24518 | COL-PRD-CH-0010 | Force main Chamber 8 | COL-PRD-MISC | Chamber |  | 34034 | CH |  |  | Miscellaneous Equipment
24519 | COL-PRD-CH-0011 | Force main Chamber 9 | COL-PRD-MISC | Chamber |  | 34035 | CH |  |  | Miscellaneous Equipment
24520 | COL-PRD-COM-0001 | Control Panel, Operator | COL-PRD | Control Panel |  |  | COM |  |  | Redland Pumping Station
24521 | COL-PRD-COM-0001 | Control Panel, Operator | COL-PRD-MISC | Control Panel |  |  | COM |  |  | Miscellaneous Equipment
24522 | COL-PRD-CRN-0001 | Crane, 1T Overhead | COL-PRD | Crane |  |  | CRN |  |  | Redland Pumping Station
24523 | COL-PRD-DM-0001 | Damper/Louver | COL-PRD | Damper/Louver |  |  | DM |  |  | Redland Pumping Station
24524 | COL-PRD-FEQ-0001S | Fire Prevention, Extinguisher | COL-W-OBSOLETE | Fire Prevention,Extinguisher |  | 42713 | FEQ |  |  | Col West Obsolete Entities
24526 | COL-PRD-FN-0001 | Fan, Dry well supply air | COL-PRD-MISC | Fan |  |  | FN |  |  | Miscellaneous Equipment
24527 | COL-PRD-FN-0002 | Fan, Dry well exhaust air | COL-PRD | Fan |  |  | FN |  |  | Redland Pumping Station
24528 | COL-PRD-FN-0002 | Fan, Dry well exhaust air | COL-PRD-MISC | Fan |  |  | FN |  |  | Miscellaneous Equipment
24530 | COL-PRD-HTR-0001 | Heater, Generator Room | COL-PRD | Heater |  |  | HTR |  |  | Redland Pumping Station
24531 | COL-PRD-HTR-0001 | Heater, Generator Room | COL-PRD-MISC | Heater |  |  | HTR |  |  | Miscellaneous Equipment
24532 | COL-PRD-HTR-0002 | Heater, MCC Room | COL-PRD-MISC | Heater |  |  | HTR |  |  | Miscellaneous Equipment
24533 | COL-PRD-HTR-0003 | Heater, Basement | COL-PRD | Heater |  |  | HTR |  |  | Redland Pumping Station
24534 | COL-PRD-HTR-0003 | Heater, Basement | COL-PRD-MISC | Heater |  |  | HTR |  |  | Miscellaneous Equipment
24535 | COL-PRD-JIT-0001 | Meter, Power Indicating Transmitter, Main Power | COL-PRD-MISC | Meter |  |  | JIT |  |  | Miscellaneous Equipment
24536 | COL-PRD-LIT-0101 | Transmitter, Level | COL-PRD | Transmitter,Level |  |  | LIT |  |  | Redland Pumping Station
24537 | COL-PRD-LIT-0101 | Transmitter, Level | COL-PRD-MISC | Transmitter,Level |  |  | LIT |  |  | Miscellaneous Equipment
24538 | COL-PRD-LP-0001 | Control Panel, Lighting | COL-PRD | Control Panel |  |  | LP |  |  | Redland Pumping Station
24539 | COL-PRD-LSH-0001 | Switch, Level-High | COL-PRD-MISC | Switch,Level |  |  | LSH |  |  | Miscellaneous Equipment
24540 | COL-PRD-LSH-0002 | Switch, Level-High | COL-PRD | Switch,Level |  |  | LSH |  |  | Redland Pumping Station
24541 | COL-PRD-LSH-0003 | Switch, Level-High | COL-PRD | Switch,Level |  |  | LSH |  |  | Redland Pumping Station
24542 | COL-PRD-LSH-0104 | Switch, Level-High | COL-PRD | Switch,Level |  |  | LSH |  |  | Redland Pumping Station
24543 | COL-PRD-LSH-0105 | Switch, Level-High | COL-PRD | Switch,Level |  |  | LSH |  |  | Redland Pumping Station
24544 | COL-PRD-LSH-0204 | Switch, Level-High | COL-PRD | Switch,Level |  |  | LSH |  |  | Redland Pumping Station
24545 | COL-PRD-LSH-0205 | Switch, Level-High | COL-PRD | Switch,Level |  |  | LSH |  |  | Redland Pumping Station
24546 | COL-PRD-LSHH-0004 | Switch, Level High-High | COL-PRD-MISC | Switch,Level |  |  | LSHH |  |  | Miscellaneous Equipment
24547 | COL-PRD-LSHH-0106 | Switch, Level High-High | COL-PRD-MISC | Switch,Level |  |  | LSHH |  |  | Miscellaneous Equipment
24548 | COL-PRD-LSHH-0107 | Switch, Level High-High | COL-PRD | Switch,Level |  |  | LSHH |  |  | Redland Pumping Station
24549 | COL-PRD-LSHH-0206 | Switch, Level High-High | COL-PRD | Switch,Level |  |  | LSHH |  |  | Redland Pumping Station
24550 | COL-PRD-LSHH-0206 | Switch, Level High-High | COL-PRD-MISC | Switch,Level |  |  | LSHH |  |  | Miscellaneous Equipment
24551 | COL-PRD-LSHH-0207 | Switch, Level High-High | COL-PRD | Switch,Level |  |  | LSHH |  |  | Redland Pumping Station
24552 | COL-PRD-LSL-0103 | Switch, Level-Low | COL-PRD | Switch |  |  | LSL |  |  | Redland Pumping Station
24553 | COL-PRD-LSL-0203 | Switch, Level-Low | COL-PRD | Switch |  |  | LSL |  |  | Redland Pumping Station
24554 | COL-PRD-LSLL-0101 | Switch, Level Low-Low | COL-PRD | Switch,Level |  |  | LSLL |  |  | Redland Pumping Station
24555 | COL-PRD-LSLL-0101 | Switch, Level Low-Low | COL-PRD-MISC | Switch,Level |  |  | LSLL |  |  | Miscellaneous Equipment
24556 | COL-PRD-LSLL-0102 | Switch, Level Low-Low | COL-PRD | Switch,Level |  |  | LSLL |  |  | Redland Pumping Station
24557 | COL-PRD-LSLL-0102 | Switch, Level Low-Low | COL-PRD-MISC | Switch,Level |  |  | LSLL |  |  | Miscellaneous Equipment
24558 | COL-PRD-MCC-0001 | Motor Control Centre | COL-PRD | Control Panel,MCC |  |  | MCC |  |  | Redland Pumping Station
24559 | COL-PRD-MCC-0001 | Motor Control Centre | COL-PRD-MISC | Control Panel,MCC |  |  | MCC |  |  | Miscellaneous Equipment
24560 | COL-PRD-MISC | Miscellaneous Equipment | COL-PQW | [6 empty] | Queensway Sewage Pumping Station
24561 | COL-PRD-MISC | Miscellaneous Equipment | COL-PRD | [6 empty] | Redland Pumping Station
24562 | COL-PRD-P-0001 | Pump, Centrifugal | COL-PRD | Pump |  | 34153 | P |  |  | Redland Pumping Station
24563 | COL-PRD-P-0200 | Pump, Centrifugal | COL-PRD | Pump |  |  | P |  |  | Redland Pumping Station
24564 | COL-PRD-T-0001 | Tank, Diesel Fuel | COL-PRD | Tank |  |  | T |  |  | Redland Pumping Station
24565 | COL-PRD-T-0001 | Tank, Diesel Fuel | COL-PRD-MISC | Tank |  |  | T |  |  | Miscellaneous Equipment
24566 | COL-PRD-T-0002 | Tank, Heat Water Tank | COL-PRD | Tank |  |  | T |  |  | Redland Pumping Station
24567 | COL-PRD-T-0002 | Tank, Heat Water Tank | COL-PRD-MISC | Tank |  |  | T |  |  | Miscellaneous Equipment
24568 | COL-PRD-TR-0001 | Transformer, Power | COL-PRD | Transformer |  |  | TR |  |  | Redland Pumping Station
24569 | COL-PRD-TR-0001 | Transformer, Power | COL-PRD-MISC | Transformer |  |  | TR |  |  | Miscellaneous Equipment
24570 | COL-PRD-TS-0001 | Control Panel, Operator | COL-PRD | Control Panel |  |  | TS |  |  | Redland Pumping Station
24571 | COL-PRD-TS-0001 | Control Panel, Operator | COL-PRD-MISC | Control Panel |  |  | TS |  |  | Miscellaneous Equipment
24579 | COL-PRD-WEL-0100 | Wet well | COL-PRD | Well |  |  | WEL |  |  | Redland Pumping Station
24580 | COL-PRD-WEL-0100 | Wet well | COL-PRD-MISC | Well |  |  | WEL |  |  | Miscellaneous Equipment
24581 | COL-PRD-WEL-0200 | Wet well | COL-PRD | Well |  |  | WEL |  |  | Redland Pumping Station
24582 | COL-PRD-WEL-0200 | Wet well | COL-PRD-MISC | Well |  |  | WEL |  |  | Miscellaneous Equipment
24593 | COL-PRR-AIT-0001 | Transmitter, Gas | COL-PRR-MISC | Transmitter |  |  | AIT |  |  | Miscellaneous Equipment
24594 | COL-PRR-ALR-0001 | Gas Alarm, Dry Well | COL-PRR | Fire Prevention,Alarm |  |  | ALR |  |  | Riverside Sewage Pumping Station
24595 | COL-PRR-COM-0001 | Control Panel, Operator | COL-PRR-MISC | Control Panel |  |  | COM |  |  | Miscellaneous Equipment
24596 | COL-PRR-CP-0001 | Control Panel, Operator | COL-PRR | Control Panel |  |  | CP |  |  | Riverside Sewage Pumping Station
24597 | COL-PRR-CP-0001 | Control Panel, Operator | COL-PRR-MISC | Control Panel |  |  | CP |  |  | Miscellaneous Equipment
24598 | COL-PRR-CP-0002 | Control Panel, Security | COL-PRR-MISC | Control Panel |  |  | CP |  |  | Miscellaneous Equipment
24599 | COL-PRR-CP-0003 | Control Panel, Operator | COL-PRR | Control Panel |  |  | CP |  |  | Riverside Sewage Pumping Station
24603 | COL-PRR-FEQ-0001S | Fire Prevention, Extinguisher | COL-PRR-MISC | Fire Prevention,Extinguisher |  | 40958 | FEQ |  |  | Miscellaneous Equipment
24604 | COL-PRR-FEQ-0001S | Fire Prevention, Extinguisher | COL-W-OBSOLETE | Fire Prevention,Extinguisher |  | 40958 | FEQ |  |  | Col West Obsolete Entities
24607 | COL-PRR-FN-0001 | Fan, Centrifugal | COL-PRR | Fan |  |  | FN |  |  | Riverside Sewage Pumping Station
24608 | COL-PRR-FN-0002 | Fan, Centrifugal | COL-PRR | Fan |  |  | FN |  |  | Riverside Sewage Pumping Station
24609 | COL-PRR-FN-0002 | Fan, Centrifugal | COL-PRR-MISC | Fan |  |  | FN |  |  | Miscellaneous Equipment
24610 | COL-PRR-FN-0003 | Fan, Centrifugal | COL-PRR | Fan |  |  | FN |  |  | Riverside Sewage Pumping Station
24611 | COL-PRR-FN-0003 | Fan, Centrifugal | COL-PRR-MISC | Fan |  |  | FN |  |  | Miscellaneous Equipment
24616 | COL-PRR-HTR-0001 | Heater, Unit | COL-PRR | Heater |  |  | HTR |  |  | Riverside Sewage Pumping Station
24617 | COL-PRR-HTR-0001 | Heater, Unit | COL-PRR-MISC | Heater |  |  | HTR |  |  | Miscellaneous Equipment
24618 | COL-PRR-LP-0001 | Control Panel, Lighting | COL-PRR | Control Panel |  |  | LP |  |  | Riverside Sewage Pumping Station
24619 | COL-PRR-LSH-0001 | Switch, Level-High | COL-PRR | Switch,Level |  |  | LSH |  |  | Riverside Sewage Pumping Station
24620 | COL-PRR-LSH-0103 | Switch, Level-High | COL-PRR | Switch,Level |  |  | LSH |  |  | Riverside Sewage Pumping Station
24621 | COL-PRR-LSHH-0104 | Switch, Level High-High | COL-PRR | Switch,Level |  |  | LSHH |  |  | Riverside Sewage Pumping Station
24622 | COL-PRR-LSHH-0104 | Switch, Level High-High | COL-PRR-MISC | Switch,Level |  |  | LSHH |  |  | Miscellaneous Equipment
24623 | COL-PRR-LSL-0102 | Switch, Level-Low | COL-PRR | Switch |  |  | LSL |  |  | Riverside Sewage Pumping Station
24624 | COL-PRR-LSL-0102 | Switch, Level-Low | COL-PRR-MISC | Switch |  |  | LSL |  |  | Miscellaneous Equipment
24629 | COL-PRR-MISC | Miscellaneous Equipment | COL-PRR | [6 empty] | Riverside Sewage Pumping Station
24633 | COL-PRR-SW-0001 | Switch, Main Power | COL-PRR | Switch |  |  | SW |  |  | Riverside Sewage Pumping Station
24634 | COL-PRR-SW-0002 | Switch, Transformer | COL-PRR | Switch |  |  | SW |  |  | Riverside Sewage Pumping Station
24635 | COL-PRR-SW-0002 | Switch, Transformer | COL-PRR-MISC | Switch |  |  | SW |  |  | Miscellaneous Equipment
24636 | COL-PRR-SW-0003 | Switch, Heater 0001 | COL-PRR | Switch |  |  | SW |  |  | Riverside Sewage Pumping Station
24637 | COL-PRR-SW-0003 | Switch, Heater 0001 | COL-PRR-MISC | Switch |  |  | SW |  |  | Miscellaneous Equipment
24638 | COL-PRR-TS-0001 | Switch, Transfer | COL-PRR | Switch |  |  | TS |  |  | Riverside Sewage Pumping Station
24639 | COL-PRR-TS-0001 | Switch, Transfer | COL-PRR-MISC | Switch |  |  | TS |  |  | Miscellaneous Equipment
24651 | COL-PRR-WEL-0001 | Dry Well | COL-PRR | Well |  |  | WEL |  |  | Riverside Sewage Pumping Station
24652 | COL-PRR-WEL-0100 | Wet Well | COL-PRR | Well |  |  | WEL |  |  | Riverside Sewage Pumping Station
24653 | COL-PRR-WEL-0100 | Wet Well | COL-PRR-MISC | Well |  |  | WEL |  |  | Miscellaneous Equipment
24657 | COL-PRX-CP-0001 | Control Panel, Operator | COL-PRX | Control Panel |  |  | CP |  |  | Roxborough Sewage Pumping Station
24658 | COL-PRX-CP-0002 | Control Panel, Remote Alarm | COL-PRX | Control Panel |  |  | CP |  |  | Roxborough Sewage Pumping Station
24659 | COL-PRX-CP-0002 | Control Panel, Remote Alarm | COL-PRX-MISC | Control Panel |  |  | CP |  |  | Miscellaneous Equipment
24660 | COL-PRX-FA-0001S | Fire Alarm System, | COL-PRX | Building Service,Fire Alarm |  | 42927 | FA |  |  | Roxborough Sewage Pumping Station
24661 | COL-PRX-FA-0001S | Fire Alarm System, | COL-PRX-MISC | Building Service,Fire Alarm |  | 42927 | FA |  |  | Miscellaneous Equipment
24662 | COL-PRX-FA-0001S | Fire Alarm System, | COL-W-OBSOLETE | Building Service,Fire Alarm |  | 42927 | FA |  |  | Col West Obsolete Entities
24663 | COL-PRX-FEQ-0002S | Fire Prevention, Extinguisher | COL-PRX | Fire Prevention,Extinguisher |  | 40962 | FEQ |  |  | Roxborough Sewage Pumping Station
24664 | COL-PRX-FEQ-0002S | Fire Prevention, Extinguisher | COL-PRX-MISC | Fire Prevention,Extinguisher |  | 40962 | FEQ |  |  | Miscellaneous Equipment
24665 | COL-PRX-FEQ-0002S | Fire Prevention, Extinguisher | COL-W-OBSOLETE | Fire Prevention,Extinguisher |  | 40962 | FEQ |  |  | Col West Obsolete Entities
24666 | COL-PRX-FN-0001 | Fan, Centrifugal | COL-PRX | Fan |  |  | FN |  |  | Roxborough Sewage Pumping Station
24667 | COL-PRX-FN-0001 | Fan, Centrifugal | COL-PRX-MISC | Fan |  |  | FN |  |  | Miscellaneous Equipment
24668 | COL-PRX-FQ-0001 | Meter, Flow | COL-PRX-MISC | Meter,Flow |  |  | FQ |  |  | Miscellaneous Equipment
24669 | COL-PRX-HTR-0001 | Heater, Drywell | COL-PRX | Heater |  |  | HTR |  |  | Roxborough Sewage Pumping Station
24670 | COL-PRX-HTR-0002 | Heater | COL-PRX-MISC | Heater |  |  | HTR |  |  | Miscellaneous Equipment
24671 | COL-PRX-JIT-0001 | Meter, Power Indicating Transmitter, Main Power | COL-PRX-MISC | Meter |  |  | JIT |  |  | Miscellaneous Equipment
24703 | FHO-PCL-P-0601-KQ | PACL Train 6 | FHO-OBSOLETE |  |  |  | P |  |  | Removed From Service
24716 | COL-PRX-LSH-0001 | Switch, Level-High | COL-PRX-MISC | Switch,Level |  |  | LSH |  |  | Miscellaneous Equipment
24717 | COL-PRX-LSH-0103 | Switch, Level | COL-PRX | Switch,Level |  |  | LSH |  |  | Roxborough Sewage Pumping Station
24718 | COL-PRX-LSH-0103 | Switch, Level | COL-PRX-MISC | Switch,Level |  |  | LSH |  |  | Miscellaneous Equipment
24719 | COL-PRX-LSHH-0104 | Switch, Level | COL-PRX | Switch,Level |  |  | LSHH |  |  | Roxborough Sewage Pumping Station
24720 | COL-PRX-LSHH-0104 | Switch, Level | COL-PRX-MISC | Switch,Level |  |  | LSHH |  |  | Miscellaneous Equipment
24721 | COL-PRX-LSHH-0105 | Switch, Level-High | COL-PRX | Switch,Level |  |  | LSHH |  |  | Roxborough Sewage Pumping Station
24722 | COL-PRX-LSHH-0106 | Switch, Level High-High | COL-PRX-MISC | Switch,Level |  |  | LSHH |  |  | Miscellaneous Equipment
24723 | COL-PRX-LSL-0101 | Switch, Level-Low | COL-PRX | Switch |  |  | LSL |  |  | Roxborough Sewage Pumping Station
24724 | COL-PRX-LSL-0101 | Switch, Level-Low | COL-PRX-MISC | Switch |  |  | LSL |  |  | Miscellaneous Equipment
24725 | COL-PRX-LSL-0102 | Switch, Level | COL-PRX | Switch,Level |  |  | LSL |  |  | Roxborough Sewage Pumping Station
24726 | COL-PRX-LTG-0001 | Control Panel, Electrical | COL-PRX-MISC | Control Panel |  |  | LTG |  |  | Miscellaneous Equipment
24727 | COL-PRX-P-0100 | Pump, Centrifugal | COL-PRX | Pump |  |  | P |  |  | Roxborough Sewage Pumping Station
24728 | COL-PRX-P-0200 | Pump, Centrifugal | COL-PRX | Pump |  |  | P |  |  | Roxborough Sewage Pumping Station
24729 | COL-PRX-PIP-0001 | Piping | COL-PRX-MISC | Pump |  |  | PIP |  |  | Miscellaneous Equipment
24730 | COL-PRX-RPU-0001 | Remote Processing Unit | COL-PRX | RPU |  |  | RPU |  |  | Roxborough Sewage Pumping Station
24731 | COL-PRX-RPU-0001 | Remote Processing Unit | COL-PRX-MISC | RPU |  |  | RPU |  |  | Miscellaneous Equipment
24732 | COL-PRX-SW-0001 | Switch, Electrical | COL-PRX-MISC | Switch |  |  | SW |  |  | Miscellaneous Equipment
24733 | COL-PRX-SW-0002 | Switch, Main Electrical Disconnect | COL-PRX | Switch |  |  | SW |  |  | Roxborough Sewage Pumping Station
24734 | COL-PRX-SW-0003 | Switch, Unit Heater | COL-PRX | Switch |  |  | SW |  |  | Roxborough Sewage Pumping Station
24735 | COL-PRX-SW-0003 | Switch, Unit Heater | COL-PRX-MISC | Switch |  |  | SW |  |  | Miscellaneous Equipment
24736 | COL-PRX-SW-0004 | Switch, Transformer | COL-PRX-MISC | Switch |  |  | SW |  |  | Miscellaneous Equipment
24737 | COL-PRX-TR-0001 | Transformer, Lighting | COL-PRX | Transformer |  |  | TR |  |  | Roxborough Sewage Pumping Station
24738 | COL-PRX-TS-0001 | Switch, Transfer | COL-PRX-MISC | Switch |  |  | TS |  |  | Miscellaneous Equipment
24743 | COL-PRX-WEL-0100 | Wet Well | COL-PRX-MISC | Well |  |  | WEL |  |  | Miscellaneous Equipment
24744 | COL-PRX-WEL-0200 | Dry Well | COL-PRX | Well |  |  | WEL |  |  | Roxborough Sewage Pumping Station
24745 | COL-PRX-WEL-0300 | Well | COL-PRX | Well |  |  | WEL |  |  | Roxborough Sewage Pumping Station
24747 | COL-PSB-CB-0001 | Circuit Breaker, Main | COL-PSB-MISC | Circuit Breaker |  |  | CB |  |  | Miscellaneous Equipment
24749 | COL-PSB-JIT-0001 | Meter, Power Indicating Transmitter, Main Power | COL-PSB-MISC | Meter |  |  | JIT |  |  | Miscellaneous Equipment
24750 | COL-PSB-LIT-0101 | Transmitter, Level | COL-PSB | Transmitter,Level |  |  | LIT |  |  | Silverbirch Sewage Pumping Station
24751 | COL-PSB-LIT-0101 | Transmitter, Level | COL-PSB-MISC | Transmitter,Level |  |  | LIT |  |  | Miscellaneous Equipment
24752 | COL-PSB-LSH-0103 | Switch, Level-High | COL-PSB-MISC | Switch,Level |  |  | LSH |  |  | Miscellaneous Equipment
24753 | COL-PSB-LSHH-0104 | Switch, Level High-High | COL-PSB | Switch,Level |  |  | LSHH |  |  | Silverbirch Sewage Pumping Station
24754 | COL-PSB-LSLL-0101 | Switch, Level Low-Low | COL-PSB-MISC | Switch |  |  | LSLL |  |  | Miscellaneous Equipment
24755 | COL-PSB-MISC | Miscellaneous Equipment | COL-PSB | [6 empty] | Silverbirch Sewage Pumping Station
24756 | COL-PSB-RPU-0001 | Remote Processor Unit, Bristol, PLC | COL-PSB | RPU |  |  | RPU |  |  | Silverbirch Sewage Pumping Station
24758 | COL-PSB-SW-0001 | Switch, Generator Power Disconnect Switch | COL-PSB | Switch |  |  | SW |  |  | Silverbirch Sewage Pumping Station
24759 | COL-PSB-SW-0001 | Switch, Generator Power Disconnect Switch | COL-PSB-MISC | Switch |  |  | SW |  |  | Miscellaneous Equipment
24760 | COL-PSB-TS-0001 | Switch, Generator Power Transfer Switch | COL-PSB-MISC | Switch |  |  | TS |  |  | Miscellaneous Equipment
24773 | COL-PSD-CP-0001 | Control Panel, Operator | COL-PSD | Control Panel |  |  | CP |  |  | Spadina Sewage Pumping Station
24774 | COL-PSD-CP-0002 | Control Panel, Operator | COL-PSD | Control Panel |  |  | CP |  |  | Spadina Sewage Pumping Station
24781 | FHO-PCL-T-0101-KQ | PACL Storage Tank 1 | FHO-OBSOLETE |  |  |  | T |  |  | Removed From Service
24782 | FHO-PCL-T-0101-KQ | PACL Storage Tank 1 | FHO-PCL |  |  |  | T |  |  | PACL System
24879 | COL-PSD-LSH-0103 | Switch, Level-High | COL-PSD-MISC | Switch,Level |  |  | LSH |  |  | Miscellaneous Equipment
24880 | COL-PSD-LSHH-0104 | Switch, Level High-High | COL-PSD-MISC | Switch,Level |  |  | LSHH |  |  | Miscellaneous Equipment
24881 | COL-PSD-LSLL-0101 | Switch, Level Low-Low | COL-PSD | Switch,Level |  |  | LSLL |  |  | Spadina Sewage Pumping Station
24886 | COL-PSD-MON-0002 | Monitor | COL-PSD-MISC |  |  |  | MON |  |  | Miscellaneous Equipment
24892 | COL-PSD-SW-0001 | Switch, Main Electrical Disconnect | COL-PSD | Switch |  |  | SW |  |  | Spadina Sewage Pumping Station
24910 | COL-PSE-LSLL-0101 | Switch, Level Low-Low | COL-PSE | Switch,Level |  |  | LSLL |  |  | Second Street Sewage Pumping Station (Wards Island PS#10)
24911 | COL-PSE-LSLL-0103 | Switch, Level Low-Low | COL-PSE | Switch,Level |  |  | LSLL |  |  | Second Street Sewage Pumping Station (Wards Island PS#10)
24936 | FHO-PLT | Preliminary Treatment | FHO WORK AREA 1 | [6 empty] | Process
24981 | FHO-POL-P-0401-KQ | Polymer Skid 4 | FHO-OBSOLETE |  |  |  | P |  |  | Removed From Service
24984 | FHO-POL-P-0501-KQ | Polymer Skid 5 | FHO-OBSOLETE |  |  |  | P |  |  | Removed From Service
24985 | FHO-POL-P-0501-KQ | Polymer Skid 5 | FHO-POL |  |  |  | P |  |  | Polymer System
24989 | FHO-POL-P-0701-KQ | Polymer Skid 7 | FHO-OBSOLETE |  |  |  | P |  |  | Removed From Service
25006 | COL-PSH-LSLL-0102 | Switch, Level Low-Low | COL-PSH | Switch,Level |  |  | LSLL |  |  | Senior’s Home Sewage Pumping Station (Wards Island PS#6)
25007 | COL-PSH-LSLL-0103 | Switch, Level Low-Low | COL-PSH | Switch,Level |  |  | LSLL |  |  | Senior’s Home Sewage Pumping Station (Wards Island PS#6)
25008 | COL-PSH-LSLL-0104 | Switch, Level Low-Low | COL-PSH | Switch,Level |  |  | LSLL |  |  | Senior’s Home Sewage Pumping Station (Wards Island PS#6)
25012 | COL-PSH-MISC | Miscellaneous Equipment | COL-PSH | [6 empty] | Senior’s Home Sewage Pumping Station (Wards Island PS#6)
25013 | COL-PSH-P-0200 | Submersible Pump | COL-PSH |  |  |  | P |  |  | Senior’s Home Sewage Pumping Station (Wards Island PS#6)
25022 | COL-PSI-LSLL-0103 | Switch, Level Low-Low | COL-PSI | Switch,Level |  |  | LSLL |  |  | Sixth Street Sewage Pumping Station (Wards Island PS#11)
25031 | COL-PSK-ALR-0001 | Control Panel, Operator | COL-PSK | Control Panel |  |  | ALR |  |  | Skydome Sewage Pumping Station
25032 | COL-PSK-ALR-0001 | Control Panel, Operator | COL-PSK-MISC | Control Panel |  |  | ALR |  |  | Miscellaneous Equipment
25039 | COL-PSK-DM-0001 | Damper, Mech Room | COL-PSK-MISC | Damper/Louver |  |  | DM |  |  | Miscellaneous Equipment
25044 | COL-PSK-FEQ-0001S | Fire Prevention, Extinguisher | COL-PSK-MISC | Fire Prevention,Extinguisher |  | 40966 | FEQ |  |  | Miscellaneous Equipment
25046 | COL-PSK-FN-0002 | Fan, Exhaust | COL-PSK | Fan |  |  | FN |  |  | Skydome Sewage Pumping Station
25047 | COL-PSK-FN-0003 | Fan, Exhaust | COL-PSK-MISC | Fan |  |  | FN |  |  | Miscellaneous Equipment
25048 | COL-PSK-GC-0001 | Grit Chamber | COL-PSK |  |  |  | GC |  |  | Skydome Sewage Pumping Station
25049 | COL-PSK-GC-0001 | Grit Chamber | COL-PSP-MISC |  |  |  | GC |  |  | Miscellaneous Equipment
25052 | COL-PSK-LIT-0100 | Transmitter, Level | COL-PSK-MISC | Transmitter,Level |  |  | LIT |  |  | Miscellaneous Equipment
25053 | COL-PSK-LIT-0101 | Transmitter, Level | COL-PSK-MISC | Transmitter,Level |  |  | LIT |  |  | Miscellaneous Equipment
25054 | COL-PSK-LP-0001 | Control Panel, Lighting | COL-PSK | Control Panel |  |  | LP |  |  | Skydome Sewage Pumping Station
25055 | COL-PSK-LSH-0102 | Switch, Level-High | COL-PSK-MISC | Switch,Level |  |  | LSH |  |  | Miscellaneous Equipment
25056 | COL-PSK-LSHH-0103 | Switch, Level High-High | COL-PSK-MISC | Switch,Level |  |  | LSHH |  |  | Miscellaneous Equipment
25057 | COL-PSK-LSL-0101 | Switch, Level-Low | COL-PSK-MISC | Switch,Level |  |  | LSL |  |  | Miscellaneous Equipment
25171 | FHO-RAW | Raw Water Production | FHO WORK AREA 1 | [6 empty] | Process
25172 | FHO-RTE | FHO-Routine | FHO | [6 empty] | F.J. Horgan Water Treatment Plant
25176 | COL-PSK-MISC | Miscellaneous Equipment | COL-PSK | [6 empty] | Skydome Sewage Pumping Station
25177 | COL-PSK-MON-0001 | Monitor | COL-PSK-MISC |  |  |  | MON |  |  | Miscellaneous Equipment
25178 | COL-PSK-MON-0002 | Monitor | COL-PSK |  |  |  | MON |  |  | Skydome Sewage Pumping Station
25179 | COL-PSK-MON-0002 | Monitor | COL-PSK-MISC |  |  |  | MON |  |  | Miscellaneous Equipment
25180 | COL-PSK-MON-0002 | Monitor | COL-PSS-MISC |  |  |  | MON |  |  | Miscellaneous Equipment
25185 | COL-PSK-SS-0001 | Security System | COL-PSK |  |  |  | SS |  |  | Skydome Sewage Pumping Station
25186 | COL-PSK-SW-0001 | Switch, Power Disconnect | COL-PSK-MISC | Switch |  |  | SW |  |  | Miscellaneous Equipment
25199 | COL-PSK-WEL-0500 | Wet Well | COL-PSK |  |  |  | WEL |  |  | Skydome Sewage Pumping Station
25200 | COL-PSK-WEL-0600 | Dry Well | COL-PSK |  |  |  | WEL |  |  | Skydome Sewage Pumping Station
25202 | COL-PSL-CB-0001 | Circuit Breaker, Main | COL-PSL | Circuit Breaker |  |  | CB |  |  | Sewells Road Sewage Pumping Station
25203 | COL-PSL-CB-0001 | Circuit Breaker, Main | COL-PSL-MISC | Circuit Breaker |  |  | CB |  |  | Miscellaneous Equipment
25204 | COL-PSL-CH-0001 | Chamber, Inlet | COL-PSL | Chamber |  |  | CH |  |  | Sewells Road Sewage Pumping Station
25205 | COL-PSL-CH-0002 | Chamber, Bypass | COL-PSL | Chamber |  |  | CH |  |  | Sewells Road Sewage Pumping Station
25206 | COL-PSL-COM-0001 | Control Panel, Operator | COL-PSL | Control Panel |  |  | COM |  |  | Sewells Road Sewage Pumping Station
25207 | COL-PSL-COM-0001 | Control Panel, Operator | COL-PSL-MISC | Control Panel |  |  | COM |  |  | Miscellaneous Equipment
25208 | COL-PSL-CP-0001 | Control Panel, Operator | COL-PSL | Control Panel |  |  | CP |  |  | Sewells Road Sewage Pumping Station
25209 | COL-PSL-DM-0003 | Damper/Louver, Generator Room | COL-PSL-MISC | Damper/Louver |  |  | DM |  |  | Miscellaneous Equipment
25210 | COL-PSL-FA-0001S | Fire Alarm System | COL-PSL-MISC | Building Service,Fire Alarm |  | 42930 | FA |  |  | Miscellaneous Equipment
25211 | COL-PSL-FA-0001S | Fire Alarm System | COL-W-OBSOLETE | Building Service,Fire Alarm |  | 42930 | FA |  |  | Col West Obsolete Entities
25212 | COL-PSL-FEQ-0001S | Fire Prevention, Extinguisher | COL-PSL | Fire Prevention,Extinguisher |  | 46865 | FEQ |  |  | Sewells Road Sewage Pumping Station
25213 | COL-PSL-FEQ-0001S | Fire Prevention, Extinguisher | COL-W-OBSOLETE | Fire Prevention,Extinguisher |  | 46865 | FEQ |  |  | Col West Obsolete Entities
25216 | COL-PSL-GEN-0001 | Generator, Electricity | COL-PSL-MISC | Generator |  |  | GEN |  |  | Miscellaneous Equipment
25217 | COL-PSL-JIT-0002 | Meter, Power Indicating Transmitter, Main Power | COL-PSL-MISC | Meter |  |  | JIT |  |  | Miscellaneous Equipment
25218 | COL-PSL-LIT-0200 | Transmitter, Level | COL-PSL | Transmitter,Level |  |  | LIT |  |  | Sewells Road Sewage Pumping Station
25219 | COL-PSL-LIT-0200 | Transmitter, Level | COL-PSL-MISC | Transmitter,Level |  |  | LIT |  |  | Miscellaneous Equipment
25220 | COL-PSL-LSH-0002 | Switch, Level-High | COL-PSL-MISC | Switch,Level |  |  | LSH |  |  | Miscellaneous Equipment
25221 | COL-PSL-LSH-0103 | Switch, Level-High | COL-PSL | Switch,Level |  |  | LSH |  |  | Sewells Road Sewage Pumping Station
25222 | COL-PSL-LSH-0103 | Switch, Level-High | COL-PSL-MISC | Switch,Level |  |  | LSH |  |  | Miscellaneous Equipment
25223 | COL-PSL-LSH-0203 | Switch, Level-High | COL-PSL | Switch,Level |  |  | LSH |  |  | Sewells Road Sewage Pumping Station
25224 | COL-PSL-LSH-0203 | Switch, Level-High | COL-PSL-MISC | Switch,Level |  |  | LSH |  |  | Miscellaneous Equipment
25225 | COL-PSL-LSHH-0104 | Switch, Level High-High | COL-PSL | Switch,Level |  |  | LSHH |  |  | Sewells Road Sewage Pumping Station
25226 | COL-PSL-LSHH-0204 | Switch, Level High-High | COL-PSL-MISC | Switch,Level |  |  | LSHH |  |  | Miscellaneous Equipment
25227 | COL-PSL-LSL-0202 | Switch, Level-Low | COL-PSL | Switch,Level |  |  | LSL |  |  | Sewells Road Sewage Pumping Station
25228 | COL-PSL-LSLL-0101 | Switch, Level Low-Low | COL-PSL-MISC | Switch,Level |  |  | LSLL |  |  | Miscellaneous Equipment
25229 | COL-PSL-P-0100 | Pump, Centrifugal | COL-PSL | Pump |  |  | P |  |  | Sewells Road Sewage Pumping Station
25230 | COL-PSL-P-0300 | Pump, Centrifugal | COL-PSL | Pump |  |  | P |  |  | Sewells Road Sewage Pumping Station
25231 | COL-PSL-RC-0001 | Recorder, Flow | COL-PSL | Recorder |  |  | RC |  |  | Sewells Road Sewage Pumping Station
25232 | COL-PSL-RPU-0001 | Control Panel, Electrical | COL-PSL | Control Panel |  |  | RPU |  |  | Sewells Road Sewage Pumping Station
25234 | COL-PSL-SS-0001 | Security System | COL-PSL | Security System |  |  | SS |  |  | Sewells Road Sewage Pumping Station
25235 | COL-PSL-SS-0001 | Security System | COL-PSL-MISC | Security System |  |  | SS |  |  | Miscellaneous Equipment
25236 | COL-PSL-T-0001 | Tank, Diesel Fuel | COL-PSL | Tank |  |  | T |  |  | Sewells Road Sewage Pumping Station
25237 | COL-PSL-T-0002 | Tank, Domestic Hot Water | COL-PSL | Tank |  |  | T |  |  | Sewells Road Sewage Pumping Station
25238 | COL-PSL-TR-0001 | Transformer, Power | COL-PSL-MISC | Transformer |  |  | TR |  |  | Miscellaneous Equipment
25268 | FHO-RW-P-1301-KQ | Raw Water Lab Sample Pump Unit 1 | FHO RAW H2O |  |  |  | P |  |  | Raw water Sampling
25269 | FHO-RW-P-1301-KQ | Raw Water Lab Sample Pump Unit 1 | FHO-OBSOLETE |  |  |  | P |  |  | Removed From Service
25270 | FHO-RW-P-1401-KQ | Raw Water Lab Sample Pump Unit 2 | FHO RAW H2O |  |  |  | P |  |  | Raw water Sampling
25271 | FHO-RW-P-1401-KQ | Raw Water Lab Sample Pump Unit 2 | FHO-OBSOLETE |  |  |  | P |  |  | Removed From Service
25275 | FHO-RW-P-1801-KQ | RW Pump Unit 18 | FHO-RAW |  |  |  | P |  |  | Raw Water Production
25276 | FHO-RW-P-1901-KQ | RW Pump Unit 19 | FHO-RAW |  |  |  | P |  |  | Raw Water Production
25279 | FHO-RW-P-2201-KQ | RW Pump Unit 22 | FHO-OBSOLETE |  |  |  | P |  |  | Removed From Service
25281 | FHO-RW-P-2301-KQ | RW Pump Unit 23 | FHO-OBSOLETE |  |  |  | P |  |  | Removed From Service
25283 | FHO-RW-P-2601-KQ | RW Pump Unit 26 | FHO-RAW |  |  |  | P |  |  | Raw Water Production
25285 | FHO-RW-P-2701-KQ | RW Pump Unit 27 | FHO-OBSOLETE |  |  |  | P |  |  | Removed From Service
25399 | FHO-SA-C-0101-KQ | Air Compressor 1 | FHO-OBSOLETE |  |  |  | C |  |  | Removed From Service
25402 | FHO-SA-C-0201-KQ | Air Compressor 2 | FHO-OBSOLETE |  |  |  | C |  |  | Removed From Service
25403 | FHO-SA-C-0301-KQ | Service Air Compressor 3 | FHO-OBSOLETE |  |  | 32276 | C |  |  | Removed From Service
25418 | COL-PSL-WEL-0100 | Wet well | COL-PSL-MISC | Well |  |  | WEL |  |  | Miscellaneous Equipment
25419 | COL-PSL-WEL-0200 | Wet well | COL-PSL | Well |  |  | WEL |  |  | Sewells Road Sewage Pumping Station
25420 | COL-PSL-WEL-0200 | Wet well | COL-PSL-MISC | Well |  |  | WEL |  |  | Miscellaneous Equipment
25428 | COL-PSM-ALR-0001 | Control Panel, Hazardous Gas Alarm | COL-PSM | Control Panel |  |  | ALR |  |  | Simcoe St Sewage Pumping Station
25429 | COL-PSM-ALR-0001 | Control Panel, Hazardous Gas Alarm | COL-PSM-MISC | Control Panel |  |  | ALR |  |  | Miscellaneous Equipment
25432 | COL-PSM-CB-0001 | Circuit Breaker, Main Incoming | COL-PSM | Circuit Breaker |  |  | CB |  |  | Simcoe St Sewage Pumping Station
25433 | COL-PSM-CB-0001 | Circuit Breaker, Main Incoming | COL-PSM-MISC | Circuit Breaker |  |  | CB |  |  | Miscellaneous Equipment
25434 | COL-PSM-CB-0002 | Circuit Breaker, To Lighting Panel 0001 | COL-PSM | Circuit Breaker |  |  | CB |  |  | Simcoe St Sewage Pumping Station
25435 | COL-PSM-CB-0002 | Circuit Breaker, To Lighting Panel 0001 | COL-PSM-MISC | Circuit Breaker |  |  | CB |  |  | Miscellaneous Equipment
25437 | COL-PSM-DM-0001 | Damper/Louver, Fan 0001 | COL-PSM | Damper/Louver |  |  | DM |  |  | Simcoe St Sewage Pumping Station
25438 | COL-PSM-DM-0001 | Damper/Louver, Fan 0001 | COL-PSM-MISC | Damper/Louver |  |  | DM |  |  | Miscellaneous Equipment
25439 | COL-PSM-DM-0002 | Damper/Louver, Fan 0002 | COL-PSM | Damper/Louver |  |  | DM |  |  | Simcoe St Sewage Pumping Station
25440 | COL-PSM-DM-0002 | Damper/Louver, Fan 0002 | COL-PSM-MISC | Damper/Louver |  |  | DM |  |  | Miscellaneous Equipment
25441 | COL-PSM-DRV-0001 | Drive, Variable Speed Drive Panel | COL-PSM | Drive |  |  | DRV |  |  | Simcoe St Sewage Pumping Station
25442 | COL-PSM-F-0001 | Filter, Carbon | COL-PSM | Filter |  |  | F |  |  | Simcoe St Sewage Pumping Station
25446 | COL-PSM-FEQ-0003S | Fire Prevention, Extinguisher | COL-PSM | Fire Prevention,Extinguisher |  | 40969 | FEQ |  |  | Simcoe St Sewage Pumping Station
25447 | COL-PSM-FEQ-0003S | Fire Prevention, Extinguisher | COL-PSM-MISC | Fire Prevention,Extinguisher |  | 40969 | FEQ |  |  | Miscellaneous Equipment
25448 | COL-PSM-FEQ-0003S | Fire Prevention, Extinguisher | COL-W-OBSOLETE | Fire Prevention,Extinguisher |  | 40969 | FEQ |  |  | Col West Obsolete Entities
25451 | COL-PSM-FN-0005 | Fan, Centrifugal | COL-PSM | Fan |  |  | FN |  |  | Simcoe St Sewage Pumping Station
25452 | COL-PSM-FN-0005 | Fan, Centrifugal | COL-PSM-MISC | Fan |  |  | FN |  |  | Miscellaneous Equipment
25458 | COL-PSM-HTR-0004 | Heater, Convention | COL-PSM | Heater |  |  | HTR |  |  | Simcoe St Sewage Pumping Station
25459 | COL-PSM-HTR-0004 | Heater, Convention | COL-PSM-MISC | Heater |  |  | HTR |  |  | Miscellaneous Equipment
25460 | COL-PSM-JIT-0001 | Meter, Hydro Revenue | COL-PSM | Meter |  |  | JIT |  |  | Simcoe St Sewage Pumping Station
25461 | COL-PSM-JIT-0002 | Meter, Power Indicating Transmitter, Main Power | COL-PSM | Meter |  |  | JIT |  |  | Simcoe St Sewage Pumping Station
25462 | COL-PSM-JIT-0002 | Meter, Power Indicating Transmitter, Main Power | COL-PSM-MISC | Meter |  |  | JIT |  |  | Miscellaneous Equipment
25463 | COL-PSM-LIT-0101 | Transmitter, Level | COL-PSM | Transmitter,Level |  |  | LIT |  |  | Simcoe St Sewage Pumping Station
25464 | COL-PSM-LIT-0101 | Transmitter, Level | COL-PSM-MISC | Transmitter,Level |  |  | LIT |  |  | Miscellaneous Equipment
25465 | COL-PSM-LP-0001 | Control Panel, Lighting | COL-PSM | Control Panel |  |  | LP |  |  | Simcoe St Sewage Pumping Station
25466 | COL-PSM-LP-0001 | Control Panel, Lighting | COL-PSM-MISC | Control Panel |  |  | LP |  |  | Miscellaneous Equipment
25467 | COL-PSM-LSH-0001 | Switch, Level-High | COL-PSM | Switch,Level |  |  | LSH |  |  | Simcoe St Sewage Pumping Station
25468 | COL-PSM-LSH-0001 | Switch, Level-High | COL-PSM-MISC | Switch,Level |  |  | LSH |  |  | Miscellaneous Equipment
25469 | COL-PSM-LSHH-0105 | Switch, Level High-High | COL-PSM | Switch,Level |  |  | LSHH |  |  | Simcoe St Sewage Pumping Station
25470 | COL-PSM-LSHH-0105 | Switch, Level High-High | COL-PSM-MISC | Switch,Level |  |  | LSHH |  |  | Miscellaneous Equipment
25471 | COL-PSM-LSL-0102 | Switch, Level-Low | COL-PSM-MISC | Switch,Level |  |  | LSL |  |  | Miscellaneous Equipment
25541 | FHO-SAMP | Sampling Systems | FHO WORK AREA 1 | [6 empty] | Process
25543 | FHO-SBS | Ozone Quenching | FHO-DOZ | [6 empty] | Ozonation System
25626 | COL-PSM-M-0201 | Motor | COL-PSM-P-0200 |  |  |  | M |  |  | Pump, Submersible
25627 | COL-PSM-M-0301 | Motor | COL-PSM-MISC |  |  |  | M |  |  | Miscellaneous Equipment
25628 | COL-PSM-M-0301 | Motor | COL-PSM-P-0300 |  |  |  | M |  |  | Pump, Submersible
25636 | COL-PSM-SC-0001 | Screen, Bar | COL-PSM | Screen |  |  | SC |  |  | Simcoe St Sewage Pumping Station
25637 | COL-PSM-SC-0001 | Screen, Bar | COL-PSM-MISC | Screen |  |  | SC |  |  | Miscellaneous Equipment
25639 | COL-PSM-SW-0001 | Switch, Fused | COL-PSM-MISC | Switch |  |  | SW |  |  | Miscellaneous Equipment
25640 | COL-PSM-TR-0001 | Transformer, Power | COL-PSM | Transformer |  |  | TR |  |  | Simcoe St Sewage Pumping Station
25641 | COL-PSM-TR-0001 | Transformer, Power | COL-PSM-MISC | Transformer |  |  | TR |  |  | Miscellaneous Equipment
25642 | COL-PSM-TS-0001 | Switch, Transfer | COL-PSM-MISC | Switch |  |  | TS |  |  | Miscellaneous Equipment
25643 | COL-PSM-UPS-0001 | UPS | COL-PSM | Uninterruptible Power Supply |  |  | UPS |  |  | Simcoe St Sewage Pumping Station
25644 | COL-PSM-UPS-0001 | UPS | COL-PSM-MISC | Uninterruptible Power Supply |  |  | UPS |  |  | Miscellaneous Equipment
25658 | COL-PSM-WEL-0100 | Wet Well | COL-PSM | Well |  |  | WEL |  |  | Simcoe St Sewage Pumping Station
25659 | COL-PSM-WEL-0100 | Wet Well | COL-PSM-MISC | Well |  |  | WEL |  |  | Miscellaneous Equipment
25661 | COL-PSN-MISC(S) | Miscellaneous Equipment | COL-PSN |  |  | 36941 |  |  |  | Second Street Sewage Pumping Station (Wards Island PS#10)
25662 | COL-PSN-P-0200 | Pump | COL-PSN |  |  | 34595 | P |  |  | Second Street Sewage Pumping Station (Wards Island PS#10)
25667 | COL-PSP-ALR-0001 | Control Panel, Gas Alarm | COL-PSP | Control Panel |  |  | ALR |  |  | Southport Sewage Pumping Station
25671 | COL-PSP-CP-0001 | Control Panel, Pumps | COL-PSP | Control Panel |  |  | CP |  |  | Southport Sewage Pumping Station
25672 | COL-PSP-CP-0002 | Control Panel, Fans | COL-PSP | Control Panel |  |  | CP |  |  | Southport Sewage Pumping Station
25677 | COL-PSP-FEQ-0001S | Fire Prevention, Extinguisher | COL-PSP | Fire Prevention,Extinguisher |  | 42716 | FEQ |  |  | Southport Sewage Pumping Station
25679 | COL-PSP-FN-0001 | Fan, Air Supply | COL-PSP | Fan |  |  | FN |  |  | Southport Sewage Pumping Station
25680 | COL-PSP-FN-0002 | Fan, Air Supply | COL-PSP | Fan |  |  | FN |  |  | Southport Sewage Pumping Station
25681 | COL-PSP-FN-0003 | Fan, Exhaust | COL-PSP-MISC | Fan |  |  | FN |  |  | Miscellaneous Equipment
25682 | COL-PSP-FQ-0001 | Meter, Flow | COL-PSP-MISC | Meter,Flow |  |  | FQ |  |  | Miscellaneous Equipment
25683 | COL-PSP-GC-0001 | Grit Chamber | COL-PSK-MISC |  |  | 34397 | GC |  |  | Miscellaneous Equipment
25684 | COL-PSP-GC-0001 | Grit Chamber | COL-PSP-MISC |  |  | 34397 | GC |  |  | Miscellaneous Equipment
25686 | COL-PSP-GRF-0001 | Indicator, Ground Fault | COL-PSP |  |  |  | GRF |  |  | Southport Sewage Pumping Station
25687 | COL-PSP-HTR-0001 | Heater, Unit | COL-PSP | Heater |  |  | HTR |  |  | Southport Sewage Pumping Station
25688 | COL-PSP-HTR-0002 | Heater, Duct | COL-PSP-MISC | Heater |  |  | HTR |  |  | Miscellaneous Equipment
25689 | COL-PSP-JIT-0001 | Meter, Power Indicating Transmitter | COL-PSP | Meter |  |  | JIT |  |  | Southport Sewage Pumping Station
25690 | COL-PSP-LIT-0100 | Transmitter, Level | COL-PSP-MISC | Transmitter,Level |  |  | LIT |  |  | Miscellaneous Equipment
25699 | FHO-SES | Safety & Environmental Services | FHO WORK AREA 2 | [6 empty] | Services
25900 | COL-PSP-LIT-0101 | Transmitter, Level | COL-PSP-MISC | Transmitter,Level |  |  | LIT |  |  | Miscellaneous Equipment
25901 | COL-PSP-LP-0001 | Control Panel, Electrical | COL-PSP-MISC | Control Panel |  |  | LP |  |  | Miscellaneous Equipment
25902 | COL-PSP-LSH-0103 | Switch, Level-High | COL-PSP-MISC | Switch,Level |  |  | LSH |  |  | Miscellaneous Equipment
25903 | COL-PSP-LSHH-0001 | Switch, Level High-High | COL-PSP | Switch,Level |  |  | LSHH |  |  | Southport Sewage Pumping Station
25904 | COL-PSP-LSHH-0104 | Switch, Level High-High | COL-PSP-MISC | Switch,Level |  |  | LSHH |  |  | Miscellaneous Equipment
25905 | COL-PSP-LSL-0102 | Switch, Level-Low | COL-PSP-MISC | Switch,Level |  |  | LSL |  |  | Miscellaneous Equipment
25906 | COL-PSP-LSLL-0101 | Switch, Level Low-Low | COL-PSP-MISC | Switch,Level |  |  | LSLL |  |  | Miscellaneous Equipment
25913 | COL-PSP-MON-0002 | Monitor | COL-PSP |  |  |  | MON |  |  | Southport Sewage Pumping Station
25914 | COL-PSP-MON-0002 | Monitor | COL-PSS-MISC |  |  |  | MON |  |  | Miscellaneous Equipment
25917 | COL-PSP-SC-0001 | Screen, Intake | COL-PSP | Screen |  |  | SC |  |  | Southport Sewage Pumping Station
25919 | COL-PSP-SW-0001 | Switch, Power Supply | COL-PSP-MISC | Switch |  |  | SW |  |  | Miscellaneous Equipment
25920 | COL-PSP-SW-0002 | Switch, Power Supply | COL-PSP-MISC | Switch |  |  | SW |  |  | Miscellaneous Equipment
25921 | COL-PSP-SW-0003 | Switch, Distribution | COL-PSP-MISC | Switch |  |  | SW |  |  | Miscellaneous Equipment
25924 | COL-PSP-TS-0001 | Transfer Switch, Auto | COL-PSP | Switch |  |  | TS |  |  | Southport Sewage Pumping Station
25935 | COL-PSP-WEL-0600 | Dry Well | COL-PSP |  |  |  | WEL |  |  | Southport Sewage Pumping Station
25937 | COL-PSS-ALR-0001 | Control Panel, Operator | COL-PSS-MISC | Control Panel |  |  | ALR |  |  | Miscellaneous Equipment
25948 | COL-PSS-CB-0002 | Circuit Breaker, Lighting Panel | COL-PSS | Circuit Breaker |  |  | CB |  |  | Scott Sewage Pumping Station
25949 | COL-PSS-CH-0001 | Chamber, Inlet | COL-PSS | Chamber |  |  | CH |  |  | Scott Sewage Pumping Station
25950 | COL-PSS-CH-0001 | Chamber, Inlet | COL-PSS-MISC | Chamber |  |  | CH |  |  | Miscellaneous Equipment
25951 | COL-PSS-CH-0002 | Chamber, Discharge | COL-PSS | Chamber |  |  | CH |  |  | Scott Sewage Pumping Station
25955 | COL-PSS-FEQ-0001S | Fire Prevention, Extinguisher | COL-PSS | Fire Prevention,Extinguisher |  | 42717 | FEQ |  |  | Scott Sewage Pumping Station
25956 | COL-PSS-FEQ-0001S | Fire Prevention, Extinguisher | COL-W-OBSOLETE | Fire Prevention,Extinguisher |  | 42717 | FEQ |  |  | Col West Obsolete Entities
25957 | COL-PSS-FIT-0101 | Transmitter, Flow | COL-PSS | Transmitter |  |  | FIT |  |  | Scott Sewage Pumping Station
25958 | COL-PSS-FIT-0201 | Transmitter, Flow | COL-PSS | Transmitter |  |  | FIT |  |  | Scott Sewage Pumping Station
25959 | COL-PSS-FQ-0001 | Meter, Flow City Water | COL-PSS-MISC | Meter |  |  | FQ |  |  | Miscellaneous Equipment
25961 | COL-PSS-GC-0001 | Grit Chamber | COL-PSS |  |  |  | GC |  |  | Scott Sewage Pumping Station
25963 | COL-PSS-HTR-0001 | Heater, Pump Floor | COL-PSS-MISC | Heater |  |  | HTR |  |  | Miscellaneous Equipment
25964 | COL-PSS-JIT-0001 | Meter, Power Indicating Transmitter, Main Power | COL-PSS | Meter |  |  | JIT |  |  | Scott Sewage Pumping Station
26302 | FHO-SES-SQ-0001 | Safety Equipment | FHO-SES |  |  |  | SQ |  |  | Safety & Environmental Services
26410 | FHO-SM | Spill Containment & Chemical Sump Systems | FHO-SES | [6 empty] | Safety & Environmental Services
26419 | FHO-SM-SB-0001-KQ | Scrubber | FHO-OBSOLETE | Scrubber |  |  | SB |  |  | Removed From Service
26420 | FHO-SM-SB-0001-KQ | Scrubber | FHO-SES | Scrubber |  |  | SB |  |  | Safety & Environmental Services
26421 | FHO-SM-SEN-0001 | ZMCS Raw Water Gas Detection | FHO-SES | Atmosphere Monitoring Device,Stationary,H2S/CO/CL/Toxic/SO2/NH3 |  |  | SEN |  |  | Safety & Environmental Services
26448 | FHO-SPC | Process Control Systems - Services Area | FHO-ITM | [6 empty] | Integrated Technology Management
26487 | COL-PSS-LIT-0101 | Transmitter, Level | COL-PSS | Transmitter,Level |  |  | LIT |  |  | Scott Sewage Pumping Station
26488 | COL-PSS-LP-0001 | Control Panel, Lighting | COL-PSS-MISC | Control Panel |  |  | LP |  |  | Miscellaneous Equipment
26489 | COL-PSS-LSH-0001 | Switch, Level-High | COL-PSS | Switch,Level |  |  | LSH |  |  | Scott Sewage Pumping Station
26490 | COL-PSS-LSH-0001 | Switch, Level-High | COL-PSS-MISC | Switch,Level |  |  | LSH |  |  | Miscellaneous Equipment
26491 | COL-PSS-LSH-0101 | Switch, Level-High | COL-PSS | Switch,Level |  |  | LSH |  |  | Scott Sewage Pumping Station
26492 | COL-PSS-LSH-0101 | Switch, Level-High | COL-PSS-MISC | Switch,Level |  |  | LSH |  |  | Miscellaneous Equipment
26493 | COL-PSS-LSHH-0002 | Switch, Level-High | COL-PSS | Switch,Level |  |  | LSHH |  |  | Scott Sewage Pumping Station
26494 | COL-PSS-LTG-0002 | Control Panel, Electrical | COL-PSS | Control Panel |  |  | LTG |  |  | Scott Sewage Pumping Station
26495 | COL-PSS-LTG-0003 | Control Panel, Electrical | COL-PSS | Control Panel |  |  | LTG |  |  | Scott Sewage Pumping Station
26504 | COL-PSS-MISC | Miscellaneous Equipment | COL-PSS | [6 empty] | Scott Sewage Pumping Station
26507 | COL-PSS-SW-0001 | Switch, Disconnect | COL-PSS | Switch |  |  | SW |  |  | Scott Sewage Pumping Station
26508 | COL-PSS-SW-0001 | Switch, Disconnect | COL-PSS-MISC | Switch |  |  | SW |  |  | Miscellaneous Equipment
26511 | COL-PSS-TS-0001 | Switch, Transfer | COL-PSS | Switch |  |  | TS |  |  | Scott Sewage Pumping Station
26512 | COL-PSS-TS-0001 | Switch, Transfer | COL-PSS-MISC | Switch |  |  | TS |  |  | Miscellaneous Equipment
26538 | COL-PST-CH-0001 | Chamber, Valve Chamber #1 | COL-PST | Chamber |  |  | CH |  |  | Strachan Pumping Station
26539 | COL-PST-CH-0003 | Chamber, Overflow | COL-PST | Chamber |  |  | CH |  |  | Strachan Pumping Station
26540 | COL-PST-CH-0003 | Chamber, Overflow | COL-PST-MISC | Chamber |  |  | CH |  |  | Miscellaneous Equipment
26544 | COL-PST-DM-0002 | Damper, Inlet Chamber | COL-PST-MISC | Damper/Louver |  |  | DM |  |  | Miscellaneous Equipment
26545 | COL-PST-DM-0003 | Damper 1, Exhaust Fan 0001 | COL-PST-MISC | Damper/Louver |  |  | DM |  |  | Miscellaneous Equipment
26546 | COL-PST-DM-0004 | Damper 2, Exhaust Fan 0001 | COL-PST | Damper/Louver |  |  | DM |  |  | Strachan Pumping Station
26547 | COL-PST-DM-0005 | Damper 1, Exhaust Fan 0002 | COL-PST | Damper/Louver |  |  | DM |  |  | Strachan Pumping Station
26548 | COL-PST-DM-0006 | Damper 2, Exhaust Fan 0002 | COL-PST-MISC | Damper/Louver |  |  | DM |  |  | Miscellaneous Equipment
26594 | FHO-STORE | Computer Storage Location | FHO-EUS | [6 empty] | Production & End User Support
26634 | FHO-TRW-C-0101-KQ | Surge Air Compressor 1 | FHO-OBSOLETE |  |  |  | C |  |  | Removed From Service
26635 | FHO-TRW-C-0103-KQ | Surge Air Compressor 3 | FHO-OBSOLETE |  |  |  | C |  |  | Removed From Service
26669 | COL-PST-GC-0001 | Grit Chamber | COL-PSK-MISC |  |  |  | GC |  |  | Miscellaneous Equipment
26682 | COL-PST-LSH-0001 | Switch, Level-High | COL-PST | Switch,Level |  |  | LSH |  |  | Strachan Pumping Station
26683 | COL-PST-LSH-0103 | Switch, Level-High | COL-PST | Switch,Level |  |  | LSH |  |  | Strachan Pumping Station
26684 | COL-PST-LSH-0104 | Switch, Level-High | COL-PST | Switch,Level |  |  | LSH |  |  | Strachan Pumping Station
26685 | COL-PST-LSH-0105 | Switch, Level High-High | COL-PST | Switch,Level |  |  | LSH |  |  | Strachan Pumping Station
26686 | COL-PST-LSH-0105 | Switch, Level High-High | COL-PST-MISC | Switch,Level |  |  | LSH |  |  | Miscellaneous Equipment
26687 | COL-PST-LSHH-0106 | Switch, Level High-High | COL-PST | Switch,Level |  |  | LSHH |  |  | Strachan Pumping Station
26688 | COL-PST-LSHH-0106 | Switch, Level High-High | COL-PST-MISC | Switch,Level |  |  | LSHH |  |  | Miscellaneous Equipment
26689 | COL-PST-LSL-0102 | Switch, Level-Low | COL-PST | Switch,Level |  |  | LSL |  |  | Strachan Pumping Station
26690 | COL-PST-LSL-0102 | Switch, Level-Low | COL-PST-MISC | Switch,Level |  |  | LSL |  |  | Miscellaneous Equipment
26691 | COL-PST-LSLL-0101 | Switch, Level Low-Low | COL-PST | Switch,Level |  |  | LSLL |  |  | Strachan Pumping Station
26692 | COL-PST-LSLL-0101 | Switch, Level Low-Low | COL-PST-MISC | Switch,Level |  |  | LSLL |  |  | Miscellaneous Equipment
26727 | COL-PSU-ALR-0001 | Control Panel, Operator | COL-PSU | Control Panel |  |  | ALR |  |  | Sunnyside Pumping Station
26728 | COL-PSU-ALR-0001 | Control Panel, Operator | COL-PSU-MISC | Control Panel |  |  | ALR |  |  | Miscellaneous Equipment
26784 | FHO-TRW-P-0100-KQ | TRW Pump Unit 1 | FHO TRW PUMPING |  |  | 33321 | P |  |  | Treated Water Pumping
26785 | FHO-TRW-P-0100-KQ | TRW Pump Unit 1 | FHO-OBSOLETE |  |  | 33321 | P |  |  | Removed From Service
26786 | FHO-TRW-P-0101A-KQ | Treated Water Output Sampling | FHO TRW OUTPUT |  |  |  | P |  |  | Treated Water Output Sampling
26787 | FHO-TRW-P-0101B-KQ | Treated Water Output Sampling | FHO-OBSOLETE |  |  |  | P |  |  | Removed From Service
26792 | FHO-TRW-P-0400-KQ | TRW Pump Unit 4 | FHO-OBSOLETE |  |  |  | P |  |  | Removed From Service
26794 | FHO-TRW-P-0500-KQ | TRW Pump Unit 5 | FHO TRW PUMPING |  |  |  | P |  |  | Treated Water Pumping
26795 | FHO-TRW-P-0500-KQ | TRW Pump Unit 5 | FHO-OBSOLETE |  |  |  | P |  |  | Removed From Service
26802 | FHO-TRW-P-0800-KQ | TRW Pump Unit 8 | FHO-OBSOLETE |  |  |  | P |  |  | Removed From Service
26804 | FHO-TRW-P-0900-KQ | TRW Pump Unit 9 | FHO TRW PUMPING |  |  |  | P |  |  | Treated Water Pumping
26807 | FHO-TRW-P-1000-KQ | TRW Pump Unit 10 | FHO TRW PUMPING |  |  |  | P |  |  | Treated Water Pumping
26808 | FHO-TRW-P-1100-KQ | TRW Pump Unit 11 | FHO-OBSOLETE |  |  |  | P |  |  | Removed From Service
26810 | FHO-TRW-P-1200-KQ | TRW Pump Unit 12 | FHO TRW PUMPING |  |  |  | P |  |  | Treated Water Pumping
26833 | FHO-TRW-PWA | Service Water & Backflow Prevention | FHO-TRW | [6 empty] | Treated Water System
26849 | FHO-TRW-T-0001-KQ | Surge Tank 1 | FHO-OBSOLETE |  |  |  | T |  |  | Removed From Service
26850 | FHO-TRW-T-0001-KQ | Surge Tank 1 | FHO-TRW- SURGE |  |  |  | T |  |  | Surge Protection System
26853 | FHO-TRW-T-0002-KQ | Surge Tank 2 | FHO-OBSOLETE |  |  |  | T |  |  | Removed From Service
26854 | FHO-TRW-T-0003-KQ | Surge Tank 3 | FHO-OBSOLETE |  |  |  | T |  |  | Removed From Service
26855 | FHO-TRW-T-0003-KQ | Surge Tank 3 | FHO-TRW- SURGE |  |  |  | T |  |  | Surge Protection System
27127 | FHO-TRW-VP | Vacuum Priming | FHO-MCS | [6 empty] | Mechanical Services
27137 | FHO-WWW-BL-0801-KQ | WW Blower 8 | FHO-WWW |  |  |  | BL |  |  | Residue Management / Waste Water System
27180 | FHO-WWW-P-0101-KQ | WW Pump 1 | FHO-OBSOLETE |  |  |  | P |  |  | Removed From Service
27183 | FHO-WWW-P-0201-KQ | WW Pump 2 | FHO-OBSOLETE |  |  |  | P |  |  | Removed From Service
27187 | FHO-WWW-P-0301-KQ | WW Pump 3 | FHO-OBSOLETE |  |  |  | P |  |  | Removed From Service
27199 | COL-PSU-FEQ-0001S | Fire Prevention, Extinguisher | COL-PSU-MISC | Fire Prevention,Extinguisher |  | 46866 | FEQ |  |  | Miscellaneous Equipment
27200 | COL-PSU-FEQ-0001S | Fire Prevention, Extinguisher | COL-W-OBSOLETE | Fire Prevention,Extinguisher |  | 46866 | FEQ |  |  | Col West Obsolete Entities
27201 | COL-PSU-FEQ-0002S | Fire Prevention, Extinguisher | COL-PSU | Fire Prevention,Extinguisher |  | 46867 | FEQ |  |  | Sunnyside Pumping Station
27202 | COL-PSU-FEQ-0002S | Fire Prevention, Extinguisher | COL-W-OBSOLETE | Fire Prevention,Extinguisher |  | 46867 | FEQ |  |  | Col West Obsolete Entities
27203 | COL-PSU-FIT-0001 | Transmitter, Flow | COL-PSU | Transmitter |  |  | FIT |  |  | Sunnyside Pumping Station
27205 | COL-PSU-FN-0003 | Fan, Exhaust | COL-PSU-MISC | Fan |  |  | FN |  |  | Miscellaneous Equipment
27206 | COL-PSU-GC-0001 | Grit Chamber | COL-PSU |  |  |  | GC |  |  | Sunnyside Pumping Station
27210 | COL-PSU-HTR-0003 | Heater, Wet Well Room | COL-PSU | Heater |  |  | HTR |  |  | Sunnyside Pumping Station
27211 | COL-PSU-JIT-0001 | Meter, Power Indicating Transmitter, Main Power | COL-PSU | Meter |  |  | JIT |  |  | Sunnyside Pumping Station
27213 | COL-PSU-LIT-0101 | Transmitter, Level | COL-PSU | Transmitter,Level |  |  | LIT |  |  | Sunnyside Pumping Station
27214 | COL-PSU-LP-0001 | Control Panel, Lighting | COL-PSU | Control Panel |  |  | LP |  |  | Sunnyside Pumping Station
27215 | COL-PSU-LP-0002 | Control Panel, Lighting | COL-PSU | Control Panel |  |  | LP |  |  | Sunnyside Pumping Station
27216 | COL-PSU-LSH-0001 | Switch, Level-High | COL-PSU | Switch,Level |  |  | LSH |  |  | Sunnyside Pumping Station
27217 | COL-PSU-LSH-0002 | Switch, Level-High | COL-PSU | Switch,Level |  |  | LSH |  |  | Sunnyside Pumping Station
27218 | COL-PSU-LSH-0103 | Switch, Level-High | COL-PSU | Switch,Level |  |  | LSH |  |  | Sunnyside Pumping Station
27219 | COL-PSU-LSHH-0104 | Switch, Level High-High | COL-PSU | Switch,Level |  |  | LSHH |  |  | Sunnyside Pumping Station
27220 | COL-PSU-LSHH-0104 | Switch, Level High-High | COL-PSU-MISC | Switch,Level |  |  | LSHH |  |  | Miscellaneous Equipment
27221 | COL-PSU-LSL-0102 | Switch, Level-Low | COL-PSU | Switch,Level |  |  | LSL |  |  | Sunnyside Pumping Station
27222 | COL-PSU-LSLL-0101 | Switch, Level Low-Low | COL-PSU | Switch,Level |  |  | LSLL |  |  | Sunnyside Pumping Station
27223 | COL-PSU-LSLL-0101 | Switch, Level Low-Low | COL-PSU-MISC | Switch,Level |  |  | LSLL |  |  | Miscellaneous Equipment
27224 | COL-PSU-LTG-0002 | Control Panel, Electrical | COL-PSU | Control Panel |  |  | LTG |  |  | Sunnyside Pumping Station
27225 | COL-PSU-LTG-0003 | Control Panel, Electrical | COL-PSU | Control Panel |  |  | LTG |  |  | Sunnyside Pumping Station
27230 | COL-PSU-MISC | Miscellaneous Equipment | COL-PSU | [6 empty] | Sunnyside Pumping Station
27232 | COL-PSU-MON-0002 | Monitor | COL-PSS-P-0200 |  |  |  | MON |  |  | Pump 2
27233 | COL-PSU-MON-0002 | Monitor | COL-PSU-MISC |  |  |  | MON |  |  | Miscellaneous Equipment
27236 | COL-PSU-P-0300 | Pump, Centrifugal | COL-PSU | Pump |  | 34164 | P |  |  | Sunnyside Pumping Station
27238 | COL-PSU-SW-0001 | Switch, Main Power Disconnect | COL-PSU | Switch |  |  | SW |  |  | Sunnyside Pumping Station
27239 | COL-PSU-SW-0002 | Switch, LP 0002 Power Disconnect | COL-PSU | Switch |  |  | SW |  |  | Sunnyside Pumping Station
27241 | COL-PSU-TR-0002 | Control Panel, Electrical | COL-PSU | Transformer |  |  | TR |  |  | Sunnyside Pumping Station
27242 | COL-PSU-TS-0001 | Switch, Power Auto Transfer | COL-PSU-MISC | Switch |  |  | TS |  |  | Miscellaneous Equipment
27243 | COL-PSU-UPS-0001 | UPS, Main Floor | COL-PSU-MISC | Uninterruptible Power Supply |  |  | UPS |  |  | Miscellaneous Equipment
27250 | COL-PSU-WEL-0500 | Wet well | COL-PHP-MISC |  |  |  | WEL |  |  | Miscellaneous Equipment
27251 | COL-PSU-WEL-0500 | Wet well | COL-PSU |  |  |  | WEL |  |  | Sunnyside Pumping Station
27252 | COL-PSU-WEL-0600 | Dry Well | COL-PHP-MISC |  |  |  | WEL |  |  | Miscellaneous Equipment
27253 | COL-PSU-WEL-0600 | Dry Well | COL-PSU |  |  |  | WEL |  |  | Sunnyside Pumping Station
27256 | FHO-WWW-P-0901-KQ | WW Polymer Pump System | FHO-OBSOLETE |  |  |  | P |  |  | Removed From Service
27257 | FHO-WWW-P-0901-KQ | WW Polymer Pump System | FHO-WWW |  |  |  | P |  |  | Residue Management / Waste Water System
27278 | FHO-WWW-T-0101-KQ | Tank, Waste Water Holding Tank 1 | FHO-OBSOLETE | Tank,Non-Pressurized |  |  | T |  |  | Removed From Service
27280 | FHO-WWW-T-0102-KQ | Clarifier 1 | FHO-OBSOLETE |  |  |  | T |  |  | Removed From Service
27282 | FHO-WWW-T-0201-KQ | Tank, Waste Water Holding Tank 2 | FHO-OBSOLETE |  |  |  | T |  |  | Removed From Service
27284 | FHO-WWW-T-0202-KQ | Clarifier 2 | FHO-OBSOLETE |  |  |  | T |  |  | Removed From Service
27501 | FHO-ZMC-P-0201-KQ | Zebra Mussel Chlorination Pump 2 | FHO-ZMC |  |  |  | P |  |  | Zebra Mussel Control System
27528 | FIS | Island Water Treatment Plant | TW | [6 empty] | Toronto Water
27529 | FIS | Island Water Treatment Plant | WT&S | [6 empty] | Water Treatment & Supply
27531 | FIS EUS SERVER ROOM | Communication Switch | FIS-ADM-BLDG | [6 empty] | Building Location
27533 | FIS SCADA CLIENTS | FIS SCADA Clients | FIS-SPC1 | [6 empty] | Process Control Systems - Administrative
27534 | FIS SCADA SERVERS | FIS SCADA Servers | FIS-SPC1 | [6 empty] | Process Control Systems - Administrative
27538 | FIS-ACC-ADMIN BUILDING | HVAC Admin Buliding | FIS-HVAC | [6 empty] | Climate Control
27549 | FIS-ACC-CHEMICAL BUILDING | HVAC Chemical Building | FIS-HVAC | [6 empty] | Climate Control
27617 | COL-PTD-FEQ-0001S | Fire Prevention, Extinguisher | COL-PTD | Fire Prevention,Extinguisher |  | 40173 | FEQ |  |  | Todmorden Sewage Pumping Station
27618 | COL-PTD-FEQ-0001S | Fire Prevention, Extinguisher | COL-PTD-MISC | Fire Prevention,Extinguisher |  | 40173 | FEQ |  |  | Miscellaneous Equipment
27619 | COL-PTD-FEQ-0001S | Fire Prevention, Extinguisher | COL-W-OBSOLETE | Fire Prevention,Extinguisher |  | 40173 | FEQ |  |  | Col West Obsolete Entities
27621 | COL-PTD-FN-0001 | Fan, Exhaust | COL-PTD | Fan |  |  | FN |  |  | Todmorden Sewage Pumping Station
27622 | COL-PTD-FN-0002 | Fan, Centrifugal | COL-PTD | Fan |  |  | FN |  |  | Todmorden Sewage Pumping Station
27623 | COL-PTD-FN-0002 | Fan, Centrifugal | COL-PTD-MISC | Fan |  |  | FN |  |  | Miscellaneous Equipment
27624 | COL-PTD-LSHH-0104 | Switch, Level High-High | COL-PTD-MISC | Switch,Level |  |  | LSHH |  |  | Miscellaneous Equipment
27625 | COL-PTD-LSL-0102 | Switch, Level-Low | COL-PTD | Switch,Level |  |  | LSL |  |  | Todmorden Sewage Pumping Station
27626 | COL-PTD-MISC | Miscellaneous Equipment | COL-PTD | [6 empty] | Todmorden Sewage Pumping Station
27627 | COL-PTD-P-0100 | Pump, Centrifugal | COL-PTD | Pump |  |  | P |  |  | Todmorden Sewage Pumping Station
27628 | COL-PTD-SW-0001 | Switch, Main Electrical Disconnect | COL-PTD | Switch |  |  | SW |  |  | Todmorden Sewage Pumping Station
27629 | COL-PTD-SW-0001 | Switch, Main Electrical Disconnect | COL-PTD-MISC | Switch |  |  | SW |  |  | Miscellaneous Equipment
27651 | FIS-ACC-FILTER BUILDING | HVAC Filter Buidling | FIS-HVAC | [6 empty] | Climate Control
27669 | COL-PTD-TS-0001 | Switch, Transfer | COL-PTD | Switch |  |  | TS |  |  | Todmorden Sewage Pumping Station
27670 | COL-PTD-UPS-0001 | UPS | COL-PTD | Uninterruptible Power Supply |  |  | UPS |  |  | Todmorden Sewage Pumping Station
27677 | COL-PTD-WEL-0100 | Wet Well | COL-PTD-MISC | Well |  |  | WEL |  |  | Miscellaneous Equipment
27678 | COL-PTR-MISC | Miscellaneous Equipment | COL-PTS | [6 empty] | Third Street Sewage Pumping Station (Wards Island PS#12)
27688 | COL-PTS-LSLL-0104 | Switch, Level Low-Low | COL-PTS | Switch,Level |  |  | LSLL |  |  | Third Street Sewage Pumping Station (Wards Island PS#12)
27691 | COL-PTS-P-0100 | Pump Submersible | COL-PTS | Pump |  |  | P |  |  | Third Street Sewage Pumping Station (Wards Island PS#12)
27694 | COL-PTS-P-0200 | Pump Submersible | COL-PTS | Pump |  |  | P |  |  | Third Street Sewage Pumping Station (Wards Island PS#12)
27710 | COL-PVM-ALR-0001 | Control Panel, Operator | COL-PVM-MISC | Control Panel |  |  | ALR |  |  | Miscellaneous Equipment
27717 | COL-PVM-CP-0001 | Control Panel, Operator | COL-PVM-MISC | Control Panel |  |  | CP |  |  | Miscellaneous Equipment
27718 | COL-PVM-CP-0002 | Control Panel, Operator | COL-PVM-MISC | Control Panel |  |  | CP |  |  | Miscellaneous Equipment
27722 | COL-PVM-FA-0002S | Fire Alarm System, Wet Well | COL-PVM-MISC | Building Service,Fire Alarm |  | 42932 | FA |  |  | Miscellaneous Equipment
27723 | COL-PVM-FEQ-0001S | Fire Prevention, Extinguisher | COL-PVM | Fire Prevention,Extinguisher |  | 42896 | FEQ |  |  | Valleymede Sewage Pumping Station
27808 | COL-PVM-FN-0001 | Fan, Centrifugal | COL-PVM | Fan |  |  | FN |  |  | Valleymede Sewage Pumping Station
27809 | COL-PVM-FN-0002 | Fan, Centrifugal | COL-PVM | Fan |  |  | FN |  |  | Valleymede Sewage Pumping Station
27810 | COL-PVM-FN-0003 | Fan, Centrifugal | COL-PVM | Fan |  |  | FN |  |  | Valleymede Sewage Pumping Station
27811 | COL-PVM-FQ-0001 | Meter, Flow | COL-PVM-MISC | Meter,Flow |  |  | FQ |  |  | Miscellaneous Equipment
27815 | COL-PVM-GRF-0001 | Indicator, Ground Fault | COL-PVM |  |  |  | GRF |  |  | Valleymede Sewage Pumping Station
27817 | COL-PVM-LIT-0101 | Transmitter, Level | COL-PVM | Transmitter,Level |  |  | LIT |  |  | Valleymede Sewage Pumping Station
27818 | COL-PVM-LP-0001 | Control Panel, Lighting | COL-PVM-MISC | Control Panel |  |  | LP |  |  | Miscellaneous Equipment
27819 | COL-PVM-LSH-0001 | Switch, Level-High | COL-PVM | Switch,Level |  |  | LSH |  |  | Valleymede Sewage Pumping Station
27820 | COL-PVM-LSH-0103 | Switch, Level-High | COL-PVM | Switch,Level |  |  | LSH |  |  | Valleymede Sewage Pumping Station
27821 | COL-PVM-LSHH-0104 | Switch, Level High-High | COL-PVM | Switch,Level |  |  | LSHH |  |  | Valleymede Sewage Pumping Station
27822 | COL-PVM-LSL-0102 | Switch, Level-Low | COL-PVM-MISC | Switch,Level |  |  | LSL |  |  | Miscellaneous Equipment
27823 | COL-PVM-LSLL-0101 | Switch, Level Low-Low | COL-PVM-MISC | Switch,Level |  |  | LSLL |  |  | Miscellaneous Equipment
27832 | COL-PVM-SW-0001 | Switch, Main Power | COL-PVM | Switch |  |  | SW |  |  | Valleymede Sewage Pumping Station
27833 | COL-PVM-SW-0002 | Switch, Heater 0001 | COL-PVM-MISC | Switch |  |  | SW |  |  | Miscellaneous Equipment
27834 | COL-PVM-SW-0003 | Switch, Transformer | COL-PVM | Switch |  |  | SW |  |  | Valleymede Sewage Pumping Station
27837 | COL-PVM-TS-0001 | Switch, Transfer | COL-PVM | Switch |  |  | TS |  |  | Valleymede Sewage Pumping Station
27844 | COL-PVM-WEL-0500 | Wet well | COL-PHP-MISC |  |  |  | WEL |  |  | Miscellaneous Equipment
27845 | COL-PVM-WEL-0500 | Wet well | COL-PVM-MISC |  |  |  | WEL |  |  | Miscellaneous Equipment
27846 | COL-PVM-WEL-0600 | Dry Well | COL-PSK-MISC |  |  |  | WEL |  |  | Miscellaneous Equipment
27847 | COL-PVM-WEL-0600 | Dry Well | COL-PVM |  |  |  | WEL |  |  | Valleymede Sewage Pumping Station
27851 | COL-PWC-CH-0004 | Chamber, Overflow | COL-PWC | Chamber |  |  | CH |  |  | Wirral Court Sewage Pumping Station
27854 | COL-PWC-FEQ-0001S | Fire Prevention, Extinguisher | COL-PWC | Fire Prevention,Extinguisher |  | 42897 | FEQ |  |  | Wirral Court Sewage Pumping Station
27855 | COL-PWC-FEQ-0001S | Fire Prevention, Extinguisher | COL-PWC-MISC | Fire Prevention,Extinguisher |  | 42897 | FEQ |  |  | Miscellaneous Equipment
27856 | COL-PWC-FEQ-0001S | Fire Prevention, Extinguisher | COL-W-OBSOLETE | Fire Prevention,Extinguisher |  | 42897 | FEQ |  |  | Col West Obsolete Entities
27858 | COL-PWC-FN-0001 | Fan, Centrifugal | COL-PWC-MISC | Fan |  |  | FN |  |  | Miscellaneous Equipment
27859 | COL-PWC-FQ-0001 | Meter, Flow | COL-PWC | Meter,Flow |  |  | FQ |  |  | Wirral Court Sewage Pumping Station
27860 | COL-PWC-GRF-0001 | Indicator, Ground Fault | COL-PWC | Indicator,Ground Fault |  |  | GRF |  |  | Wirral Court Sewage Pumping Station
27861 | COL-PWC-GRF-0001 | Indicator, Ground Fault | COL-PWC-MISC | Indicator,Ground Fault |  |  | GRF |  |  | Miscellaneous Equipment
27862 | COL-PWC-JIT-0001 | Meter, Power Indicating Transmitter, Main Power | COL-PWC | Meter |  |  | JIT |  |  | Wirral Court Sewage Pumping Station
27863 | COL-PWC-LIT-0101 | Transmitter, Level | COL-PWC | Transmitter,Level |  |  | LIT |  |  | Wirral Court Sewage Pumping Station
27864 | COL-PWC-LIT-0101 | Transmitter, Level | COL-PWC-MISC | Transmitter,Level |  |  | LIT |  |  | Miscellaneous Equipment
27865 | COL-PWC-LSH-0001 | Switch, Level-High | COL-PWC-MISC | Switch,Level |  |  | LSH |  |  | Miscellaneous Equipment
27866 | COL-PWC-LSH-0103 | Switch, Level-High | COL-PWC | Switch,Level |  |  | LSH |  |  | Wirral Court Sewage Pumping Station
27867 | COL-PWC-LSHH-0104 | Switch, Level High-High | COL-PWC | Switch,Level |  |  | LSHH |  |  | Wirral Court Sewage Pumping Station
27868 | COL-PWC-M-0101 | Motor | COL-PWC-MISC |  |  |  | M |  |  | Miscellaneous Equipment
27899 | FIS-ACC-MARINEYARD | HVAC Marine Yard Building | FIS-HVAC | [6 empty] | Climate Control
27966 | FIS-ADM BLDG | Building Location | FIS-SPC | [6 empty] | Process Control Systems - Services Area
27967 | FIS-AFTER SO2 | Sampling | FIS-SAMP | [6 empty] | Sampling Systems
27968 | FIS-ALM | Alum System | FIS-PLT | [6 empty] | Preliminary Treatment
28080 | FIS-AMMONIA STORAGE | Building Location | FIS-SPC2 | [6 empty] | Process Control Systems - Equipment
28084 | FIS-AUX | Lab, Analyzers | FIS WORK AREA 1 | [6 empty] | Process
28161 | FIS-CCS | Corrosion Control | FIS-PLT | [6 empty] | Preliminary Treatment
28240 | FIS-CLA | Pre-Chorination System | FIS-DIS | [6 empty] | Disinfection
28241 | FIS-CLA | Pre-Chorination System | FIS-RW | [6 empty] | Raw Water Production
28316 | FIS-CLB | Post-Chlorination | FIS-DIS | [6 empty] | Disinfection
28425 | FIS-CLEARWELL | Sampling | FIS-SAMP | [6 empty] | Sampling Systems
28426 | FIS-CONTRACTOR | Island WTP - Contractor Quotes | FIS-GRK | [6 empty] | FIS Buildings & Grounds
28449 | COL-PWC-M-0201 | Motor | COL-PWC-MISC |  |  |  | M |  |  | Miscellaneous Equipment
28450 | COL-PWC-MISC | Miscellaneous Equipment | COL-PWC | [6 empty] | Wirral Court Sewage Pumping Station
28454 | COL-PWC-TS-0001 | Switch, Transfer | COL-PWC | Switch |  |  | TS |  |  | Wirral Court Sewage Pumping Station
28455 | COL-PWC-TS-0001 | Switch, Transfer | COL-PWC-MISC | Switch |  |  | TS |  |  | Miscellaneous Equipment
28470 | COL-PWE-ALR-0001 | Control Panel, Operator | COL-PWE | Control Panel |  |  | ALR |  |  | Wellington Sewage Pumping Station (partial operation)
28471 | COL-PWE-CP-0001 | Control Panel, Operator | COL-PWE | Control Panel |  |  | CP |  |  | Wellington Sewage Pumping Station (partial operation)
28472 | COL-PWE-CP-0001 | Control Panel, Operator | COL-PWE-MISC | Control Panel |  |  | CP |  |  | Miscellaneous Equipment
28474 | COL-PWE-LSH-0103 | Switch, Level-High | COL-PWE-MISC | Switch,Level |  |  | LSH |  |  | Miscellaneous Equipment
28475 | COL-PWE-LSL-0102 | Switch, Level-Low | COL-PWE | Switch,Level |  |  | LSL |  |  | Wellington Sewage Pumping Station (partial operation)
28477 | COL-PWE-MISC | Miscellaneous Equipment | COL-PWE | [6 empty] | Wellington Sewage Pumping Station (partial operation)
28481 | COL-PWE-WEL-0100 | Wet well, Wellington SPS | COL-PWE |  |  |  | WEL |  |  | Wellington Sewage Pumping Station (partial operation)
28494 | COL-PWL-LSLL-0104 | Switch, Level Low-Low | COL-PWL | Switch,Level |  |  | LSLL |  |  | Willow Avenue Sewage Pumping Station (Wards Island PS#7)
28625 | FIS-DIS | Disinfection | FIS WORK AREA 1 | [6 empty] | Process
28635 | FIS-ELS-CAB-0602 | ELS Cabinet,600 V,Raw Water Pumping Station, MCC Cabinet | {FIS-ELS-CAB} |  |  |  | CAB |  |  | Asset Group,Electrical Distribution Bus Cabinets
28636 | FIS-ELS-CAB-0603 | ELS Cabinet,600 V,Filter Building,Mezzanine,North MCC Cabinet | {FIS-ELS-CAB} |  |  |  | CAB |  |  | Asset Group,Electrical Distribution Bus Cabinets
28637 | FIS-ELS-CAB-5601 | ELS Cabinet,4.16 kV,Raw Water Pumping Station Cabinet | {FIS-ELS-CAB} |  |  |  | CAB |  |  | Asset Group,Electrical Distribution Bus Cabinets
28671 | FIS-ELS-CBL-0100 | Cable,HV,13.8 kV,44T THES Incoming Line HT1,FIS-ELS-LB-0100 | {FIS-ELS-CBL} |  |  |  | CBL |  |  | Asset Group,ELS Lines,13.8 kV / 4.16 kV
28672 | FIS-ELS-CBL-1511 | Cable,HV,13.8 kV,Outdoor Substation,FIS-ELS-LB-0101,Primary,FIS-ELS-TR-0101 | {FIS-ELS-CBL} |  |  |  | CBL |  |  | Asset Group,ELS Lines,13.8 kV / 4.16 kV
28673 | FIS-ELS-CBL-1521 | Cable,HV,13.8 kV,Outdoor Substation,FIS-ELS-LB-0201,Primary,FIS-ELS-TR-0201 | {FIS-ELS-CBL} |  |  |  | CBL |  |  | Asset Group,ELS Lines,13.8 kV / 4.16 kV
28674 | FIS-ELS-CBL-5110 | Cable,HV,4.16 kV,Substation Yard,FIS-ELS-TR-0101,Secondary,Workshop Mezzanine,FIS-ELS-SWG-0101 | {FIS-ELS-CBL} |  |  |  | CBL |  |  | Asset Group,ELS Lines,13.8 kV / 4.16 kV
28675 | FIS-ELS-CBL-5210 | Cable,HV,4.16 kV,Workshop Mezzanine,FIS-ELS-SWG-0110,Feeder,Generator Room,FIS-ELS-GEN-2200 | {FIS-ELS-CBL} |  |  |  | CBL |  |  | Asset Group,ELS Lines,13.8 kV / 4.16 kV
28676 | FIS-ELS-CBL-5240 | Cable,HV,4.16 kV,Workshop Mezzanine,FIS-ELS-SWG-0104,Feeder,Raw Water Building Upper Level,FIS-ELS-BUS-0400 | {FIS-ELS-CBL} |  |  |  | CBL |  |  | Asset Group,ELS Lines,13.8 kV / 4.16 kV
28677 | FIS-ELS-CBL-5311 | Cable,HV,4.16 kV,Raw Water Building Upper Level,FIS-ELS-BUS-0300,Feeder,FIS-RW-P-0101 | {FIS-ELS-CBL} |  |  |  | CBL |  |  | Asset Group,ELS Lines,13.8 kV / 4.16 kV
28678 | FIS-ELS-CBL-5321 | Cable,HV,4.16 kV,Raw Water Building Upper Level,FIS-ELS-BUS-0300,Feeder,FIS-RW-P-0201 | {FIS-ELS-CBL} |  |  |  | CBL |  |  | Asset Group,ELS Lines,13.8 kV / 4.16 kV
28679 | FIS-ELS-CBL-5331A | Cable,HV,4.16 kV,Raw Water Building Upper Level,FIS-ELS-BUS-0300,Feeder,Raw Water Building Upper Level,FIS-RW-VFD-0301 | {FIS-ELS-CBL} |  |  |  | CBL |  |  | Asset Group,ELS Lines,13.8 kV / 4.16 kV
28680 | FIS-ELS-CBL-5331B | Cable,HV,4.16 kV,Raw Water Building Upper Level,FIS-ELS-VFD-0301,Feeder,FIS-RW-P-0301 | {FIS-ELS-CBL} |  |  |  | CBL |  |  | Asset Group,ELS Lines,13.8 kV / 4.16 kV
28681 | FIS-ELS-CBL-5451 | Cable,HV,4.16 kV,Raw Water Building Upper Level,FIS-ELS-BUS-0400,Feeder,FIS-RW-P-0501 | {FIS-ELS-CBL} |  |  |  | CBL |  |  | Asset Group,ELS Lines,13.8 kV / 4.16 kV
28682 | FIS-ELS-CBL-5611 | Cable,HV,4.16 kV,Filter Building,Mezzanine,FIS-ELS-BUS-0600,Feeder,FIS-BW-P-0101 | {FIS-ELS-CBL} |  |  |  | CBL |  |  | Asset Group,ELS Lines,13.8 kV / 4.16 kV
28733 | FIS-ELS-FA-0300 | Fire Prevention, Safety,Raw Water Pumping Station,Upper Level,East | FIS_FEQ |  |  |  | FA |  |  | Asset Group, Fire Prevention, Safety, Evacuation and Suppression
28734 | FIS-ELS-FA-0400 | Fire Prevention, Safety,Raw Water Pumping Station,Upper Level,West | FIS_FEQ |  |  |  | FA |  |  | Asset Group, Fire Prevention, Safety, Evacuation and Suppression
28735 | FIS-ELS-FA-0500 | Fire Prevention, Safety,Filter Building Mezzanine | FIS_FEQ |  |  |  | FA |  |  | Asset Group, Fire Prevention, Safety, Evacuation and Suppression
28758 | FIS-ELS-HTR-0001 | H.V.A.C.,Heater,Unit,Outdoor Substation Switchgear,Outdoor Switchgear Enclosure Heater | FIS-ELS-HVAC | H.V.A.C.,Heater,Unit |  |  | HTR |  |  | Asset Group, HVAC equipment specific to the preservation of ELS equipment condition
29008 | FIS-EUS | Production & End User Support | FIS-ITM | [6 empty] | Integrated Technology Management
29225 | FIS-FILTER BLDG | Building Location | FIS-EUS | [6 empty] | Production & End User Support
29226 | FIS-FILTER BLDG | Building Location | FIS-SPC | [6 empty] | Process Control Systems - Services Area
29227 | FIS-FILTER BLDG | Building Location | FIS-SPC2 | [6 empty] | Process Control Systems - Equipment
29286 | FIS-FLT PIPE GALLERY | FILTER PIPE GALLERY | FIS-GRK | [6 empty] | FIS Buildings & Grounds
29512 | FIS-GRK-0001 | FIS, Building Maintenance | FIS-GRK |  |  |  | GRK |  |  | FIS Buildings & Grounds
29541 | FIS-GRND | Asset Group, Facility Ground | FIS-ELS | [6 empty] | System, Electrical Distribution System
29543 | FIS-ITM | Integrated Technology Management | FIS | [6 empty] | Island Water Treatment Plant
29550 | FIS-LAB | Sampling, Lab Equipment | FIS-SAMP | [6 empty] | Sampling Systems
29556 | FIS-LAB-CHEM-0001 | Lab Chemical Equipment | FIS-AUX |  |  |  | CHEM |  |  | Lab, Analyzers
29558 | FIS-MARINE YARD | MARINE YARD ISLAND WATER TREATMENT PLANT | FIS-GRK | [6 empty] | FIS Buildings & Grounds
29570 | COL-PWP-COM-0001 | Control Panel, Operator | COL-PWP-MISC | Control Panel |  |  | COM |  |  | Miscellaneous Equipment
29571 | COL-PWP-CP-0002 | Control Panel, Operator | COL-PWP-MISC | Control Panel |  |  | CP |  |  | Miscellaneous Equipment
29572 | COL-PWP-FEQ-0001S | Fire Prevention, Extinguisher | COL-W-OBSOLETE | Fire Prevention,Extinguisher |  | 42899 | FEQ |  |  | Col West Obsolete Entities
29575 | COL-PWP-FQ-0001 | Meter, Flow | COL-PWP | Meter,Flow |  |  | FQ |  |  | West Point Avenue Sewage Pumping Station
29577 | COL-PWP-HTR-0001 | Heater | COL-PWP-MISC | Heater |  |  | HTR |  |  | Miscellaneous Equipment
29578 | COL-PWP-JIT-0002 | Meter, Power Indicating Transmitter, Main Power | COL-PWP | Meter |  |  | JIT |  |  | West Point Avenue Sewage Pumping Station
29579 | COL-PWP-JIT-0002 | Meter, Power Indicating Transmitter, Main Power | COL-PWP-MISC | Meter |  |  | JIT |  |  | Miscellaneous Equipment
29580 | COL-PWP-LSH-0103 | Switch, Level-High | COL-PWP-MISC | Switch,Level |  |  | LSH |  |  | Miscellaneous Equipment
29581 | COL-PWP-LSHH-0104 | Switch, Level High-High | COL-PWP-MISC | Switch,Level |  |  | LSHH |  |  | Miscellaneous Equipment
29582 | COL-PWP-LSL-0102 | Switch, Level-Low | COL-PWP | Switch,Level |  |  | LSL |  |  | West Point Avenue Sewage Pumping Station
29583 | COL-PWP-LSL-0102 | Switch, Level-Low | COL-PWP-MISC | Switch,Level |  |  | LSL |  |  | Miscellaneous Equipment
29584 | COL-PWP-MISC | Miscellaneous Equipment | COL-PWP | [6 empty] | West Point Avenue Sewage Pumping Station
29585 | COL-PWP-P-0100 | Pump, Centrifugal | COL-PWP | Pump |  |  | P |  |  | West Point Avenue Sewage Pumping Station
29586 | COL-PWP-RPU-0001 | Remote Processing Unit | COL-PWP-MISC | RPU |  |  | RPU |  |  | Miscellaneous Equipment
29588 | COL-PWP-SS-0001 | Security System | COL-PWP | Security System |  |  | SS |  |  | West Point Avenue Sewage Pumping Station
29589 | COL-PWP-SS-0001 | Security System | COL-PWP-MISC | Security System |  |  | SS |  |  | Miscellaneous Equipment
29594 | COL-PWP-WEL-0100 | Wet Well | COL-PWP | Well |  |  | WEL |  |  | West Point Avenue Sewage Pumping Station
29595 | COL-PWP-WEL-0100 | Wet Well | COL-PWP-MISC | Well |  |  | WEL |  |  | Miscellaneous Equipment
29596 | COL-PWP-WEL-0200 | Well | COL-PWP-MISC | Well |  |  | WEL |  |  | Miscellaneous Equipment
29600 | COL-PWR-AUX | Auxiliary Equipment | COL-PWR | [6 empty] | West Rouge Pumping Station
29601 | COL-PWR-AUX-MECH | Mechanical Equipment | COL-PWR-AUX | [6 empty] | Auxiliary Equipment
29610 | COL-PWR-CB-0002 | Circuit Breaker, Lighting Panel Transformer | COL-PWR-MISC | Circuit Breaker |  | 35103 | CB |  |  | Miscellaneous Equipment
29618 | COL-PWR-CP-0001S | Control Panel, Operator | COL-PWR-MISC | Control Panel |  | 35034 | CP |  |  | Miscellaneous Equipment
29619 | COL-PWR-CP-0001S | Control Panel, Operator | COL-PWR-SUSPENDED | Control Panel |  | 35034 | CP |  |  | West Rouge P.S.suspended entities
29643 | FIS-MCS-MC | Machine Shop & Equipment | FIS-MCS | [6 empty] | Mechanical Services
29653 | FIS-MCS-SA | Service Air | FIS-MCS | [6 empty] | Mechanical Services
29662 | FIS-METERING-BLDG | Building Location | FIS-EUS | [6 empty] | Production & End User Support
29663 | FIS-MIXING-BLDG | Building Location | FIS-EUS | [6 empty] | Production & End User Support
29664 | FIS-OFFICE | Computer Location | FIS-ADM-BLDG | [6 empty] | Building Location
29665 | FIS-PACL SBS | PACL ROOM | FIS-GRK | [6 empty] | FIS Buildings & Grounds
29721 | COL-PWR-FA-5731 | Control Panel, Fire Alarm | COL-PWR-MISC | Control Panel |  | 35101 | FA |  |  | Miscellaneous Equipment
29722 | COL-PWR-FA-5731 | Control Panel, Fire Alarm | COL-PWR-SUSPENDED | Control Panel |  | 35101 | FA |  |  | West Rouge P.S.suspended entities
29735 | COL-PWR-FIT-5558 | Transmitter, Flow | COL-PWR-MISC | Transmitter |  | 35036 | FIT |  |  | Miscellaneous Equipment
29736 | COL-PWR-FIT-5558 | Transmitter, Flow | COL-PWR-SUSPENDED | Transmitter |  | 35036 | FIT |  |  | West Rouge P.S.suspended entities
29743 | COL-PWR-FN-0001S | Fan, Centrifugal | COL-PWR | Fan |  | 35100 | FN |  |  | West Rouge Pumping Station
29744 | COL-PWR-FN-0001S | Fan, Centrifugal | COL-PWR-MISC | Fan |  | 35100 | FN |  |  | Miscellaneous Equipment
29745 | COL-PWR-FN-0003 | Fan, Supply | COL-PWR | Fan |  | 35037 | FN |  |  | West Rouge Pumping Station
29746 | COL-PWR-FN-0003 | Fan, Supply | COL-PWR-MISC | Fan |  | 35037 | FN |  |  | Miscellaneous Equipment
29747 | COL-PWR-FN-0003 | Fan, Supply | COL-PWR-SUSPENDED | Fan |  | 35037 | FN |  |  | West Rouge P.S.suspended entities
29748 | COL-PWR-FN-0004 | Fan, Centrifugal | COL-PWR-MISC | Fan |  | 35038 | FN |  |  | Miscellaneous Equipment
29749 | COL-PWR-FN-0004 | Fan, Centrifugal | COL-PWR-SUSPENDED | Fan |  | 35038 | FN |  |  | West Rouge P.S.suspended entities
29850 | FIS-PLT | Preliminary Treatment | FIS WORK AREA 1 | [6 empty] | Process
29851 | FIS-POL | Polymer System | FIS-PLT | [6 empty] | Preliminary Treatment
29892 | FIS-PRE | Pretreatment PMs | FIS-RW | [6 empty] | Raw Water Production
29893 | FIS-PRE FILTERED | Sampling | FIS-SAMP | [6 empty] | Sampling Systems
29894 | FIS-PW | Plant Water | FIS-TRW | [6 empty] | Treated Water Production
29895 | FIS-PWA | Backflow Prevention | FIS-MCS | [6 empty] | Mechanical Services
29937 | FIS-RW | Raw Water Production | FIS WORK AREA 1 | [6 empty] | Process
30018 | COL-PWR-GDR-5500 | Grinder, Comminutor | COL-PWR-MISC | Grinder |  | 35039 | GDR |  |  | Miscellaneous Equipment
30021 | COL-PWR-HS-5735 | Switch, Hand/Transfer | COL-PWR-MISC | Switch |  | 35040 | HS |  |  | Miscellaneous Equipment
30033 | COL-PWR-LIT-0301 | Transmitter, Level | COL-PWR | Transmitter,Level |  | 35041 | LIT |  |  | West Rouge Pumping Station
30034 | COL-PWR-LIT-0301 | Transmitter, Level | COL-PWR-MISC | Transmitter,Level |  | 35041 | LIT |  |  | Miscellaneous Equipment
30035 | COL-PWR-LIT-0301 | Transmitter, Level | COL-PWR-SUSPENDED | Transmitter,Level |  | 35041 | LIT |  |  | West Rouge P.S.suspended entities
30051 | COL-PWR-LSH-0302 | Switch, Level-High | COL-PWR | Switch,Level |  | 35091 | LSH |  |  | West Rouge Pumping Station
30052 | COL-PWR-LSH-0302 | Switch, Level-High | COL-PWR-SUSPENDED | Switch,Level |  | 35091 | LSH |  |  | West Rouge P.S.suspended entities
30053 | COL-PWR-LSH-0402 | Switch, Level-High | COL-PWR | Switch,Level |  | 35092 | LSH |  |  | West Rouge Pumping Station
30054 | COL-PWR-LSH-0402 | Switch, Level-High | COL-PWR-MISC | Switch,Level |  | 35092 | LSH |  |  | Miscellaneous Equipment
30055 | COL-PWR-LSH-5404 | Switch, Level-High | COL-PWR | Switch,Level |  | 35093 | LSH |  |  | West Rouge Pumping Station
30056 | COL-PWR-LSH-5404 | Switch, Level-High | COL-PWR-MISC | Switch,Level |  | 35093 | LSH |  |  | Miscellaneous Equipment
30057 | COL-PWR-LSH-5405 | Switch, Level-High | COL-PWR-SUSPENDED | Switch,Level |  | 35094 | LSH |  |  | West Rouge P.S.suspended entities
30058 | COL-PWR-LSH-5406 | Switch, Level-High | COL-PWR | Switch,Level |  | 35095 | LSH |  |  | West Rouge Pumping Station
30059 | COL-PWR-LSH-5406 | Switch, Level-High | COL-PWR-MISC | Switch,Level |  | 35095 | LSH |  |  | Miscellaneous Equipment
30136 | COL-PWR-LSL-0403 | Switch, Level-Low | COL-PWR | Switch,Level |  | 35098 | LSL |  |  | West Rouge Pumping Station
30137 | COL-PWR-LSL-0403 | Switch, Level-Low | COL-PWR-MISC | Switch,Level |  | 35098 | LSL |  |  | Miscellaneous Equipment
30138 | COL-PWR-LSL-0403 | Switch, Level-Low | COL-PWR-SUSPENDED | Switch,Level |  | 35098 | LSL |  |  | West Rouge P.S.suspended entities
30155 | COL-PWR-MCC-0001 | Motor Control Centre | COL-PWR-MISC | Control Panel,MCC |  | 35099 | MCC |  |  | Miscellaneous Equipment
30156 | COL-PWR-MCC-0001 | Motor Control Centre | COL-PWR-SUSPENDED | Control Panel,MCC |  | 35099 | MCC |  |  | West Rouge P.S.suspended entities
30158 | COL-PWR-MISC | Miscellaneous Equipment | COL-PWR |  |  | 35110 |  |  |  | West Rouge Pumping Station
30164 | COL-PWR-P-5510 | Pump, Centrifugal | COL-PWR-SUSPENDED | Pump |  | 35050 | P |  |  | West Rouge P.S.suspended entities
30165 | COL-PWR-P-5530 | Pump, Centrifugal | COL-PWR | Pump |  | 35057 | P |  |  | West Rouge Pumping Station
30166 | COL-PWR-P-5530 | Pump, Centrifugal | COL-PWR-SUSPENDED | Pump |  | 35057 | P |  |  | West Rouge P.S.suspended entities
30181 | COL-PWR-T-0002 | Tank 2, Diesel Fuel | COL-PWR-MISC | Tank |  | 35067 | T |  |  | Miscellaneous Equipment
30182 | COL-PWR-T-0002 | Tank 2, Diesel Fuel | COL-PWR-SUSPENDED | Tank |  | 35067 | T |  |  | West Rouge P.S.suspended entities
30240 | FIS-SBS | SBS System | FIS-PLT | [6 empty] | Preliminary Treatment
30362 | FIS-SES | Safety, Instrumentation & Environmental Services | FIS WORK AREA 2 | [6 empty] | Services
30712 | FIS-SES-WASTE | WASTE MATERIAL | FIS-SES | [6 empty] | Safety, Instrumentation & Environmental Services
30771 | FIS-SPC | Process Control Systems - Services Area | FIS-ITM | [6 empty] | Integrated Technology Management
30820 | FIS-SPC1 | Process Control Systems - Administrative | FIS | [6 empty] | Island Water Treatment Plant
30825 | FIS-STORE | Computer Storage Location | FIS-EUS | [6 empty] | Production & End User Support
30827 | FIS-TRW | Treated Water Production | FIS WORK AREA 1 | [6 empty] | Process
30828 | FIS-TRW OUTPUT | Treated Water Output Sampling | FIS-SAMP | [6 empty] | Sampling Systems
30900 | FIS-TRW-PIP-0001-SU | Treated Water Piping System | FIS-TRW-PUMPING |  |  | 32876 | PIP |  |  | Treated Water Pumping
30909 | FIS-TRW-PUMPING | Treated Water Pumping | FIS-TRW | [6 empty] | Treated Water Production
31083 | FIS-WA1-TRG-0001 | WA1 Staff Training | FIS-FIELD-BUILDING |  |  |  | TRG |  |  | FIS Field Building Location
31084 | FIS-WA2-TRG-0001 | WA2 Staff Training | FIS-FIELD-BUILDING |  |  |  | TRG |  |  | FIS Field Building Location
31085 | FIS-WWW | Waste Water | FIS WORK AREA 1 | [6 empty] | Process
31086 | FIS-WWW | Waste Water | FIS WORK AREA 2 | [6 empty] | Services
31087 | FIS-WWW- | Waste Water Output Sampling | FIS-SAMP | [6 empty] | Sampling Systems
31140 | FIS>BLD>FLTR>MEZ | FIS Facility, Filter Building, Main Floor, Mezzanine | FIS-ELS | [6 empty] | System, Electrical Distribution System
31141 | FIS>BLD>RW>S01>A01 | FIS Facility, Raw Water Pumping Station, Upper Level, Switchgear Area | FIS-ELS | [6 empty] | System, Electrical Distribution System
31142 | FIS>BLD>WS>MEZ | FIS Facility, Workshop Building, Mezzanine | FIS-ELS | [6 empty] | System, Electrical Distribution System
31143 | FIS_FEQ | Asset Group, Fire Prevention, Safety, Evacuation and Suppression | FIS_FSA | [6 empty] | Asset Group, Facility Support
31144 | FIS_SS | Asset Group, Physical Security | FIS_FSA | [6 empty] | Asset Group, Facility Support
31202 | COL-PWY-LSLL-0102 | Switch, Level Low-Low | COL-PWY | Switch,Level |  |  | LSLL |  |  | Wyandot Ave. Sewage Pumping Station (Algonquin Island PS#1)
31203 | COL-PWY-LSLL-0103 | Switch, Level Low-Low | COL-PWY | Switch,Level |  |  | LSLL |  |  | Wyandot Ave. Sewage Pumping Station (Algonquin Island PS#1)
31204 | COL-PWY-LSLL-0104 | Switch, Level Low-Low | COL-PWY | Switch,Level |  |  | LSLL |  |  | Wyandot Ave. Sewage Pumping Station (Algonquin Island PS#1)
31215 | COL-RBB-AIT-0003 | Analysis Indicating Transmitter | COL-RBB | Transmitter |  |  | AIT |  |  | Western Beaches Tunnel (Battery Park)-Storm
31216 | COL-RBB-AIT-0205 | Analysis Indicating Transmitter | COL-RBB | Transmitter |  |  | AIT |  |  | Western Beaches Tunnel (Battery Park)-Storm
31217 | COL-RBB-ALR-0001 | Control Panel, Gas Alarm | COL-RBB | Control Panel |  |  | ALR |  |  | Western Beaches Tunnel (Battery Park)-Storm
31218 | COL-RBB-ANL-0122 | Analysis Indicating Transmitter | COL-RBB | Transmitter |  |  | ANL |  |  | Western Beaches Tunnel (Battery Park)-Storm
31219 | COL-RBB-ANL-0122 | Analysis Indicating Transmitter | COL-RBB-MISC | Transmitter |  |  | ANL |  |  | Miscellaneous Equipment
31222 | COL-RBB-CB-0001 | Circuit Breaker, Electronic Trip | COL-RBB | Circuit Breaker |  |  | CB |  |  | Western Beaches Tunnel (Battery Park)-Storm
31223 | COL-RBB-CB-0001 | Circuit Breaker, Electronic Trip | COL-RBB-MISC | Circuit Breaker |  |  | CB |  |  | Miscellaneous Equipment
31224 | COL-RBB-CH-0001 | Chamber, U.V. Disinfection | COL-RBB | Chamber |  |  | CH |  |  | Western Beaches Tunnel (Battery Park)-Storm
31225 | COL-RBB-CH-0001 | Chamber, U.V. Disinfection | COL-RBB-MISC | Chamber |  |  | CH |  |  | Miscellaneous Equipment
31226 | COL-RBB-CP-0004 | Control Panel, Operator | COL-RBB | Control Panel |  |  | CP |  |  | Western Beaches Tunnel (Battery Park)-Storm
31227 | COL-RBB-CP-0004 | Control Panel, Operator | COL-RBB-MISC | Control Panel |  |  | CP |  |  | Miscellaneous Equipment
31228 | COL-RBB-CP-0005 | Control Panel, Operator | COL-RBB | Control Panel |  |  | CP |  |  | Western Beaches Tunnel (Battery Park)-Storm
31229 | COL-RBB-CP-0005 | Control Panel, Operator | COL-RBB-MISC | Control Panel |  |  | CP |  |  | Miscellaneous Equipment
31231 | FN2008D | Meter Phosphate , HACH | TAB-STR-ANL-0100 | [6 empty] | Portable Meters
31320 | HEE | DOS - HEAVY EQUIPMENT | DOS | [6 empty] | DIVISIONAL OPERATIONS SERVICES
31348 | IU2016 | Heat Recovery Building Air Equipment | TAB-AI | [6 empty] | Local Compressed Air Equipment
31361 | IU2026 | Auxilliary Building Air Equipment | TAB-AI | [6 empty] | Local Compressed Air Equipment
31390 | COL-RBB-CP-0006 | Control Panel, Operator | COL-RBB | Control Panel |  |  | CP |  |  | Western Beaches Tunnel (Battery Park)-Storm
31391 | COL-RBB-CP-0006 | Control Panel, Operator | COL-RBB-MISC | Control Panel |  |  | CP |  |  | Miscellaneous Equipment
31392 | COL-RBB-CP-0007 | Control Panel, Operator | COL-RBB | Control Panel |  |  | CP |  |  | Western Beaches Tunnel (Battery Park)-Storm
31393 | COL-RBB-CP-0007 | Control Panel, Operator | COL-RBB-MISC | Control Panel |  |  | CP |  |  | Miscellaneous Equipment
31394 | COL-RBB-DM-0002 | Damper/Louver, Fan 0002 | COL-RBB | Damper/Louver |  |  | DM |  |  | Western Beaches Tunnel (Battery Park)-Storm
31395 | COL-RBB-DM-0002 | Damper/Louver, Fan 0002 | COL-RBB-MISC | Damper/Louver |  |  | DM |  |  | Miscellaneous Equipment
31396 | COL-RBB-DM-0003 | Damper/Louver, Fan 0001 | COL-RBB | Damper/Louver |  |  | DM |  |  | Western Beaches Tunnel (Battery Park)-Storm
31397 | COL-RBB-DM-0003 | Damper/Louver, Fan 0001 | COL-RBB-MISC | Damper/Louver |  |  | DM |  |  | Miscellaneous Equipment
31398 | COL-RBB-DM-0004 | Damper/Louver, Fan 0002 | COL-RBB | Damper/Louver |  |  | DM |  |  | Western Beaches Tunnel (Battery Park)-Storm
31399 | COL-RBB-DM-0004 | Damper/Louver, Fan 0002 | COL-RBB-MISC | Damper/Louver |  |  | DM |  |  | Miscellaneous Equipment
31400 | COL-RBB-DM-0005 | Damper/Louver, Sample Room | COL-RBB-MISC | Damper/Louver |  |  | DM |  |  | Miscellaneous Equipment
31401 | COL-RBB-DRV-0101 | Drive, Variable Speed Elec | COL-RBB | Drive |  |  | DRV |  |  | Western Beaches Tunnel (Battery Park)-Storm
31402 | COL-RBB-DRV-0101 | Drive, Variable Speed Elec | COL-RBB-MISC | Drive |  |  | DRV |  |  | Miscellaneous Equipment
31403 | COL-RBB-DRV-0102 | Drive, Variable Speed Elec | COL-RBB | Drive |  |  | DRV |  |  | Western Beaches Tunnel (Battery Park)-Storm
31405 | COL-RBB-FA-0001S | Fire Alarm System, Valve House | COL-RBB-MISC | Building Service,Fire Alarm |  | 42934 | FA |  |  | Miscellaneous Equipment
31406 | COL-RBB-FA-0001S | Fire Alarm System, Valve House | COL-W-OBSOLETE | Building Service,Fire Alarm |  | 42934 | FA |  |  | Col West Obsolete Entities
31407 | COL-RBB-FEQ-0001S | Fire Prevention, Extinguisher | COL-RBB | Fire Prevention,Extinguisher |  | 42905 | FEQ |  |  | Western Beaches Tunnel (Battery Park)-Storm
31408 | COL-RBB-FEQ-0001S | Fire Prevention, Extinguisher | COL-RBB-MISC | Fire Prevention,Extinguisher |  | 42905 | FEQ |  |  | Miscellaneous Equipment
31409 | COL-RBB-FEQ-0001S | Fire Prevention, Extinguisher | COL-W-OBSOLETE | Fire Prevention,Extinguisher |  | 42905 | FEQ |  |  | Col West Obsolete Entities
31410 | COL-RBB-FEQ-0002S | Fire Prevention, Extinguisher | COL-RBB | Fire Prevention,Extinguisher |  | 42906 | FEQ |  |  | Western Beaches Tunnel (Battery Park)-Storm
31411 | COL-RBB-FEQ-0002S | Fire Prevention, Extinguisher | COL-RBB-MISC | Fire Prevention,Extinguisher |  | 42906 | FEQ |  |  | Miscellaneous Equipment
31412 | COL-RBB-FEQ-0002S | Fire Prevention, Extinguisher | COL-W-OBSOLETE | Fire Prevention,Extinguisher |  | 42906 | FEQ |  |  | Col West Obsolete Entities
31413 | COL-RBB-FIT-0002 | Transmitter, Flow | COL-RBB-MISC | Transmitter |  |  | FIT |  |  | Miscellaneous Equipment
31414 | COL-RBB-FIT-0003 | Flow Indicating Transmittetr, | COL-RBB | Transmitter |  |  | FIT |  |  | Western Beaches Tunnel (Battery Park)-Storm
31415 | COL-RBB-FIT-0003 | Flow Indicating Transmittetr, | COL-RBB-MISC | Transmitter |  |  | FIT |  |  | Miscellaneous Equipment
31416 | COL-RBB-FIT-0221 | Transmitter, Flow | COL-RBB | Transmitter |  |  | FIT |  |  | Western Beaches Tunnel (Battery Park)-Storm
31417 | COL-RBB-FN-0001 | Fan, Centrifugal | COL-RBB | Fan |  |  | FN |  |  | Western Beaches Tunnel (Battery Park)-Storm
31418 | COL-RBB-FN-0001 | Fan, Centrifugal | COL-RBB-MISC | Fan |  |  | FN |  |  | Miscellaneous Equipment
31419 | COL-RBB-FN-0002 | Fan, Exhaust | COL-RBB | Fan |  |  | FN |  |  | Western Beaches Tunnel (Battery Park)-Storm
31420 | COL-RBB-FN-0002 | Fan, Exhaust | COL-RBB-MISC | Fan |  |  | FN |  |  | Miscellaneous Equipment
31421 | COL-RBB-FN-0003 | Fan, Exhaust | COL-RBB | Fan |  |  | FN |  |  | Western Beaches Tunnel (Battery Park)-Storm
31422 | COL-RBB-FN-0003 | Fan, Exhaust | COL-RBB-MISC | Fan |  |  | FN |  |  | Miscellaneous Equipment
31424 | COL-RBB-G-0213 | Sluice Gate, | COL-RBB | Valve |  |  | G |  |  | Western Beaches Tunnel (Battery Park)-Storm
31425 | COL-RBB-G-0213 | Sluice Gate, | COL-RBB-MISC | Valve |  |  | G |  |  | Miscellaneous Equipment
31426 | COL-RBB-HTR-0001 | Heater, Unit | COL-RBB-MISC | Heater |  |  | HTR |  |  | Miscellaneous Equipment
31427 | COL-RBB-HTR-0002 | Heater, Unit | COL-RBB-MISC | Heater |  |  | HTR |  |  | Miscellaneous Equipment
31428 | COL-RBB-HTR-0003 | Heater, Unit | COL-RBB-MISC | Heater |  |  | HTR |  |  | Miscellaneous Equipment
31429 | COL-RBB-JRT-0001 | Transmittter, Power Recording | COL-RBB | Meter |  |  | JRT |  |  | Western Beaches Tunnel (Battery Park)-Storm
31430 | COL-RBB-JRT-0001 | Transmittter, Power Recording | COL-RBB-MISC | Meter |  |  | JRT |  |  | Miscellaneous Equipment
31432 | COL-RBB-LIT-0202B | Transmitter, Level | COL-RBB | Transmitter,Level |  |  | LIT |  |  | Western Beaches Tunnel (Battery Park)-Storm
31433 | COL-RBB-LIT-0202B | Transmitter, Level | COL-RBB-MISC | Transmitter,Level |  |  | LIT |  |  | Miscellaneous Equipment
31434 | COL-RBB-LIT-0230A | Transmitter, Level | COL-RBB | Transmitter,Level |  |  | LIT |  |  | Western Beaches Tunnel (Battery Park)-Storm
31435 | COL-RBB-LIT-0230A | Transmitter, Level | COL-RBB-MISC | Transmitter,Level |  |  | LIT |  |  | Miscellaneous Equipment
31436 | COL-RBB-LIT-0230B | Transmitter, Level | COL-RBB | Transmitter,Level |  |  | LIT |  |  | Western Beaches Tunnel (Battery Park)-Storm
31437 | COL-RBB-LIT-0230B | Transmitter, Level | COL-RBB-MISC | Transmitter,Level |  |  | LIT |  |  | Miscellaneous Equipment
31438 | COL-RBB-LSH-0200 | Switch, Level-High | COL-RBB | Switch,Level |  |  | LSH |  |  | Western Beaches Tunnel (Battery Park)-Storm
31439 | COL-RBB-LSH-0200 | Switch, Level-High | COL-RBB-MISC | Switch,Level |  |  | LSH |  |  | Miscellaneous Equipment
31440 | COL-RBB-LTG-0001 | Control Panel, Electrical | COL-RBB | Control Panel |  |  | LTG |  |  | Western Beaches Tunnel (Battery Park)-Storm
31441 | COL-RBB-LTG-0002 | Control Panel, Electrical | COL-RBB | Control Panel |  |  | LTG |  |  | Western Beaches Tunnel (Battery Park)-Storm
31442 | COL-RBB-LTG-0002 | Control Panel, Electrical | COL-RBB-MISC | Control Panel |  |  | LTG |  |  | Miscellaneous Equipment
31446 | COL-RBB-MCC-0001 | Motor Control Centre | COL-RBB-MISC | Control Panel,MCC |  |  | MCC |  |  | Miscellaneous Equipment
31447 | COL-RBB-P-0001 | Pump, Submersible | COL-RBB | Pump |  |  | P |  |  | Western Beaches Tunnel (Battery Park)-Storm
31873 | COL-RBB-P-0001 | Pump, Submersible | COL-RBB-MISC | Pump |  |  | P |  |  | Miscellaneous Equipment
31874 | COL-RBB-P-0101 | Pump, Submersible | COL-RBB | Pump |  |  | P |  |  | Western Beaches Tunnel (Battery Park)-Storm
31875 | COL-RBB-PDP-0002 | Control Panel, Power Dist. | COL-RBB | Control Panel |  |  | PDP |  |  | Western Beaches Tunnel (Battery Park)-Storm
31876 | COL-RBB-PDP-0002 | Control Panel, Power Dist. | COL-RBB-MISC | Control Panel |  |  | PDP |  |  | Miscellaneous Equipment
31877 | COL-RBB-PIT-0001 | Transmitter, Pressure | COL-RBB | Transmitter |  |  | PIT |  |  | Western Beaches Tunnel (Battery Park)-Storm
31878 | COL-RBB-PS-0001 | Power Supply, DC | COL-RBB | Uninterruptible Power Supply |  |  | PS |  |  | Western Beaches Tunnel (Battery Park)-Storm
31880 | COL-RBB-SC-0002 | Screen, Brush | COL-RBB | Screen |  |  | SC |  |  | Western Beaches Tunnel (Battery Park)-Storm
31881 | COL-RBB-SC-0002 | Screen, Brush | COL-RBB-MISC | Screen |  |  | SC |  |  | Miscellaneous Equipment
31882 | COL-RBB-SP-0215 | Sampler, Influent Flow | COL-RBB-MISC | Sampler |  |  | SP |  |  | Miscellaneous Equipment
31883 | COL-RBB-SP-0217 | Sampler, Forcemain Flow | COL-RBB | Sampler |  |  | SP |  |  | Western Beaches Tunnel (Battery Park)-Storm
31884 | COL-RBB-SP-0217 | Sampler, Forcemain Flow | COL-RBB-MISC | Sampler |  |  | SP |  |  | Miscellaneous Equipment
31885 | COL-RBB-SS-0001 | Door Entry system, Valve Room | COL-RBB | Security System |  |  | SS |  |  | Western Beaches Tunnel (Battery Park)-Storm
31886 | COL-RBB-SS-0001 | Door Entry system, Valve Room | COL-RBB-MISC | Security System |  |  | SS |  |  | Miscellaneous Equipment
31887 | COL-RBB-SS-0002 | Door Entry system, Sample Room | COL-RBB | Security System |  |  | SS |  |  | Western Beaches Tunnel (Battery Park)-Storm
31888 | COL-RBB-SW-0003 | Switch, Fused | COL-RBB | Switch |  |  | SW |  |  | Western Beaches Tunnel (Battery Park)-Storm
31889 | COL-RBB-SW-0003 | Switch, Fused | COL-RBB-MISC | Switch |  |  | SW |  |  | Miscellaneous Equipment
31890 | COL-RBB-SW-0004 | Switch, Lighting Transformer 0002 | COL-RBB | Switch |  |  | SW |  |  | Western Beaches Tunnel (Battery Park)-Storm
31891 | COL-RBB-SW-0004 | Switch, Lighting Transformer 0002 | COL-RBB-MISC | Switch |  |  | SW |  |  | Miscellaneous Equipment
31892 | COL-RBB-SW-0005 | Switch, Valve House | COL-RBB | Switch |  |  | SW |  |  | Western Beaches Tunnel (Battery Park)-Storm
31893 | COL-RBB-SW-0005 | Switch, Valve House | COL-RBB-MISC | Switch |  |  | SW |  |  | Miscellaneous Equipment
31894 | COL-RBB-SWG-0001 | Switchgear, Indoor | COL-RBB | Switchgear |  |  | SWG |  |  | Western Beaches Tunnel (Battery Park)-Storm
31895 | COL-RBB-SWG-0001 | Switchgear, Indoor | COL-RBB-MISC | Switchgear |  |  | SWG |  |  | Miscellaneous Equipment
31896 | COL-RBB-SWG-0002 | Switchgear, Indoor | COL-RBB | Switchgear |  |  | SWG |  |  | Western Beaches Tunnel (Battery Park)-Storm
31897 | COL-RBB-T-0001 | Tank, Domestic Hot Water | COL-RBB | Tank |  |  | T |  |  | Western Beaches Tunnel (Battery Park)-Storm
31898 | COL-RBB-T-0001 | Tank, Domestic Hot Water | COL-RBB-MISC | Tank |  |  | T |  |  | Miscellaneous Equipment
31899 | COL-RBB-TR-0001 | Transformer, Power | COL-RBB | Transformer |  |  | TR |  |  | Western Beaches Tunnel (Battery Park)-Storm
31900 | COL-RBB-TR-0001 | Transformer, Power | COL-RBB-MISC | Transformer |  |  | TR |  |  | Miscellaneous Equipment
31901 | COL-RBB-TR-0003 | Transformer, Lighting Panel 0001 | COL-RBB | Transformer |  |  | TR |  |  | Western Beaches Tunnel (Battery Park)-Storm
31903 | COL-RBB-UPS-0001 | UPS, Sample Room | COL-RBB | Uninterruptible Power Supply |  |  | UPS |  |  | Western Beaches Tunnel (Battery Park)-Storm
31922 | COL-RBB-WEL-0100 | Wet well | COL-RBB | Well |  |  | WEL |  |  | Western Beaches Tunnel (Battery Park)-Storm
31923 | COL-RBB-WEL-0100 | Wet well | COL-RBB-MISC | Well |  |  | WEL |  |  | Miscellaneous Equipment
31925 | COL-RBC-CP-0001 | Control Panel, Operator | COL-RBC | Control Panel |  |  | CP |  |  | Cowan Shaft (WBT)-storm
31926 | COL-RBC-CP-0001 | Control Panel, Operator | COL-RBC-MISC | Control Panel |  |  | CP |  |  | Miscellaneous Equipment
31927 | COL-RBC-CP-0002 | Control Panel, Operator | COL-RBC | Control Panel |  |  | CP |  |  | Cowan Shaft (WBT)-storm
31928 | COL-RBC-CP-0002 | Control Panel, Operator | COL-RBC-MISC | Control Panel |  |  | CP |  |  | Miscellaneous Equipment
31929 | COL-RBC-DM-0001 | Damper/Louver, Sample Room | COL-RBC | Damper/Louver |  |  | DM |  |  | Cowan Shaft (WBT)-storm
31930 | COL-RBC-DM-0001 | Damper/Louver, Sample Room | COL-RBC-MISC | Damper/Louver |  |  | DM |  |  | Miscellaneous Equipment
31931 | COL-RBC-FEQ-0001S | Fire Prevention, Extinguisher | COL-RBC | Fire Prevention,Extinguisher |  | 42908 | FEQ |  |  | Cowan Shaft (WBT)-storm
31932 | COL-RBC-FIT-0001S | Transmitter, Flow | COL-W-OBSOLETE | Transmitter |  | 47584 | FIT |  |  | Col West Obsolete Entities
32151 | COL-RBC-G-0001 | Sluice Gate, | COL-RBC | Valve |  |  | G |  |  | Cowan Shaft (WBT)-storm
32152 | COL-RBC-G-0001 | Sluice Gate, | COL-RBC-MISC | Valve |  |  | G |  |  | Miscellaneous Equipment
32155 | COL-RBC-HPU-0001 | Drive, Hydraulic system | COL-RBC-MISC | Drive |  |  | HPU |  |  | Miscellaneous Equipment
32156 | COL-RBC-HTR-0001 | Heater, Baseboard | COL-RBC | Heater |  |  | HTR |  |  | Cowan Shaft (WBT)-storm
32157 | COL-RBC-LIT-0001S | Level Indicating Transmitter | COL-RBC-MISC | Transmitter,Level |  | 47581 | LIT |  |  | Miscellaneous Equipment
32158 | COL-RBC-LIT-0001S | Level Indicating Transmitter | COL-W-OBSOLETE | Transmitter,Level |  | 47581 | LIT |  |  | Col West Obsolete Entities
32159 | COL-RBC-LIT-0301S | Transmitter, Level | COL-RBC | Transmitter,Level |  | 47583 | LIT |  |  | Cowan Shaft (WBT)-storm
32160 | COL-RBC-LIT-0301S | Transmitter, Level | COL-RBC-MISC | Transmitter,Level |  | 47583 | LIT |  |  | Miscellaneous Equipment
32161 | COL-RBC-LP-0001 | Control Panel, Lighting | COL-RBC | Control Panel |  |  | LP |  |  | Cowan Shaft (WBT)-storm
32162 | COL-RBC-LP-0001 | Control Panel, Lighting | COL-RBC-MISC | Control Panel |  |  | LP |  |  | Miscellaneous Equipment
32163 | COL-RBC-LP-0003 | Control Panel, Power Dist. | COL-RBC | Control Panel |  |  | LP |  |  | Cowan Shaft (WBT)-storm
32164 | COL-RBC-LP-0003 | Control Panel, Power Dist. | COL-RBC-MISC | Control Panel |  |  | LP |  |  | Miscellaneous Equipment
32165 | COL-RBC-MISC | Miscellaneous Equipment | COL-RBC | [6 empty] | Cowan Shaft (WBT)-storm
32166 | COL-RBC-RPU-0001 | Remote Processing Unit | COL-RBC-MISC | RPU |  |  | RPU |  |  | Miscellaneous Equipment
32167 | COL-RBC-SC-0001 | Screen, Remembrance Trashrack,Shaft,Interception chamber | COL-RBC-MISC | Sampler |  |  | SC |  |  | Miscellaneous Equipment
32168 | COL-RBC-SC-0002 | Screen, Aberdeen Trashrack,Shaft,Interception chamber | COL-RBC-MISC | Sampler |  |  | SC |  |  | Miscellaneous Equipment
32169 | COL-RBC-SP-0313 | Sampler, Overflow | COL-RBC-MISC | Sampler |  |  | SP |  |  | Miscellaneous Equipment
32170 | COL-RBC-SW-0001 | Switch, Main Power | COL-RBC | Switch |  |  | SW |  |  | Cowan Shaft (WBT)-storm
32171 | COL-RBC-SW-0001 | Switch, Main Power | COL-RBC-MISC | Switch |  |  | SW |  |  | Miscellaneous Equipment
32172 | COL-RBC-UPS-0001 | UPS | COL-RBC | Uninterruptible Power Supply |  |  | UPS |  |  | Cowan Shaft (WBT)-storm
32173 | COL-RBC-UPS-0001 | UPS | COL-RBC-MISC | Uninterruptible Power Supply |  |  | UPS |  |  | Miscellaneous Equipment
32174 | COL-RBC-WEL-0100 | Wet well | COL-RBC-MISC | Well |  |  | WEL |  |  | Miscellaneous Equipment
32176 | COL-RBG-DM-0001 | Damper/Louver, Sample Room | COL-RBG-MISC | Damper/Louver |  |  | DM |  |  | Miscellaneous Equipment
32177 | COL-RBG-FEQ-0001S | Fire Prevention, Extinguisher | COL-RBG | Fire Prevention,Extinguisher |  | 42909 | FEQ |  |  | Glendale Shaft (WBT)-storm
32178 | COL-RBG-FEQ-0001S | Fire Prevention, Extinguisher | COL-RBG-MISC | Fire Prevention,Extinguisher |  | 42909 | FEQ |  |  | Miscellaneous Equipment
32179 | COL-RBG-FEQ-0001S | Fire Prevention, Extinguisher | COL-W-OBSOLETE | Fire Prevention,Extinguisher |  | 42909 | FEQ |  |  | Col West Obsolete Entities
32180 | COL-RBG-FIT-0001 | Flow Indicating Transmittetr, | COL-RBG-MISC | Transmitter |  |  | FIT |  |  | Miscellaneous Equipment
32181 | COL-RBG-FIT-0412 | Transmitter, Flow | COL-RBG | Transmitter |  |  | FIT |  |  | Glendale Shaft (WBT)-storm
32182 | COL-RBG-FIT-0412 | Transmitter, Flow | COL-RBG-MISC | Transmitter |  |  | FIT |  |  | Miscellaneous Equipment
32183 | COL-RBG-FN-0001 | Fan, Exhaust | COL-RBG-MISC | Fan |  |  | FN |  |  | Miscellaneous Equipment
32184 | COL-RBG-G-0001 | Sluice Gate, | COL-RBG-MISC | Transmitter |  |  | G |  |  | Miscellaneous Equipment
32187 | COL-RBG-JIT-0001 | Meter, Power Indicating Transmitter | COL-RBG | Meter |  |  | JIT |  |  | Glendale Shaft (WBT)-storm
32188 | COL-RBG-LIT-0001 | Level Indicating Transmitter | COL-RBG | Transmitter,Level |  |  | LIT |  |  | Glendale Shaft (WBT)-storm
32189 | COL-RBG-LIT-0401 | Transmitter, Level | COL-RBG-MISC | Transmitter,Level |  |  | LIT |  |  | Miscellaneous Equipment
32190 | COL-RBG-LP-0001 | Control Panel, Lighting | COL-RBG | Control Panel |  |  | LP |  |  | Glendale Shaft (WBT)-storm
32191 | COL-RBG-LP-0002 | Control Panel, Power Dist. | COL-RBG-MISC | Control Panel |  |  | LP |  |  | Miscellaneous Equipment
32192 | COL-RBG-MISC | Miscellaneous Equipment | COL-RBG | [6 empty] | Glendale Shaft (WBT)-storm
32193 | COL-RBG-RPU-0001 | Remote Processing Unit | COL-RBG | RPU |  |  | RPU |  |  | Glendale Shaft (WBT)-storm
32194 | COL-RBG-SP-0413 | Sampler, Influent Flow | COL-RBG | Sampler |  |  | SP |  |  | Glendale Shaft (WBT)-storm
32195 | COL-RBG-SP-0413 | Sampler, Influent Flow | COL-RBG-MISC | Sampler |  |  | SP |  |  | Miscellaneous Equipment
32196 | COL-RBG-SP-0414 | Sampler, Overflow | COL-RBG-MISC | Sampler |  |  | SP |  |  | Miscellaneous Equipment
32197 | COL-RBG-SW-0001 | Switch, Main Power | COL-RBG | Switch |  |  | SW |  |  | Glendale Shaft (WBT)-storm
32198 | COL-RBG-SW-0001 | Switch, Main Power | COL-RBG-MISC | Switch |  |  | SW |  |  | Miscellaneous Equipment
32199 | COL-RBG-UPS-0001 | UPS | COL-RBG | Uninterruptible Power Supply |  |  | UPS |  |  | Glendale Shaft (WBT)-storm
32200 | COL-RBG-UPS-0001 | UPS | COL-RBG-MISC | Uninterruptible Power Supply |  |  | UPS |  |  | Miscellaneous Equipment
32202 | COL-RBG-WEL-0100 | Wet well | COL-RBG | Well |  |  | WEL |  |  | Glendale Shaft (WBT)-storm
32203 | COL-RBG-WEL-0100 | Wet well | COL-RBG-MISC | Well |  |  | WEL |  |  | Miscellaneous Equipment
32212 | COL-SKW-CB-0002 | Circuit Breaker, Tank Pump | COL-SKW | Circuit Breaker |  |  | CB |  |  | Kew Beach Detention Tank (Kenilworth)-storm
32213 | COL-SKW-CB-0002 | Circuit Breaker, Tank Pump | COL-SKW-MISC | Circuit Breaker |  |  | CB |  |  | Miscellaneous Equipment
32214 | COL-SKW-CB-0003 | Circuit Breaker, Gate | COL-SKW | Circuit Breaker |  |  | CB |  |  | Kew Beach Detention Tank (Kenilworth)-storm
32215 | COL-SKW-CB-0003 | Circuit Breaker, Gate | COL-SKW-MISC | Circuit Breaker |  |  | CB |  |  | Miscellaneous Equipment
32216 | COL-SKW-CH-0001 | Chamber, Water Chamber | COL-SKW | Chamber |  |  | CH |  |  | Kew Beach Detention Tank (Kenilworth)-storm
32217 | COL-SKW-CH-0001 | Chamber, Water Chamber | COL-SKW-MISC | Chamber |  |  | CH |  |  | Miscellaneous Equipment
32218 | COL-SKW-CH-0003 | Chamber, Water | COL-SKW-MISC | Chamber |  |  | CH |  |  | Miscellaneous Equipment
32219 | COL-SKW-CH-0004 | Manhole, Sanitary Intercepting Server Monitoring | COL-SKW-MISC | Chamber |  |  | CH |  |  | Miscellaneous Equipment
32220 | COL-SKW-CH-0005 | Manhole, Tank Discharge to Asbridge Treametn Plant | COL-SKW | Chamber |  |  | CH |  |  | Kew Beach Detention Tank (Kenilworth)-storm
32221 | COL-SKW-CH-0005 | Manhole, Tank Discharge to Asbridge Treametn Plant | COL-SKW-MISC | Chamber |  |  | CH |  |  | Miscellaneous Equipment
32222 | COL-SKW-CP-0001 | Control Panel, Operator | COL-SKW | Control Panel |  |  | CP |  |  | Kew Beach Detention Tank (Kenilworth)-storm
32223 | COL-SKW-CP-0001 | Control Panel, Operator | COL-SKW-MISC | Control Panel |  |  | CP |  |  | Miscellaneous Equipment
32224 | COL-SKW-F-0001 | Filter, Air | COL-SKW | Filter |  |  | F |  |  | Kew Beach Detention Tank (Kenilworth)-storm
32225 | COL-SKW-F-0001 | Filter, Air | COL-SKW-MISC | Filter |  |  | F |  |  | Miscellaneous Equipment
32226 | COL-SKW-FEQ-0001S | Fire Prevention, Extinguisher | COL-SKW | Fire Prevention,Extinguisher |  | 46860 | FEQ |  |  | Kew Beach Detention Tank (Kenilworth)-storm
32227 | COL-SKW-FEQ-0001S | Fire Prevention, Extinguisher | COL-SKW-MISC | Fire Prevention,Extinguisher |  | 46860 | FEQ |  |  | Miscellaneous Equipment
32228 | COL-SKW-FEQ-0001S | Fire Prevention, Extinguisher | COL-W-OBSOLETE | Fire Prevention,Extinguisher |  | 46860 | FEQ |  |  | Col West Obsolete Entities
32229 | COL-SKW-FN-0001 | Fan, Exhaust | COL-SKW | Fan |  |  | FN |  |  | Kew Beach Detention Tank (Kenilworth)-storm
32230 | COL-SKW-FN-0001 | Fan, Exhaust | COL-SKW-MISC | Fan |  |  | FN |  |  | Miscellaneous Equipment
32231 | COL-SKW-FN-0002 | Fan, Exhaust | COL-SKW | Fan |  |  | FN |  |  | Kew Beach Detention Tank (Kenilworth)-storm
32232 | COL-SKW-FN-0002 | Fan, Exhaust | COL-SKW-MISC | Fan |  |  | FN |  |  | Miscellaneous Equipment
32233 | COL-SKW-HTR-0001 | Heater, Baseboard | COL-SKW-MISC | Heater |  |  | HTR |  |  | Miscellaneous Equipment
32234 | COL-SKW-HTR-0002 | Heater, Baseboard | COL-SKW-MISC | Heater |  |  | HTR |  |  | Miscellaneous Equipment
32235 | COL-SKW-LIT-0001 | Meter, Level | COL-SKW | Transmitter,Level |  |  | LIT |  |  | Kew Beach Detention Tank (Kenilworth)-storm
32236 | COL-SKW-LIT-0001 | Meter, Level | COL-SKW-MISC | Transmitter,Level |  |  | LIT |  |  | Miscellaneous Equipment
32239 | COL-SKW-LSL-0101 | Switch, Level-Low | COL-SKW | Switch,Level |  |  | LSL |  |  | Kew Beach Detention Tank (Kenilworth)-storm
32240 | COL-SKW-LSL-0101 | Switch, Level-Low | COL-SKW-MISC | Switch,Level |  |  | LSL |  |  | Miscellaneous Equipment
32241 | COL-SKW-MCC-0001 | Motor Control Centre | COL-SKW-MISC | Control Panel,MCC |  |  | MCC |  |  | Miscellaneous Equipment
32242 | COL-SKW-P-0001 | Pump, Submersible | COL-SKW-MISC | Pump |  | 34124 | P |  |  | Miscellaneous Equipment
32243 | COL-SKW-P-0100 | Pump, Centrifugal | COL-SKW | Pump |  |  | P |  |  | Kew Beach Detention Tank (Kenilworth)-storm
32244 | COL-SKW-RPU-0001 | Remote Processing Unit | COL-SKW | RPU |  |  | RPU |  |  | Kew Beach Detention Tank (Kenilworth)-storm
32245 | COL-SKW-RPU-0001 | Remote Processing Unit | COL-SKW-MISC | RPU |  |  | RPU |  |  | Miscellaneous Equipment
32248 | COL-SKW-TR-0001 | Transformer, Lighting | COL-SKW | Transformer |  |  | TR |  |  | Kew Beach Detention Tank (Kenilworth)-storm
32260 | COL-SMC-AIT-0001 | Analysis Indicating Transmitter, Gas | COL-SMC-MISC | Transmitter |  |  | AIT |  |  | Miscellaneous Equipment
32261 | COL-SMC-ALR-0101 | Control Panel, Operator | COL-SMC-MISC | Control Panel |  |  | ALR |  |  | Miscellaneous Equipment
32262 | COL-SMC-ALR-0201 | Control Panel, Operator | COL-SMC | Control Panel |  |  | ALR |  |  | Maclean Detention Tank-storm
32263 | COL-SMC-ALR-0201 | Control Panel, Operator | COL-SMC-MISC | Control Panel |  |  | ALR |  |  | Miscellaneous Equipment
32269 | COL-SMC-CH-0002 | Manhole, #1 | COL-SMC | Chamber |  |  | CH |  |  | Maclean Detention Tank-storm
32270 | COL-SMC-CP-0001 | Control Panel, Operator | COL-SMC-MISC | Control Panel |  |  | CP |  |  | Miscellaneous Equipment
32271 | COL-SMC-CP-0002 | Control Panel, Operator | COL-SMC-MISC | Control Panel |  |  | CP |  |  | Miscellaneous Equipment
32272 | COL-SMC-DM-0001 | Damper, Control Room | COL-SMC | Damper/Louver |  |  | DM |  |  | Maclean Detention Tank-storm
33229 | COL-SMC-DM-0001 | Damper, Control Room | COL-SMC-MISC | Damper/Louver |  |  | DM |  |  | Miscellaneous Equipment
33230 | COL-SMC-F-0001 | Filter, Air | COL-SMC-MISC | Filter |  |  | F |  |  | Miscellaneous Equipment
33231 | COL-SMC-FEQ-0001S | Fire Prevention, Extinguisher | COL-W-OBSOLETE | Fire Prevention,Extinguisher |  | 46864 | FEQ |  |  | Col West Obsolete Entities
33234 | COL-SMC-GRF-0001 | Indicator, Ground Fault | COL-SMC |  |  |  | GRF |  |  | Maclean Detention Tank-storm
33235 | COL-SMC-GRF-0001 | Indicator, Ground Fault | COL-SMC-MISC |  |  |  | GRF |  |  | Miscellaneous Equipment
33236 | COL-SMC-HTR-0002 | Heater, Unit | COL-SMC-MISC | Heater |  |  | HTR |  |  | Miscellaneous Equipment
33238 | COL-SMC-LP-0001 | Control Panel, Lighting | COL-SMC | Control Panel |  |  | LP |  |  | Maclean Detention Tank-storm
33239 | COL-SMC-LSH-0001 | Switch, Level-High | COL-SMC-MISC | Switch,Level |  |  | LSH |  |  | Miscellaneous Equipment
33240 | COL-SMC-LSH-0101 | Switch, Level-High | COL-SMC | Switch,Level |  |  | LSH |  |  | Maclean Detention Tank-storm
33241 | COL-SMC-LSH-0103 | Switch, Level-High | COL-SMC | Switch,Level |  |  | LSH |  |  | Maclean Detention Tank-storm
33242 | COL-SMC-LSH-0103 | Switch, Level-High | COL-SMC-MISC | Switch,Level |  |  | LSH |  |  | Miscellaneous Equipment
33243 | COL-SMC-LSH-0203 | Switch, Level-High | COL-SMC-MISC | Switch,Level |  |  | LSH |  |  | Miscellaneous Equipment
33244 | COL-SMC-LSHH-0002 | Switch, Level-High | COL-SMC | Switch,Level |  |  | LSHH |  |  | Maclean Detention Tank-storm
33245 | COL-SMC-LSHH-0002 | Switch, Level-High | COL-SMC-MISC | Switch,Level |  |  | LSHH |  |  | Miscellaneous Equipment
33246 | COL-SMC-LSL-0102 | Switch, Level-Low | COL-SMC | Switch,Level |  |  | LSL |  |  | Maclean Detention Tank-storm
33247 | COL-SMC-LSL-0202 | Switch, Level-Low | COL-SMC | Switch,Level |  |  | LSL |  |  | Maclean Detention Tank-storm
33248 | COL-SMC-P-0001 | Pump, Submersible | COL-SMC | Pump |  | 34130 | P |  |  | Maclean Detention Tank-storm
33249 | COL-SMC-P-0002 | Pump, Submersible | COL-SMC-MISC | Pump |  | 34129 | P |  |  | Miscellaneous Equipment
33250 | COL-SMC-P-0100 | Pump, Stormwater tank | COL-SMC | Pump |  |  | P |  |  | Maclean Detention Tank-storm
33251 | COL-SMC-T-0200 | Tank, CSO | COL-SMC-MISC | Tank |  |  | T |  |  | Miscellaneous Equipment
33252 | COL-SMC-TR-0001 | Transformer, Lighting | COL-SMC | Transformer |  |  | TR |  |  | Maclean Detention Tank-storm
33253 | COL-SMC-TR-0001 | Transformer, Lighting | COL-SMC-MISC | Transformer |  |  | TR |  |  | Miscellaneous Equipment
33261 | COL-SPC1 | Process Control Systems - Administrative | COL-SPC | [6 empty] | Process Control Systems - Services Area
33264 | COL-SUSPENDED ENTITY | Suspended entities | COL ADMIN | [6 empty] | Administration
33265 | COL-SWQTF-BLOW | Blower | COL-SWQTF | [6 empty] | Storm Water Quality Treatment Facility
33266 | COL-SWQTF-SI | Sewer Interceptors | COL-SWQTF | [6 empty] | Storm Water Quality Treatment Facility
33267 | COL-SWQTF-STM | Storm | COL-SWQTF | [6 empty] | Storm Water Quality Treatment Facility
33268 | COL-WEST | West | COL | [6 empty] | Complex Systems
33269 | COL-WEST-BLOW | Blower | COL-WEST | [6 empty] | West
33274 | COL-YKP | Kipling Yard | YKP-BLD | [6 empty] | Collections - 435 Kipling Ave. Building envelope
34354 | MAIN 317 | Main 317 | WTR-LWA | [6 empty] | Work Area 2 Central Mains and Chambers
34355 | MAIN 317 | Main 317 | WTR-MT3 | [6 empty] | Work Area 3 WEST Mains and Chambers
34356 | MAIN 373 | Main 373 | WTR-LWA | [6 empty] | Work Area 2 Central Mains and Chambers
34358 | MAIN-002 | Main 002 | WTR-LWA | [6 empty] | Work Area 2 Central Mains and Chambers
34359 | MAIN-006 | Main 006 | WTR-LWA | [6 empty] | Work Area 2 Central Mains and Chambers
34360 | MAIN-009 | Main 009 | WTR-LWA | [6 empty] | Work Area 2 Central Mains and Chambers
34361 | MAIN-009 | Main 009 | WTR-MT3 | [6 empty] | Work Area 3 WEST Mains and Chambers
34362 | MAIN-014 | Main 014 (Transferred to D&C) | WTR-LWA |  |  | 36946 |  |  |  | Work Area 2 Central Mains and Chambers
34416 | MAIN-015 | Main 015 (Transferred to D&C) | WTR-LWA |  |  | 36947 |  |  |  | Work Area 2 Central Mains and Chambers
34417 | MAIN-016 | Main 016 | WTR-LWA | [6 empty] | Work Area 2 Central Mains and Chambers
34418 | MAIN-018 | Main 018 | WTR-LWA | [6 empty] | Work Area 2 Central Mains and Chambers
34419 | MAIN-021 | Main 021 | WTR-LWA | [6 empty] | Work Area 2 Central Mains and Chambers
34420 | MAIN-025 | Main 025 | WTR-LWA | [6 empty] | Work Area 2 Central Mains and Chambers
34421 | MAIN-028A | Main 028A | WTR-LWA | [6 empty] | Work Area 2 Central Mains and Chambers
34422 | MAIN-028C | Main 028C | WTR-MT1 | [6 empty] | Work Area 1 EAST Mains and Chambers
34423 | MAIN-028D | Main 028D | WTR-LWA | [6 empty] | Work Area 2 Central Mains and Chambers
34424 | MAIN-028D | Main 028D | WTR-MT1 | [6 empty] | Work Area 1 EAST Mains and Chambers
34425 | MAIN-029 | Main 029 | WTR-LWA | [6 empty] | Work Area 2 Central Mains and Chambers
34426 | MAIN-029 EAST | Main 029 | WTR-LWA | [6 empty] | Work Area 2 Central Mains and Chambers
34427 | MAIN-029A | Main 029A | WTR-LWA | [6 empty] | Work Area 2 Central Mains and Chambers
34428 | MAIN-029B | Main 029B | WTR-LWA | [6 empty] | Work Area 2 Central Mains and Chambers
34429 | MAIN-031 | Main 031 | WTR-LWA | [6 empty] | Work Area 2 Central Mains and Chambers
34430 | MAIN-036 | Main 036 | WTR-LWA | [6 empty] | Work Area 2 Central Mains and Chambers
34431 | MAIN-037 | Main 037 | WTR-LWA | [6 empty] | Work Area 2 Central Mains and Chambers
34432 | MAIN-037 | Main 037 | WTR-MT1 | [6 empty] | Work Area 1 EAST Mains and Chambers
34433 | MAIN-040 | Main 040 (Transferred to D&C) | WTR-LWA |  |  | 36948 |  |  |  | Work Area 2 Central Mains and Chambers
34434 | MAIN-041 | Main 041 (Transferred to D&C) | WTR-LWA | [6 empty] | Work Area 2 Central Mains and Chambers
34435 | MAIN-057 | Main 057 (Transferred to D&C) | WTR-LWA |  |  | 36950 |  |  |  | Work Area 2 Central Mains and Chambers
34436 | MAIN-061 | Main 061 | WTR-LWA | [6 empty] | Work Area 2 Central Mains and Chambers
34437 | MAIN-062 | Main 062 | WTR-LWA | [6 empty] | Work Area 2 Central Mains and Chambers
34438 | MAIN-063 | Main 063 (Transferred to D&C) | WTR-LWA |  |  | 36951 |  |  |  | Work Area 2 Central Mains and Chambers
34439 | MAIN-083 | Main 083 | WTR-LWA | [6 empty] | Work Area 2 Central Mains and Chambers
34440 | MAIN-083 | Main 083 | WTR-MT1 | [6 empty] | Work Area 1 EAST Mains and Chambers
34441 | MAIN-086 | Main 086 | WTR-LWA | [6 empty] | Work Area 2 Central Mains and Chambers
34442 | MAIN-087 | Main 087 | WTR-LWA | [6 empty] | Work Area 2 Central Mains and Chambers
34443 | MAIN-088 | Main 088 | WTR-LWA | [6 empty] | Work Area 2 Central Mains and Chambers
34444 | MAIN-089 | Main 089 | WTR-LWA | [6 empty] | Work Area 2 Central Mains and Chambers
34445 | MAIN-089 | Main 089 | WTR-MT1 | [6 empty] | Work Area 1 EAST Mains and Chambers
34446 | MAIN-091 | Main 091 | WTR-LWA | [6 empty] | Work Area 2 Central Mains and Chambers
34447 | MAIN-091 | Main 091 | WTR-MT1 | [6 empty] | Work Area 1 EAST Mains and Chambers
34448 | MAIN-092 | Main 092 | WTR-LWA | [6 empty] | Work Area 2 Central Mains and Chambers
34449 | MAIN-092 | Main 092 | WTR-MT3 | [6 empty] | Work Area 3 WEST Mains and Chambers
34450 | MAIN-096 | Main 096 | WTR-MT1 | [6 empty] | Work Area 1 EAST Mains and Chambers
34451 | MAIN-098 | Main 098 | WTR-LWA | [6 empty] | Work Area 2 Central Mains and Chambers
34452 | MAIN-098 | Main 098 | WTR-MT3 | [6 empty] | Work Area 3 WEST Mains and Chambers
34453 | MAIN-100 | Main 100 | WTR-LWA | [6 empty] | Work Area 2 Central Mains and Chambers
34454 | MAIN-100 | Main 100 | WTR-MT3 | [6 empty] | Work Area 3 WEST Mains and Chambers
34455 | MAIN-102 | Main 102 | WTR-LWA | [6 empty] | Work Area 2 Central Mains and Chambers
34456 | MAIN-102 | Main 102 | WTR-MT3 | [6 empty] | Work Area 3 WEST Mains and Chambers
34457 | MAIN-106 | Main 106 | WTR-LWA | [6 empty] | Work Area 2 Central Mains and Chambers
34458 | MAIN-106 | Main 106 | WTR-MT1 | [6 empty] | Work Area 1 EAST Mains and Chambers
34459 | MAIN-107 | Main 107 | WTR-LWA | [6 empty] | Work Area 2 Central Mains and Chambers
34460 | MAIN-107 | Main 107 | WTR-MT1 | [6 empty] | Work Area 1 EAST Mains and Chambers
34461 | MAIN-112 | Main 112 | WTR-LWA | [6 empty] | Work Area 2 Central Mains and Chambers
34462 | MAIN-113 | Main 113 | WTR-MT1 | [6 empty] | Work Area 1 EAST Mains and Chambers
34463 | MAIN-114 | Main 114 | WTR-LWA | [6 empty] | Work Area 2 Central Mains and Chambers
34464 | MAIN-116 | Main 116 | WTR-LWA | [6 empty] | Work Area 2 Central Mains and Chambers
34465 | MAIN-117 | Main 117 | WTR-MT1 | [6 empty] | Work Area 1 EAST Mains and Chambers
34466 | MAIN-118 | Main 118 | WTR-LWA | [6 empty] | Work Area 2 Central Mains and Chambers
34467 | MAIN-118 | Main 118 | WTR-MT3 | [6 empty] | Work Area 3 WEST Mains and Chambers
34468 | MAIN-119 | Main 119 | WTR-MT1 | [6 empty] | Work Area 1 EAST Mains and Chambers
34469 | MAIN-120 | Main 120 | WTR-LWA | [6 empty] | Work Area 2 Central Mains and Chambers
34470 | MAIN-120 | Main 120 | WTR-MT1 | [6 empty] | Work Area 1 EAST Mains and Chambers
34471 | MAIN-121 | Main 121 | WTR-LWA | [6 empty] | Work Area 2 Central Mains and Chambers
34472 | MAIN-121 | Main 121 | WTR-MT3 | [6 empty] | Work Area 3 WEST Mains and Chambers
34473 | MAIN-125 | Main 125 | WTR-LWA | [6 empty] | Work Area 2 Central Mains and Chambers
34474 | MAIN-125 | Main 125 | WTR-MT3 | [6 empty] | Work Area 3 WEST Mains and Chambers
34475 | MAIN-127 | Main 127 | WTR-MT1 | [6 empty] | Work Area 1 EAST Mains and Chambers
34476 | MAIN-129 | Main 129 | WTR-LWA | [6 empty] | Work Area 2 Central Mains and Chambers
34477 | MAIN-130 | Main 130 | WTR-LWA | [6 empty] | Work Area 2 Central Mains and Chambers
34478 | MAIN-130 | Main 130 | WTR-MT1 | [6 empty] | Work Area 1 EAST Mains and Chambers
34479 | MAIN-131 | Main 131 | WTR-LWA | [6 empty] | Work Area 2 Central Mains and Chambers
34480 | MAIN-132 | Main 132 | WTR-LWA | [6 empty] | Work Area 2 Central Mains and Chambers
34481 | MAIN-133 | Main 133 | WTR-LWA | [6 empty] | Work Area 2 Central Mains and Chambers
34482 | MAIN-134 | Main 134 | WTR-LWA | [6 empty] | Work Area 2 Central Mains and Chambers
34483 | MAIN-135 | Main 135 | WTR-LWA | [6 empty] | Work Area 2 Central Mains and Chambers
34484 | MAIN-135 | Main 135 | WTR-MT3 | [6 empty] | Work Area 3 WEST Mains and Chambers
34485 | MAIN-136 | Main 136 | WTR-LWA | [6 empty] | Work Area 2 Central Mains and Chambers
34486 | MAIN-136 | Main 136 | WTR-MT3 | [6 empty] | Work Area 3 WEST Mains and Chambers
34487 | MAIN-141 | Main 141 | WTR-LWA | [6 empty] | Work Area 2 Central Mains and Chambers
34488 | MAIN-141 | Main 141 | WTR-MT1 | [6 empty] | Work Area 1 EAST Mains and Chambers
34489 | MAIN-142 | Main 142 | WTR-LWA | [6 empty] | Work Area 2 Central Mains and Chambers
34490 | MAIN-142 | Main 142 | WTR-MT3 | [6 empty] | Work Area 3 WEST Mains and Chambers
34491 | MAIN-144 | Main 144 | WTR-LWA | [6 empty] | Work Area 2 Central Mains and Chambers
34492 | MAIN-144 | Main 144 | WTR-MT3 | [6 empty] | Work Area 3 WEST Mains and Chambers
34493 | MAIN-147 | Main 147 | WTR-MT1 | [6 empty] | Work Area 1 EAST Mains and Chambers
34494 | MAIN-148 | Main 148 | WTR-MT1 | [6 empty] | Work Area 1 EAST Mains and Chambers
34495 | MAIN-149 | Main 149 (Transferred to D&C) | WTR-LWA |  |  | 36953 |  |  |  | Work Area 2 Central Mains and Chambers
34496 | MAIN-149 | Main 149 (Transferred to D&C) | WTR-MT1 |  |  | 36953 |  |  |  | Work Area 1 EAST Mains and Chambers
34497 | MAIN-150 | Main 150 | WTR-LWA | [6 empty] | Work Area 2 Central Mains and Chambers
34498 | MAIN-152 | Main 152 | WTR-LWA | [6 empty] | Work Area 2 Central Mains and Chambers
34499 | MAIN-154 | Main 154 | WTR-LWA | [6 empty] | Work Area 2 Central Mains and Chambers
34500 | MAIN-154 | Main 154 | WTR-MT1 | [6 empty] | Work Area 1 EAST Mains and Chambers
34501 | MAIN-156 | Main 156 | WTR-LWA | [6 empty] | Work Area 2 Central Mains and Chambers
34502 | MAIN-158 | Main 158 | WTR-MT1 | [6 empty] | Work Area 1 EAST Mains and Chambers
34503 | MAIN-160 | Main 160 | WTR-LWA | [6 empty] | Work Area 2 Central Mains and Chambers
34504 | MAIN-162 | Main 162 | WTR-MT1 | [6 empty] | Work Area 1 EAST Mains and Chambers
34505 | MAIN-165 | Main 165 | WTR-LWA | [6 empty] | Work Area 2 Central Mains and Chambers
34506 | MAIN-166 | Main 166 | WTR-LWA | [6 empty] | Work Area 2 Central Mains and Chambers
34507 | MAIN-166 | Main 166 | WTR-MT1 | [6 empty] | Work Area 1 EAST Mains and Chambers
34508 | MAIN-167 | Main 167 | WTR-LWA | [6 empty] | Work Area 2 Central Mains and Chambers
34509 | MAIN-167 | Main 167 | WTR-MT3 | [6 empty] | Work Area 3 WEST Mains and Chambers
34510 | MAIN-170 | Main 170 | WTR-LWA | [6 empty] | Work Area 2 Central Mains and Chambers
34511 | MAIN-170 | Main 170 | WTR-MT3 | [6 empty] | Work Area 3 WEST Mains and Chambers
34512 | MAIN-171 | Main 171 | WTR-LWA | [6 empty] | Work Area 2 Central Mains and Chambers
34513 | MAIN-171 | Main 171 | WTR-MT3 | [6 empty] | Work Area 3 WEST Mains and Chambers
34514 | MAIN-172 | Main 172 | WTR-LWA | [6 empty] | Work Area 2 Central Mains and Chambers
34515 | MAIN-174 | Main 174 | WTR-LWA | [6 empty] | Work Area 2 Central Mains and Chambers
34516 | MAIN-174 | Main 174 | WTR-MT3 | [6 empty] | Work Area 3 WEST Mains and Chambers
34517 | MAIN-181 | Main 181 | WTR-LWA | [6 empty] | Work Area 2 Central Mains and Chambers
34518 | MAIN-181 | Main 181 | WTR-MT1 | [6 empty] | Work Area 1 EAST Mains and Chambers
34519 | MAIN-183 | Main 183 | WTR-LWA | [6 empty] | Work Area 2 Central Mains and Chambers
34520 | MAIN-183 | Main 183 | WTR-MT1 | [6 empty] | Work Area 1 EAST Mains and Chambers
34521 | MAIN-186 | Main 186 | WTR-LWA | [6 empty] | Work Area 2 Central Mains and Chambers
34522 | MAIN-186 | Main 186 | WTR-MT1 | [6 empty] | Work Area 1 EAST Mains and Chambers
34523 | MAIN-188 | Main 188 | WTR-LWA | [6 empty] | Work Area 2 Central Mains and Chambers
34524 | MAIN-188 | Main 188 | WTR-MT3 | [6 empty] | Work Area 3 WEST Mains and Chambers
34525 | MAIN-191 | Main 191 | WTR-LWA | [6 empty] | Work Area 2 Central Mains and Chambers
34526 | MAIN-191 | Main 191 | WTR-MT3 | [6 empty] | Work Area 3 WEST Mains and Chambers
34527 | MAIN-192 | Main 192 | WTR-MT1 | [6 empty] | Work Area 1 EAST Mains and Chambers
34528 | MAIN-195 | Main 195 | WTR-LWA | [6 empty] | Work Area 2 Central Mains and Chambers
34529 | MAIN-195 | Main 195 | WTR-MT3 | [6 empty] | Work Area 3 WEST Mains and Chambers
34530 | MAIN-196 | Main 196 | WTR-LWA | [6 empty] | Work Area 2 Central Mains and Chambers
34531 | MAIN-196 | Main 196 | WTR-MT3 | [6 empty] | Work Area 3 WEST Mains and Chambers
34532 | MAIN-199 | Main 199 | WTR-LWA | [6 empty] | Work Area 2 Central Mains and Chambers
34533 | MAIN-200 | Main 200 | WTR-LWA | [6 empty] | Work Area 2 Central Mains and Chambers
34534 | MAIN-200 | Main 200 | WTR-MT1 | [6 empty] | Work Area 1 EAST Mains and Chambers
34535 | MAIN-201 | Main 201 | WTR-LWA | [6 empty] | Work Area 2 Central Mains and Chambers
34536 | MAIN-201 | Main 201 | WTR-MT3 | [6 empty] | Work Area 3 WEST Mains and Chambers
34537 | MAIN-203 | Main 203 | WTR-LWA | [6 empty] | Work Area 2 Central Mains and Chambers
34538 | MAIN-203 | Main 203 | WTR-MT3 | [6 empty] | Work Area 3 WEST Mains and Chambers
34539 | MAIN-204 | Main 204 (Transferred to D&C) | WTR-LWA |  |  | 36954 |  |  |  | Work Area 2 Central Mains and Chambers
34540 | MAIN-205 | Main 205 | WTR-LWA | [6 empty] | Work Area 2 Central Mains and Chambers
34541 | MAIN-205 | Main 205 | WTR-MT3 | [6 empty] | Work Area 3 WEST Mains and Chambers
34542 | MAIN-207 | Main 207 | WTR-LWA | [6 empty] | Work Area 2 Central Mains and Chambers
34543 | MAIN-207 | Main 207 | WTR-MT3 | [6 empty] | Work Area 3 WEST Mains and Chambers
34544 | MAIN-208 | Main 208 | WTR-LWA | [6 empty] | Work Area 2 Central Mains and Chambers
34545 | MAIN-210 | Main 210 | WTR-LWA | [6 empty] | Work Area 2 Central Mains and Chambers
34546 | MAIN-212 | Main 212 | WTR-LWA | [6 empty] | Work Area 2 Central Mains and Chambers
34547 | MAIN-212 | Main 212 | WTR-MT1 | [6 empty] | Work Area 1 EAST Mains and Chambers
34548 | MAIN-213 | Main 213 | WTR-LWA | [6 empty] | Work Area 2 Central Mains and Chambers
34549 | MAIN-213 | Main 213 | WTR-MT1 | [6 empty] | Work Area 1 EAST Mains and Chambers
34550 | MAIN-216 | Main 216 | WTR-LWA | [6 empty] | Work Area 2 Central Mains and Chambers
34551 | MAIN-216 | Main 216 | WTR-MT1 | [6 empty] | Work Area 1 EAST Mains and Chambers
34552 | MAIN-217 | Main 217 | WTR-LWA | [6 empty] | Work Area 2 Central Mains and Chambers
34553 | MAIN-217 | Main 217 | WTR-MT1 | [6 empty] | Work Area 1 EAST Mains and Chambers
34554 | MAIN-220 | Main 220 | WTR-LWA | [6 empty] | Work Area 2 Central Mains and Chambers
34555 | MAIN-220 | Main 220 | WTR-MT1 | [6 empty] | Work Area 1 EAST Mains and Chambers
34556 | MAIN-221 | Main 221 | WTR-LWA | [6 empty] | Work Area 2 Central Mains and Chambers
34557 | MAIN-221 | Main 221 | WTR-MT1 | [6 empty] | Work Area 1 EAST Mains and Chambers
34558 | MAIN-222 | Main 222 | WTR-LWA | [6 empty] | Work Area 2 Central Mains and Chambers
34559 | MAIN-222 | Main 222 | WTR-MT3 | [6 empty] | Work Area 3 WEST Mains and Chambers
34560 | MAIN-224 | Main 224 | WTR-LWA | [6 empty] | Work Area 2 Central Mains and Chambers
34561 | MAIN-224 | Main 224 | WTR-MT1 | [6 empty] | Work Area 1 EAST Mains and Chambers
34562 | MAIN-226 | Main 226 | WTR-LWA | [6 empty] | Work Area 2 Central Mains and Chambers
34563 | MAIN-227 | Main 227 | WTR-LWA | [6 empty] | Work Area 2 Central Mains and Chambers
34564 | MAIN-227 | Main 227 | WTR-MT1 | [6 empty] | Work Area 1 EAST Mains and Chambers
34565 | MAIN-228 | Main 228 | WTR-LWA | [6 empty] | Work Area 2 Central Mains and Chambers
34566 | MAIN-228 | Main 228 | WTR-MT1 | [6 empty] | Work Area 1 EAST Mains and Chambers
34567 | MAIN-230 | Main 230 | WTR-LWA | [6 empty] | Work Area 2 Central Mains and Chambers
34568 | MAIN-231 | Main 231 | WTR-LWA | [6 empty] | Work Area 2 Central Mains and Chambers
34569 | MAIN-231 | Main 231 | WTR-MT1 | [6 empty] | Work Area 1 EAST Mains and Chambers
34570 | MAIN-234 | Main 234 | WTR-LWA | [6 empty] | Work Area 2 Central Mains and Chambers
34571 | MAIN-234 | Main 234 | WTR-MT1 | [6 empty] | Work Area 1 EAST Mains and Chambers
34572 | MAIN-235 | Main 235 | WTR-LWA | [6 empty] | Work Area 2 Central Mains and Chambers
34573 | MAIN-235 | Main 235 | WTR-MT1 | [6 empty] | Work Area 1 EAST Mains and Chambers
34574 | MAIN-238 | Main 238 | WTR-LWA | [6 empty] | Work Area 2 Central Mains and Chambers
34575 | MAIN-238 | Main 238 | WTR-MT1 | [6 empty] | Work Area 1 EAST Mains and Chambers
34576 | MAIN-239 | Main 239 | WTR-LWA | [6 empty] | Work Area 2 Central Mains and Chambers
34577 | MAIN-239 | Main 239 | WTR-MT3 | [6 empty] | Work Area 3 WEST Mains and Chambers
34578 | MAIN-240 | Main 240 | WTR-LWA | [6 empty] | Work Area 2 Central Mains and Chambers
34579 | MAIN-240 | Main 240 | WTR-MT1 | [6 empty] | Work Area 1 EAST Mains and Chambers
34580 | MAIN-242 | Main 242 | WTR-LWA | [6 empty] | Work Area 2 Central Mains and Chambers
34581 | MAIN-242 | Main 242 | WTR-MT1 | [6 empty] | Work Area 1 EAST Mains and Chambers
34582 | MAIN-246 | Main 246 | WTR-LWA | [6 empty] | Work Area 2 Central Mains and Chambers
34583 | MAIN-246 | Main 246 | WTR-MT1 | [6 empty] | Work Area 1 EAST Mains and Chambers
34584 | MAIN-248 | Main 248 | WTR-LWA | [6 empty] | Work Area 2 Central Mains and Chambers
34585 | MAIN-248 | Main 248 | WTR-MT1 | [6 empty] | Work Area 1 EAST Mains and Chambers
34586 | MAIN-250 | Main 250 | WTR-LWA | [6 empty] | Work Area 2 Central Mains and Chambers
34587 | MAIN-250 | Main 250 | WTR-MT3 | [6 empty] | Work Area 3 WEST Mains and Chambers
34588 | MAIN-251 | Main 251 | WTR-LWA | [6 empty] | Work Area 2 Central Mains and Chambers
34589 | MAIN-251 | Main 251 | WTR-MT3 | [6 empty] | Work Area 3 WEST Mains and Chambers
34590 | MAIN-253 | Main 253 | WTR-LWA | [6 empty] | Work Area 2 Central Mains and Chambers
34591 | MAIN-253 | Main 253 | WTR-MT1 | [6 empty] | Work Area 1 EAST Mains and Chambers
34592 | MAIN-255 | Main 255 | WTR-LWA | [6 empty] | Work Area 2 Central Mains and Chambers
34593 | MAIN-255 | Main 255 | WTR-MT3 | [6 empty] | Work Area 3 WEST Mains and Chambers
34594 | MAIN-257 | Main 257 | WTR-LWA | [6 empty] | Work Area 2 Central Mains and Chambers
34595 | MAIN-257 | Main 257 | WTR-MT3 | [6 empty] | Work Area 3 WEST Mains and Chambers
34596 | MAIN-258 | Main 258 | WTR-LWA | [6 empty] | Work Area 2 Central Mains and Chambers
34597 | MAIN-258 | Main 258 | WTR-MT3 | [6 empty] | Work Area 3 WEST Mains and Chambers
34598 | MAIN-260 | Main 260 | WTR-LWA | [6 empty] | Work Area 2 Central Mains and Chambers
34599 | MAIN-260 | Main 260 | WTR-MT1 | [6 empty] | Work Area 1 EAST Mains and Chambers
34600 | MAIN-262 | Main 262 | WTR-LWA | [6 empty] | Work Area 2 Central Mains and Chambers
34601 | MAIN-262 | Main 262 | WTR-MT1 | [6 empty] | Work Area 1 EAST Mains and Chambers
34602 | MAIN-263 | Main 263 | WTR-LWA | [6 empty] | Work Area 2 Central Mains and Chambers
34603 | MAIN-263 | Main 263 | WTR-MT1 | [6 empty] | Work Area 1 EAST Mains and Chambers
34604 | MAIN-264 | Main 264 | WTR-LWA | [6 empty] | Work Area 2 Central Mains and Chambers
34605 | MAIN-264 | Main 264 | WTR-MT3 | [6 empty] | Work Area 3 WEST Mains and Chambers
34606 | MAIN-265 | Main 265 | WTR-LWA | [6 empty] | Work Area 2 Central Mains and Chambers
34607 | MAIN-266 | Main 266 | WTR-LWA | [6 empty] | Work Area 2 Central Mains and Chambers
34608 | MAIN-266 | Main 266 | WTR-MT1 | [6 empty] | Work Area 1 EAST Mains and Chambers
34609 | MAIN-267 | Main 267 | WTR-LWA | [6 empty] | Work Area 2 Central Mains and Chambers
34610 | MAIN-267 | Main 267 | WTR-MT1 | [6 empty] | Work Area 1 EAST Mains and Chambers
34611 | MAIN-268 | Main 268 | WTR-LWA | [6 empty] | Work Area 2 Central Mains and Chambers
34612 | MAIN-268 | Main 268 | WTR-MT1 | [6 empty] | Work Area 1 EAST Mains and Chambers
34613 | MAIN-269 | Main 269 | WTR-LWA | [6 empty] | Work Area 2 Central Mains and Chambers
34614 | MAIN-269 | Main 269 | WTR-MT1 | [6 empty] | Work Area 1 EAST Mains and Chambers
34615 | MAIN-271 | Main 271 | WTR-LWA | [6 empty] | Work Area 2 Central Mains and Chambers
34616 | MAIN-271 | Main 271 | WTR-MT1 | [6 empty] | Work Area 1 EAST Mains and Chambers
34617 | MAIN-272 | Main 272 | WTR-LWA | [6 empty] | Work Area 2 Central Mains and Chambers
34618 | MAIN-275 | Main 275 | WTR-LWA | [6 empty] | Work Area 2 Central Mains and Chambers
34619 | MAIN-275 | Main 275 | WTR-MT1 | [6 empty] | Work Area 1 EAST Mains and Chambers
34620 | MAIN-276 | Main 276 | WTR-LWA | [6 empty] | Work Area 2 Central Mains and Chambers
34621 | MAIN-276 | Main 276 | WTR-MT3 | [6 empty] | Work Area 3 WEST Mains and Chambers
34622 | MAIN-281 | Main 281 (Transferred to D&C) | WTR-LWA | [6 empty] | Work Area 2 Central Mains and Chambers
34623 | MAIN-282 | Main 282 | WTR-LWA | [6 empty] | Work Area 2 Central Mains and Chambers
34624 | MAIN-282 | Main 282 | WTR-MT1 | [6 empty] | Work Area 1 EAST Mains and Chambers
34625 | MAIN-284 | Main 284 (Transferred to D&C) | WTR-LWA | [6 empty] | Work Area 2 Central Mains and Chambers
34626 | MAIN-286 | Main 286 | WTR-LWA | [6 empty] | Work Area 2 Central Mains and Chambers
34627 | MAIN-288 | Main 288 | WTR-LWA | [6 empty] | Work Area 2 Central Mains and Chambers
34628 | MAIN-288 | Main 288 | WTR-MT1 | [6 empty] | Work Area 1 EAST Mains and Chambers
34629 | MAIN-291 | Main 291 | WTR-LWA | [6 empty] | Work Area 2 Central Mains and Chambers
34630 | MAIN-291 | Main 291 | WTR-MT3 | [6 empty] | Work Area 3 WEST Mains and Chambers
34631 | MAIN-292 | Main 292 | WTR-LWA | [6 empty] | Work Area 2 Central Mains and Chambers
34632 | MAIN-292 | Main 292 | WTR-MT3 | [6 empty] | Work Area 3 WEST Mains and Chambers
34633 | MAIN-293 | Main 293 | WTR-LWA | [6 empty] | Work Area 2 Central Mains and Chambers
34634 | MAIN-293 | Main 293 | WTR-MT1 | [6 empty] | Work Area 1 EAST Mains and Chambers
34635 | MAIN-295 | Main 295 | WTR-LWA | [6 empty] | Work Area 2 Central Mains and Chambers
34636 | MAIN-295 | Main 295 | WTR-MT3 | [6 empty] | Work Area 3 WEST Mains and Chambers
34637 | MAIN-296 | Main 296 | WTR-LWA | [6 empty] | Work Area 2 Central Mains and Chambers
34638 | MAIN-296 | Main 296 | WTR-MT1 | [6 empty] | Work Area 1 EAST Mains and Chambers
34639 | MAIN-297 | Main 297 | WTR-LWA | [6 empty] | Work Area 2 Central Mains and Chambers
34640 | MAIN-297 | Main 297 | WTR-MT1 | [6 empty] | Work Area 1 EAST Mains and Chambers
34641 | MAIN-300 | Main 300 | WTR-LWA | [6 empty] | Work Area 2 Central Mains and Chambers
34642 | MAIN-300 | Main 300 | WTR-MT3 | [6 empty] | Work Area 3 WEST Mains and Chambers
34643 | MAIN-301 | Main 301 | WTR-LWA | [6 empty] | Work Area 2 Central Mains and Chambers
34644 | MAIN-301 | Main 301 | WTR-MT3 | [6 empty] | Work Area 3 WEST Mains and Chambers
34645 | MAIN-302 | Main 302 | WTR-LWA | [6 empty] | Work Area 2 Central Mains and Chambers
34646 | MAIN-302 | Main 302 | WTR-MT1 | [6 empty] | Work Area 1 EAST Mains and Chambers
34647 | MAIN-304 | Main 304 | WTR-LWA | [6 empty] | Work Area 2 Central Mains and Chambers
34648 | MAIN-304 | Main 304 | WTR-MT3 | [6 empty] | Work Area 3 WEST Mains and Chambers
34649 | MAIN-305 | Main 305 | WTR-LWA | [6 empty] | Work Area 2 Central Mains and Chambers
34650 | MAIN-305 | Main 305 | WTR-MT1 | [6 empty] | Work Area 1 EAST Mains and Chambers
34651 | MAIN-309 | Main 309 | WTR-LWA | [6 empty] | Work Area 2 Central Mains and Chambers
34652 | MAIN-309 | Main 309 | WTR-MT3 | [6 empty] | Work Area 3 WEST Mains and Chambers
34653 | MAIN-310 | Main 310 | WTR-LWA | [6 empty] | Work Area 2 Central Mains and Chambers
34654 | MAIN-310 | Main 310 | WTR-MT1 | [6 empty] | Work Area 1 EAST Mains and Chambers
34655 | MAIN-312 | Main 312 | WTR-LWA | [6 empty] | Work Area 2 Central Mains and Chambers
34656 | MAIN-312 | Main 312 | WTR-MT1 | [6 empty] | Work Area 1 EAST Mains and Chambers
34657 | MAIN-314 | Main 314 | WTR-LWA | [6 empty] | Work Area 2 Central Mains and Chambers
34658 | MAIN-314 | Main 314 | WTR-MT1 | [6 empty] | Work Area 1 EAST Mains and Chambers
34659 | MAIN-316 | Main 316 | WTR-LWA | [6 empty] | Work Area 2 Central Mains and Chambers
34660 | MAIN-316 | Main 316 | WTR-MT1 | [6 empty] | Work Area 1 EAST Mains and Chambers
34661 | MAIN-318 | Main 318 | WTR-LWA | [6 empty] | Work Area 2 Central Mains and Chambers
34662 | MAIN-318 | Main 318 | WTR-MT1 | [6 empty] | Work Area 1 EAST Mains and Chambers
34663 | MAIN-319 | Main 319 | WTR-MT1 | [6 empty] | Work Area 1 EAST Mains and Chambers
34664 | MAIN-321 | Main 321 | WTR-LWA | [6 empty] | Work Area 2 Central Mains and Chambers
34665 | MAIN-322 | Main 322 | WTR-LWA | [6 empty] | Work Area 2 Central Mains and Chambers
34666 | MAIN-326 | Main 326 | WTR-LWA | [6 empty] | Work Area 2 Central Mains and Chambers
34667 | MAIN-332 | Main 332 | WTR-MT1 | [6 empty] | Work Area 1 EAST Mains and Chambers
34668 | MAIN-335 | Main 335 | WTR-MT3 | [6 empty] | Work Area 3 WEST Mains and Chambers
34669 | MAIN-336 | Main 336 | WTR-MT1 | [6 empty] | Work Area 1 EAST Mains and Chambers
34670 | MAIN-337 | Main 337 | WTR-LWA | [6 empty] | Work Area 2 Central Mains and Chambers
34671 | MAIN-339 | Main 339 | WTR-MT3 | [6 empty] | Work Area 3 WEST Mains and Chambers
34672 | MAIN-340 | Main 340 | WTR-LWA | [6 empty] | Work Area 2 Central Mains and Chambers
34673 | MAIN-341 | Main 341 | WTR-LWA | [6 empty] | Work Area 2 Central Mains and Chambers
34674 | MAIN-341 | Main 341 | WTR-MT3 | [6 empty] | Work Area 3 WEST Mains and Chambers
34675 | MAIN-342 | Main 342 | WTR-LWA | [6 empty] | Work Area 2 Central Mains and Chambers
34676 | MAIN-342 | Main 342 | WTR-MT3 | [6 empty] | Work Area 3 WEST Mains and Chambers
34677 | MAIN-343 | Main 343 | WTR-MT1 | [6 empty] | Work Area 1 EAST Mains and Chambers
34678 | MAIN-345 | Main 345 | WTR-LWA | [6 empty] | Work Area 2 Central Mains and Chambers
34679 | MAIN-346 | Main 346 | WTR-MT1 | [6 empty] | Work Area 1 EAST Mains and Chambers
34680 | MAIN-348 | Main 348 | WTR-LWA | [6 empty] | Work Area 2 Central Mains and Chambers
34681 | MAIN-349 | Main 349 | WTR-LWA | [6 empty] | Work Area 2 Central Mains and Chambers
34682 | MAIN-349 | Main 349 | WTR-MT3 | [6 empty] | Work Area 3 WEST Mains and Chambers
34683 | MAIN-350 | Main 350 | WTR-LWA | [6 empty] | Work Area 2 Central Mains and Chambers
34684 | MAIN-351 | Main 351 | WTR-LWA | [6 empty] | Work Area 2 Central Mains and Chambers
34685 | MAIN-351 | Main 351 | WTR-MT3 | [6 empty] | Work Area 3 WEST Mains and Chambers
34686 | MAIN-352 | Main 352 | WTR-LWA | [6 empty] | Work Area 2 Central Mains and Chambers
34687 | MAIN-352 | Main 352 | WTR-MT3 | [6 empty] | Work Area 3 WEST Mains and Chambers
34688 | MAIN-354 | Main 354 | WTR-LWA | [6 empty] | Work Area 2 Central Mains and Chambers
34689 | MAIN-356 | Main 356 | WTR-MT3 | [6 empty] | Work Area 3 WEST Mains and Chambers
34690 | MAIN-358 | Main 358 | WTR-LWA | [6 empty] | Work Area 2 Central Mains and Chambers
34691 | MAIN-360 | Main 360 | WTR-LWA | [6 empty] | Work Area 2 Central Mains and Chambers
34692 | MAIN-360 | Main 360 | WTR-MT3 | [6 empty] | Work Area 3 WEST Mains and Chambers
34693 | MAIN-361 | Main 361 | WTR-LWA | [6 empty] | Work Area 2 Central Mains and Chambers
34694 | MAIN-361 | Main 361 | WTR-MT1 | [6 empty] | Work Area 1 EAST Mains and Chambers
34695 | MAIN-364 | Main 364 | WTR-LWA | [6 empty] | Work Area 2 Central Mains and Chambers
34696 | MAIN-364 | Main 364 | WTR-MT1 | [6 empty] | Work Area 1 EAST Mains and Chambers
34697 | MAIN-365 | Main 365 | WTR-LWA | [6 empty] | Work Area 2 Central Mains and Chambers
34698 | MAIN-365 | Main 365 | WTR-MT3 | [6 empty] | Work Area 3 WEST Mains and Chambers
34699 | MAIN-368 | Main 368 | WTR-LWA | [6 empty] | Work Area 2 Central Mains and Chambers
34700 | MAIN-368 | Main 368 | WTR-MT3 | [6 empty] | Work Area 3 WEST Mains and Chambers
34701 | MAIN-369 | Main 369 | WTR-LWA | [6 empty] | Work Area 2 Central Mains and Chambers
34702 | MAIN-369 | Main 369 | WTR-MT1 | [6 empty] | Work Area 1 EAST Mains and Chambers
34703 | MAIN-370 | Main 370 | WTR-LWA | [6 empty] | Work Area 2 Central Mains and Chambers
34704 | MAIN-370 | Main 370 | WTR-MT1 | [6 empty] | Work Area 1 EAST Mains and Chambers
34705 | MAIN-372 | Main 372 | WTR-LWA | [6 empty] | Work Area 2 Central Mains and Chambers
34706 | MAIN-372 | Main 372 | WTR-MT3 | [6 empty] | Work Area 3 WEST Mains and Chambers
34707 | MAIN-374 | Main 374 | WTR-LWA | [6 empty] | Work Area 2 Central Mains and Chambers
34708 | MAIN-374 | Main 374 | WTR-MT1 | [6 empty] | Work Area 1 EAST Mains and Chambers
34709 | MAIN-376 | Main 376 | WTR-LWA | [6 empty] | Work Area 2 Central Mains and Chambers
34710 | MAIN-376 | Main 376 | WTR-MT1 | [6 empty] | Work Area 1 EAST Mains and Chambers
34711 | MAIN-378 | Main 378 | WTR-LWA | [6 empty] | Work Area 2 Central Mains and Chambers
34712 | MAIN-378 | Main 378 | WTR-MT1 | [6 empty] | Work Area 1 EAST Mains and Chambers
34713 | MAIN-380 | Main 380 | WTR-MT1 | [6 empty] | Work Area 1 EAST Mains and Chambers
34714 | MAIN-381 | Main 381 | WTR-LWA | [6 empty] | Work Area 2 Central Mains and Chambers
34715 | MAIN-382 | Main 382 | WTR-LWA | [6 empty] | Work Area 2 Central Mains and Chambers
34716 | MAIN-385 | Main 385 | WTR-LWA | [6 empty] | Work Area 2 Central Mains and Chambers
34717 | MAIN-386 | Main 386 | WTR-LWA | [6 empty] | Work Area 2 Central Mains and Chambers
34718 | MAIN-388 | Main 388 | WTR-MT1 | [6 empty] | Work Area 1 EAST Mains and Chambers
34719 | MAIN-389 | Main 389 | WTR-LWA | [6 empty] | Work Area 2 Central Mains and Chambers
34720 | MAIN-390 | Main 390 | WTR-LWA | [6 empty] | Work Area 2 Central Mains and Chambers
34728 | MH3966816328 | STORAGE PIPE | TNT-OF | Door,Overhead | [5 empty] | Outfall, Weirs, CSO and Detention Tanks
34778 | MTMAMS | MASSEY CREEK STS AND RELIEF | TRK-DON | [6 empty] | DON DRAINAGE AREA
34882 | MTMASR | MASSEY CREEK STS AND RELIEF | TRK-DON | [6 empty] | DON DRAINAGE AREA
35041 | MTMH100 | LAKE FRONT INTERCEPTOR STS | TRK-DON | [6 empty] | DON DRAINAGE AREA
35319 | MTMH123 | (123) Massey Creek STS | TRK-DON | [6 empty] | DON DRAINAGE AREA
35589 | MTMH128 | CHIPPING ROAD STS | TRK-DON | [6 empty] | DON DRAINAGE AREA
35594 | MTMH129 | VICTORIA-401 STS | TRK-DON | [6 empty] | DON DRAINAGE AREA
35845 | MTMH134 | ARMOUR HEIGHTS BYPASS STS | TRK-DON | [6 empty] | DON DRAINAGE AREA
35852 | MTMH135 | DUFFERIN STS | TRK-DON | [6 empty] | DON DRAINAGE AREA
35893 | MTMH161 | VICTORIA PARK CTS | TRK-DON | [6 empty] | DON DRAINAGE AREA
35908 | MTMH162 | GODFREY-FOWLER CTS | TRK-DON | [6 empty] | DON DRAINAGE AREA
36014 | MTMH184 | RUSCICA STM | TRK-DON | [6 empty] | DON DRAINAGE AREA
36032 | MTMH186 | EGLINTON STM | TRK-DON | [6 empty] | DON DRAINAGE AREA
36044 | MTMH187 | WILSON HEIGHTS STM | TRK-DON | [6 empty] | DON DRAINAGE AREA
36056 | MTMH188 | ALLEN ROAD STM | TRK-DON | [6 empty] | DON DRAINAGE AREA
36090 | MTMH220 | HIGHLAND CREEK STS | TRK-DON | [6 empty] | DON DRAINAGE AREA
36367 | MTMH222 | MEADOWDALE STS | TRK-DON | [6 empty] | DON DRAINAGE AREA
36368 | MTMH222 | MEADOWDALE STS | TRK-HCK | [6 empty] | HIGHLAND CREEK DRAINAGE AREA
36622 | MTMH227 | WEST ROUGE STS | TRK-HCK | [6 empty] | HIGHLAND CREEK DRAINAGE AREA
36630 | MTMH228 | CUMBER STS | TRK-DON | [6 empty] | DON DRAINAGE AREA
36632 | MTMH320 | HUMBER STS | TRK-DON | [6 empty] | DON DRAINAGE AREA
36742 | MTMH321 | QUEENSWAY STS | TRK-HMR | [6 empty] | HUMBER DRAINAGE AREA
36932 | MTMH324 | LAKESHORE STS | TRK-HMR | [6 empty] | HUMBER DRAINAGE AREA
36976 | MTMH325 | NORTH MIMINO STS | TRK-HMR | [6 empty] | HUMBER DRAINAGE AREA
37042 | MTMH326 | ROCKCLIFFE STS | TRK-DON | [6 empty] | DON DRAINAGE AREA
37043 | MTMH326 | ROCKCLIFFE STS | TRK-HMR | [6 empty] | HUMBER DRAINAGE AREA
37196 | MTMH329 | ROCKCLIFFE 10 INCH STS | TRK-HMR | [6 empty] | HUMBER DRAINAGE AREA
37327 | MTMH333 | BERRY CREEK STS | TRK-HMR | [6 empty] | HUMBER DRAINAGE AREA
37439 | MTMH360 | HILLARY CTS | TRK-HMR | [6 empty] | HUMBER DRAINAGE AREA
37479 | MTMH361 | MOUNT DENNIS CTS | TRK-HMR | [6 empty] | HUMBER DRAINAGE AREA
37521 | MTMH362 | ELM CTS | TRK-DON | [6 empty] | DON DRAINAGE AREA
37543 | MTMH380 | NORTH YORK STM | TRK-HMR | [6 empty] | HUMBER DRAINAGE AREA
37606 | MTMH421 | OTTER CRESENT STS | TRK-NTO | [6 empty] | NORTH TORONTO DRAINAGE AREA
37613 | MTMH446 | ST. IVES CTS | TRK-NTO | [6 empty] | NORTH TORONTO DRAINAGE AREA
37615 | MTMH460 | FORMAN-YONGE CTS | TRK-DON | [6 empty] | DON DRAINAGE AREA
37657 | MTMH461 | MILLWOD CTS | TRK-NTO | [6 empty] | NORTH TORONTO DRAINAGE AREA
37679 | MTMH463 | AVENUE MANOR CTS | TRK-DON | [6 empty] | DON DRAINAGE AREA
37680 | MTMH463 | AVENUE MANOR CTS | TRK-NTO | [6 empty] | NORTH TORONTO DRAINAGE AREA
37702 | MTMH464 | CASTLEWOOD CTS | TRK-NTO | [6 empty] | NORTH TORONTO DRAINAGE AREA
37715 | MTMH465 | FAIRFIELD CTS | TRK-NTO | [6 empty] | NORTH TORONTO DRAINAGE AREA
37722 | MTMH466 | ST. IVES CTS | TRK-NTO | [6 empty] | NORTH TORONTO DRAINAGE AREA
37755 | MTMH480 | NORTH TORONTO STM | TRK-NTO | [6 empty] | NORTH TORONTO DRAINAGE AREA
37768 | MTMH520 | LONGBRANCH STS | TRK-LVW | [6 empty] | LAKEVIEW DRAINAGE AREA
37849 | MTMH522 | ELMCREST STS | TRK-LVW | [6 empty] | LAKEVIEW DRAINAGE AREA
37874 | MTMH523 | 40TH STREET STS | TRK-LVW | [6 empty] | LAKEVIEW DRAINAGE AREA
37916 | NORTH SUBSTN_1ST FLR | MSA Substation,1st Floor | TAB_EL1_NS | [6 empty] | Electrical Distribution,North Substation
37933 | NRTH SUBSTN_ELE_CNTRL_RM | MSA Substation,Electrical Control Room | TAB_EL1_NS | [6 empty] | Electrical Distribution,North Substation
38083 | NX2353A | Fan, Exhaust, EF-14, Heat Recovery Bldg. | TAB-ACC-FN-DEW | [6 empty] | Exhaust Fans , Dewatering Bldg.
38243 | NYCC-ADMIN-BLDG | Building Location | YMH-EUS | [6 empty] | Production & End User Support
38244 | NYCC-OFFICE | Computer Location | NYCC-ADMIN-BLDG | [6 empty] | Building Location
38257 | OST | DOS - OPERATIONS SUPPORT | DOS | [6 empty] | DIVISIONAL OPERATIONS SERVICES
38258 | OTH | DOS - OTHERS | DOS | [6 empty] | DIVISIONAL OPERATIONS SERVICES
38259 | OTH-DIS | DISTRICT OPERARTIONS | FAC | [6 empty] | DOS - FACILITIES
38260 | OTH-DIS-EAST | DISTRICT OPERATIONS - EAST | OTH-DIS | [6 empty] | DISTRICT OPERARTIONS
38261 | OTH-DIS-NOR | DISTRICT OPERATIONS - NORTH | FAC-PHA | [6 empty] | YARD - 125 PHARMACY ROAD
38262 | OTH-DIS-SOU | DISTRICT OPERATIONS - SOUTH | OTH-DIS | [6 empty] | DISTRICT OPERARTIONS
38263 | OTH-PKR | PARKS AND RECREATIONS | OTH | [6 empty] | DOS - OTHERS
38264 | OTH-POL | POLICE SERVICES | OTH | [6 empty] | DOS - OTHERS
38265 | OTH-TRS | TRANSPORTATION SERVICES | OTH | [6 empty] | DOS - OTHERS
38283 | PCS ITERMINAL SERVER | PCS iTerminal Server | YTF-SPC1 | [6 empty] | Process Control Systems - Administrative
38284 | PCS STANDBY | YTF SCADA Standby Support | YTF-SPC1 | [6 empty] | Process Control Systems - Administrative
38461 | SCC-OFFICE | Computer Location | SCC-ADMIN-BLDG | [6 empty] | Building Location
38604 | STRC-16135 | Tower | CH 031 07 | [6 empty] | Chamber
38605 | STRC-16136 | Tower | CH 031 05A | [6 empty] | Chamber
38612 | SWM-DON | DON WATERSHED | SWM | [6 empty] | DOS - STORM WATER MANAGEMENT
38708 | SWM-PDU-CH-0002 | Chamber, Ualtra sonic Level Meter | SWM-PDU-MISC | Chamber |  |  | CH |  |  | Miscellaneous Equipment
38709 | SWM-PDU-CP-0001 | Control Panel, Pumps | SWM-PDU | Control Panel |  |  | CP |  |  | Dunker's Storm
38712 | SWM-PDU-HTR-0001 | Heater, Pumps Control Panel | SWM-PDU | Heater |  |  | HTR |  |  | Dunker's Storm
38713 | SWM-PDU-HTR-0001 | Heater, Pumps Control Panel | SWM-PDU-MISC | Heater |  |  | HTR |  |  | Miscellaneous Equipment
38714 | SWM-PDU-HTR-0002 | Heater, Power Supply Panel | SWM-PDU | Heater |  |  | HTR |  |  | Dunker's Storm
38715 | SWM-PDU-HTR-0002 | Heater, Power Supply Panel | SWM-PDU-MISC | Heater |  |  | HTR |  |  | Miscellaneous Equipment
38716 | SWM-PDU-LIT-0001 | Transmitter, Level | SWM-PDU | Transmitter,Level |  |  | LIT |  |  | Dunker's Storm
38717 | SWM-PDU-LP-0001 | Control Panel, Lighting | SWM-PDU | Control Panel |  |  | LP |  |  | Dunker's Storm
38718 | SWM-PDU-LP-0001 | Control Panel, Lighting | SWM-PDU-MISC | Control Panel |  |  | LP |  |  | Miscellaneous Equipment
38719 | SWM-PDU-LSH-0101 | Switch, Level-High | SWM-PDU | Switch,Level |  |  | LSH |  |  | Dunker's Storm
38720 | SWM-PDU-LSH-0101 | Switch, Level-High | SWM-PDU-MISC | Switch,Level |  |  | LSH |  |  | Miscellaneous Equipment
38721 | SWM-PDU-LSH-0201 | Switch, Level-High | SWM-PDU | Switch,Level |  |  | LSH |  |  | Dunker's Storm
38722 | SWM-PDU-LSH-0201 | Switch, Level-High | SWM-PDU-MISC | Switch,Level |  |  | LSH |  |  | Miscellaneous Equipment
38723 | SWM-PDU-MISC | Miscellaneous Equipment | SWM-PDU | [6 empty] | Dunker's Storm
38725 | SWM-PDU-P-0100 | Pump, Centrifugal | SWM-PDU | Pump |  |  | P |  |  | Dunker's Storm
38726 | SWM-PDU-P-0200 | Pump, Centrifugal | SWM-PDU | Pump |  |  | P |  |  | Dunker's Storm
38727 | SWM-PDU-P-0300 | Pump, Centrifugal | SWM-PDU | Pump |  |  | P |  |  | Dunker's Storm
38728 | SWM-PDU-P-0400 | Pump, Centrifugal | SWM-PDU | Pump |  |  | P |  |  | Dunker's Storm
38729 | SWM-PDU-TR-0001 | Transformer, Power | SWM-PDU | Transformer |  |  | TR |  |  | Dunker's Storm
38730 | SWM-PDU-TR-0001 | Transformer, Power | SWM-PDU-MISC | Transformer |  |  | TR |  |  | Miscellaneous Equipment
38731 | SWM-PDU-TS-0001 | Switch, Transfer | SWM-PDU | Switch |  |  | TS |  |  | Dunker's Storm
38732 | SWM-PDU-TS-0001 | Switch, Transfer | SWM-PDU-MISC | Switch |  |  | TS |  |  | Miscellaneous Equipment
38742 | SWM-PDU-WEL-0100 | Wet well | SWM-PDU | Well |  |  | WEL |  |  | Dunker's Storm
38743 | SWM-PDU-WEL-0100 | Wet well | SWM-PDU-MISC | Well |  |  | WEL |  |  | Miscellaneous Equipment
38744 | SWM-PDU-WEL-0200 | Wet well | SWM-PDU | Well |  |  | WEL |  |  | Dunker's Storm
38745 | SWM-PDU-WEL-0200 | Wet well | SWM-PDU-MISC | Well |  |  | WEL |  |  | Miscellaneous Equipment
38749 | SWM-PET-CP-0002 | Control Panel, Electrical | SWM-PET | Control Panel |  |  | CP |  |  | Eglinton - Bellamy Storm Pumping Station
38750 | SWM-PET-CP-0003 | Control Panel, Operator | SWM-PET | Control Panel |  |  | CP |  |  | Eglinton - Bellamy Storm Pumping Station
38751 | SWM-PET-CP-0004 | Control Panel, Operator | SWM-PET | Control Panel |  |  | CP |  |  | Eglinton - Bellamy Storm Pumping Station
38752 | SWM-PET-CP-0005 | Control Panel, Operator | SWM-PET | Control Panel |  |  | CP |  |  | Eglinton - Bellamy Storm Pumping Station
38753 | SWM-PET-CP-0005 | Control Panel, Operator | SWM-PET-MISC | Control Panel |  |  | CP |  |  | Miscellaneous Equipment
38754 | SWM-PET-CP-0006 | Control Panel, Operator | SWM-PET-MISC | Control Panel |  |  | CP |  |  | Miscellaneous Equipment
38759 | SWM-PET-FQ-0001 | Meter, Flow | SWM-PET-MISC | Meter,Flow |  |  | FQ |  |  | Miscellaneous Equipment
38761 | SWM-PET-GRF-0001 | Indicator, Ground Fault | SWM-PET |  |  |  | GRF |  |  | Eglinton - Bellamy Storm Pumping Station
38762 | SWM-PET-GRF-0001 | Indicator, Ground Fault | SWM-PET-MISC |  |  |  | GRF |  |  | Miscellaneous Equipment
38763 | SWM-PET-HTR-0001 | Heater | SWM-PET-MISC | Heater |  |  | HTR |  |  | Miscellaneous Equipment
38764 | SWM-PET-JIT-0001 | Meter, Power Indicating Transmitter, Main Power | SWM-PET-MISC | Meter |  |  | JIT |  |  | Miscellaneous Equipment
38765 | SWM-PET-LP-0001 | Control Panel, Lighting | SWM-PET-MISC | Control Panel |  |  | LP |  |  | Miscellaneous Equipment
38766 | SWM-PET-LSHH-0104 | Switch, Level High-High | SWM-PET-MISC | Switch,Level |  |  | LSHH |  |  | Miscellaneous Equipment
38767 | SWM-PET-LSL-0102 | Switch, Level-Low | SWM-PET | Switch |  |  | LSL |  |  | Eglinton - Bellamy Storm Pumping Station
38768 | SWM-PET-LSL-0102 | Switch, Level-Low | SWM-PET-MISC | Switch |  |  | LSL |  |  | Miscellaneous Equipment
38775 | SWM-PET-SW-0001 | Switch, Main Electrical Disconnect | SWM-PET | Switch |  |  | SW |  |  | Eglinton - Bellamy Storm Pumping Station
38776 | SWM-PET-SW-0002 | Switch, Pumps Power | SWM-PET | Switch |  |  | SW |  |  | Eglinton - Bellamy Storm Pumping Station
38777 | SWM-PET-SW-0003 | Switch, Transformer | SWM-PET | Switch |  |  | SW |  |  | Eglinton - Bellamy Storm Pumping Station
38778 | SWM-PET-SW-0003 | Switch, Transformer | SWM-PET-MISC | Switch |  |  | SW |  |  | Miscellaneous Equipment
38779 | SWM-PET-SW-0004 | Switch, Phase Lights | SWM-PET | Switch |  |  | SW |  |  | Eglinton - Bellamy Storm Pumping Station
38780 | SWM-PET-T-0001 | Tank, Diesel Fuel | SWM-PET | Tank |  |  | T |  |  | Eglinton - Bellamy Storm Pumping Station
38781 | SWM-PET-TR-0001 | Transformer, Power | SWM-PET | Transformer |  |  | TR |  |  | Eglinton - Bellamy Storm Pumping Station
38782 | SWM-PET-TR-0001 | Transformer, Power | SWM-PET-MISC | Transformer |  |  | TR |  |  | Miscellaneous Equipment
38783 | SWM-PET-TS-0001 | Switch, Transfer | SWM-PET | Switch |  |  | TS |  |  | Eglinton - Bellamy Storm Pumping Station
38859 | SWM-PIT-MISC | Miscellaneous Equipment | SWM-PIT | [6 empty] | Islington Storm Pumping Station
38860 | SWM-PIT-OIT-0001 | Operator Interface Terminal | SWM-PIT | Computer Equipment,Monitor |  |  | OIT |  |  | Islington Storm Pumping Station
38861 | SWM-PIT-OIT-0001 | Operator Interface Terminal | SWM-PIT-MISC | Computer Equipment,Monitor |  |  | OIT |  |  | Miscellaneous Equipment
38884 | SWM-PMG-ALR-0001 | Alarm, Gas | SWM-PMG | Fire Prevention,Alarm |  |  | ALR |  |  | Martin Grove Storm Pumping Station
38889 | SWM-PMG-FA-0001S | Fire Alarm System, Building | COL-W-OBSOLETE | Building Service,Fire Alarm |  | 42937 | FA |  |  | Col West Obsolete Entities
38907 | SWM-PMG-MISC | Miscellaneous Equipment | SWM-PMG | [6 empty] | Martin Grove Storm Pumping Station
38961 | SWM-PNQ-MISC | Miscellaneous Equipment | SWM-PNQ | [6 empty] | North Queen Storm Pumping Station
38962 | SWM-PNQ-OIT-0001 | Operator Interface Terminal | SWM-PNQ | Computer Equipment,Monitor |  |  | OIT |  |  | North Queen Storm Pumping Station
38964 | SWM-PNQ-RPU-0001 | Remote Processing Unit | SWM-PNQ | RPU |  |  | RPU |  |  | North Queen Storm Pumping Station
38965 | SWM-PNQ-RPU-0001 | Remote Processing Unit | SWM-PNQ-MISC | RPU |  |  | RPU |  |  | Miscellaneous Equipment
38969 | SWM-PNQ-UPS-0001 | UPS, RPU Panel | SWM-PNQ | Uninterruptible Power Supply |  |  | UPS |  |  | North Queen Storm Pumping Station
38980 | SWM-PPP-CP-0001 | Control Panel, Operator | SWM-PPP-MISC | Control Panel |  |  | CP |  |  | Miscellaneous Equipment
38981 | SWM-PPP-LSH-0101 | Switch, Level-High | SWM-PPP-MISC | Switch,Level |  |  | LSH |  |  | Miscellaneous Equipment
38982 | SWM-PPP-LSH-0102 | Switch, Level-High | SWM-PPP | Switch,Level |  |  | LSH |  |  | Pantry Park Sewage Pumping Station
38983 | SWM-PPP-LSH-0102 | Switch, Level-High | SWM-PPP-MISC | Switch,Level |  |  | LSH |  |  | Miscellaneous Equipment
38984 | SWM-PPP-LSL-0101 | Switch, Level-Low | SWM-PPP | Switch |  |  | LSL |  |  | Pantry Park Sewage Pumping Station
38988 | SWM-PWD-COM-0001 | Control Panel, Operator | SWM-PWD | Control Panel |  |  | COM |  |  | Warden Storm
38989 | SWM-PWD-COM-0001 | Control Panel, Operator | SWM-PWD-MISC | Control Panel |  |  | COM |  |  | Miscellaneous Equipment
38990 | SWM-PWD-CP-0002 | Control Panel, Operator | SWM-PWD | Control Panel |  |  | CP |  |  | Warden Storm
38991 | SWM-PWD-CP-0003 | Control Panel, Diesel Engine Alarm Control Panel | SWM-PWD-MISC | Control Panel |  |  | CP |  |  | Miscellaneous Equipment
38992 | SWM-PWD-CP-0004 | Control Panel, Operator | SWM-PWD-MISC | Control Panel |  |  | CP |  |  | Miscellaneous Equipment
38993 | SWM-PWD-CP-0005 | Control Panel, Operator | SWM-PWD-MISC | Control Panel |  |  | CP |  |  | Miscellaneous Equipment
38994 | SWM-PWD-CP-0006 | Control Panel, Diesel Engine Duty Control Panel | SWM-PWD | Control Panel |  |  | CP |  |  | Warden Storm
38997 | SWM-PWD-DM-0001 | Damper/Louver, Supply Air | SWM-PWD | Damper/Louver |  |  | DM |  |  | Warden Storm
38998 | SWM-PWD-DM-0001 | Damper/Louver, Supply Air | SWM-PWD-MISC | Damper/Louver |  |  | DM |  |  | Miscellaneous Equipment
38999 | SWM-PWD-ENG-0001 | Engine, Diesel | SWM-PWD | Engine |  |  | ENG |  |  | Warden Storm
39000 | SWM-PWD-ENG-0001 | Engine, Diesel | SWM-PWD-MISC | Engine |  |  | ENG |  |  | Miscellaneous Equipment
39001 | SWM-PWD-ENG-0002 | Engine, Diesel | SWM-PWD | Engine |  |  | ENG |  |  | Warden Storm
39002 | SWM-PWD-ENG-0002 | Engine, Diesel | SWM-PWD-MISC | Engine |  |  | ENG |  |  | Miscellaneous Equipment
39003 | SWM-PWD-ENG-0100 | Engine, Diesel | SWM-PWD | Engine |  |  | ENG |  |  | Warden Storm
39004 | SWM-PWD-ENG-0100 | Engine, Diesel | SWM-PWD-MISC | Engine |  |  | ENG |  |  | Miscellaneous Equipment
39005 | SWM-PWD-ENG-0200 | Engine, Diesel | SWM-PWD | Engine |  |  | ENG |  |  | Warden Storm
39006 | SWM-PWD-ENG-0200 | Engine, Diesel | SWM-PWD-MISC | Engine |  |  | ENG |  |  | Miscellaneous Equipment
39007 | SWM-PWD-FEQ-0001S | Fire Prevention, Extinguisher | SWM-PWD-MISC | Fire Prevention,Extinguisher |  | 42914 | FEQ |  |  | Miscellaneous Equipment
39010 | SWM-PWD-FN-0001 | Fan, Exhaust | SWM-PWD-MISC | Fan |  |  | FN |  |  | Miscellaneous Equipment
39011 | SWM-PWD-FQ-0001 | Meter, Flow | SWM-PWD | Meter,Flow |  |  | FQ |  |  | Warden Storm
39012 | SWM-PWD-FQ-0001 | Meter, Flow | SWM-PWD-MISC | Meter,Flow |  |  | FQ |  |  | Miscellaneous Equipment
39015 | SWM-PWD-HTR-0001 | Heater, Main Control Room | SWM-PWD | Heater |  |  | HTR |  |  | Warden Storm
39016 | SWM-PWD-HTR-0001 | Heater, Main Control Room | SWM-PWD-MISC | Heater |  |  | HTR |  |  | Miscellaneous Equipment
39017 | SWM-PWD-JIT-0001 | Meter, Power Indicating Transmitter, Main Power | SWM-PWD-MISC | Meter |  |  | JIT |  |  | Miscellaneous Equipment
39018 | SWM-PWD-LP-0001 | Control Panel, Lighting | SWM-PWD | Control Panel |  |  | LP |  |  | Warden Storm
39019 | SWM-PWD-LSH-0103 | Switch, Level-High | SWM-PWD-MISC | Switch,Level |  |  | LSH |  |  | Miscellaneous Equipment
39020 | SWM-PWD-LSHH-0104 | Switch, Level High-High | SWM-PWD | Switch,Level |  |  | LSHH |  |  | Warden Storm
39021 | SWM-PWD-LSHH-0104 | Switch, Level High-High | SWM-PWD-MISC | Switch,Level |  |  | LSHH |  |  | Miscellaneous Equipment
39022 | SWM-PWD-LSHH-0107 | Switch, Level High-High | SWM-PWD-MISC | Switch,Level |  |  | LSHH |  |  | Miscellaneous Equipment
39023 | SWM-PWD-LSLL-0101 | Switch, Level Low-Low | SWM-PWD-MISC | Switch,Level |  |  | LSLL |  |  | Miscellaneous Equipment
39024 | SWM-PWD-LSLL-0105 | Switch, Level Low-Low | SWM-PWD | Switch,Level |  |  | LSLL |  |  | Warden Storm
39029 | SWM-PWD-MISC | Miscellaneous Equipment | SWM-PWD | [6 empty] | Warden Storm
39035 | SWM-PWD-SW-0001 | Switch, Main Electrical Disconnect | SWM-PWD | Switch |  |  | SW |  |  | Warden Storm
39036 | SWM-PWD-SW-0001 | Switch, Main Electrical Disconnect | SWM-PWD-MISC | Switch |  |  | SW |  |  | Miscellaneous Equipment
39037 | SWM-PWD-SW-0002 | Switch, Pump Control Panel Doisconnect | SWM-PWD | Switch |  |  | SW |  |  | Warden Storm
39038 | SWM-PWD-SW-0003 | Switch, Lighting Transformer | SWM-PWD-MISC | Switch |  |  | SW |  |  | Miscellaneous Equipment
39087 | SWM-PWD-SW-0004 | Switch, Lighting Panel | SWM-PWD-MISC | Switch |  |  | SW |  |  | Miscellaneous Equipment
39088 | SWM-PWD-SW-0005 | Switch, Phase Lights | SWM-PWD | Switch |  |  | SW |  |  | Warden Storm
39089 | SWM-PWD-SW-0005 | Switch, Phase Lights | SWM-PWD-MISC | Switch |  |  | SW |  |  | Miscellaneous Equipment
39090 | SWM-PWD-T-0001 | Tank, Diesel Fuel | SWM-PWD | Tank |  |  | T |  |  | Warden Storm
39091 | SWM-PWD-TR-0001 | Transformer, Power | SWM-PWD-MISC | Transformer |  |  | TR |  |  | Miscellaneous Equipment
39137 | SWM-PWI-MISC | Miscellaneous Equipment | SWM-PWI | [6 empty] | Wilson Storm Pumping Station
39183 | TAB | Ashbridges Bay Treatment Plant | WWT | [6 empty] | Wastewater Treatment
39184 | TAB COMMUNICATIONS | TAB Communications | TAB-SPC1 | [6 empty] | Process Control Systems - Administrative
39185 | TAB EUS SERVER ROOM | Communication Switch | TAB-ADMIN-BLDG | [6 empty] | Building Location
39186 | TAB OIT | TAB OIT | TAB-SPC1 | [6 empty] | Process Control Systems - Administrative
39187 | TAB PLC | TAB PLC | TAB-SPC1 | [6 empty] | Process Control Systems - Administrative
39188 | TAB SCADA SERVERS | TAB SCADA Servers | TAB-SPC1 | [6 empty] | Process Control Systems - Administrative
39415 | TAB-ACC-AHU-AUX | AHUs/Supply Fans Aux. Bldg | TAB-ACC-AHU | [6 empty] | Air Handling Unit & Supply Fan
39416 | TAB-ACC-AHU-BL | AHUs/Supply Fans Blower Bldg. | TAB-ACC-AHU | [6 empty] | Air Handling Unit & Supply Fan
39418 | TAB-ACC-AHU-DEW | AHUs/Supply Fans Dewater. Bldg. | TAB-ACC-AHU | [6 empty] | Air Handling Unit & Supply Fan
39419 | TAB-ACC-AHU-PWPS | AHUs/Supply Fans PWPS | TAB-ACC-AHU | [6 empty] | Air Handling Unit & Supply Fan
39420 | TAB-ACC-AHU-SEAWL | AHUs/Supply Fans Sea Wall Substation | TAB-ACC-AHU | [6 empty] | Air Handling Unit & Supply Fan
39421 | TAB-ACC-AHU-THK | AHUs/Supply Fans Float. Bldg. | TAB-ACC-AHU | [6 empty] | Air Handling Unit & Supply Fan
39422 | TAB-ACC-AHU-ZBLDG | AHUs/Supply Fans Z. Bldg. | TAB-ACC-AHU | [6 empty] | Air Handling Unit & Supply Fan
39466 | TAB-ACC-BO 2 | Boiler # 2, Hot Water Heating, Volcano B-2 | TAB-ACC-BO | [6 empty] | Hot Water Boilers
39467 | TAB-ACC-BO 3 | Boiler # 3, Hot Water Heating, Volcano B-3 | TAB-ACC-BO | [6 empty] | Hot Water Boilers
39468 | TAB-ACC-BO 4 | Boiler # 4, Hot Water Heating, Volcano B-4 | TAB-ACC-BO | [6 empty] | Hot Water Boilers
39469 | TAB-ACC-BO 6 | Boiler # 6, Hot Water Heating | TAB-ACC-BO | [6 empty] | Hot Water Boilers
39519 | TAB-ACC-DIG-0010 | Digester Gas Train, Boiler #1, Z Building | TAB-ACC-BO 1 |  |  |  | DIG |  |  | Boiler # 1, Hot Water Heating, Volcano B-1
39520 | TAB-ACC-DIG-0020 | Digester Gas Train, Boiler #2, Z Building | TAB-ACC-BO 2 |  |  |  | DIG |  |  | Boiler # 2, Hot Water Heating, Volcano B-2
39521 | TAB-ACC-DIG-0030 | Digester Gas Train, Boiler #3, Z Building | TAB-ACC-BO 3 |  |  |  | DIG |  |  | Boiler # 3, Hot Water Heating, Volcano B-3
39804 | TAB-ACC-FLU | Flue Gas system Boilers | TAB-ACC-BO | [6 empty] | Hot Water Boilers
39805 | TAB-ACC-FN | Exhaust Fans | TAB-WORK-AREA-6 | [6 empty] | Work Area 6
39811 | TAB-ACC-FN-01-04 | Exhaust Fans , Digester 01-04 | TAB-ACC-FN |  |  |  | FN |  |  | Exhaust Fans
39850 | COM-INORG-P | Pipettes - Inorganic | BOM-LAB-COM-INORG | [6 empty] | Laboratory - Inorganic
39851 | COW | DOS - CONSTRUCTION WEST | DOS | [6 empty] | DIVISIONAL OPERATIONS SERVICES
39859 | CU2002 | Tank, Air, Air Padding System for Chlorine Tank Cars | TAB-DIS-ALP-0100 | Tank,Reservoir | [5 empty] | Air Padding System for Chlorine Tank Cars
39881 | DEE-INORG-P | Pipettes - Inorganic | BOM-LAB-DEE-INORG | [6 empty] | Laboratory - Inorganic
39887 | TAB-ACC-FN-05-08 | Exhaust Fans , Digester 05-08 | TAB-ACC-FN |  |  |  | FN |  |  | Exhaust Fans
39893 | TAB-ACC-FN-09-12 | Exhaust Fans , Digester 09-12 | TAB-ACC-FN |  |  |  | FN |  |  | Exhaust Fans
39935 | TAB-ACC-FN-1501 | Fan, Exhaust, Seawall Sub Stn | TAB-ACC-FN-ELS |  |  |  | FN |  |  | Exhaust Fans ,Electrical & Sub stations
39950 | TAB-ACC-FN-19-22 | Exhaust Fans , Digester 19-22 | TAB-ACC-FN |  |  |  | FN |  |  | Exhaust Fans
40017 | DIS YFW | Building Location | DIS-SPC | [6 empty] | Process Control Systems
40018 | DIS YKP | Building Location | DIS-SPC | [6 empty] | Process Control Systems
40019 | DIS-DECOM | Building Location | DIS-EUS | [6 empty] | Production & End User Support
40020 | DIS-EUS | Production & End User Support | DIS-ITM | [6 empty] | Integrated Technology Management
40021 | DIS-ITM | Integrated Technology Management | DIS | [6 empty] | District Operations
40022 | DIS-PHA | Building Location | DIS-EUS | [6 empty] | Production & End User Support
40023 | DIS-YDR | Building Location | DIS-EUS | [6 empty] | Production & End User Support
40024 | DIS-YEM | Building Location | DIS-EUS | [6 empty] | Production & End User Support
40025 | DIS-YKP | Building Location | DIS-EUS | [6 empty] | Production & End User Support
40053 | DOS-AGL | DOS ALTERNATE GL | OS | [6 empty] | Operational Support
40278 | DP PUMP | Toronto Water - Pump DP
40279 | DP-TW HIERARCHY | Toronto Water - Standard
40335 | TAB-ACC-FN-AUX | Exhaust Fans , Aux. Bldg | TAB-ACC-FN-ZBLDG | [6 empty] | Exhaust Fans , Z Bldg
40336 | TAB-ACC-FN-BL | Exhaust Fans Blower Bldg. | TAB-ACC-AHU | [6 empty] | Air Handling Unit & Supply Fan
40337 | TAB-ACC-FN-CHL | Exhaust Fans , Chlorine Bldg. | TAB-ACC-FN | [6 empty] | Exhaust Fans
40338 | TAB-ACC-FN-DEW | Exhaust Fans , Dewatering Bldg. | TAB-ACC-FN | [6 empty] | Exhaust Fans
40339 | TAB-ACC-FN-HRS | Exhaust Fans , Heat Recovery Bldg | TAB-ACC-FN | [6 empty] | Exhaust Fans
40340 | TAB-ACC-FN-IPS | Exhaust Fans , IPS Bldg | TAB-ACC-FN | [6 empty] | Exhaust Fans
40341 | TAB-ACC-FN-M&T | Exhaust Fans , M&T Bldg. | TAB-ACC-FN | [6 empty] | Exhaust Fans
40342 | TAB-ACC-FN-PBLDG | Exhaust Fans , P Bldg | TAB-ACC-FN | [6 empty] | Exhaust Fans
40343 | TAB-ACC-FN-PWPS | Fan, Exhaust, PWPS Bldg. | TAB-ACC-FN | [6 empty] | Exhaust Fans
40344 | TAB-ACC-FN-STCK | Exhaust Fans , Stack | TAB-ACC-FN | [6 empty] | Exhaust Fans
40345 | TAB-ACC-FN-WGB | Exhaust Fans Waste Gas Burner Station | TAB-ACC-FN | Fan | [5 empty] | Exhaust Fans
40562 | TAB-ACC-HTR-05-08 | Unit Heaters- Digester 05-08 | TAB-ACC-HTR |  |  |  | HTR |  |  | Heaters- Convection,
40643 | TAB-ACC-HTR-19-22 | Unit Heaters- Digester 19-22 | TAB-ACC-HTR |  |  |  | HTR |  |  | Heaters- Convection,
40869 | TAB-ACC-HTR-ADM | Unit Heaters- Old Administration Bldg | TAB-ACC-HTR | [6 empty] | Heaters- Convection,
40870 | TAB-ACC-HTR-CHL | Unit Heaters- Chlorination Bldg | TAB-ACC-HTR | [6 empty] | Heaters- Convection,
40871 | TAB-ACC-HTR-DEW | Unit Heaters- Dewatering Bldg | TAB-ACC-HTR | [6 empty] | Heaters- Convection,
40872 | TAB-ACC-HTR-ELS | Unit Heaters- Electrical/Sub station Bldg | TAB-ACC-HTR | [6 empty] | Heaters- Convection,
40873 | TAB-ACC-HTR-IPS | Unit Heaters-IPS Bldg | TAB-ACC-HTR | [6 empty] | Heaters- Convection,
40875 | TAB-ACC-HTR-PRS | Unit Heaters- PRS Room, Tunnels and Ferric gallery | TAB-ACC-HTR | [6 empty] | Heaters- Convection,
40876 | TAB-ACC-HTR-SEAWALL | Unit Heaters ( New Project Sea Wall Sub-station) | TAB-ACC-HTR | [6 empty] | Heaters- Convection,
40877 | TAB-ACC-HTR-SLO | Unit Heaters- Silo Bldg | TAB-ACC-HTR | [6 empty] | Heaters- Convection,
40878 | TAB-ACC-HTR-THK | Unit Heaters- Floatation Bldg | TAB-ACC-HTR | [6 empty] | Heaters- Convection,
40879 | TAB-ACC-HTR-TLB | Unit Heaters- Truck Loading Bay | TAB-ACC-HTR | [6 empty] | Heaters- Convection,
40920 | TAB-ACC-NGS-0010B | Natural Gas Train, Pilot,Boiler #1, Z Building | TAB-ACC-BO 1 |  |  |  | NGS |  |  | Boiler # 1, Hot Water Heating, Volcano B-1
40921 | TAB-ACC-NGS-0020A | Natural Gas Train, Boiler #2, Z Building | TAB-ACC-BO 2 |  |  |  | NGS |  |  | Boiler # 2, Hot Water Heating, Volcano B-2
40922 | TAB-ACC-NGS-0020B | Natural Gas Train, Pilot,Boiler #2, Z Building | TAB-ACC-BO 2 |  |  |  | NGS |  |  | Boiler # 2, Hot Water Heating, Volcano B-2
40923 | TAB-ACC-NGS-0030A | Natural Gas Train, Boiler #3, Z Building | TAB-ACC-BO 3 |  |  |  | NGS |  |  | Boiler # 3, Hot Water Heating, Volcano B-3
40924 | TAB-ACC-NGS-0040B | Natural Gas Pilot Train, Boiler #4, Z Building | TAB-ACC-BO 4 |  |  |  | NGS |  |  | Boiler # 4, Hot Water Heating, Volcano B-4
41875 | DU6501 | Digester 19-22 Air Equipment | TAB-AI | [6 empty] | Local Compressed Air Equipment
42286 | ECC-EUS | Production & End User Support | ECC-ITM | [6 empty] | Integrated Technology Management
42287 | ECC-OFFICE | Computer Location | ECC-ADMIN-BLDG | [6 empty] | Building Location
42509 | ELQ1854 | Electrical Services 110 - 220V, Dewatering | THC-DEW | Building Service,Electrical 110 - 220 V |  | 32290 |  |  |  | Dewatering Process
42514 | ENT UPDATE CALENDAR | Toronto Water - ENTITY UPDATE CALENDAR | B | [6 empty] | Cluster B
42515 | EU2002 | Incinerator Building Air Equipment | TAB-AI | [6 empty] | Local Compressed Air Equipment
42656 | FCL EUS SERVER ROOM | Communication Switch | FCL-ADM-BLDG | [6 empty] | Building Location
42657 | FCL OIT | FCL OIT | FCL-SPC1 | [6 empty] | Process Control Systems - Administrative
42658 | FCL SCADA CLIENTS | FCL SCADA Clients | FCL-SPC1 | [6 empty] | Process Control Systems - Administrative
42659 | FCL SCADA SUPPORT | FCL SCADA Support | FCL-SPC1 | [6 empty] | Process Control Systems - Administrative
42660 | FCL SERVER ROOM | Communication Switch | FCL-ADM BLDG | [6 empty] | Building Location
42661 | FCL WORK AREA 1 | Process | FCL | [6 empty] | R L Clark Water Treatment Plant
42662 | FCL WORK AREA 2 | Plant Services | FCL | [6 empty] | R L Clark Water Treatment Plant
42663 | FCL-ACC | Climate Control (HVAC) | FCL-MCS | [6 empty] | Mechanical Services
42672 | FCL-ACC-AHU-0901-SUS | Air Handling Unit, Centrifuge Building, HVAC Room South | FCL-ACC-RMF |  |  | 42186 | AHU |  |  | Residue Management HVAC Equipment
42754 | TAB-ADMIN | Tab Admin | TAB | [6 empty] | Ashbridges Bay Treatment Plant
42755 | TAB-ADMIN BLDG | Building Location | TAB-SPC | [6 empty] | Process Control Systems - Services Area
42756 | TAB-ADMIN-BLDG | Building Location | TAB-EUS | [6 empty] | Production & End User Support
42757 | TAB-AER | Aeration Gallery | TAB-WORK-AREA-LIQ | [6 empty] | TAB Work Area Liq
42758 | TAB-AER-BL | Blower Building | TAB-WORK-AREA-2 | [6 empty] | Work Area 2
42760 | TAB-AER-ELQ | Aeration - Electrical Equipment | TAB-AER | [6 empty] | Aeration Gallery
42790 | TAB-AER-OZ-ELQ | Electrical Equipment Location, Aeration West Quad House | TAB-AER-SB | Control Panel,MCC | [5 empty] | Aeration Odour Control
42791 | TAB-AER-PRJ-0005 | Upgrades, Aeration Tanks | TAB-AER |  |  |  | PRJ |  |  | Aeration Gallery
42793 | TAB-AER-SB | Aeration Odour Control | TAB-WORK-AREA-2 | [6 empty] | Work Area 2
42794 | TAB-AER-SB | Aeration Odour Control | TAB-WORK-AREA-LIQ | [6 empty] | TAB Work Area Liq
42803 | TAB-AERATION BLDG | Building Location | TAB-SPC | [6 empty] | Process Control Systems - Services Area
42804 | TAB-AI | Local Compressed Air Equipment | TAB-WORK-AREA-6 | [6 empty] | Work Area 6
42805 | TAB-AI | Local Compressed Air Equipment | TAB-WORK-AREA-SEO | [6 empty] | TAB Work Area SEO
42806 | TAB-AI FLOATATION | Air Equipment, Floatation Building | TAB-WORK-AREA-SEO | [6 empty] | TAB Work Area SEO
42807 | TAB-AI-DEW | Air Receiver Tank, Dewateringl Bldg. | TAB-AI | [6 empty] | Local Compressed Air Equipment
42808 | TAB-AI-S-10 | Z Building Air Equipment | TAB-AI |  |  |  | S |  |  | Local Compressed Air Equipment
42809 | TAB-AI-S-10 | Z Building Air Equipment | TAB-WORK-AREA-SEO |  |  |  | S |  |  | TAB Work Area SEO
42811 | TAB-AUX | Gas Services, Natural Gas, Digester Gas | TAB-WORK-AREA-6 | [6 empty] | Work Area 6
42812 | TAB-AUX BLDG | Building Location | TAB-SPC2 | [6 empty] | Process Control Systems - Equipment
42813 | TAB-AUX-BLDG | Auxiliary Building | TAB-WORK-AREA-4 | [6 empty] | Work Area 4
42814 | TAB-AUX-BLDG | Auxiliary Building | TAB-WORK-AREA-6 | [6 empty] | Work Area 6
42815 | TAB-AUX-BLDG | Auxiliary Building | TAB-WORK-AREA-SEO | [6 empty] | TAB Work Area SEO
42860 | TAB-AUX-STRC | Auxiliary Building - Drains, Electrical Service(110/220V), Lighting, Plumbing | TAB-AUX-BLDG | [6 empty] | Auxiliary Building
42875 | TAB-BIOSOLIDS BLDG | Building Location | TAB-SPC2 | [6 empty] | Process Control Systems - Equipment
42901 | FCL-ACC-AHU-0903-SUS | Air Handling Unit, Centrifuge Building, HVAC Room North | FCL-ACC-RMF |  |  | 42188 | AHU |  |  | Residue Management HVAC Equipment
42902 | FCL-ACC-AHU-0903-SUS | Air Handling Unit, Centrifuge Building, HVAC Room North | FCL-SUSPENDED |  |  | 42188 | AHU |  |  | Suspended entity
42904 | FCL-ACC-AHU-0904-SUS | Air Handling Unit, RMF Clarification Facility, Exit Corridor North | FCL-ACC-RMF |  |  | 42189 | AHU |  |  | Residue Management HVAC Equipment
42905 | FCL-ACC-AHU-0904-SUS | Air Handling Unit, RMF Clarification Facility, Exit Corridor North | FCL-SUSPENDED |  |  | 42189 | AHU |  |  | Suspended entity
42907 | FCL-ACC-AHU-0905-SUS | Air Handling Unit, RMF Clarification Facility, HVAC Room 1, Ground Floor | FCL-ACC-RMF |  |  | 42190 | AHU |  |  | Residue Management HVAC Equipment
42908 | FCL-ACC-AHU-0905-SUS | Air Handling Unit, RMF Clarification Facility, HVAC Room 1, Ground Floor | FCL-SUSPENDED |  |  | 42190 | AHU |  |  | Suspended entity
42909 | FCL-ACC-AHU-0906-SUS | Air Handling Unit, RMF Clarification Facility, HVAC Room 2, Ground Floor | FCL-ACC-RMF |  |  | 42191 | AHU |  |  | Residue Management HVAC Equipment
42910 | FCL-ACC-AHU-0906-SUS | Air Handling Unit, RMF Clarification Facility, HVAC Room 2, Ground Floor | FCL-SUSPENDED |  |  | 42191 | AHU |  |  | Suspended entity
42911 | FCL-ACC-AHU-0907-SUS | Air Handling Unit, RMF Clarification Facility, HVAC Room 2, Ground Floor | FCL-ACC-RMF |  |  | 42192 | AHU |  |  | Residue Management HVAC Equipment
42912 | FCL-ACC-AHU-0907-SUS | Air Handling Unit, RMF Clarification Facility, HVAC Room 2, Ground Floor | FCL-SUSPENDED |  |  | 42192 | AHU |  |  | Suspended entity
42913 | FCL-ACC-AM | Amonia Room HVAC Equipment | FCL-ACC | [6 empty] | Climate Control (HVAC)
42917 | FCL-ACC-AT-0201A | Analyzer, Humidity, Low Lift Dehumidification System, Low Lift Pump Room Basement | FCL-ACC-P-LL |  |  |  | AT |  |  | Low Lift Pumping Station HVAC Equipment
42919 | FCL-ACC-AT-0408A | Analyzer, Humidity, Humidifier HU-0401 Intake, High Lift Heating & Ventilation Room | FCL-ACC-AHU-0401 |  |  |  | AT |  |  | Air Handling Unit, High Lift PS Control Room,Electrical Shop,Basement Office Air Supply,Control Room
42920 | FCL-ACC-AT-0408B | Analyzer, Humidity, Humidifier HU-0401 Discharge, High Lift Heating & Ventilation Room | FCL-ACC-AHU-0401 |  |  |  | AT |  |  | Air Handling Unit, High Lift PS Control Room,Electrical Shop,Basement Office Air Supply,Control Room
42923 | FCL-ACC-AT-0501A | Analyzer, Humidity, Dehumidifier D-0501, Filter Pipe Gallery East | FCL-ACC-D-0501 |  |  |  | AT |  |  | Dehumidifier, Filter Building East Dehumidication System, Filter Pipe Gallery East
42924 | FCL-ACC-AT-0601A | Analyzer, Humidity, Dehumidifier D-0601, Filter Pipe Gallery West | FCL-ACC-D-0601 |  |  |  | AT |  |  | Dehumidifier, Filter Building West Dehumidication System, Filter Pipe Gallery West
42927 | FCL-ACC-CL | Gaseous Chemical Building HVAC Equipment | FCL-ACC | [6 empty] | Climate Control (HVAC)
42928 | FCL-ACC-CP-0001 | Control Panel, Pad Heating Control (Snow Melting), Gaseous Building, MCC Room, MCC-003G | FCL-ACC-CL |  |  |  | CP |  |  | Gaseous Chemical Building HVAC Equipment
42931 | FCL-ACC-CP-0401A | Control Panel, HVAC and Heating System, High Lift Pumping Station | FCL-ACC-P-HL |  |  |  | CP |  |  | High Lift Pumping Station HVAC Equipment
42935 | FCL-ACC-CT-0302 | Controller, AHU-0302, Admin Building | FCL-ACC-AHU-0302 |  |  |  | CT |  |  | Air Handling Unit, Roof Top Unit, Admin Building Roof West
42936 | FCL-ACC-CT-0303 | Controller, AHU-0303, Admin Building | FCL-ACC-AHU-0302 |  |  |  | CT |  |  | Air Handling Unit, Roof Top Unit, Admin Building Roof West
42937 | FCL-ACC-CT-0311 | Controller, Fan Coil Heater Unit HTR-0311, Admin Building, First Floor, Vestibule 130 | FCL-ACC-HTR-0311 |  |  |  | CT |  |  | Heater, Baseboard, 208V, 2kW, Admin Building, First Floor, Lunch Room 113, East Wall South
42938 | FCL-ACC-CT-0313 | Controller, Baseboard Heaters, Admin Building, First Floor | FCL-ACC-ADMIN |  |  |  | CT |  |  | Administration Building HVAC Equipment
42939 | FCL-ACC-CT-0314 | Controller, Baseboard Heaters, Admin Building, First Floor | FCL-ACC-ADMIN |  |  |  | CT |  |  | Administration Building HVAC Equipment
42940 | FCL-ACC-CT-0321 | Controller, Baseboard Heaters, Admin Building, Second Floor | FCL-ACC-ADMIN |  |  |  | CT |  |  | Administration Building HVAC Equipment
42941 | FCL-ACC-CT-0322 | Controller, Fan Coil Heater Unit HTR-0322, Admin Building, First Floor, Vestibule 100 | FCL-ACC-HTR-0322 |  |  |  | CT |  |  | Heater, Re-Heat Unit, 208V, 3PH, Admin Building, First Floor, Vestibule 100, Ceiling
42955 | TAB-BLOWER BLDG | Building Location | TAB-SPC | [6 empty] | Process Control Systems - Services Area
42956 | TAB-BLOWER BLDG | Building Location | TAB-SPC2 | [6 empty] | Process Control Systems - Equipment
42957 | TAB-BLOWER-BLDG | Building Location | TAB-EUS | [6 empty] | Production & End User Support
42958 | TAB-CAP-PRJ-0001 | D-Building Upgrades | TAB-PLT |  |  |  | PRJ |  |  | Preliminary Treatment
42959 | TAB-CAP-PRJ-0001 | D-Building Upgrades | TAB-PLT-PLQ-D |  |  |  | PRJ |  |  | Plumbing, General, D Bldg Prelim Treatment
42960 | TAB-CAP-PRJ-0001 | D-Building Upgrades | TAB-WORK-AREA-1 |  |  |  | PRJ |  |  | Work Area 1
42961 | TAB-CAP-PRJ-0002 | M&T Building Upgrades | TAB-PLT |  |  |  | PRJ |  |  | Preliminary Treatment
42962 | TAB-CAP-PRJ-0005 | P-Building Upgrades | TAB-PLT |  |  |  | PRJ |  |  | Preliminary Treatment
42963 | TAB-CAP-PRJ-0005 | P-Building Upgrades | TAB-PRM-STRC-P |  |  |  | PRJ |  |  | P Building - Drains, Plumbing, Walls
42964 | TAB-CAP-PRJ-0006 | East & West Electrical Control Room Upgrades | TAB-STR-STRC-AG |  |  |  | PRJ |  |  | Aeration Gallery - Safety, Drains, Plumbing & PA System
42965 | TAB-CAP-PRJ-0008 | Electrical Equipment Assesment- Capital project | TAB-STR-STRC |  |  |  | PRJ |  |  | Blower Bldg Services - Drains, Electrical Service(110/220V), Lighting, Plumbing
42967 | TAB-CAP-PRJ-0014 | UV -Disinfection Project | TAB-WA6 |  |  |  | PRJ |  |  | Common to Projects, Bldg. Services, Z Building
42968 | TAB-CAP-PRJ-0016 | ECAP 3 / 5 - Aeration West Control Rm / Blower Bldg | TAB-WA6 |  |  |  | PRJ |  |  | Common to Projects, Bldg. Services, Z Building
42969 | TAB-CAP-PRJ-0017 | Dig 9-12 Upgrades | TAB-WA6 |  |  |  | PRJ |  |  | Common to Projects, Bldg. Services, Z Building
42970 | TAB-CAP-PRJ-0018 | IPS Project | TAB-WA6 |  |  |  | PRJ |  |  | Common to Projects, Bldg. Services, Z Building
42971 | TAB-CAP-PRJ-0020 | Temporary Disinfection Project | TAB-DIS |  |  |  | PRJ |  |  | Disinfection
42972 | TAB-CAP-PRJ-0021 | Odour Control Project - Biorem | TAB-SLO-BIO |  |  |  | PRJ |  |  | Odour Control Facility-WA4
42974 | TAB-CAP-PRJ-0023 | PRU System Project | TAB-WA6 |  |  |  | PRJ |  |  | Common to Projects, Bldg. Services, Z Building
42985 | TAB-CMS | CMS Work Orders | TAB-WORK-AREA-7 | [6 empty] | Work Area 7
43030 | FCL-ACC-CT-0323 | Controller, Baseboard Heaters, Admin Building, Second Floor | FCL-ACC-ADMIN |  |  |  | CT |  |  | Administration Building HVAC Equipment
43031 | FCL-ACC-CT-0903 | Controller, AHU-0903, RMF Clarification Building | FCL-ACC-AHU-0903-SUS |  |  |  | CT |  |  | Air Handling Unit, Centrifuge Building, HVAC Room North
43032 | FCL-ACC-CT-0904 | Controller, AHU-0904, RMF Clarification Building | FCL-ACC-AHU-0904-SUS |  |  |  | CT |  |  | Air Handling Unit, RMF Clarification Facility, Exit Corridor North
43033 | FCL-ACC-CU-0303 | Condensing Unit, Admin Building AHU-0303, Admin Building Roof North/East | FCL-ACC-AHU-0303 |  |  |  | CU |  |  | Air Handling Unit, Roof Top, Admin Building Top of N/E Stairwell
43034 | FCL-ACC-CU-0901 | Condenser, RMF Clarification Facility, HVAC Room North | FCL-ACC-RMF |  |  |  | CU |  |  | Residue Management HVAC Equipment
43047 | FCL-ACC-DM-0102B | Damper, Motorized, AHU-0102 Reactivation Air Inlet, Low Lift PS, Electrical Room S | FCL-ACC-AHU-0102 |  |  |  | DM |  |  | Air Handling Unit, Low Lift MCC Room Ventilation System, Low Lift MCC Room
43055 | FCL-ACC-DM-0421 | Damper, Motorised, Exhaust Louvre, E House North Wall | FCL-ACC |  |  |  | DM |  |  | Climate Control (HVAC)
43058 | FCL-ACC-DM-0901A | Damper, Motorized, Fresh Air, AHU-0903, RMF Centrifuge Building | FCL-ACC-AHU-0903-SUS |  |  |  | DM |  |  | Air Handling Unit, Centrifuge Building, HVAC Room North
43059 | FCL-ACC-DM-0902A | Damper, Motorized, Exhaust Air, AHU-0903, RMF Centrifuge Building | FCL-ACC-AHU-0903-SUS |  |  |  | DM |  |  | Air Handling Unit, Centrifuge Building, HVAC Room North
43060 | FCL-ACC-DM-0903 | Damper, Motorized, AHU-0903, RMF Centrifuge Building | FCL-ACC-AHU-0903-SUS |  |  |  | DM |  |  | Air Handling Unit, Centrifuge Building, HVAC Room North
43061 | FCL-ACC-DM-0904 | Damper, Motorized, Exhaust Air, FN-0904, RMF Centrifuge Building | FCL-ACC-AHU-0904-SUS |  |  |  | DM |  |  | Air Handling Unit, RMF Clarification Facility, Exit Corridor North
43062 | FCL-ACC-DM-0909 | Damper, Motorized, Exhaust Air, FN-0901, RMF Clarification Building | FCL-ACC-FN-0901 |  |  |  | DM |  |  | Fan, Exhaust, (FN-0001), 0.04kW. RMF, Clarification Facility, Washroom Exhaust Fan
43063 | FCL-ACC-DM-0910 | Damper, Motorized, Fresh Air, AHU-0907, RMF Clarification Building | FCL-ACC-AHU-0907-SUS |  |  |  | DM |  |  | Air Handling Unit, RMF Clarification Facility, HVAC Room 2, Ground Floor
43064 | FCL-ACC-DM-0911 | Damper, Motorized, FN-0903, RMF Clarification Building, HVAC Room No.2, | FCL-ACC-FN-0903 |  |  |  | DM |  |  | Fan, Exhaust, (FN-0003), 1.5kW. RMF, Clarification Facility, HVAC Room 2
43065 | FCL-ACC-F-0103 | Filter, Inlet, , FN-0105, Pump Room East Recirculation System, Low Lift Pump Room | FCL-ACC-FN-0105 |  |  |  | F |  |  | Fan, Heater HTR-0103 Supply, Low Lift Pump Room Recirculation System East
43066 | FCL-ACC-F-0104 | Filter, Inlet, , FN-0106, Pump Room East Recirculation System, Low Lift Pump Room | FCL-ACC-FN-0106 |  |  |  | F |  |  | Fan, Heater HTR-0104 Supply, Low Lift Pump Room Recirculation System West
43067 | FCL-ACC-F-0201 | Filter, Dehumidifier D-0201 Air Inlet, Low Lift Pump Room Basement | FCL-ACC-D-0201 |  |  |  | F |  |  | Dehumidifier, Low Lift PS Dehumidification System, Dry Chemical Building Storage
43386 | TAB-D BLDG | Building Location | TAB-SPC2 | [6 empty] | Process Control Systems - Equipment
43435 | TAB-DECOM | Building Location | TAB-EUS | [6 empty] | Production & End User Support
43437 | TAB-DEW CENTRIFUGES | Centrifuge Systems | TAB-WORK-AREA-SOL | [6 empty] | TAB Work Area Sol
43438 | TAB-DEW POLYMER DIS | Polymer Solution Distribution System( To be suspended) | TAB-DEW POLYMER DIST |  |  | 33656 |  |  |  | Polymer Solution Distribution System
43439 | TAB-DEW POLYMER DIS | Polymer Solution Distribution System( To be suspended) | TAB-SUSPENDED ENTITY |  |  | 33656 |  |  |  | Suspended entities
43440 | TAB-DEW SLUDGE FEED | Sludge Feed to Centrifuge System | TAB-WORK-AREA-3 | [6 empty] | Work Area 3
43441 | TAB-DEW SUMP | Dewatering Bldg - Sump Pumps | TAB-DEW-SERVICES | [6 empty] | Dewatering Building Service & Safety Systems
43442 | TAB-DEW SUMP | Dewatering Bldg - Sump Pumps | TAB-WORK-AREA-SOL | [6 empty] | TAB Work Area Sol
43465 | FCL-ACC-F-0202 | Filter, Dehumidifier D-0201 Reactive Air Inlet, Low Lift Pump Room Basement | FCL-ACC-D-0201 |  |  |  | F |  |  | Dehumidifier, Low Lift PS Dehumidification System, Dry Chemical Building Storage
43466 | FCL-ACC-F-0205 | Filter, Reactivation Air to Flocc./Sedim. Tunnel Dehumidification System, Dry Chemical BuildingBsmnt. W | FCL-ACC-P-LL |  |  |  | F |  |  | Low Lift Pumping Station HVAC Equipment
43467 | FCL-ACC-F-0206 | Filter, Alum & PAC Storage Ventilation, Dry Chemical Building Basement E | FCL-ACC-P-LL |  |  |  | F |  |  | Low Lift Pumping Station HVAC Equipment
43468 | FCL-ACC-F-0401 | Filter, FN-0401 Inlet, N/E Recirculation System, High Lift Pump Room N/E | FCL-ACC-FN-0401 |  |  |  | F |  |  | Fan, Tube, Axial, N/E Recirculation System, Beside High Lift Pump floor, HVAC Room
43469 | FCL-ACC-F-0402 | Filter, FN-0402 Inlet, S/E Recirculation System, High Lift Pump Room S/E | FCL-ACC-FN-0402 |  |  |  | F |  |  | Fan, Tube, Axial, S/E Recirculation System, High Lift PS Room S/E, HVAC Room
43470 | FCL-ACC-F-0404 | Filter, FN-0404 Inlet, S/W Recirculation System, High Lift Pump Room S/W | FCL-ACC-FN-0404 |  |  |  | F |  |  | Fan, Tube, Axial, N/W Recirculation System, Beside High Lift Pump floor, HVAC Room
43471 | FCL-ACC-F-0405 | Filter, FN-0405 Inlet, High Lift Pumping Station Ventilation, High Lift Electrical Shop | FCL-ACC-FN-0405 |  |  |  | F |  |  | Fan, Supply Air, High Lift Electrical Shop, Inside Duct Work
43472 | FCL-ACC-F-0406 | Filter, FN-0406 Inlet, High Lift Switchgear Room Ventilation, Electrical Equipment Room | FCL-ACC-FN-0406 |  |  |  | F |  |  | Fan, Exhaust, High Lift PS Roof S/W
43473 | FCL-ACC-F-0601 | Filter, Air, West Dehumidification D-0601, Filter Building, Pipe Gallery Walkway South | FCL-ACC-D-0601 |  |  |  | F |  |  | Dehumidifier, Filter Building West Dehumidication System, Filter Pipe Gallery West
43474 | FCL-ACC-F-0701A | Filter, AHU-0701, Gaseous Building Roof | FCL-ACC-AHU-0701 |  |  |  | F |  |  | Air Handling Unit,Gaseous Chlorine Building, Roof S/W
43475 | FCL-ACC-F-0702 | Filter, Fan F-0702 Air Intake, Gaseous Chemical Building, Caustic Soda/Fluoride Room Ventilation | FCL-ACC-FN-0702 |  |  |  | F |  |  | Fan, Supply, Caustic Soda & Fluoride Room Ventilation, Gaseous Chemical Building
43476 | FCL-ACC-F-0801 | Filter, Air, Surge Building Dehumidification System D-0801, Surge Building N/W | FCL-ACC-D-0801 |  |  |  | F |  |  | Dehumidifier, Surge Building N/W
43477 | FCL-ACC-F-0802 | Filter, Reactivation Air, Surge Building Dehumidification System D-0801, Surge Building N/W | FCL-ACC-D-0801 |  |  |  | F |  |  | Dehumidifier, Surge Building N/W
43478 | FCL-ACC-F-0902A | Filter, Intake Air, RMF Clarification Building, Dehumidification System D-0602, RMF Building Hallway | FCL-ACC-D-0602 |  |  |  | F |  |  | Dehumidifier, Residue Management Facility Clarification Facility/North side ,east tunnel wall
43479 | FCL-ACC-F-0903A | Filter, Intake Air, RMF Clarification Building, Dehumidification System D-0603, RMF Building Hallway | FCL-ACC-D-0603 |  |  |  | F |  |  | Dehumidifier, Residue Management Facility Clarification Facility South Clarifier, East wall
43480 | FCL-ACC-F-0903B | Filter, Reactive. Air, RMF Clarification Building, Dehumidification System D-0603, RMF Building Hallway | FCL-ACC-D-0603 |  |  |  | F |  |  | Dehumidifier, Residue Management Facility Clarification Facility South Clarifier, East wall
43481 | FCL-ACC-F-0904B | Filter, Reactive. Air, RMF Clarification Building, Dehumidification System D-0604, RMF Building Hallway | FCL-ACC-D-0604 |  |  |  | F |  |  | Dehumidifier, Residue Management Facility Clarification Facility/North
43482 | FCL-ACC-FA-0023 | Smoke Detector, Fire Alarm, Filter Building Lab | FCL-ACC-FLT |  |  |  | FA |  |  | Filter Building HVAC Equipment
43496 | FCL-ACC-FA-0421 | Smoke Detector, Fire Alarm, E House Ceiling North | FCL-ACC |  |  |  | FA |  |  | Climate Control (HVAC)
43497 | FCL-ACC-FA-0601 | Smoke Detector, Fire Alarm, Filter Building East Dehumidification, Pipe Gallery Central | FCL-ACC-FLT |  |  |  | FA |  |  | Filter Building HVAC Equipment
43527 | TAB-DEW-DRV-0045 | Drive, VFD, Polymer Feed Pump #1 | TAB-DEW-P-3310 |  |  |  | DRV |  |  | Pump, Polymer Solution Feed #1
43528 | TAB-DEW-DRV-0047 | Drive, VFD, Polymer Pump # 3 | TAB-DEW-P-3330 |  |  |  | DRV |  |  | Pump, Polymer Solution Feed #3
43529 | TAB-DEW-DRV-0048 | Drive, VFD, Polymer Pump # 4 | TAB-DEW-P-3340 |  |  |  | DRV |  |  | Pump , Polymer Solution Feed #4
43530 | TAB-DEW-DRV-0054 | Drive, VFD, Polymer Pump # 10 | TAB-DEW-P-3420 |  |  |  | DRV |  |  | Pump, Polymer Solution Feed #10
43531 | TAB-DEW-DRV-0056 | Drive, VFD, Polymer Pump # 12 | TAB-DEW-P-3440 |  |  |  | DRV |  |  | Pump, Polymer Solution Feed #12
43532 | TAB-DEW-DRV-0060 | Drive, VFD, New Wet Wel Pump #4 | TAB-DEW-P-3504 |  |  |  | DRV |  |  | Pump , Decant # 4, New Wet Well
43543 | FCL-ACC-FL | Flouride Room, HVAC Equipment | FCL-ACC | [6 empty] | Climate Control (HVAC)
43544 | FCL-ACC-FN-0021 | Fan, Exhaust, 0.75 HP, Filter Building, Lab, Admin Bulidng roof, Acces roof from 2nd floor lunchroom door | FCL-ACC-FLT |  |  |  | FN |  |  | Filter Building HVAC Equipment
43554 | FCL-ACC-FN-0109 | Fan, Vane Axial, Low Lift Building, Pump Room Floor , South/East door (on the wall above door) | FCL-ACC-P-LL |  |  |  | FN |  |  | Low Lift Pumping Station HVAC Equipment
43555 | FCL-ACC-FN-0110 | Fan, Propeller, Exhaust, Low Lift Building, Near Chemical Storage N/E(FN-20), Washroom | FCL-ACC-P-LL |  |  |  | FN |  |  | Low Lift Pumping Station HVAC Equipment
43556 | FCL-ACC-FN-0114 | Fan, Propeller, Exhaust, Low Lift Building, Electric Room S/W (FN-17A) , MCC Room | FCL-ACC-P-LL |  |  |  | FN |  |  | Low Lift Pumping Station HVAC Equipment
43557 | FCL-ACC-FN-0115 | Fan, Propeller, Exhaust, Low Lift Building, Electric Room W (FN-17B), MCC Room | FCL-ACC-P-LL |  |  |  | FN |  |  | Low Lift Pumping Station HVAC Equipment
43582 | FCL-ACC-FN-0414 | Fan, Wall Propeller, High Lift Electrical Shop | FCL-ACC-P-HL |  |  |  | FN |  |  | High Lift Pumping Station HVAC Equipment
43799 | FCL-ACC-FN-0415 | Fan, Wall Propeller, High Lift Electrical Shop | FCL-ACC-P-HL |  |  |  | FN |  |  | High Lift Pumping Station HVAC Equipment
43811 | FCL-ACC-FN-0606 | Exhaust Fan, Residue Management Facility Clarification Facility Electrical Distribution Room | FCL-ACC-RMF |  |  |  | FN |  |  | Residue Management HVAC Equipment
43812 | FCL-ACC-FN-0607 | Exhaust Fan, Residue Management Facility Clarification Facility Pump Room/North | FCL-ACC-RMF |  |  |  | FN |  |  | Residue Management HVAC Equipment
43819 | FCL-ACC-FN-405,6,7 | Pump Stn. Vent. (FN-0405,6,7) FN-23, 26-1,26-2 | FCL-ACC |  |  |  | FN |  |  | Climate Control (HVAC)
43820 | FCL-ACC-FN-405,6,7 | Pump Stn. Vent. (FN-0405,6,7) FN-23, 26-1,26-2 | FCL-ACC-P-HL |  |  |  | FN |  |  | High Lift Pumping Station HVAC Equipment
43821 | FCL-ACC-FN-704,5 | Chlor.&Sulph. Dio.Mah. Rm.Stor.Vent.Sys.FN-0704(FN-4) & FN-0705(FN-5) | FCL-ACC |  |  |  | FN |  |  | Climate Control (HVAC)
43822 | FCL-ACC-FN-AM | Alum Storge & Tank RM. VENT. Sys. | FCL-ACC | [6 empty] | Climate Control (HVAC)
43823 | FCL-ACC-FN-LL | LL Screen Rm Exh. Sys -FN-0102(15-2), -0103(15-3), 0104(15-4) | FCL-ACC | [6 empty] | Climate Control (HVAC)
43824 | FCL-ACC-FN-TUN | Tunnel Dehumidification Tunnel Recir. Sys. | FCL-ACC | [6 empty] | Climate Control (HVAC)
43837 | FCL-ACC-FS-0408 | Switch, Loss of Air Flow, Supply Air to Back of Control Room, High Lift Heating and Ventilation Room | FCL-ACC-AHU-0401 |  |  |  | FS |  |  | Air Handling Unit, High Lift PS Control Room,Electrical Shop,Basement Office Air Supply,Control Room
43845 | FCL-ACC-HE-0105 | Heat Exchanger, Pump Room East Recirculation System, Low Lift Pump Room E | FCL-ACC-P-LL |  |  |  | HE |  |  | Low Lift Pumping Station HVAC Equipment
43846 | FCL-ACC-HE-0301 | Heat Exchanger, Gas, AHU-0303, Admin Building | FCL-ACC-AHU-0303 |  |  |  | HE |  |  | Air Handling Unit, Roof Top, Admin Building Top of N/E Stairwell
43847 | FCL-ACC-HE-0302 | Heat Exchanger, Cooling Coil, AHU-0303, Admin Building | FCL-ACC-AHU-0303 |  |  |  | HE |  |  | Air Handling Unit, Roof Top, Admin Building Top of N/E Stairwell
43855 | FCL-ACC-HE-0407 | Heat Exchanger, Cooling Coil, FN-0409 Exhaust, High Lift Switchgear Room Ventilation, Elec.Equipment Rm | FCL-ACC-FN-0409 |  |  |  | HE |  |  | Destiny Air Handling Unit- High Lift Corridor S/W
43856 | FCL-ACC-HE-0409 | Heat Exchanger, Cooling Coil, AHU-0410, High Lift Air Supply | FCL-ACC-AHU-0401 |  |  |  | HE |  |  | Air Handling Unit, High Lift PS Control Room,Electrical Shop,Basement Office Air Supply,Control Room
43857 | FCL-ACC-HE-0501 | Heat Exchanger, Cooling Coil, D-0501 ,Filter Building, East Dehumidification System | FCL-ACC-D-0501 |  |  |  | HE |  |  | Dehumidifier, Filter Building East Dehumidication System, Filter Pipe Gallery East
43858 | FCL-ACC-HTR-0005 | Heater, Unit, Electric, 15kW, Gaseous Chemical Building, Cl & SO2 Storage Room N/E | FCL-ACC-CL |  |  |  | HTR |  |  | Gaseous Chemical Building HVAC Equipment
43859 | FCL-ACC-HTR-0006 | Heater, Unit, Electric, 15kW, Gaseous Chemical Building, Cl & SO2 Storage Room s | FCL-ACC-CL |  |  |  | HTR |  |  | Gaseous Chemical Building HVAC Equipment
43860 | FCL-ACC-HTR-0007 | Heater, Unit, Electric, 15kW, Gaseous Chemical Building, Cl & SO2 Storage Room S | FCL-ACC-CL |  |  |  | HTR |  |  | Gaseous Chemical Building HVAC Equipment
43861 | FCL-ACC-HTR-0008 | Heater, Unit, Electric, 15kW, Gaseous Chemical Building, Cl & SO2 Machine Room S | FCL-ACC-CL |  |  |  | HTR |  |  | Gaseous Chemical Building HVAC Equipment
43862 | FCL-ACC-HTR-0009 | Heater, Unit, Electric, 15kW, Gaseous Chemical Building, Cl & SO2 Machine Room S | FCL-ACC-CL |  |  |  | HTR |  |  | Gaseous Chemical Building HVAC Equipment
43863 | FCL-ACC-HTR-0010 | Heater, Unit, Electric, 15kW, Gaseous Chemical Building, Cl & SO2 Machine Room S | FCL-ACC-CL |  |  |  | HTR |  |  | Gaseous Chemical Building HVAC Equipment
43864 | FCL-ACC-HTR-0011 | Heater, Unit, Electric, 15kW, Gaseous Chemical Building, Cl & SO2 Machine Room N/E | FCL-ACC-CL |  |  |  | HTR |  |  | Gaseous Chemical Building HVAC Equipment
43865 | FCL-ACC-HTR-0012 | Heater, Unit, Electric, (UH-15K), 15kW, Gaseous Chemical Building, Cl & So2 Machine Room North | FCL-ACC-CL |  |  |  | HTR |  |  | Gaseous Chemical Building HVAC Equipment
43866 | FCL-ACC-HTR-0014 | Heater, Unit, Electric, 3kW, Gaseous Chemical Building, Cl2&SO2 Storage Room S/W | FCL-ACC-CL |  |  |  | HTR |  |  | Gaseous Chemical Building HVAC Equipment
43867 | FCL-ACC-HTR-0031A | Heater, Convection, Electric, 2kW, Gaseous Chemical Building, Corridor to MCC Room W | FCL-ACC-CL |  |  |  | HTR |  |  | Gaseous Chemical Building HVAC Equipment
43868 | FCL-ACC-HTR-0032 | Heater, Convection, Electric, 2kW, Gaseous Chemical Building, MCC Room N/E | FCL-ACC-CL |  |  |  | HTR |  |  | Gaseous Chemical Building HVAC Equipment
43869 | FCL-ACC-HTR-0036A | Heater, Convection, Electric, 2kW, Gaseous Chemical Building, Entrance to Storage Area W | FCL-ACC-CL |  |  |  | HTR |  |  | Gaseous Chemical Building HVAC Equipment
43870 | FCL-ACC-HTR-0036B | Heater, Convection, Electric, 2kW, Gaseous Chemical Building, Entrance to Storage Area W | FCL-ACC-CL |  |  |  | HTR |  |  | Gaseous Chemical Building HVAC Equipment
43871 | FCL-ACC-HTR-0037A | Heater, Convection, Electric, 3kW, Gaseous Chemical Building, Ammonia Storage Room W | FCL-ACC-CL |  |  |  | HTR |  |  | Gaseous Chemical Building HVAC Equipment
43872 | FCL-ACC-HTR-0038A | Heater, Convection, Electric, 3kW, Gaseous Chemical Building, Ammonia Storage Room N | FCL-ACC-CL |  |  |  | HTR |  |  | Gaseous Chemical Building HVAC Equipment
43873 | FCL-ACC-HTR-0038B | Heater, Convection, Electric, 3kW, Gaseous Chemical Building, Ammonia Storage Room N | FCL-ACC-CL |  |  |  | HTR |  |  | Gaseous Chemical Building HVAC Equipment
43874 | FCL-ACC-HTR-0040 | Heater, Unit, Electrical, 5kW, Gaseous Chemical Building, Ammonia Storage Room E | FCL-ACC-CL |  |  |  | HTR |  |  | Gaseous Chemical Building HVAC Equipment
43875 | FCL-ACC-HTR-0041 | Heater, Convection, Electric, 2kW, Gaseous Chemical Building, East Stairs | FCL-ACC-CL |  |  |  | HTR |  |  | Gaseous Chemical Building HVAC Equipment
43876 | FCL-ACC-HTR-0042 | Heater, Convection, Electric, 2kW, Gaseous Chemical Building, West Stairs Second Floor | FCL-ACC-CL |  |  |  | HTR |  |  | Gaseous Chemical Building HVAC Equipment
43877 | FCL-ACC-HTR-0044 | Heater, Convection, Electric, 2kW, Gaseous Chemical Building, Washroom Second Floor E | FCL-ACC-CL |  |  |  | HTR |  |  | Gaseous Chemical Building HVAC Equipment
43878 | FCL-ACC-HTR-0045 | Heater, Convection, Electric, 2kW, Gaseous Chemical Building, Lab S | FCL-ACC-CL |  |  |  | HTR |  |  | Gaseous Chemical Building HVAC Equipment
43879 | FCL-ACC-HTR-0048 | Heater, Convection, Electric, 3kW, Gaseous Chemical Building | FCL-ACC-CL |  |  |  | HTR |  |  | Gaseous Chemical Building HVAC Equipment
43880 | FCL-ACC-HTR-0050 | Heater, Convection, Electric, 6kW,Gaseous Chemical Building, NH3 Maintenance Room, North | FCL-ACC-CL |  |  |  | HTR |  |  | Gaseous Chemical Building HVAC Equipment
43926 | FCL-ACC-HTR-0051 | Heater, Convection, Electric, 6kW,Gaseous Chemical Building, NH3 Maintenance Room, West | FCL-ACC-CL |  |  |  | HTR |  |  | Gaseous Chemical Building HVAC Equipment
43927 | FCL-ACC-HTR-0052 | Heater, Convection, Electric, 6kW,Gaseous Chemical Building, NH3 Maintenance Room, East | FCL-ACC-CL |  |  |  | HTR |  |  | Gaseous Chemical Building HVAC Equipment
43934 | FCL-ACC-HTR-0110 | Heater, (CH-11) Convention, Electric, 750W, Low Lift Building, Pump Room West Wall | FCL-ACC-P-LL |  |  |  | HTR |  |  | Low Lift Pumping Station HVAC Equipment
43935 | FCL-ACC-HTR-0115 | Heater, (CH-11) Convention, Electric, 750W, Low Lift Building, Pump Room West Wall | FCL-ACC-P-LL |  |  |  | HTR |  |  | Low Lift Pumping Station HVAC Equipment
43936 | FCL-ACC-HTR-0116 | Heater, (CH-11) Convention, Electric, 750W, Low Lift Building, Pump Room West Wall | FCL-ACC-P-LL |  |  |  | HTR |  |  | Low Lift Pumping Station HVAC Equipment
43937 | FCL-ACC-HTR-0117 | Heater, (CH-11) Convention, Electric, 750W, Low Lift Building, Pump Room West Wall | FCL-ACC-P-LL |  |  |  | HTR |  |  | Low Lift Pumping Station HVAC Equipment
43939 | FCL-ACC-HTR-0121 | Heater, (CH-16) Convection, Electric, 500W, Chemical Building, Electric Room S/E | FCL-ACC-CL |  |  |  | HTR |  |  | Gaseous Chemical Building HVAC Equipment
43954 | FCL-ACC-HTR-0213 | Heater, Unit, Electric, 3kW, Low Lift PS Building Gallery S/E | FCL-ACC-P-LL |  |  |  | HTR |  |  | Low Lift Pumping Station HVAC Equipment
43955 | FCL-ACC-HTR-0214 | Heater, (CH-11) Convention, Electric, 750W, Dry Chemical Building Lobby, South | FCL-ACC-P-LL |  |  |  | HTR |  |  | Low Lift Pumping Station HVAC Equipment
43956 | FCL-ACC-HTR-0215 | Heater, (CH-11) Convention, Electric, 750W, Dry Chemical Building Lobby, North | FCL-ACC-P-LL |  |  |  | HTR |  |  | Low Lift Pumping Station HVAC Equipment
43987 | TAB-DEW-PRJ-0001 | Cake Dryness Optimization Project | TAB-DEW CENTRIFUGES |  |  |  | PRJ |  |  | Centrifuge Systems
44043 | TAB-DEW-SERVICES | Dewatering Building Service & Safety Systems | TAB-WORK-AREA-3 | [6 empty] | Work Area 3
44044 | TAB-DEW-SERVICES | Dewatering Building Service & Safety Systems | TAB-WORK-AREA-SOL | [6 empty] | TAB Work Area Sol
44110 | FCL-ACC-HTR-0252 | Heater, Convection, Electric, (CH-2E), 1kW, Dry Chemical Building Stairwell E | FCL-ACC-P-LL |  |  |  | HTR |  |  | Low Lift Pumping Station HVAC Equipment
44111 | FCL-ACC-HTR-0254 | Heater, Convection, Electric, (CH-2D), 1kW, Dry Chemical Building Stairwell W | FCL-ACC-P-LL |  |  |  | HTR |  |  | Low Lift Pumping Station HVAC Equipment
44112 | FCL-ACC-HTR-0256 | Heater, Baseboard, Electric, (BH-1A), 500W, Dry Chemical Building Locker Room | FCL-ACC-P-LL |  |  |  | HTR |  |  | Low Lift Pumping Station HVAC Equipment
44113 | FCL-ACC-HTR-0262 | Heater Radiant, Electric (RD-1B), 2kW, Flocculation/Sedimentation Tank No.3 Lower Gallery | FCL-ACC-P-HL |  |  |  | HTR |  |  | High Lift Pumping Station HVAC Equipment
44114 | FCL-ACC-HTR-0264 | Heater Radiant, Electric (RD-1D), 2kW, Flocculation/Sedimentation Tank Lower Gallery | FCL-ACC-P-HL |  |  |  | HTR |  |  | High Lift Pumping Station HVAC Equipment
44115 | FCL-ACC-HTR-0265 | Heater Radiant, Electric (RD-2A), 2kW, Dry Chemical Building | FCL-ACC-P-LL |  |  |  | HTR |  |  | Low Lift Pumping Station HVAC Equipment
44116 | FCL-ACC-HTR-0302 | Heater, Re-Heat Unit, 208V, High Lift/Admin Building Vestibule 123, First Floor Ceiling | FCL-ACC-ADMIN |  |  |  | HTR |  |  | Administration Building HVAC Equipment
44117 | FCL-ACC-HTR-0303 | Heater, Baseboard, 208V, 1.25kW, High Lift/Admin Building, First Floor, Women's Washroom | FCL-ACC-ADMIN |  |  |  | HTR |  |  | Administration Building HVAC Equipment
44118 | FCL-ACC-HTR-0304 | Heater, Baseboard, 208V, 1kW, Admin Building, First Floor, Mens Wash Room 120 West Wall | FCL-ACC-ADMIN |  |  |  | HTR |  |  | Administration Building HVAC Equipment
44119 | FCL-ACC-HTR-0307 | Heater, Re-Heat Unit, 208V, Admin Building, First Floor, Corridor 103, Ceiling South | FCL-ACC-ADMIN |  |  |  | HTR |  |  | Administration Building HVAC Equipment
44120 | FCL-ACC-HTR-0308 | Heater, Re-Heat Unit, 208V, Admin Building, First Floor, Corridor 103, Ceiling South | FCL-ACC-ADMIN |  |  |  | HTR |  |  | Administration Building HVAC Equipment
44121 | FCL-ACC-HTR-0309 | Heater, Re-Heat Unit, 208V, 3PH, Admin Building, First Floor, Corridor 103, Ceiling North | FCL-ACC-ADMIN |  |  |  | HTR |  |  | Administration Building HVAC Equipment
44122 | FCL-ACC-HTR-0310 | Heater, Re-Heat Unit, 208V, Admin Building, First Floor, Corridor 103, Ceiling North | FCL-ACC-ADMIN |  |  |  | HTR |  |  | Administration Building HVAC Equipment
44123 | FCL-ACC-HTR-0311 | Heater, Baseboard, 208V, 2kW, Admin Building, First Floor, Lunch Room 113, East Wall South | FCL-ACC-ADMIN |  |  |  | HTR |  |  | Administration Building HVAC Equipment
44124 | FCL-ACC-HTR-0313 | Heater, Baseboard, 208V, 750W, Admin Building, First Floor, Storage Room 108, East Wall | FCL-ACC-ADMIN |  |  |  | HTR |  |  | Administration Building HVAC Equipment
44125 | FCL-ACC-HTR-0314 | Heater, Baseboard, 208V, 1.5kW, Admin Building, First Floor, PCS Lab 119, West Wall | FCL-ACC-ADMIN |  |  |  | HTR |  |  | Administration Building HVAC Equipment
44126 | FCL-ACC-HTR-0316 | Heater, Baseboard, 208V, 750W, Admin Building, First Floor, WMS Room/Library 118, West Wall South | FCL-ACC-ADMIN |  |  |  | HTR |  |  | Administration Building HVAC Equipment
44127 | FCL-ACC-HTR-0320 | Heater, Baseboard, 208V, 1.5kW, Admin Building, First Floor, Library 118, North Wall | FCL-ACC-ADMIN |  |  |  | HTR |  |  | Administration Building HVAC Equipment
44128 | FCL-ACC-HTR-0322 | Heater, Re-Heat Unit, 208V, 3PH, Admin Building, First Floor, Vestibule 100, Ceiling | FCL-ACC-ADMIN |  |  |  | HTR |  |  | Administration Building HVAC Equipment
44129 | FCL-ACC-HTR-0323 | Heater, Baseboard, 208V, 750W, Admin Building, First Floor Courier Drop-Off 117, North Wall | FCL-ACC-ADMIN |  |  |  | HTR |  |  | Administration Building HVAC Equipment
44130 | FCL-ACC-HTR-0324 | Heater, Re-Heat Unit, 208V, 3PH, Admin Building, First Floor, Meeting Room 104, Ceiling West | FCL-ACC-ADMIN |  |  |  | HTR |  |  | Administration Building HVAC Equipment
44131 | FCL-ACC-HTR-0326 | Heater, Baseboard, 208V, 1.25kW, Admin Building, First Floor. Meeting Room 104, North Wall West | FCL-ACC-ADMIN |  |  |  | HTR |  |  | Administration Building HVAC Equipment
44132 | FCL-ACC-HTR-0327 | Heater, Baseboard, 208V, 1kW, Admin Building, First Floor. Meeting Room 104, North Wall East | FCL-ACC-ADMIN |  |  |  | HTR |  |  | Administration Building HVAC Equipment
44133 | FCL-ACC-HTR-0328 | Heater, Baseboard, 208V, 1kW, Admin Building, First Floor. Training Room 105, East Wall South | FCL-ACC-ADMIN |  |  |  | HTR |  |  | Administration Building HVAC Equipment
44134 | FCL-ACC-HTR-0331 | Heater, Baseboard, 208V, 1.25kW, Admin Building, First Floor Training Room N/W | FCL-ACC-ADMIN |  |  |  | HTR |  |  | Administration Building HVAC Equipment
44135 | FCL-ACC-HTR-0332 | Heater, Baseboard, 208V, 1.25kW, Admin Building, First Floor Training Room N/W | FCL-ACC-ADMIN |  |  |  | HTR |  |  | Administration Building HVAC Equipment
44136 | FCL-ACC-HTR-0335 | Heater, Force Flow, 208V, Admin Building Northeast Stairs 135 First Floor East Wall | FCL-ACC-ADMIN |  |  |  | HTR |  |  | Administration Building HVAC Equipment
44137 | FCL-ACC-HTR-0336 | Heater, Force Flow, 208V, Admin Building Northeast Stairs 221 Second Floor East Wall | FCL-ACC-ADMIN |  |  |  | HTR |  |  | Administration Building HVAC Equipment
44138 | FCL-ACC-HTR-0342 | Heater, Baseboard, 208V, 2kW, Admin Building, Second Floor, Office 200, East Wall | FCL-ACC-ADMIN |  |  |  | HTR |  |  | Administration Building HVAC Equipment
44139 | FCL-ACC-HTR-0345 | Heater, Baseboard, 208V, 1kW, Admin Building, Second Floor, Office 209, South Wall | FCL-ACC-ADMIN |  |  |  | HTR |  |  | Administration Building HVAC Equipment
44140 | FCL-ACC-HTR-0351 | Heater, Re-Heat Unit, 208V, 3PH, Admin Building, Second Floor, Office 201, Ceiling | FCL-ACC-ADMIN |  |  |  | HTR |  |  | Administration Building HVAC Equipment
44141 | FCL-ACC-HTR-0353 | Heater, Baseboard, 208V, 1.25kW, Admin Building, Second Floor, Office 208, East Wall South | FCL-ACC-ADMIN |  |  |  | HTR |  |  | Administration Building HVAC Equipment
44142 | FCL-ACC-HTR-0358 | Heater, Baseboard, 208V, 1kW, Admin Building, Second Floor, Storage 207, East Wall | FCL-ACC-ADMIN |  |  |  | HTR |  |  | Administration Building HVAC Equipment
44143 | FCL-ACC-HTR-0361 | Heater, Baseboard, 208V, 2kW, Admin Building, Second Floor, Boardroom 202, North Wall | FCL-ACC-ADMIN |  |  |  | HTR |  |  | Administration Building HVAC Equipment
44144 | FCL-ACC-HTR-0362 | Heater, Re-Heat Unit, 208V, Admin Building, Second Floor, Office 203, Ceiling South | FCL-ACC-ADMIN |  |  |  | HTR |  |  | Administration Building HVAC Equipment
44145 | FCL-ACC-HTR-0363 | Heater, Re-Heat Unit, 208V, 3PH, Admin Building, Second Floor, Office 203, Ceiling Centre | FCL-ACC-ADMIN |  |  |  | HTR |  |  | Administration Building HVAC Equipment
44146 | FCL-ACC-HTR-0364 | Heater, Baseboard, 208V, 2kW, Admin Building, Second Floor, Office 203, North Wall | FCL-ACC-ADMIN |  |  |  | HTR |  |  | Administration Building HVAC Equipment
44147 | FCL-ACC-HTR-0366 | Heater, Re-Heat Unit, 208V, 3PH, Admin Building, Second Floor, Office 204, Ceiling Centre | FCL-ACC-ADMIN |  |  |  | HTR |  |  | Administration Building HVAC Equipment
44148 | FCL-ACC-HTR-0367 | Heater, Baseboard, 208V, 2kW, Admin Building, Second Floor, Office 204, North Wall | FCL-ACC-ADMIN |  |  |  | HTR |  |  | Administration Building HVAC Equipment
44149 | FCL-ACC-HTR-0371 | Heater, Baseboard, 208V, 2kW, Admin Building, Second Floor, Library 206, North Wall | FCL-ACC-ADMIN |  |  |  | HTR |  |  | Administration Building HVAC Equipment
44164 | FCL-ACC-HTR-0424 | Heater, (BH-3) Baseboard, Electric, 1.5kW, High Lift Building, Corridor to Gaseous Chemicals | FCL-ACC-P-HL |  |  |  | HTR |  |  | High Lift Pumping Station HVAC Equipment
44165 | FCL-ACC-HTR-0425 | Heater, (BH-3) Baseboard, Electric, 1.5kW, High Lift Building, Corridor to Gaseous Chemicals | FCL-ACC-P-HL |  |  |  | HTR |  |  | High Lift Pumping Station HVAC Equipment
44166 | FCL-ACC-HTR-0426 | Heater, (BH-3) Baseboard, Electric, 1.5kW, High Lift Building, Corridor to Gaseous Chemicals | FCL-ACC-P-HL |  |  |  | HTR |  |  | High Lift Pumping Station HVAC Equipment
44167 | FCL-ACC-HTR-0430 | Heater, (CH-14) Convection, Electric, 1.5kW, High Lift Basement B2, Compressor Room, South | FCL-ACC-P-HL |  |  |  | HTR |  |  | High Lift Pumping Station HVAC Equipment
44168 | FCL-ACC-HTR-0431 | Heater, (CH-14) Convection, Electric, 1.5kW, High Lift Basement B2, Compressor Room, North | FCL-ACC-P-HL |  |  |  | HTR |  |  | High Lift Pumping Station HVAC Equipment
44169 | FCL-ACC-HTR-0432 | Heater, Unit, High Lift PS, Basement B1, Electrical Workshop, North | FCL-ACC-P-HL |  |  |  | HTR |  |  | High Lift Pumping Station HVAC Equipment
44171 | FCL-ACC-HTR-0501 | East Perimeter Heating Heaters HTR-0501A,B&C | FCL-ACC |  |  |  | HTR |  |  | Climate Control (HVAC)
44190 | TAB-DEW-V | Dewatering - Sludge Routing Valves | TAB-WORK-AREA-SOL | [6 empty] | TAB Work Area Sol
44717 | TAB-DEW-V-C01 | Centrifuge 1 Centrate Line | CENTRATE | [6 empty] | Centrate Collection
44718 | TAB-DEW-V-C02 | Centrifuge 2 Centrate Line | CENTRATE | [6 empty] | Centrate Collection
44719 | TAB-DEW-V-C02 | Centrifuge 2 Centrate Line | TAB-WORK-AREA-SOL | [6 empty] | TAB Work Area Sol
44720 | TAB-DEW-V-C03 | Centrifuge 3 Centrate Line | TAB-WORK-AREA-SOL | [6 empty] | TAB Work Area Sol
44721 | TAB-DEW-V-C04 | Centrifuge 4 Centrate Line | CENTRATE | [6 empty] | Centrate Collection
44722 | TAB-DEW-V-C06 | Centrifuge 6 Centrate Line | TAB-WORK-AREA-SOL | [6 empty] | TAB Work Area Sol
44723 | TAB-DEW-V-C07 | Centrifuge 7 Centrate Line | CENTRATE | [6 empty] | Centrate Collection
44724 | TAB-DEW-V-C08 | Centrifuge 8 Centrate Line | CENTRATE | [6 empty] | Centrate Collection
44728 | TAB-DEW-WEL | Centrate Wet Wells | TAB-DEW CENTRATE | [6 empty] | Centrate Systems
44730 | TAB-DEWATER BLDG | Building Location | TAB-SPC2 | [6 empty] | Process Control Systems - Equipment
44731 | TAB-DIG | Digestion | TAB-WORK-AREA-5 | [6 empty] | Work Area 5
44801 | TAB-DIG-C-T13-16 | Gas Compressors, Gas Valves & Actuators, Digestion Tank 13-16 | TAB-DIG-T-13-16 | [6 empty] | Digester Tanks 13-16
44916 | TAB-DIG-ELQ-T13-16 | Digester Tanks 13-16, Electrical Equipment | TAB-DIG-T-13-16 | [6 empty] | Digester Tanks 13-16
45084 | TAB-DIG-FX-9-12 | Digester Tanks 9-12, Flame Arresters, Condensate Tanks & Moisture Separators, | TAB-DIG-FX-DOME9-12 |  |  |  | FX |  |  | Digester Tanks 9-12, Flame Arresters, Pressure Relief & Vacuum Breaker Valves
45086 | TAB-DIG-FX-DOME13-16 | Flame Arrester, Pressure Relief, Vacuum Breaker, Moisture/Sediment Traps & Gas Valves, Digester Tank 13-16 | TAB-DIG-T-13-16 | [6 empty] | Digester Tanks 13-16
45087 | TAB-DIG-FX-DOME5-8 | Digester Tanks 5-8, Flame Arresters, Pressure Relief & Vacuum Breaker Valves | TAB-DIG-T-05-08 | [6 empty] | Digester Tanks 5-8
45088 | TAB-DIG-FX-DOME9-12 | Digester Tanks 9-12, Flame Arresters, Pressure Relief & Vacuum Breaker Valves | TAB-DIG-T-09-12 | [6 empty] | Digester Tanks 9-12
45089 | TAB-DIG-FX-T1-4 | Digester Tanks 1-4, Flame Arresters, Condensate Tanks, Moisture Separators | TAB-DIG-T-01-04 | [6 empty] | Digester Tanks 1-4
45090 | TAB-DIG-FX-T1-4 | Digester Tanks 1-4, Flame Arresters, Condensate Tanks, Moisture Separators | TAB-SUSPENDED ENTITY | [6 empty] | Suspended entities
45094 | TAB-DIG-FX-T19-22 | Flame Arresters, MS Traps, Pressure Relief & Gas Valves, Digester Tank 19-22 | TAB-DIG-T-19-22 | [6 empty] | Digester Tanks 19-22
45097 | TAB-DIG-GAS | Digester Gas Control | TAB-WORK-AREA-SEO | [6 empty] | TAB Work Area SEO
45098 | TAB-DIG-GASROUTE | Digester Gas Control Building - Gas ROUTEing | TAB-DIG-GAS | [6 empty] | Digester Gas Control
45113 | TAB-DIG-HE-T01-04 | Digester Tanks 1-4, Heat Exchanger, | TAB-DIG-T-01-04 | [6 empty] | Digester Tanks 1-4
45114 | TAB-DIG-HE-T05-08 | Digester Tanks 5-8, Heat Exchanger, Hot Water Pumps, Valves | TAB-DIG-T-05-08 | [6 empty] | Digester Tanks 5-8
45115 | TAB-DIG-HE-T19-22 | Digester Tanks 19-22, Heat Exchangers | TAB-DIG-T-19-22 | [6 empty] | Digester Tanks 19-22
45116 | TAB-DIG-HE-T9-12 | Digester Tank 9-12, Heat Exchanger, North Cluster | TAB-DIG-T-09-12 | [6 empty] | Digester Tanks 9-12
45117 | TAB-DIG-INQ-T19-22 | Digester Tanks 19-22, Instrument Equipment | TAB-DIG-T-19-22 | [6 empty] | Digester Tanks 19-22
45118 | TAB-DIG-INQ-T5-8 | Digester Tanks 5-8, Instrumentation Equipment | TAB-DIG-T-05-08 | [6 empty] | Digester Tanks 5-8
45119 | TAB-DIG-INQ-T9-12 | Digester Tanks 9-12, Instrumentation Equipment | TAB-DIG-T-09-12 | [6 empty] | Digester Tanks 9-12
45206 | TAB-DIG-P | Digester Pipe Gallery - Sump Pumps | TAB-DIG-PIP | [6 empty] | Digestion Pipe Gallery, ELQ, PIT, STRC & Sump Pumps
45254 | FCL-ACC-HTR-0507D | Heater, Cabinet Convention, Electric, 4.5 kW, East Filter Room, Filter F-1201 East Wall | FCL-ACC-FLT |  |  |  | HTR |  |  | Filter Building HVAC Equipment
45324 | TAB-DIG-P-MIXING5-8 | Sludge Mixing Pumps & Valves | TAB-DIG-T-05-08 | [6 empty] | Digester Tanks 5-8
45325 | TAB-DIG-P-T13-16 | Digester Tanks 13-16, & Trailer Park,Sump Pumps | TAB-DIG-T-13-16 | [6 empty] | Digester Tanks 13-16
45326 | TAB-DIG-P-T9-12 | Digester Tanks 9-12, Sump Pumps | TAB-DIG-T-09-12 | [6 empty] | Digester Tanks 9-12
45327 | TAB-DIG-P-TRANSF5-8 | Digester Tank 5-8, Sludge Transfer Pumps | TAB-DIG-T-05-08 | [6 empty] | Digester Tanks 5-8
45362 | TAB-DIG-PIP | Digestion Pipe Gallery, ELQ, PIT, STRC & Sump Pumps | TAB-DIG | [6 empty] | Digestion
45476 | TAB-DIG-SQ-T09-12 | Digester Tanks 09-12, Safety Equipments | TAB-DIG-T-09-12 | [6 empty] | Digester Tanks 9-12
45477 | TAB-DIG-SQ-T19-22 | Digester Tanks 19-22, Safety Equipments | TAB-DIG-T-19-22 | [6 empty] | Digester Tanks 19-22
45478 | TAB-DIG-STRC | Digestion Pipe Gallery - Drains, Walls, Lighting, Bldg, Services, PA System, Plumbing, Safety Equipments | TAB-DIG-PIP | [6 empty] | Digestion Pipe Gallery, ELQ, PIT, STRC & Sump Pumps
45479 | TAB-DIG-STRC-T13-16 | Digester Tanks 13-16, Drains, Electrical Service(110/220V), Lighting, Plumbing | TAB-DIG-T-13-16 | [6 empty] | Digester Tanks 13-16
45480 | TAB-DIG-STRC-T5-8 | Digester Tanks 5-8 - Drains, Electrical Service(110/220V), Lighting, Plumbing | TAB-DIG-T-05-08 | [6 empty] | Digester Tanks 5-8
46524 | TAB-DIG-V-T19-22 | Valve Location, Primary & Digester Sludge Header Line, Digester Tank 19-22 | TAB-DIG-T-19-22 | [6 empty] | Digester Tanks 19-22
46532 | TAB-DIS | Disinfection | TAB-WORK-AREA-8 | [6 empty] | Electrical Sub- Stations
46600 | TAB-DIS-CHL | Chlorination Process | TAB-SUSPENDED ENTITY | [6 empty] | Suspended entities
46611 | TAB-DIS-CHL-3 | ChlorinatIon Train #3 | TAB-DIS-CHL |  |  |  | CHL |  |  | Chlorination Process
46612 | TAB-DIS-CHL-5 | Chlorination Train #5 | TAB-DIS-CHL |  |  |  | CHL |  |  | Chlorination Process
46613 | TAB-DIS-CHL-8 | Chlorination Train #8 | TAB-DIS-CHL |  |  |  | CHL |  |  | Chlorination Process
46614 | TAB-DIS-CHL-ROUTE | Chlorination & Filtered Effluent Routeing | TAB-DIS-CHL | [6 empty] | Chlorination Process
46615 | TAB-DIS-CHL1 | Chlorination Process | TAB-DIS-CHL | [6 empty] | Chlorination Process
46643 | TAB-DIS-INQ | Disinfection - Instrument Equipment | TAB-DIS | [6 empty] | Disinfection
46649 | TAB-DIS-MEQ | Chlorine - Building Mechanical, Sump Pumps | TAB-DIS | [6 empty] | Disinfection
46706 | TAB-DIS-SS-35 | Chlorine Process - Scrubber System | TAB-DIS-CHL |  |  |  | SS |  |  | Chlorination Process
46707 | TAB-DIS-SS-35 | Chlorine Process - Scrubber System | TAB-SUSPENDED ENTITY |  |  |  | SS |  |  | Suspended entities
46716 | TAB-DIS-TUNN | Disinfection - Tunnel | TAB-DIS | [6 empty] | Disinfection
46717 | TAB-DIS-UV | Disinfection - UV | TAB-DIS | [6 empty] | Disinfection
46732 | FCL-ACC-HTR-0751 | Heater, Snow Melting, Gaseous Chemical Building, Service Area Second Floor | FCL-ACC-CL |  |  |  | HTR |  |  | Gaseous Chemical Building HVAC Equipment
46733 | FCL-ACC-HTR-0756 | Heater, Snow Melting, Gaseous Chemical Building, Service Area Second Floor | FCL-ACC-CL |  |  |  | HTR |  |  | Gaseous Chemical Building HVAC Equipment
46734 | FCL-ACC-HTR-0758 | Heater, Snow Melting, Gaseous Chemical Building, Service Area Second Floor | FCL-ACC-CL |  |  |  | HTR |  |  | Gaseous Chemical Building HVAC Equipment
46735 | FCL-ACC-HTR-0759 | Heater, Snow Melting, Gaseous Chemical Building, Service Area Second Floor | FCL-ACC-CL |  |  |  | HTR |  |  | Gaseous Chemical Building HVAC Equipment
46749 | FCL-ACC-HTR-0772 | Heater, Snow Melting, Gaseous Chemical Building, Service Area Second Floor | FCL-ACC-CL |  |  |  | HTR |  |  | Gaseous Chemical Building HVAC Equipment
46750 | FCL-ACC-HTR-0775 | Heater, Snow Melting, Gaseous Chemical Building, Stairs to Second Floor | FCL-ACC-CL |  |  |  | HTR |  |  | Gaseous Chemical Building HVAC Equipment
46751 | FCL-ACC-HTR-0777 | Heater, Snow Melting, Gaseous Chemical Building, Stairs to First Floor | FCL-ACC-CL |  |  |  | HTR |  |  | Gaseous Chemical Building HVAC Equipment
46752 | FCL-ACC-HTR-0778 | Heater, Snow Melting, Gaseous Chemical Building, Service Area First Floor | FCL-ACC-CL |  |  |  | HTR |  |  | Gaseous Chemical Building HVAC Equipment
46753 | FCL-ACC-HTR-0780 | Heater, Snow Melting, Gaseous Chemical Building, Service Area First Floor | FCL-ACC-CL |  |  |  | HTR |  |  | Gaseous Chemical Building HVAC Equipment
46754 | FCL-ACC-HTR-0781 | Heater, Snow Melting, Gaseous Chemical Building, Service Area First Floor | FCL-ACC-CL |  |  |  | HTR |  |  | Gaseous Chemical Building HVAC Equipment
46755 | FCL-ACC-HTR-0782 | Heater, Snow Melting, Gaseous Chemical Building, Service Area First Floor | FCL-ACC-CL |  |  |  | HTR |  |  | Gaseous Chemical Building HVAC Equipment
46756 | FCL-ACC-HTR-0783 | Heater, Snow Melting, Gaseous Chemical Building, Service Area First Floor | FCL-ACC-CL |  |  |  | HTR |  |  | Gaseous Chemical Building HVAC Equipment
46757 | FCL-ACC-HTR-0784 | Heater, Snow Melting, Gaseous Chemical Building, Outside area of Balcony | FCL-ACC-CL |  |  |  | HTR |  |  | Gaseous Chemical Building HVAC Equipment
46758 | FCL-ACC-HTR-0786 | Heater, Snow Melting, Gaseous Chemical Building, Main Stair Well | FCL-ACC-CL |  |  |  | HTR |  |  | Gaseous Chemical Building HVAC Equipment
46759 | FCL-ACC-HTR-0788 | Heater, Snow Melting, Gaseous Chemical Building, North Entrance | FCL-ACC-CL |  |  |  | HTR |  |  | Gaseous Chemical Building HVAC Equipment
46760 | FCL-ACC-HTR-0789 | Heater, Snow Melting, Gaseous Chemical Building, North Entrance | FCL-ACC-CL |  |  |  | HTR |  |  | Gaseous Chemical Building HVAC Equipment
46761 | FCL-ACC-HTR-0790 | Heater, Snow Melting, Gaseous Chemical Building, North Entrance | FCL-ACC-CL |  |  |  | HTR |  |  | Gaseous Chemical Building HVAC Equipment
46762 | FCL-ACC-HTR-0801 | Heater, Unit, Surge Building, North | FCL-ACC-P-HL |  |  |  | HTR |  |  | High Lift Pumping Station HVAC Equipment
46763 | FCL-ACC-HTR-0802 | Heater, Unit, Surge Building, East | FCL-ACC-P-HL |  |  |  | HTR |  |  | High Lift Pumping Station HVAC Equipment
46764 | FCL-ACC-HTR-0803 | Heater, Unit, Surge Building, West | FCL-ACC-P-HL |  |  |  | HTR |  |  | High Lift Pumping Station HVAC Equipment
46765 | FCL-ACC-HTR-0804 | Heater, Unit, Surge Building, South | FCL-ACC-P-HL |  |  |  | HTR |  |  | High Lift Pumping Station HVAC Equipment
46766 | FCL-ACC-HTR-0903 | Heater. Gas Fired (HTR-0003), Cake Loading Room, RMF Centrifuge Building South/East | FCL-ACC-RMF |  |  |  | HTR |  |  | Residue Management HVAC Equipment
46767 | FCL-ACC-HTR-0905 | Heater, Unit, (HTR-0005), 600V, 8kW, 3PH, RMF Clarification Facility, Exit Corridor Central | FCL-ACC-RMF |  |  |  | HTR |  |  | Residue Management HVAC Equipment
46768 | FCL-ACC-HTR-0908 | Heater, Unit, (HTR-0008), 600V, 10kW, 3PH, RMF, Clarification Facility, Pump Room | FCL-ACC-RMF |  |  |  | HTR |  |  | Residue Management HVAC Equipment
46769 | FCL-ACC-HTR-0910 | Heater, RMF, Clarification Facility, Stairwells 2, South of HVAC Room 2 | FCL-ACC-RMF |  |  |  | HTR |  |  | Residue Management HVAC Equipment
46770 | FCL-ACC-HTR-0911 | Heater, RMF, Clarification Facility, Ground Floor, HVAC Room 1 | FCL-ACC-RMF |  |  |  | HTR |  |  | Residue Management HVAC Equipment
46771 | FCL-ACC-HTR-221-234 | Sedimentation Tank Area Heaters | FCL-ACC |  |  |  | HTR |  |  | Climate Control (HVAC)
46772 | FCL-ACC-HTR-235-238 | Alum Storge & Powdered Activ. Carbon Area Heater | FCL-ACC-P-LL |  |  |  | HTR |  |  | Low Lift Pumping Station HVAC Equipment
46773 | FCL-ACC-HTR-530-536 | North Filter Gallery Heaters System HTR-0530: HTR-0536 | FCL-ACC |  |  |  | HTR |  |  | Climate Control (HVAC)
46774 | FCL-ACC-HTR-530-536 | North Filter Gallery Heaters System HTR-0530: HTR-0536 | FCL-ACC-FLT |  |  |  | HTR |  |  | Filter Building HVAC Equipment
46845 | TAB-DOM-HOTWTR | Domestic Water Systems, Floatation | TAB-WORK-AREA-SEO | [6 empty] | TAB Work Area SEO
46867 | TAB-EL1-BLDG-E0001 | North Substation Electrical | TAB-EL1-BLDG-0001 | [6 empty] | MSA Substation
46911 | FCL-ACC-HTR-603-614 | West Perimeter Heating HTR-0603A,B&C: HTR-0614A&B | FCL-ACC-FLT |  |  |  | HTR |  |  | Filter Building HVAC Equipment
46912 | FCL-ACC-HTR-621-630 | South Filter Gallery Heaters HTR-0621A&B: HTR-0630A&B | FCL-ACC |  |  |  | HTR |  |  | Climate Control (HVAC)
46913 | FCL-ACC-HTR-621-630 | South Filter Gallery Heaters HTR-0621A&B: HTR-0630A&B | FCL-ACC-FLT |  |  |  | HTR |  |  | Filter Building HVAC Equipment
46914 | FCL-ACC-HTR-636-643 | South Filter Pipe Gallery Heaters HTR-0636 : HTR-0643 | FCL-ACC |  |  |  | HTR |  |  | Climate Control (HVAC)
46915 | FCL-ACC-HTR-636-643 | South Filter Pipe Gallery Heaters HTR-0636 : HTR-0643 | FCL-ACC-FLT |  |  |  | HTR |  |  | Filter Building HVAC Equipment
46916 | FCL-ACC-HTR-P | Pump Stn. EL. 75.915M EL. 79.573M Heaters | FCL-ACC | [6 empty] | Climate Control (HVAC)
46917 | FCL-ACC-HU-0301 | Humidifier, Admin Building, Utility Room 216 Second Floor | FCL-ACC-ADMIN |  |  |  | HU |  |  | Administration Building HVAC Equipment
46918 | FCL-ACC-HU-0302 | Humidifier, Admin Building, Utility Room 216 Second Floor | FCL-ACC-ADMIN |  |  |  | HU |  |  | Administration Building HVAC Equipment
46919 | FCL-ACC-HU-0303 | Humidifier, AHU-0303, Admin Building | FCL-ACC-AHU-0303 |  |  |  | HU |  |  | Air Handling Unit, Roof Top, Admin Building Top of N/E Stairwell
46921 | FCL-ACC-OIT-0101 | OIT, Low Lift BAS RPU-0101 Panel, Low Lift Pump Room S/E | FCL-ACC-RPU-0101 |  |  |  | OIT |  |  | RPU Panel, Low Lift BAS, Low Lift Pump Room S/E
46922 | FCL-ACC-OIT-0401 | OIT, High Lift Building BAS RPU-0401 Panel, High Lift Heating & Ventilation Room | FCL-ACC-RPU-0401 |  |  |  | OIT |  |  | RPU Panel, High Lift Building BAS, High Lift Heating & Ventilation Room
46923 | FCL-ACC-OIT-0501 | OIT, Filter Building BAS RPU-0501 Panel, Filter Building, Piping Gallery East | FCL-ACC-RPU-0501 |  |  |  | OIT |  |  | RPU Panel, Filter Building BAS, Filter Building Piping Gallery East
46924 | FCL-ACC-OIT-0601 | OIT, Filter Building BAS RPU-0601 Panel, Filter Building, Piping Gallery West | FCL-ACC-RPU-0601 |  |  |  | OIT |  |  | RPU Panel, Filter Building BAS, Filter Building Piping Gallery West
46925 | FCL-ACC-OIT-0801 | OIT, Surge Building BAS RPU-0801 Panel, Surge Building North | FCL-ACC-RPU-0801 |  |  |  | OIT |  |  | RPU, Surge Building BAS, Surge Building North
46930 | FCL-ACC-P-HL | High Lift Pumping Station HVAC Equipment | FCL-ACC | [6 empty] | Climate Control (HVAC)
46938 | FCL-ACC-PDIT-0302 | Transmitter, Pressure, Differential, AHU-0303 Outlet, Filter F-0302, Admin Building | FCL-ACC-AHU-0303 |  |  |  | PDIT |  |  | Air Handling Unit, Roof Top, Admin Building Top of N/E Stairwell
47149 | FCL-ACC-TIT-0902 | Transmitter, Temperature, RMF Centrifuge Building, Ground Floor, Polymer Room | FCL-ACC-RMF |  |  |  | TIT |  |  | Residue Management HVAC Equipment
47150 | FCL-ACC-TIT-0905 | Transmitter, Temperature, RMF Clarification Facility, Operating Floor Exit Corridor North | FCL-ACC-RMF |  |  |  | TIT |  |  | Residue Management HVAC Equipment
47151 | FCL-ACC-TIT-0906 | Transmitter, Temperature, RMF Clarification Facility, Thickeners Hallway | FCL-ACC-RMF |  |  |  | TIT |  |  | Residue Management HVAC Equipment
47152 | FCL-ACC-TIT-0907 | Transmitter, Temperature, RMF Clarification Facility, Exit Corridor Central | FCL-ACC-RMF |  |  |  | TIT |  |  | Residue Management HVAC Equipment
47153 | FCL-ACC-TIT-0908 | Transmitter, Temperature, RMF Clarification Facility, Electrical Room | FCL-ACC-RMF |  |  |  | TIT |  |  | Residue Management HVAC Equipment
47244 | TAB-EL1-MCC | Motor Control Center- North Substation | TAB-ELS-NORTH | Control Panel,MCC | [5 empty] | North Substation
47376 | FCL-ACC-TT-0231 | Transmitter, Temperature,D-0202, Flocculation/Sedimentation Dehumidification System | FCL-ACC-P-LL |  |  |  | TT |  |  | Low Lift Pumping Station HVAC Equipment
47377 | FCL-ACC-TT-0301 | Transmitter, Temperature, AHU-0303 Inlet, Admin Building | FCL-ACC-AHU-0303 |  |  |  | TT |  |  | Air Handling Unit, Roof Top, Admin Building Top of N/E Stairwell
47378 | FCL-ACC-TT-0303 | Transmitter, Temperature, AHU-0303 Outlet, Admin Building | FCL-ACC-AHU-0303 |  |  |  | TT |  |  | Air Handling Unit, Roof Top, Admin Building Top of N/E Stairwell
47379 | FCL-ACC-TT-0305 | Transmitter, Temperature, Admin Building, Second Floor, Corridor 217, East | FCL-ACC-ADMIN |  |  |  | TT |  |  | Administration Building HVAC Equipment
47380 | FCL-ACC-TT-0307 | Transmitter, Temperature, Admin Building, Second Floor, Office Room 203 | FCL-ACC-ADMIN |  |  |  | TT |  |  | Administration Building HVAC Equipment
47381 | FCL-ACC-TT-0308 | Transmitter, Temperature, Admin Building, Second Floor, Office Room 204 | FCL-ACC-ADMIN |  |  |  | TT |  |  | Administration Building HVAC Equipment
47382 | FCL-ACC-TT-0311 | Transmitter, Temperature, Admin Building, Second Floor, Women's Washroom 212 | FCL-ACC-ADMIN |  |  |  | TT |  |  | Administration Building HVAC Equipment
47383 | FCL-ACC-TT-0313 | Transmitter, Temperature, Admin Building, Second Floor, Office Room 209 | FCL-ACC-ADMIN |  |  |  | TT |  |  | Administration Building HVAC Equipment
47384 | FCL-ACC-TT-0315 | Transmitter, Temperature, Admin Building, Second Floor, Library/Storage Room 206 | FCL-ACC-ADMIN |  |  |  | TT |  |  | Administration Building HVAC Equipment
47385 | FCL-ACC-TT-0317 | Transmitter, Temperature, Admin Building, First Floor, PCS Lab Room 119 | FCL-ACC-ADMIN |  |  |  | TT |  |  | Administration Building HVAC Equipment
47386 | FCL-ACC-TT-0319 | Transmitter, Temperature, Admin Building, First Floor, Meeting Room 104 | FCL-ACC-ADMIN |  |  |  | TT |  |  | Administration Building HVAC Equipment
47387 | FCL-ACC-TT-0322 | Transmitter, Temperature, Admin Building, First Floor, Servers Room 106 | FCL-ACC-ADMIN |  |  |  | TT |  |  | Administration Building HVAC Equipment
47388 | FCL-ACC-TT-0323 | Transmitter, Temperature, Admin Building, First Floor, Storage Room 108 | FCL-ACC-ADMIN |  |  |  | TT |  |  | Administration Building HVAC Equipment
47389 | FCL-ACC-TT-0325 | Transmitter, Temperature, Admin Building, First Floor, Training Room 105 | FCL-ACC-ADMIN |  |  |  | TT |  |  | Administration Building HVAC Equipment
47390 | FCL-ACC-TT-0327 | Transmitter, Temperature, Admin Building, First Floor, Women's Change Room 124 | FCL-ACC-ADMIN |  |  |  | TT |  |  | Administration Building HVAC Equipment
47391 | FCL-ACC-TT-0328 | Transmitter, Temperature, Admin Building, First Floor, Vestibule 130 | FCL-ACC-ADMIN |  |  |  | TT |  |  | Administration Building HVAC Equipment
47392 | FCL-ACC-TT-0333 | Transmitter, Temperature, Admin Building, Second Floor, Office Room 200 | FCL-ACC-ADMIN |  |  |  | TT |  |  | Administration Building HVAC Equipment
47403 | FCL-ACC-TT-0414 | Transmitter, Temperature, Outdoor, High Lift Switchgear Room Ventilation, Electrical Switchyard | FCL-ACC-P-HL |  |  |  | TT |  |  | High Lift Pumping Station HVAC Equipment
47540 | TAB-EL1-TS-6113 | Power Distribution, Automatic Transfer Switch, Generator, Standby Power, 600V | TAB-EL1-MCC-6121 |  |  |  | TS |  |  | Motor Control Centre, 600V MCC
47545 | TAB-EL1-TS-6320 | Power Distribution, Automatic Transfer Switch, Generator, Standby Power, 600V | TAB-EL1-MCC-6005 |  |  |  | TS |  |  | Motor Control Centre 600V - Blower Bldg
47549 | TAB-EL1-TS-6531 | Power Distribution, Automatic Transfer Switch, Generator, Standby Power, 600V | TAB-EL1-PDP-6009 |  |  |  | TS |  |  | Power Distribution Panel, 600V, Z Building Outdoor Substation
47550 | TAB-EL1-TS-6532 | Power Distribution, Automatic Transfer Switch, Generator, Standby Power, 600V | TAB-EL1-GEN-6540 |  |  |  | TS |  |  | Generator, Standby Power, 600V 1000kw - Z Bldg
47551 | TAB-EL1-TS-6532 | Power Distribution, Automatic Transfer Switch, Generator, Standby Power, 600V | TAB-EL1-PDP-6008 |  |  |  | TS |  |  | Power Distribution Panel, 600V, Z Building Outdoor Substation
47552 | TAB-EL1-TS-6533 | Power Distribution, Automatic Transfer Switch, Generator, Standby Power, 600V | TAB-EL1-PDP-6009 |  |  |  | TS |  |  | Power Distribution Panel, 600V, Z Building Outdoor Substation
47553 | TAB-EL1-TS-6651 | Power Distribution, Automatic Transfer Switch, Generator, Standby Power, 600V | TAB-EL1-MCC-6627 |  |  |  | TS |  |  | Motor Control Centre
47554 | TAB-EL1-TS-6654 | Power Distribution, Automatic Transfer Switch, Generator, Standby Power, 600V | TAB-EL1-MCC-6628 |  |  |  | TS |  |  | Motor Control Centre
47560 | FCL-ACC-TT-0418 | Transmitter, Temperature, Outdoor, High Lift PS West | FCL-ACC-P-HL |  |  |  | TT |  |  | High Lift Pumping Station HVAC Equipment
47761 | TAB-EL2-TS-6122 | Power Distribution, Automatic Transfer Switch, Generator, Standby Power, 600V | TAB-EL2-MCC-6524 |  |  |  | TS |  |  | Motor Control Centre, 600V
47762 | TAB-EL2-TS-6123 | Power Distribution, Automatic Transfer Switch, Generator, Standby Power, 600V | TAB-EL2-GEN-6130 |  |  |  | TS |  |  | Generator, Standby Power, 600V 650kw - Dewatering/Silo Bldg
47763 | TAB-EL2-TS-6123 | Power Distribution, Automatic Transfer Switch, Generator, Standby Power, 600V | TAB-EL2-PDP-6015 |  |  |  | TS |  |  | Power distribution Panel, 600V
47889 | FCL-ACC-V-0601 | Valve, Control, HE-0601 Cooling Water Supply, Filter Building, West Dehumidification System | FCL-ACC-HE-0601 |  |  |  | V |  |  | Heat Exchanger, Cooling Coil, D-0601 ,Filter Building, East Dehumidification System
47890 | FCL-ADM BLDG | Building Location | FCL-SPC | [6 empty] | Process Control Systems - Services Area
47891 | FCL-ADM BLDG | Building Location | FCL-SPC2 | [6 empty] | Process Control Systems - Equipment
47892 | FCL-AFTER SO2 | FCL-AFTER SO2 Sampling | FCL-SAMP | [6 empty] | Sampling Systems
47914 | FCL-AIR-SCOUR | Backwash System | FCL-FLT | [6 empty] | Filtration
47915 | FCL-ALM | Coagulation | FCL-PLT | [6 empty] | Preliminary Treatment
47916 | FCL-ALM-CP-0001 | Control Panel, Operator, Alum Tank Overflow Alarm, Alum System | FCL-ALM-T-0101 |  |  |  | CP |  |  | Tank, Non-Pressurized, Alum Storage Tank 0101, Liquid Alum System
47917 | FCL-ALM-CP-0201 | Control Panel, Electrical, Pump 0201, Alum System | FCL-ALM-P-0201 |  |  |  | CP |  |  | Pump, PD, Pump, Alum System
47918 | FCL-ALM-CP-0301 | Control Panel, Electrical, Pump 0301, Alum System | FCL-ALM-P-0301 |  |  |  | CP |  |  | Pump, PD, Pump, Alum System
47962 | TAB-EL3-MCC-6014 | MCC, Electrical Room, Auxiliary System Building 2nd Floor East | TAB-EL3-TR-5212 |  |  |  | MCC |  |  | Transformer, Substation, Auxiliary Systems Building, 2nd Floor
47963 | TAB-EL3-MCC-6014 | MCC, Electrical Room, Auxiliary System Building 2nd Floor East | TAB-EL3-TR-5214 |  |  |  | MCC |  |  | Power Distribution Transformer, 4.16 KV / 0.6 KV, (TR-1) Aux Building B Side
48054 | TAB-EL3-TS-6220 | Power Distribution, Automatic Transfer Switch, Generator, Standby Power, 600V | TAB-EL3-GEN-6220 |  |  |  | TS |  |  | Generator, Standby Power, 600V 500kw - Dig 13-16
48055 | TAB-EL3-TS-6326A | Power Distribution, Automatic Transfer Switch, Generator, Standby Power, 600V | TAB-EL1-MCC-6628 |  |  |  | TS |  |  | Motor Control Centre
48056 | TAB-EL3-TS-6340 | Power Distribution, Automatic Transfer Switch, Generator, Standby Power, 600V | TAB-EL3-MCC-6323 |  |  |  | TS |  |  | Motor Control Centre, Digester 19-22 bldg
48057 | TAB-EL3-TS-6341 | Power Distribution, Automatic Transfer Switch, Generator, Standby Power, 600V | TAB-EL3-GEN-6240 |  |  |  | TS |  |  | Generator, Standby Power, 600V 500kw - Dig 19-22/Gas Cntl Bldg
48089 | TAB-ELS | WA7 Electrical | TAB-WORK-AREA-7 | [6 empty] | Work Area 7
48090 | TAB-ELS | WA7 Electrical | TAB-WORK-AREA-WWPW | [6 empty] | TAB Work Area WWPW
48097 | TAB-ELS-D BLDG | D Building Outdoor Substation | TAB-ELS-NORTH | Switchgear,Outdoor | [5 empty] | North Substation
48098 | TAB-ELS-D BLDG | D Building Outdoor Substation | TAB-WORK-AREA-LIQ | Switchgear,Outdoor | [5 empty] | TAB Work Area Liq
48101 | TAB-ELS-ESQ | Electrical Safety Equipment | TAB-WORK-AREA-8 | [6 empty] | Electrical Sub- Stations
48122 | TAB-ELS-M BLDG | M Building Indoor Substation | TAB-RSP-M | Transformer | [5 empty] | M Building
48127 | TAB-ELS-NON-PHYC | Top-level hierarchy for generic entities that represent muliti-equipment inspection routes and shutdowns | TAB-RTE-PD | [6 empty] | TAB-Routine Power Distribution Plant Wide
48128 | TAB-ELS-NON-PHYC | Top-level hierarchy for generic entities that represent muliti-equipment inspection routes and shutdowns | TAB-WORK-AREA-8 | [6 empty] | Electrical Sub- Stations
48129 | TAB-ELS-NOPARENT | Temporary Parent for Entities to be Assigned a Parent | TAB-ELS-NON-PHYC | [6 empty] | Top-level hierarchy for generic entities that represent muliti-equipment inspection routes and shutdowns
48130 | TAB-ELS-NOPARENT | Temporary Parent for Entities to be Assigned a Parent | TAB-ELS-ROUTES | [6 empty] | Top-level hierarchy for generic entities that represent muliti-equipment inspection routes
48131 | TAB-ELS-P BLDG | P Building Outdoor Substation | TAB-WORK-AREA-1 | Switchgear,Outdoor | [5 empty] | Work Area 1
48133 | TAB-ELS-PRJ-0001 | TAB Standby Power Project | 52349 |  |  |  | PRJ |  |  | TAB Power Distribution
48134 | TAB-ELS-PT 1-9 | Primary Tank 1-9 Outdoor Substation | TAB-ELS-NORTH | Switchgear,Outdoor | [5 empty] | North Substation
48136 | TAB-ELS-SHTD-GRPS | Top-level hierarchy for generic entities that represent muliti-equipment shutdown work order entities | TAB-ELS-NON-PHYC | [6 empty] | Top-level hierarchy for generic entities that represent muliti-equipment inspection routes and shutdowns
48147 | FCL-ALM-FS-0101 | Switch,Flow Pump # 1 | FCL-ALM |  |  | 33815 | FS |  |  | Coagulation
48148 | FCL-ALM-FS-0201 | Switch,Flow Pump # 2 | FCL-ALM |  |  | 33816 | FS |  |  | Coagulation
48149 | FCL-ALM-FS-0301 | Switch,Flow Pump # 3 | FCL-ALM |  |  | 33817 | FS |  |  | Coagulation
48302 | TAB-ELS-SUB | Electrical Substations | TAB-WORK-AREA-8 | [6 empty] | Electrical Sub- Stations
48303 | TAB-ELS-T BLDG | T Building Indoor Substation | TAB-RSP-P-T | Transformer | [5 empty] | T Building - Raw Sewage Pumping
48305 | TAB-ELS-TR-PT-SS | Transformer, Primary 13000/6140V, SS | TAB-ELS-SOUTH | [6 empty] | South Substation
48306 | TAB-ELS-TR-PT-SWS | Transformer, Primary 13000/600V, SWS | TAB-ELS-SEAWALL | [6 empty] | Seawall Substation
48307 | TAB-ELS-TR-ST-SS | Transformer, Secondary 4160/600V, SS | TAB-ELS-SOUTH | [6 empty] | South Substation
48320 | TAB-FEQ | Fire Protection Equipment, Plant Wide | TAB-WORK-AREA-WWPW | [6 empty] | TAB Work Area WWPW
48328 | TAB-FEQ-FH | Fire Hydrants | TAB-FEQ | Fire Prevention,Hydrant | [5 empty] | Fire Protection Equipment, Plant Wide
48329 | TAB-FEQ-HC-AUX | Fire Standpipe/Hose, Auxilliary Building | TAB-FEQ-HOSE | Fire Prevention,Hose | [5 empty] | Fire Standpipe/Hose Cabinets
48330 | TAB-FEQ-HC-DEW | Fire Standpipe/Hose, Dewatering | TAB-FEQ-HOSE | Fire Prevention,Hose | [5 empty] | Fire Standpipe/Hose Cabinets
48331 | TAB-FEQ-HC-INC | Fire Standpipe/Hose, Incineration/Heat Recovery | TAB-FEQ-HOSE | Fire Prevention,Hose | [5 empty] | Fire Standpipe/Hose Cabinets
48332 | TAB-FEQ-HC-PRT | Fire Standpipe/Hose, Primary Treatment | TAB-FEQ-HOSE | Fire Prevention,Hose | [5 empty] | Fire Standpipe/Hose Cabinets
48333 | TAB-FEQ-HC-Z | Fire Standpipe/Hose, Z Building | TAB-FEQ-HOSE | Fire Prevention,Hose | [5 empty] | Fire Standpipe/Hose Cabinets
48336 | TAB-GAS-ELS | Digester Control Building - Electrical System | TAB-DIG-GAS | [6 empty] | Digester Gas Control
48340 | TAB-GAS-TANK | Air Receiver Tank, Gas control Bldg. | TAB-AI | [6 empty] | Local Compressed Air Equipment
48403 | FCL-AM-CP-0001 | Control Panel, Operator, Aqua Ammonia System, Outside Wall beside Ammonia Fill Station | FCL-AM |  |  |  | CP |  |  | Ammoniation
48404 | FCL-AM-CP-0002 | Local Control Panel, Aqua Ammonia Scrubber Control (GLC4), Gaseous Chemical Building,Scrubber Room | FCL-AM |  |  |  | CP |  |  | Ammoniation
48405 | FCL-AM-CP-0201 | Control Panel, Electrical, Pump 0201, Aqua Ammonia System, Ammonia Room | FCL-AM-P-0201 |  |  |  | CP |  |  | Pump, Gear, Metering, Aqua Ammonia System
48411 | FCL-AM-DM-0012 | Damper, Ammonia Storage Room Exhaust to Scrubber SB-0101, Gaseous Chemical Building, Ammonia Storage Room | FCL-AM-SCRUBBER |  |  |  | DM |  |  | Ammonia Scrubber System
48432 | TAB-HRS-BO | Steam Boilers No. 19 & 20 | TAB-HRS-STEAM | [6 empty] | Plant Steam
48456 | TAB-HRS-P-CON | New PS - Condensate Pumps | TAB-HRS-STEAM | [6 empty] | Plant Steam
48458 | TAB-HRS-STEAM | Plant Steam | TAB-WORK-AREA-6 | [6 empty] | Work Area 6
48459 | TAB-HRS-T | Steam Flash Tanks & Controls | TAB-HRS-STEAM | [6 empty] | Plant Steam
48464 | TAB-HTR-UV | Unit Heaters | TAB-ACC-HTR | [6 empty] | Heaters- Convection,
48474 | FCL-AM-HTR-0001 | Heater, (Heat Tracing), Gaseous Chemical Building, South of Storage Tank | FCL-ACC-AM |  |  |  | HTR |  |  | Amonia Room HVAC Equipment
48484 | FCL-AM-STR-0038 | Strainer, Aqua Ammonia Scrubber Pump Inlet, Ventilation Machine Room, Dry Chemical Building | FCL-AM-P-0001 |  |  |  | STR |  |  | Pump, Centrifugal, Waste Water, Scrubber, Aqua Ammonia Scrubber System
48485 | FCL-AM-STR-0210 | Strainer, Ammonia Pump 0210 Suction, Aqua Ammonia System, Ammonia Room | FCL-AM-P-0201 |  |  |  | STR |  |  | Pump, Gear, Metering, Aqua Ammonia System
48587 | TAB-INCINERATOR BLDG | Building Location | TAB-SPC2 | [6 empty] | Process Control Systems - Equipment
48588 | TAB-INCINERATOR-BLDG | Building Location | TAB-EUS | [6 empty] | Production & End User Support
48589 | TAB-INORG-P | Pipettes - Inorganic | BOM-LAB-TAB-INORG | [6 empty] | Laboratory - Inorganic
48591 | TAB-ITS-WA3 | Dewater Building Communications Equipment | TAB-WORK-AREA-SOL | [6 empty] | TAB Work Area Sol
48599 | TAB-M BLDG | Building Location | TAB-SPC | [6 empty] | Process Control Systems - Services Area
48631 | TAB-M-BLDG | Building Location | TAB-EUS | [6 empty] | Production & End User Support
48632 | TAB-MCS-CRN | TAB Cranes and Lifting Devices | TAB-WORK-AREA-7 | [6 empty] | Work Area 7
48637 | TAB-MCS-CRN-D BLDG | Cranes - D Building | TAB-MCS-CRN | [6 empty] | TAB Cranes and Lifting Devices
48638 | TAB-MCS-CRN-DIG | Cranes - Gas Control Bldg and Digesters | TAB-MCS-CRN | [6 empty] | TAB Cranes and Lifting Devices
48639 | TAB-MCS-CRN-INC | Cranes - Incinerators | TAB-MCS-CRN | [6 empty] | TAB Cranes and Lifting Devices
48640 | TAB-MCS-CRN-P BLDG | Cranes - P Building | TAB-MCS-CRN | [6 empty] | TAB Cranes and Lifting Devices
48641 | TAB-MCS-CRN-POL | Cranes - Polymer Building | TAB-MCS-CRN | [6 empty] | TAB Cranes and Lifting Devices
48642 | TAB-MCS-CRN-T BLDG | Cranes - T Building | TAB-MCS-CRN | [6 empty] | TAB Cranes and Lifting Devices
48643 | TAB-MCS-DR | Plant Wide - Overhead Doors | TAB-MCS | [6 empty] | Mechanical & Machine Shop, Overhead Doors & Sump Pumps
48669 | FCL-AM-V-0118 | Valve, Ball, Ammonia Tank 0101 to Vent, Aqua Ammonia System, Ammonia Room | FCL-AM-T-0101 |  |  |  | V |  |  | Tank, Storage, Pressurised, Aqua Ammonia Storage Room, Dry Chemical Building
48687 | FCL-AUX-TPD-0904 | Trap Primer Device, Electrical, RMF Centrifuge Building, Polymer Room | FCL-ACC-RMF |  |  |  | TPD |  |  | Residue Management HVAC Equipment
48688 | FCL-BEFORE SO2 | Before S02 Sampling | FCL-SAMP | [6 empty] | Sampling Systems
48694 | FCL-BW | Backwash System | FCL-FLT | [6 empty] | Filtration
48699 | TAB-MCS-MT | Machine Shop Mechanical Equipment | TAB-MCS | [6 empty] | Mechanical & Machine Shop, Overhead Doors & Sump Pumps
48707 | TAB-MOGEN | Generator. Mobile | TAB-WORK-AREA-6 | Generator,Electricity,Portable | [5 empty] | Work Area 6
48708 | TAB-MOGEN | Generator. Mobile | TAB-WORK-AREA-SEO | Generator,Electricity,Portable | [5 empty] | TAB Work Area SEO
48715 | TAB-NEW-GAS-BLDG | Building Location | TAB-EUS | [6 empty] | Production & End User Support
48716 | TAB-NGS | TAB- Natural Gas Supply Line, Headers | TAB-AUX | [6 empty] | Gas Services, Natural Gas, Digester Gas
48719 | TAB-NGS-BURNER | Waste Burner Gas Valves | TAB-NGS-WASTE | [6 empty] | TAB- Natural Gas Supply Line,Incinerators,Pelletizers, Waste Burners
48734 | TAB-NGS-STM-BLR1 | Natural Gas line to Steam Boiler 1 | TAB-NGS-BOILERS | [6 empty] | TAB- Natural Gas Supply Line, Boiler Headers
48735 | TAB-NGS-STM-BLR2 | Natural Gas line to Steam Boiler 2 | TAB-NGS-BOILERS | [6 empty] | TAB- Natural Gas Supply Line, Boiler Headers
48772 | FCL-BW-TIT-0201 | Temperature Transmitter, Blower 2 Discharge | FCL-BW-BL-0200 |  |  |  | TIT |  |  | Blower, Multi-stage Centrifugal, Filter Backwash Air Scour,Filter Building ,South End.
48792 | FCL-BW-V-0029 | Valve, Air Release, Backwash Supply Pipe | FCL-BW |  |  |  | V |  |  | Backwash System
48793 | FCL-BW-V-0030 | Valve, Ball, Isolation, Air Release, Backwash Supply Pipe | FCL-BW |  |  |  | V |  |  | Backwash System
48794 | FCL-BW-V-0031 | Valve, Air Release, Backwash Supply Pipe | FCL-BW |  |  |  | V |  |  | Backwash System
48795 | FCL-BW-V-0033 | Valve, Air Release, Backwash Supply Pipe | FCL-BW |  |  |  | V |  |  | Backwash System
48935 | TAB-OCS | Odour Control System, Aeration tanks | TAB-WORK-AREA-LIQ | [6 empty] | TAB Work Area Liq
48970 | FCL-CENTRIFUGE BLDG | Building Location | FCL-SPC2 | [6 empty] | Process Control Systems - Equipment
48971 | FCL-CENTRIFUGE-BLDG | Building Location | FCL-EUS | [6 empty] | Production & End User Support
48978 | FCL-CL-CP-0001 | Control Panel, Area, Mimic, Chlorination System, Control Room, Gaseous Chemical Building | FCL-CLA |  |  |  | CP |  |  | Pre-Chlorination
48979 | FCL-CL-CP-0005 | Local Control Panel, Mimic, Chlorination Eductor Valves, Control Room, Gaseous Chemical Building | FCL-CLA |  |  |  | CP |  |  | Pre-Chlorination
48980 | FCL-CL-CP-0008 | Local Control Panel, Alternate Pre-Chlorination Valves, Sedimentation Tanks Area | FCL-CLA |  |  |  | CP |  |  | Pre-Chlorination
48989 | TAB-OCS-DBLDG | D Building - Odour control System, Fans | TAB-PLT-D | Odour Control | [5 empty] | D Building - Preliminary Treatment
49110 | TAB-OCS-IPS | Odour control System - IPS | TAB-RSP | [6 empty] | Raw Sewage Pumping
49111 | TAB-OCS-IPS | Odour control System - IPS | TAB-RSP-FN | [6 empty] | M & T Building - Odour Control Fans & Filters
49177 | FCL-CL-SCRUBBER | CL & SO2 Scrubber System | FCL-SES | [6 empty] | Safety and Environmental Services
49216 | FCL-CLA-RD-0101 | Rupture Disk, Vent, CLA Evaporator 0101, Gaseous Chemical Building, Machine Room | FCL-CLA-EV-0101 |  |  |  | RD |  |  | Evaporator, Chlorine Gas, Chlorination System
49298 | TAB-OPS BLDG | Building Location | TAB-SPC2 | [6 empty] | Process Control Systems - Equipment
49306 | TAB-P BLDG | Building Location | TAB-SPC2 | [6 empty] | Process Control Systems - Equipment
49375 | FCL-CLA1 | Pre-Chlorination | FCL-DIS | [6 empty] | Disinfection and Conditioning
49376 | FCL-CLARIFICATE-BLDG | Building Location | FCL-EUS | [6 empty] | Production & End User Support
49377 | FCL-CLB | Post-Chlorination | FCL-DIS | [6 empty] | Disinfection and Conditioning
49383 | FCL-CLB-CP-0001 | Control Panel, After Post Sampling Pumps 0001A&B, Dewatering Pumps Area Second Level | FCL-CLB-P-0001A |  |  |  | CP |  |  | Pump, Centrifugal, After Post, Sampling Pumps, Dewatering Pumps Area Second Level
49435 | TAB-PD-TRG-0001 | PD Staff Training | 52349 |  |  |  | TRG |  |  | TAB Power Distribution
49521 | TAB-PLT-BL-P | Blowers, Grit Tank Air, P Building | TAB-PLT-P | [6 empty] | P Building - Preliminary Treatment
49524 | TAB-PLT-CMP | D Building, Screening Compactors | TAB-PLT-D | [6 empty] | D Building - Preliminary Treatment
49595 | TAB-PLT-CV-P | P Building, Grit Conveyors | TAB-PLT-P | [6 empty] | P Building - Preliminary Treatment
49645 | TAB-PLT-ELQ-D | D Building - Electrical Equipment | TAB-PLT-D | [6 empty] | D Building - Preliminary Treatment
49696 | FCL-CLB-RD-0101 | Rupture Disk, Vent, CLB Evaporator 0101, Gaseous Chemical Building, Machine Room | FCL-CLB-EV-0101 |  |  |  | RD |  |  | Evaporator, Chlorine Gas, Chlorination System
49697 | FCL-CLB-SAMP | After Post CL2 Sampling | FCL-SAMP | [6 empty] | Sampling Systems
49716 | FCL-CLB-V-0011A | Valve, Pressure Regulating, Inlet, Chlorine Analyzer CLB-AIT-0001B, Sampling Pumps, After Post Control, Lab, Admin. Building | FCL-CLB-AIT-0001B |  |  |  | V |  |  | Analyzer, Chlorine, After Post Reference, Lab, Admin. Building
49717 | FCL-CLB-V-0012A | Valve, Pressure Regulating, Inlet, Chlorine Analyzer CLB-AIT-0001A, Sampling Pumps, After Post Control, Lab, Admin. Building | FCL-CLB-AIT-0001A |  |  |  | V |  |  | Analyzer, Chlorine, After Post Control, Lab, Admin. Building
49901 | TAB-PLT-INQ | P Building - Instrumentation Equipment | TAB-PLT-P | [6 empty] | P Building - Preliminary Treatment
50026 | TAB-PLT-OC | Preliminary Grit Odour Control | TAB-PLT-P | [6 empty] | P Building - Preliminary Treatment
50027 | TAB-PLT-P | P Building - Preliminary Treatment | TAB-PLT | [6 empty] | Preliminary Treatment
50064 | TAB-PLT-P-P | P Building - Sump Pumps, Grit Tanks | TAB-PLT-P | Pump | [5 empty] | P Building - Preliminary Treatment
50125 | TAB-PLT-SC-D | D Building - Bar / Perforated Screen | TAB-PLT-D | Screen,Bar | [5 empty] | D Building - Preliminary Treatment
50126 | TAB-PLT-SC-P | P Building - Bar Screens 1 - 6 | TAB-PLT-P | Screen,Bar | [5 empty] | P Building - Preliminary Treatment
50144 | TAB-PLT-SQ | P Building - Safety Equipment | TAB-PLT-P | [6 empty] | P Building - Preliminary Treatment
50145 | TAB-PLT-SQ-P | P Building - Safety Equipment, Atmosphere monitors | TAB-PLT-P | [6 empty] | P Building - Preliminary Treatment
50175 | TAB-PLT-SUMP | D Bldg - Sump Pumps | TAB-PLT-D | [6 empty] | D Building - Preliminary Treatment
50176 | TAB-PLT-T | P Building - Grit Tanks 1-12 & Hoppers 1 - 6 | TAB-PLT-P | [6 empty] | P Building - Preliminary Treatment
50202 | TAB-PLT-T-D | D Building - Grit Tanks & Hoppers 13 - 16 | TAB-PLT-D | [6 empty] | D Building - Preliminary Treatment
50219 | FCL-CLC | Pre-Chlorination | FCL-DIS | [6 empty] | Disinfection and Conditioning
50220 | FCL-CLC-CP-0001 | Local Control Panel, Trim Chlorination System Eductor Valves, High Lift PS Basement | FCL-CLC |  |  |  | CP |  |  | Pre-Chlorination
50230 | FCL-DCL | Sulphur Dioxide System | FCL-DIS | [6 empty] | Disinfection and Conditioning
50235 | FCL-DCL-AICR-0401 | Controller,Analyses,Indicator/Manual Setpoint,Recording,SO-0401, Panel CP-0003,Gaseous Chem. Building | FCL-DCL-SO-0401 |  |  |  | AICR |  |  | Sulphonator, RMF Dechlorination, Machine Room,Gaseous Chemical Building
50236 | FCL-DCL-AICR-0501 | Controller,Analyses,Indicator/Manual Setpoint,Recording,SO-0501, Panel CP-0003,Gaseous Chem. Building | FCL-DCL-SO-0501 |  |  |  | AICR |  |  | Sulphonator, RMF Dechlorination, Machine Room,Gaseous Chemical Building
50246 | FCL-DCL-CP-0001 | Control Panel, Before SO2 Sample Pumps 0001A-B, Dewatering Pump Area Ground Level | FCL-DCL-P-0001A |  |  |  | CP |  |  | Pump, Centrifugal, Sampling Before SO2, Decant Liquor, Sampling Pumps
50247 | FCL-DCL-CP-0002 | Control Panel, After SO2 Sample Pumps 0002A-B, Dewatering Pump Area Ground Level | FCL-DCL-P-0002A |  |  |  | CP |  |  | Pump, Centrifugal, Sampling After SO2, Decant Liquor, Sampling Pumps
50248 | FCL-DCL-CP-0003 | Control Panel, Area, Mimic, Sulphur Dioxide System, Control Room, Gaseous Chemical Building | FCL-DCL |  |  |  | CP |  |  | Sulphur Dioxide System
50249 | FCL-DCL-CP-0005 | Control Panel, Mimic, SO2 System Injectors Control Valves, Control Room, Gaseous Chemical Building | FCL-DCL |  |  |  | CP |  |  | Sulphur Dioxide System
50546 | FCL-DCL-INJ-0420 | Eductor, RMF Dechlorination, RMF Facility | FCL-DCL-SO-0401 |  |  |  | INJ |  |  | Sulphonator, RMF Dechlorination, Machine Room,Gaseous Chemical Building
50552 | FCL-DCL-PSH-0105 | Switch, Pressure-High, Evaporator 0101 Vent Line to Scrubber, Machine Room, Gaseous Chemical Bldg. | FCL-DCL-EV-0101 |  |  |  | PSH |  |  | Evaporator, SO2, Sulpher Dioxide System
50554 | FCL-DCL-PSH-0205 | Switch, Pressure-High, Evaporator 0201 Vent Line to Scrubber, Machine Room, Gaseous Chemical Bldg. | FCL-DCL-EV-0201 |  |  |  | PSH |  |  | Evaporator, SO2, Sulpher Dioxide System
50569 | FCL-DCL-STR-0412 | Strainer, Inlet, INJ-0420, RMF Clarification | FCL-DCL-INJ-0420 |  |  |  | STR |  |  | Eductor, RMF Dechlorination, RMF Facility
50570 | FCL-DCL-STR-0512 | Strainer, Inlet, INJ-0520, RMF Clarification | FCL-DCL-INJ-0520 |  |  |  | STR |  |  | Eductor, RMF Dechlorination, RMF Facility
50661 | TAB-PLT-VAC-TRK | Vacuum Truck Unloading Bay | TAB-PLT-D | [6 empty] | D Building - Preliminary Treatment
50683 | TAB-POLYMER-BLDG | Building Location | TAB-EUS | [6 empty] | Production & End User Support
50684 | TAB-PRM | Primary Treatment | TAB-WORK-AREA-1 | [6 empty] | Work Area 1
50685 | TAB-PRM | Primary Treatment | TAB-WORK-AREA-LIQ | [6 empty] | TAB Work Area Liq
50850 | TAB-PRM-INQ-OPS | Old PS Building - Instrumentation Equipment | TAB-PRM-OPS | [6 empty] | Old PS - Primary Treatment
50877 | TAB-PRM-OPS | Old PS - Primary Treatment | TAB-PRM | [6 empty] | Primary Treatment
50878 | TAB-PRM-P | P Bldg - Primary Treatment | TAB-PRM | [6 empty] | Primary Treatment
50917 | TAB-PRM-P-D | D Building Sludge Pumping | TAB-PRM-D | [6 empty] | D Bldg - Primary Treatment
50919 | TAB-PRM-P-P | P Building - Primary Sludge Pumping | TAB-PRM-P | [6 empty] | P Bldg - Primary Treatment
50927 | TAB-PRM-POL | P Building - Polymer system | TAB-PRM-P | [6 empty] | P Bldg - Primary Treatment
50966 | TAB-PRM-SQ-OPT | Old PS Building - Safety Equipments | TAB-PRM-OPS | [6 empty] | Old PS - Primary Treatment
50967 | TAB-PRM-SQ-P | Safety Equipment, P Building , Primarm | TAB-PRM-P | [6 empty] | P Bldg - Primary Treatment
50968 | TAB-PRM-STRC--OPS | Old PS Building - Drains, Plumbing, Walls | TAB-PRM-OPS | [6 empty] | Old PS - Primary Treatment
51427 | TAB-PRS | Phosphorous Removal System | TAB-WORK-AREA-1 | [6 empty] | Work Area 1
51428 | TAB-PRS | Phosphorous Removal System | TAB-WORK-AREA-LIQ | [6 empty] | TAB Work Area Liq
51431 | TAB-PRS-C | Air Compressors & Receiver/ Unloading Station | TAB-PRS2 | [6 empty] | Phosphorus Removal System
51445 | FCL-DCL-V-0043 | Valve, Check, Discharge, SO2 Sampling Pump 0001A, Ground Level, Dewatering Pumps Area | FCL-DCL-P-0001A |  |  |  | V |  |  | Pump, Centrifugal, Sampling Before SO2, Decant Liquor, Sampling Pumps
51446 | FCL-DCL-V-0046 | Valve, Ball, Isolation, Pressure Gauge PI-0004, High Lift PS Basement | FCL-DCL-PI-0004 |  |  |  | V |  |  | Indicator, Pressure, SO2 Solution to Treated Water Conduit, High Lift PS Basement
51482 | TAB-PRS-ELQ | Electrical Equipment | TAB-PRS2 | [6 empty] | Phosphorus Removal System
51517 | TAB-PRS-INQ | Instrumentation Equipment | TAB-PRS2 | [6 empty] | Phosphorus Removal System
51606 | TAB-PRS-P-TRANSFER | Chemical Transfer Pumps | TAB-PRS2 | [6 empty] | Phosphorus Removal System
51634 | FCL-DCL-V-0411 | Valve, Isolation, Inlet, RMF Sulphonator 0401, Machine Room, Gaseous Chemical Building | FCL-DCL-SO-0401 |  |  |  | V |  |  | Sulphonator, RMF Dechlorination, Machine Room,Gaseous Chemical Building
51635 | FCL-DCL-V-0420 | Valve, Check, Inlet, DCL-INJ-0420, RMF Clarification | FCL-DCL-INJ-0420 |  |  |  | V |  |  | Eductor, RMF Dechlorination, RMF Facility
51638 | FCL-DCL-V-0502 | Valve, Isolation, SO2 Gas Line to RMF Sulphonator 0501, Machine Room, Gaseous Chemical Building | FCL-DCL-SO-0501 |  |  |  | V |  |  | Sulphonator, RMF Dechlorination, Machine Room,Gaseous Chemical Building
51640 | FCL-DCL-V-0511 | Valve, Isolation, Inlet, RMF Sulphonator 0501, Machine Room, Gaseous Chemical Building | FCL-DCL-SO-0501 |  |  |  | V |  |  | Sulphonator, RMF Dechlorination, Machine Room,Gaseous Chemical Building
51641 | FCL-DCL-V-0513 | Valve, Ball, Isolation, Service Water to INJ-0520, RMF Clarification | FCL-DCL-INJ-0520 |  |  |  | V |  |  | Eductor, RMF Dechlorination, RMF Facility
51642 | FCL-DCL-V-0514 | Valve, Ball, Outlet, INJ-0520, RMF Clarification | FCL-DCL-INJ-0520 |  |  |  | V |  |  | Eductor, RMF Dechlorination, RMF Facility
51729 | FCL-DEW | Dewatering | FCL-GRK | [6 empty] | Buildings and Grounds
51730 | FCL-DEW-CP-0101 | Control Panel, Raw Water Process Dewatering Pumps P-0101A&B, Low Lift PS SW Corner | FCL-DEW-P-0101A |  |  |  | CP |  |  | Pump, Dry Pit Submersible, Raw Water Process Dewatering, Raw Water Dewatering Pit
51731 | FCL-DEW-CP-0201 | Control Panel, Treated Water Process Dewatering Pumps P-0201A&B, High Lift PS SW Corner | FCL-DEW-P-0201A |  |  |  | CP |  |  | Pump, Dry Pit Submersible. Treated Water Process Dewatering, Treated Water Dewatering Pit
51732 | FCL-DEW-CP-0301 | Control Panel, Pre-Treatment Process Dewatering Pumps P-0301A&B, West Sedimentation Corridor | FCL-DEW-P-0301A |  |  |  | CP |  |  | Pump, Dry Pit Submersible. Sedimentation Tanks Process Dewatering, Sedimentation Tank Dewatering Pit
51733 | FCL-DEW-CP-0601 | Control Panel, High Lift PS Area Dewatering Pumps P-0601A&B, High Lift PS SW Corner | FCL-DEW-P-0601A |  |  |  | CP |  |  | Pump, Dry Pit Submersible. High Lift PS Area Dewatering Pump, Treated Water Dewatering Pit
51946 | FCL-DEW-T-0401 | Tank, Sump Well, Low Lift PS Area Dewatering Pit | FCL-DEW |  |  |  | T |  |  | Dewatering
51947 | FCL-DEW-T-0501 | Tank, Wet Well, Sedimentation Tank Dewatering Pit | FCL-DEW-SED |  |  |  | T |  |  | Sedimentation Area Dewatering
51956 | FCL-DEW-V-0009 | Valve, Ball, Suction Header, Raw Water Process Dewatering Pump DEW-P-0101A/B, Low Lift Basement | FCL-DEW-P-0101A |  |  |  | V |  |  | Pump, Dry Pit Submersible, Raw Water Process Dewatering, Raw Water Dewatering Pit
51957 | FCL-DEW-V-0010A | Valve, Check, Swing, Treated Water Suction Channel, Treated Water Process Dewatering Pit | FCL-DEW-T-0201 |  |  |  | V |  |  | Tank, Treated Water Process Dewatering Pit
51958 | FCL-DEW-V-0015 | Valve, Check, Swing, Drain, Pre-Treatment Mud Valve, Sedimentation Tank Dewatering Pit | FCL-DEW-T-0201 |  |  |  | V |  |  | Tank, Treated Water Process Dewatering Pit
51959 | FCL-DEW-V-0016 | Valve, Gate, Drain, Pre-Treatment Mud Valve, Sedimentation Tank Dewatering Pit | FCL-DEW |  |  |  | V |  |  | Dewatering
52073 | TAB-PRS2 | Phosphorus Removal System | TAB-WORK-AREA-2 | [6 empty] | Work Area 2
52079 | TAB-PWA-DBLDG | Plant Water System- D Bldg | TAB-WORK-AREA-1 | [6 empty] | Work Area 1
52080 | TAB-PWA-F | Plant Water - Filters and Strainers | TAB-PWA | [6 empty] | Plant Water
52156 | TAB-PWA-INQ | Plant Water - Instrumentation Equipment | TAB-PWA | [6 empty] | Plant Water
52186 | TAB-PWA-P | Plant Water - Sump Pumps | TAB-PWA | [6 empty] | Plant Water
52227 | TAB-PWA-PRJ-0001 | Capital Project for Disinfection | TAB-STR-BL |  |  |  | PRJ |  |  | Process Air Blowers & Lube Oil Pumps
52235 | TAB-PWA-PUMPS | Plant Water - Pumps | TAB-PWA | [6 empty] | Plant Water
52239 | TAB-PWA-SC | Plant Water - Travelling Screens | TAB-PWA | [6 empty] | Plant Water
52242 | TAB-PWA-SG | Plant Water -Effluent Inlet Chambers & Sluice Gates, Vlves, Instruments | TAB-PWA | [6 empty] | Plant Water
52705 | TAB-PWA-V1 | Plant Water - Valves, Hydrants | TAB-PWA | Valve | [5 empty] | Plant Water
52706 | TAB-RSP | Raw Sewage Pumping | TAB-WORK-AREA-1 | [6 empty] | Work Area 1
52707 | TAB-RSP | Raw Sewage Pumping | TAB-WORK-AREA-4 | [6 empty] | Work Area 4
52708 | TAB-RSP | Raw Sewage Pumping | TAB-WORK-AREA-LIQ | [6 empty] | TAB Work Area Liq
52740 | TAB-RSP-ELQ | T Building - Electrical Equipment | TAB-RSP-T | [6 empty] | T Building
52756 | FCL-DIS | Disinfection and Conditioning | FCL WORK AREA 1 | [6 empty] | Process
52758 | FCL-ELS | Electrical Distribution | FCL WORK AREA 2 | [6 empty] | Plant Services
52759 | FCL-ELS-1 | Process Control and SCADA | FCL-ELS |  |  |  | ELS |  |  | Electrical Distribution
52760 | FCL-ELS-2 | Electrical Systems | FCL-ELS |  |  |  | ELS |  |  | Electrical Distribution
52761 | FCL-ELS-5 | Security System | FCL-ELS |  |  |  | ELS |  |  | Electrical Distribution
52800 | TAB-RSP-FN | M & T Building - Odour Control Fans & Filters | TAB-RSP | [6 empty] | Raw Sewage Pumping
52856 | TAB-RSP-G-T | T Building - Wet Wells, Sluice Gates & Actuators | TAB-RSP-T | [6 empty] | T Building
52895 | TAB-RSP-P | M Building - Sump Pumps | TAB-RSP-M | Pump,Centrifugal | [5 empty] | M Building
52915 | TAB-RSP-P-SUMP | T Building - Dewatering & Sump Sumps | TAB-RSP-T | [6 empty] | T Building
52916 | TAB-RSP-P-T | T Building - Raw Sewage Pumping | TAB-RSP | [6 empty] | Raw Sewage Pumping
52917 | TAB-RSP-PIP | Raw Sewage, Influent Conduits # 1-5 | TAB-RSP | [6 empty] | Raw Sewage Pumping
52918 | TAB-RSP-PIP-0002 | Influent Conduit # 2, Raw Sewage Conduit from High Level | TAB-RSP-PIP |  |  |  | PIP |  |  | Raw Sewage, Influent Conduits # 1-5
52919 | TAB-RSP-PIP-0003 | Influent Conduit # 3, Raw Sewage Conduit from Coxwell | TAB-RSP-PIP |  |  |  | PIP |  |  | Raw Sewage, Influent Conduits # 1-5
52920 | TAB-RSP-PIP-0004 | Influent Conduit # 4, Raw Sewage Conduit from Coxwell | TAB-RSP-PIP |  |  |  | PIP |  |  | Raw Sewage, Influent Conduits # 1-5
52921 | TAB-RSP-PIP-0005 | Influent Conduit # 5, Raw Sewage Conduit from Main Pumping Station | TAB-RSP-PIP |  |  |  | PIP |  |  | Raw Sewage, Influent Conduits # 1-5
52922 | TAB-RSP-PIP-1000 | T Building , Raw Sewage Piping | TAB-RSP-T |  |  |  | PIP |  |  | T Building
52923 | TAB-RSP-PIP-2000 | M Building , Raw Sewage Piping | TAB-RSP-M |  |  |  | PIP |  |  | M Building
52925 | TAB-RSP-PM | M Building - Raw Sewage Pumping | TAB-RSP | [6 empty] | Raw Sewage Pumping
52994 | TAB-RSP-SC-M | M Building - Bar Screen, Sluice Gates & Wet Wells | TAB-RSP-M | [6 empty] | M Building
52998 | TAB-RSP-STRC-M | M Building - Safety Equipment,Building Services,Drains, Plumbing | TAB-RSP-M | [6 empty] | M Building
52999 | TAB-RSP-STRC-T | T Building - Safety Equipment,Wall, Ceiling & Floor | TAB-RSP-T | [6 empty] | T Building
53092 | TAB-RTE-PD | TAB-Routine Power Distribution Plant Wide | TAB POWER DISTRIB | [6 empty] | TAB Power Distribution and Process Control
53093 | TAB-RTE-WA1 | TAB-Routine Work Area 1 | TAB-WORK-AREA-LIQ | [6 empty] | TAB Work Area Liq
53094 | TAB-RTE-WA2 | TAB-Routine Work Area 2 | TAB-WORK-AREA-2 | [6 empty] | Work Area 2
53095 | TAB-RTE-WA3 | TAB-Routine Work Area 3 | TAB-WORK-AREA-3 | [6 empty] | Work Area 3
53096 | TAB-RTE-WA3 | TAB-Routine Work Area 3 | TAB-WORK-AREA-SOL | [6 empty] | TAB Work Area Sol
53097 | TAB-RTE-WA6 | TAB-Routine Work Area 6 | TAB-WORK-AREA-6 | [6 empty] | Work Area 6
53098 | TAB-RTE-WA6 | TAB-Routine Work Area 6 | TAB-WORK-AREA-SEO | [6 empty] | TAB Work Area SEO
53099 | TAB-RTE-WA8 | TAB-Routine Work Area 8 | TAB-WORK-AREA-8 | [6 empty] | Electrical Sub- Stations
53117 | TAB-SA-CPU-0039 | Scada, Workstation, Service Air, Auxiliary Systems Building, Main Floor | TAB-AUX-ELQ | Computer Equipment,CPU |  |  | CPU |  |  | Auxiliary Building - Electrical Equipment
53143 | TAB-SA-FN | Compressor Supply Air | TAB-AUX-C | [6 empty] | Auxiliary Building - Compressed Service Air Equipment
53649 | TAB-SES-SQ | WA7 Safety Equipment | TAB-WORK-AREA-7 | [6 empty] | Work Area 7
53650 | TAB-SES-SQ | WA7 Safety Equipment | TAB-WORK-AREA-WWPW | [6 empty] | TAB Work Area WWPW
53691 | TAB-SES-WA8 | WA 8 Safety Equipment, | TAB-WORK-AREA-8 | [6 empty] | Electrical Sub- Stations
53692 | TAB-SLD | Sludge Drying - Pelletization (OPERATED BY VEOLIA) | TAB-WORK-AREA-4 | [6 empty] | Work Area 4
53694 | TAB-SLD-F | Pelletizer Bldg. - Filters, Fans & Pellet Cooler Bags | TAB-SLD | [6 empty] | Sludge Drying - Pelletization (OPERATED BY VEOLIA)
53695 | TAB-SLD-STRC | Pelletizer Bldg - Building Services, Drains, Electrical Service(110/220V), Lighting, Plumbing | TAB-SLD | [6 empty] | Sludge Drying - Pelletization (OPERATED BY VEOLIA)
53716 | TAB-SLO-BIO | Odour Control Facility-WA4 | TAB-SLO-LOADING | Filter | [5 empty] | Sludge Loading - Bio-Solids
53717 | TAB-SLO-BIO | Odour Control Facility-WA4 | TAB-WORK-AREA-SOL | Filter | [5 empty] | TAB Work Area Sol
53776 | TAB-SLO-LOADING | Sludge Loading - Bio-Solids | TAB-WORK-AREA-4 | [6 empty] | Work Area 4
53777 | TAB-SLO-LOADING | Sludge Loading - Bio-Solids | TAB-WORK-AREA-SOL | [6 empty] | TAB Work Area Sol
53815 | TAB-SLO-PIP | Sludge Transfer Pipe Lubrication | TAB-SLO-LOADING | [6 empty] | Sludge Loading - Bio-Solids
53843 | TAB-SLO-SES | TABWA4 Health and Safety Equipment | TAB-WORK-AREA-4 | [6 empty] | Work Area 4
53847 | TAB-SLO-SILO | Sludge Transfer & Silos | TAB-WORK-AREA-SOL | [6 empty] | TAB Work Area Sol
53862 | TAB-SLO-STRC-TLF | Truck Loading Facility - Drains, Electrical Service(110/220V), Lighting, Plumbing | TAB-SLO-STRC | [6 empty] | Sludge Loading & Odour Control - Facilities
53873 | TAB-SLO-TLF | Biosolid Truck Loadout | TAB-SLO-LOADING | [6 empty] | Sludge Loading - Bio-Solids
53876 | TAB-SLO-V | Compressed Air Equipment, Truck Loading | TAB-SLO-TLF | [6 empty] | Biosolid Truck Loadout
54009 | TAB-SPC | Process Control Systems - Services Area | TAB | [6 empty] | Ashbridges Bay Treatment Plant
54012 | TAB-SPC-COM | Communications Equipment Location | TAB-THK-INQ | [6 empty] | Floatation - Instrumentation Equipment
54019 | TAB-SPC1 | Process Control Systems - Administrative | TAB | [6 empty] | Ashbridges Bay Treatment Plant
54087 | TAB-STR-ANL-0100 | Portable Meters | TAB-STR-SQ |  |  |  | ANL |  |  | WA2 Safety Equipment,lifting devices, ladders, Eye Wash station, First Aid Kits, Lock out stations
54088 | TAB-STR-BL | Process Air Blowers & Lube Oil Pumps | TAB-WORK-AREA-LIQ | [6 empty] | TAB Work Area Liq
54094 | TAB-STR-BL-LUBE | Blower Lube Oil Transfer Pumps, Blowers 1-5 & 7-9 | TAB-STR-BL | [6 empty] | Process Air Blowers & Lube Oil Pumps
54206 | TAB-STR-ELQ | Blower Building - Power Distribution & Electrical Equipment | TAB-AER-BL | [6 empty] | Blower Building
54311 | TAB-STR-G | Sluice Gates, Effluent/Outfall | TAB-WORK-AREA-1 | [6 empty] | Work Area 1
54312 | TAB-STR-G | Sluice Gates, Effluent/Outfall | TAB-WORK-AREA-2 | [6 empty] | Work Area 2
54352 | TAB-STR-G-BYPS | Gates ,Bypass | TAB-WORK-AREA-1 | [6 empty] | Work Area 1
54353 | TAB-STR-G-BYPS | Gates ,Bypass | TAB-WORK-AREA-LIQ | [6 empty] | TAB Work Area Liq
54358 | TAB-STR-INQ | WA1 Instrumentation & Safety Equipment (Gas Monitors) | TAB-WORK-AREA-LIQ | [6 empty] | TAB Work Area Liq
54471 | TAB-STR-P-WAS | Aeration Gallery - Waste Activated Sludge Pumps | TAB-AER | [6 empty] | Aeration Gallery
54502 | TAB-STR-RAS/WAS | Return & Waste Activated Sludge Header | TAB-AER | [6 empty] | Aeration Gallery
54513 | TAB-STR-SP | Aeration, Sampler Settled Sewage | TAB-AER-INQ | [6 empty] | Aeration - WA2 Instrumentation Equipment
54537 | TAB-STR-STRC | Blower Bldg Services - Drains, Electrical Service(110/220V), Lighting, Plumbing | TAB-AER-BL | [6 empty] | Blower Building
54902 | TAB-STR-V-IF | WAS Line Valve In Field (Distribution) | TAB-STR-RAS/WAS | [6 empty] | Return & Waste Activated Sludge Header
54903 | TAB-STR-VALVES | Aeration Tanks - Process Air Headers Valves & Actuators | TAB-AER-BL | [6 empty] | Blower Building
54916 | TAB-STR2 | Secondary Treatment - Clarifiers | TAB-WORK-AREA-2 | [6 empty] | Work Area 2
54917 | TAB-STR5-V | Floatation - WAS Distribution Valves | TAB-WORK-AREA-SOL | [6 empty] | TAB Work Area Sol
54920 | TAB-T BLDG | Building Location | TAB-SPC | [6 empty] | Process Control Systems - Services Area
54921 | TAB-T-BLDG | Building Location | TAB-EUS | [6 empty] | Production & End User Support
54922 | TAB-THK | Floatation | TAB-WORK-AREA-5 | [6 empty] | Work Area 5
54923 | TAB-THK | Floatation | TAB-WORK-AREA-SOL | [6 empty] | TAB Work Area Sol
54927 | TAB-THK-ANL | Analyzer, Rise Rate | TAB-THK-INQ | [6 empty] | Floatation - Instrumentation Equipment
54936 | TAB-THK-COMP | Floatation - Air Compressor | TAB-THK | [6 empty] | Floatation
54940 | TAB-THK-CT | Controller, Uni-Sonic | TAB-THK-INQ | [6 empty] | Floatation - Instrumentation Equipment
54941 | TAB-THK-ELQ | Floatation - Electrical Equipment | TAB-THK | [6 empty] | Floatation
54972 | TAB-THK-INQ | Floatation - Instrumentation Equipment | TAB-THK | [6 empty] | Floatation
55047 | TAB-THK-POL | Polymer System | TAB-WORK-AREA-SOL | [6 empty] | TAB Work Area Sol
55067 | TAB-THK-SP | Auto sampler | TAB-THK-INQ | [6 empty] | Floatation - Instrumentation Equipment
55068 | TAB-THK-STRC | THK-STRC | TAB-THK | [6 empty] | Floatation
55276 | TAB-THK-V-DIST | Distribution Chamber Valves (Splitter Box) | TAB-THK | [6 empty] | Floatation
55277 | TAB-THK-V-ROUT | Routing Valves | TAB-THK | [6 empty] | Floatation
55289 | TAB-WA1 | Common to WA1 - Safety, Bldg. Services, , etc. | TAB-WORK-AREA-1 | [6 empty] | Work Area 1
55290 | TAB-WA1 | Common to WA1 - Safety, Bldg. Services, , etc. | TAB-WORK-AREA-5 | [6 empty] | Work Area 5
55327 | FCL-ELS-LP-0011 | Lighting Panel, 225A, 120/208V, 3PH, Flocculation Area | FCL-ELS-6 |  |  |  | LP |  |  | Interior Lighting
55330 | FCL-ELS-LP-002GA | Lighting Panel, 600/120/208V, 3PH, Gaseous Chemical Building, 3rd Floor, NH3 Maintenance | FCL-ELS-6 |  |  |  | LP |  |  | Interior Lighting
55333 | FCL-ELS-LP-003FA | Lighting Panel, (LP-FA), 600/120/208V, 3PH, Filter Operating Gallery Central/East | FCL-ELS-TR-004FE |  |  |  | LP |  |  | Transformer,Lighting,(LT4F),Lighting Panel LP-003FA,600/120/208V,30kVA,Filter Bldg. Transformer Room
55334 | FCL-ELS-LP-003FE | Lighting Panel, 600/120/208V, 60A, 3PH, Lab | FCL-ELS-6 |  |  |  | LP |  |  | Interior Lighting
55335 | FCL-ELS-LP-003FF | Lighting Panel, (LP-FF), 600/120/208V, 3PH, Filter Operating Gallery Central/West | FCL-ELS-TR-003FF |  |  |  | LP |  |  | Transformer,Lighting,(LT3F),600/120/208V, 30kVA, Panels LP-003FF&003FG,Filter Bldg. Transformer Room
55338 | FCL-ELS-LP-003GB | Lighting Panel, 600/120/208V, 3PH, Gaseous Chemical Building Ammonia 3rd Floor NH3 Maintenance | FCL-ELS-6 |  |  |  | LP |  |  | Interior Lighting
55339 | FCL-ELS-LP-003GC | Lighting Panel, 600/120/208V, 3PH, Gaseous Chemical Building East Stairway | FCL-ELS-6 |  |  |  | LP |  |  | Interior Lighting
55341 | FCL-ELS-LP-004FE | Lighting Panel, 600/120/208V, 3PH, Filter Operating Gallery Central/West | FCL-ELS-6 |  |  |  | LP |  |  | Interior Lighting
55349 | FCL-ELS-LP-0100A | Lighting Panel, 208/120V, 3PH, (LP-F) High Lift Pump Room Basement W | FCL-ELS-6 |  |  |  | LP |  |  | Interior Lighting
55376 | TAB-WA1-MEQ | WA1 Portablel Pumps & Equipment | TAB-WA1 | [6 empty] | Common to WA1 - Safety, Bldg. Services, , etc.
55377 | TAB-WA1-SQ | Safety Equipment & Supplies Common to WA1 | TAB-WA1 | [6 empty] | Common to WA1 - Safety, Bldg. Services, , etc.
55510 | TAB-WA2-ADM-0001 | Admin. Work- Work Area 2 | TAB-WORK-AREA-LIQ |  |  |  | ADM |  |  | TAB Work Area Liq
55511 | TAB-WA2-AR-0001 | TAB WA2 Alternate Rate | TAB-WA2-ADM-0001 |  |  |  | AR |  |  | Admin. Work- Work Area 2
55512 | TAB-WA2-IR-RTE | WA2 IR route | TAB-ELS-ROUTES | [6 empty] | Top-level hierarchy for generic entities that represent muliti-equipment inspection routes
55535 | TAB-WA2-OCH-0001 | operation Chalange. Work- Work Area 2 | TAB-WORK-AREA-2 |  |  |  | OCH |  |  | Work Area 2
55611 | TAB-WA2-TRG-0001 | WA2 Staff training | TAB-STR-STRC |  |  |  | TRG |  |  | Blower Bldg Services - Drains, Electrical Service(110/220V), Lighting, Plumbing
55614 | TAB-WA3-IR-RTE | WA3 IR route | TAB-ELS-ROUTES | [6 empty] | Top-level hierarchy for generic entities that represent muliti-equipment inspection routes
55672 | TAB-WA3-TRG-0001 | WA3 Staff Training | TAB-DEW-SERVICES |  |  |  | TRG |  |  | Dewatering Building Service & Safety Systems
55674 | TAB-WA4-IR-RTE | WA4 IR route | TAB-WA4-ELS | [6 empty] | WA4 Electric Equipments
55752 | TAB-WA5-ELS | WA5 Electric Equipments | TAB-WORK-AREA-5 | [6 empty] | Work Area 5
55759 | TAB-WA5-SQ | WA5 Safety Equipment | TAB-WORK-AREA-5 | [6 empty] | Work Area 5
55760 | TAB-WA5-SQ | WA5 Safety Equipment | TAB-WORK-AREA-SOL | [6 empty] | TAB Work Area Sol
55788 | TAB-WA6-IR-RTE | WA6 IR route | TAB-ELS-ROUTES | [6 empty] | Top-level hierarchy for generic entities that represent muliti-equipment inspection routes
55803 | TAB-WA6-MEWP-0001 | Mobile Elevating work platform- Genie | TAB-WA6-LD-1000 |  |  |  | MEWP |  |  | WA6 portable cranes/hoists, come alongs, slings, wire rope, chains, etc.,
55804 | TAB-WA6-MEWP-0002 | Mobile Elevating work platform- SCISSORLIFT | TAB-WA6-LD-1000 |  |  |  | MEWP |  |  | WA6 portable cranes/hoists, come alongs, slings, wire rope, chains, etc.,
55807 | TAB-WA6-SQ | WA6 Safety Equipment | TAB-WORK-AREA-6 | [6 empty] | Work Area 6
55808 | TAB-WA6-SQ | WA6 Safety Equipment | TAB-WORK-AREA-SEO | [6 empty] | TAB Work Area SEO
55829 | FCL-ELS-LP-0100B | Lighting Panel, 208/120V, 3PH, (LP-H) High Lift Switchgear, South Wall | FCL-ELS-6 |  |  |  | LP |  |  | Interior Lighting
55830 | FCL-ELS-LP-0100C | Lighting Panel, 208/120V, 3PH, (LP-J) High Lift Pump Room First Floor North Wall | FCL-ELS-6 |  |  |  | LP |  |  | Interior Lighting
55831 | FCL-ELS-LP-0100G | Lighting Panel, 208/120V, 3PH, (LP-G) High Lift Heating and Ventilation Room | FCL-ELS-6 |  |  |  | LP |  |  | Interior Lighting
55840 | FCL-ELS-LP-0200B | Lighting Panel, Heating, 208/120V, 3PH, Admin Building, Lunch Room 113 West Wall | FCL-ELS-TR-0200P |  |  |  | LP |  |  | Transformer, 600/120/208V,112.5kW, Lighting Panels LP-0200P &0200B, High Lift Switchgear Floor East
55841 | FCL-ELS-LP-0200K | Lighting Panel, 208/120V, 3PH, (LP-K), Admin Building Servers Room 106 First Floor | FCL-ELS-6 |  |  |  | LP |  |  | Interior Lighting
55842 | FCL-ELS-LP-0200L | Lighting Panel, 208/120V, 3PH, (LP-A) Admin Building Second Floor N | FCL-ELS-6 |  |  |  | LP |  |  | Interior Lighting
55843 | FCL-ELS-LP-0200N | Lighting Panel, 208/120V, 3PH, (LP-A1L) Admin Building | FCL-ELS-6 |  |  |  | LP |  |  | Interior Lighting
55844 | FCL-ELS-LP-0200O | Lighting Panel, Heating, 208/120V, 3PH, Admin Building, Corridor 217 Second Floor | FCL-ELS-TR-0200O |  |  |  | LP |  |  | Transformer, 600/120/208V, 75 kVA, 3PH, Lighting Panels LP-0200O&0200A, High Lift Switchgear Room
55849 | FCL-ELS-LP-0301E | Lighting Panel, Emergency Load, 208/120V, 3PH, Admin Building Sever Room | FCL-ELS-6 |  |  |  | LP |  |  | Interior Lighting
55855 | FCL-ELS-LP-0400B | Lighting Panel, Low Lift Switchgear Room | FCL-ELS-6 |  |  |  | LP |  |  | Interior Lighting
55856 | FCL-ELS-LP-0400C | Lighting Panel, Low Lift Screen Room | FCL-ELS-6 |  |  |  | LP |  |  | Interior Lighting
55860 | FCL-ELS-LP-0500E | Lighting Panel, 575/120/208V, Dry Chemical Building, Outside PAC Room West Entrance | FCL-ELS-6 |  |  |  | LP |  |  | Interior Lighting
55864 | FCL-ELS-LSH-0301 | Switch, Level, High, Fuel Oil Tank T-0100 Spill Sensing, Low Lift Building, Screen Room, Underground | FCL-ELS-T-0100 |  |  |  | LSH |  |  | Tank, Underground, Main Oil Fuel Tank, Low Lift Building, Screen Room
55865 | FCL-ELS-LSH-0302 | Switch, Level-High, Fuel Oil Tank T-0100 Transition Sump Spill,Low Lift Bldg,Screen Room,Underground | FCL-ELS-T-0100 |  |  |  | LSH |  |  | Tank, Underground, Main Oil Fuel Tank, Low Lift Building, Screen Room
55869 | TAB-WA6-TRG-0001 | WA6 Staff Training | TAB-WA6 |  |  |  | TRG |  |  | Common to Projects, Bldg. Services, Z Building
55901 | TAB-WA7-MCS | Plant Miscellaneous Assets | TAB-WORK-AREA-WWPW | [6 empty] | TAB Work Area WWPW
55910 | TAB-WA7-TRG-0001 | WA7 Staff Training | TAB-GRK |  |  |  | TRG |  |  | Grounds Equipment, Building Services-WA7
55913 | TAB-WA8-INQ | Instrument Equipment | TAB-WORK-AREA-8 | [6 empty] | Electrical Sub- Stations
55914 | TAB-WA8-IR-RTE | WA8 IR route | TAB-ELS-ROUTES | [6 empty] | Top-level hierarchy for generic entities that represent muliti-equipment inspection routes
55918 | TAB-WASTE-GAS-BLDG | Building Location | TAB-EUS | [6 empty] | Production & End User Support
55919 | TAB-WB | West Bypass | TAB-DIS-OF | [6 empty] | Disinfection - Out Fall
55920 | TAB-WORK-AREA-1 | Work Area 1 | TAB |  |  |  | AREA |  |  | Ashbridges Bay Treatment Plant
55921 | TAB-WORK-AREA-2 | Work Area 2 | TAB |  |  |  | AREA |  |  | Ashbridges Bay Treatment Plant
55922 | TAB-WORK-AREA-4 | Work Area 4 | TAB |  |  |  | AREA |  |  | Ashbridges Bay Treatment Plant
55923 | TAB-WORK-AREA-5 | Work Area 5 | TAB |  |  |  | AREA |  |  | Ashbridges Bay Treatment Plant
55924 | TAB-WORK-AREA-6 | Work Area 6 | TAB |  |  |  | AREA |  |  | Ashbridges Bay Treatment Plant
55925 | TAB-Z BLDG | Building Location | TAB-SPC | [6 empty] | Process Control Systems - Services Area
55969 | TAB_EL1_13.8KV | Electrical,13.8KV,North Substation | TAB_EL1_NS | [6 empty] | Electrical Distribution,North Substation
55970 | TAB_EL1_13.8KV_ELECABS | Electrical Distribution Cabinets,13.8KV,North Substation | TAB_EL1_13.8KV | [6 empty] | Electrical,13.8KV,North Substation
55971 | TAB_EL1_13.8KV_JUNCT EQUP | Electrical Junction Equipment,13.8KV | TAB_EL1_13.8KV | [6 empty] | Electrical,13.8KV,North Substation
55972 | TAB_EL1_4.16KV | Electrical,4.16KV,North Substation | TAB_EL1_NS | [6 empty] | Electrical Distribution,North Substation
55973 | TAB_EL1_NS | Electrical Distribution,North Substation | TAB | [6 empty] | Ashbridges Bay Treatment Plant
55974 | TAB_RUU_13.8KV | Electrical,13.8KV,Tunnel Substation | TAB_EL1_NS | [6 empty] | Electrical Distribution,North Substation
55975 | TAB_RUU_13.8KV_ELECABS | Electrical Distribution Cabinets,13.8KV,Tunnel Substation | TAB_RUU_13.8KV | [6 empty] | Electrical,13.8KV,Tunnel Substation
56032 | THC | Highland Creek Treatment Plant | WWT | [6 empty] | Wastewater Treatment
56051 | THC COMMUNICATIONS | THC Communications | THC-SPC1 | [6 empty] | Process Control Systems - Administrative
56052 | THC EUS SERVER ROOM | Communication Switch | THC-ADMIN-BLDG | [6 empty] | Building Location
56053 | THC OIT | THC OIT | THC-SPC1 | [6 empty] | Process Control Systems - Administrative
56054 | THC SCADA SERVERS | THC SCADA Servers | THC-SPC1 | [6 empty] | Process Control Systems - Administrative
56055 | THC SCADA SUPPORT | THC SCADA Support | THC-SPC1 | [6 empty] | Process Control Systems - Administrative
56277 | FCL-ELS-LSHH-0101B | Switch, Level, Critical High, Tank ELS-T-0101, Emergency Power Generator Monitoring | FCL-ELS-T-0101 |  |  |  | LSHH |  |  | Tank, Generator G-0100 Oil Fuel Day Tank, Low Lift Building, Screen Room
56278 | FCL-ELS-LSHH-0201A | Switch, Level, High High, Tank ELS-T-0201, Emergency Power Generator Monitoring | FCL-ELS-T-0201 |  |  |  | LSHH |  |  | Tank, Generator G-0200 Oil Fuel Day Tank, Low Lift Building, Screen Room
56279 | FCL-ELS-LSHH-0201B | Switch, Level, Critical High, Tank ELS-T-0201, Emergency Power Generator Monitoring | FCL-ELS-T-0201 |  |  |  | LSHH |  |  | Tank, Generator G-0200 Oil Fuel Day Tank, Low Lift Building, Screen Room
56280 | FCL-ELS-LSHH-0300 | Switch, Level, High High, Fuel Oil Tank T-0100, Low Lift Building, Screen Room, Underground | FCL-ELS-T-0100 |  |  |  | LSHH |  |  | Tank, Underground, Main Oil Fuel Tank, Low Lift Building, Screen Room
56282 | FCL-ELS-LSL-0300 | Switch, Level, Low, Fuel Oil Tank T-0100, Low Lift Building, Screen Room, Underground | FCL-ELS-T-0100 |  |  |  | LSL |  |  | Tank, Underground, Main Oil Fuel Tank, Low Lift Building, Screen Room
56283 | FCL-ELS-LSLL-0101 | Switch, Level, Low Low, Fuel Oil Day Tank T-0101, Low Lift Building, Screen Room | FCL-ELS-T-0101 |  |  |  | LSLL |  |  | Tank, Generator G-0100 Oil Fuel Day Tank, Low Lift Building, Screen Room
56284 | FCL-ELS-LTG | Emergency Lighting | FCL-SES | [6 empty] | Safety and Environmental Services
56289 | FCL-ELS-LTX | Exit Lighting | FCL-ELS | [6 empty] | Electrical Distribution
56290 | FCL-ELS-LTX | Exit Lighting | FCL-SES | [6 empty] | Safety and Environmental Services
56375 | THC-ACC-DM-1042 | Damper,Motorized | THC-PRM-BLDG-HPU0010 |  |  |  | DM |  |  | HPU Building 10
56376 | THC-ACC-DM-1051 | Damper,Motorized | THC-PRM-BLDG-HPU0010 |  |  |  | DM |  |  | HPU Building 10
56377 | THC-ACC-DM-1052 | Damper,Motorized | THC-PRM-BLDG-HPU0010 |  |  |  | DM |  |  | HPU Building 10
56378 | THC-ACC-DM-1081A | Damper,Motorized | THC-PRM-BLDG-HPU0010 |  |  |  | DM |  |  | HPU Building 10
56649 | THC-ACC-FN-4006 | Fan, Exhaust, SW Plant, Tunnel T12 | THC-ACC-TUNNEL |  |  |  | FN |  |  | Plant Tunnels, HVAC
56650 | THC-ACC-FN-4007 | Fan, Exhaust, from Sump Pit in Tunnel T12 & T15 , containing PRM-P-0122/0123 | THC-ACC-TUNNEL |  |  |  | FN |  |  | Plant Tunnels, HVAC
56721 | FCL-ELS-PS-0003 | Emergency Power | FCL-ELS |  |  |  | PS |  |  | Electrical Distribution
56734 | FCL-ELS-STR-0101 | Strainer, Suction, Fuel Oil Transfer Pump P-0100, Low Lift Building, Screen Room | FCL-ELS-P-0100 |  |  |  | STR |  |  | Pump, Gear, Fuel Oil Transfer Pump, Low Lift Building, Screen Room
56735 | FCL-ELS-STR-0201 | Strainer, Suction, Fuel Oil Transfer Pump P-0200, Low Lift Building, Screen Room | FCL-ELS-P-0200 |  |  |  | STR |  |  | Pump, Gear, Fuel Oil Transfer Pump, Low Lift Building, Screen Room
57320 | THC-ACC-TUNNEL | Plant Tunnels, HVAC | THC-MCS-HVAC | [6 empty] | Mechanical Services, HVAC
57698 | FCL-ELS-TR-001DC | Transformer, Lighting, Construction Trailer LP, | FCL-ELS-6 |  |  |  | TR |  |  | Interior Lighting
57801 | THC-ADMIN BLDG | Building Location | THC-SPC2 | [6 empty] | Process Control Systems - Equipment
57802 | THC-ADMIN-BLDG | Building Location | THC-EUS | [6 empty] | Production & End User Support
57837 | THC-AER-BL-7300-I-IV | Blower, Aeration System | THC-AER-PHASE I-IV |  |  |  | BL |  |  | AerationTreatment
57838 | THC-AER-BL-7400-I-IV | Blower, Aeration System | THC-AER-PHASE I-IV |  |  |  | BL |  |  | AerationTreatment
57890 | THC-AER-M-7270 | Motor, Blower, Aeration | THC-AER-BL-7200-I-IV | Motor,AC,Induction |  |  | M |  |  | Blower, Aeration System
57891 | THC-AER-M-7370 | Motor, Blower, Aeration | THC-AER-BL-7300-I-IV | Motor,AC,Induction |  |  | M |  |  | Blower, Aeration System
57893 | THC-AER-M-7470 | Motor, Blower, Aeration | THC-AER-BL-7400-I-IV | Motor,AC,Induction |  |  | M |  |  | Blower, Aeration System
58153 | THC-AIR-TREAT-BLDG | Building Location | THC-EUS | [6 empty] | Production & End User Support
58157 | THC-AUX | Auxiliary Systems
58158 | THC-AUX-LIQUIDS | Auxiliary Systems, Plant Liquids side | THC | [6 empty] | Highland Creek Treatment Plant
58160 | THC-CAP-BTU-13FS-08WP | THC Capital Works, Biosolids Treatment Upgrade (Incinerator), Contract # 13FS-08WP | THC-CAP-WA1 |  |  | 37922 | BTU |  |  | THC WA1 Capital Projects
58161 | THC-CAP-BTU-13FS-08WP | THC Capital Works, Biosolids Treatment Upgrade (Incinerator), Contract # 13FS-08WP | THC-SUSPENDED |  |  | 37922 | BTU |  |  | Suspended entity
58162 | THC-CAP-PLC-9117-14-7076 | THC Capital Works, PLC Platform Migration and Upgrades Project, RFP # 9117-14-7076 | THC-CAP-WA2 |  |  | 37923 | PLC |  |  | THC WA2 Capital Projects
58163 | THC-CAP-PLC-9117-14-7076 | THC Capital Works, PLC Platform Migration and Upgrades Project, RFP # 9117-14-7076 | THC-SUSPENDED |  |  | 37923 | PLC |  |  | Suspended entity
58164 | THC-CAP-WA3 | THC WA3 Capital Projects | THCLIQOPS | [6 empty] | THC Liquids Operations
58165 | THC-CBM | THC-Condition Based Monitoring | THC | [6 empty] | Highland Creek Treatment Plant
58166 | THC-CBM-0001 | THC-Condition Based Monitoring (virtual entity) used to repair entity links and activity lists | THC |  |  |  | CBM |  |  | Highland Creek Treatment Plant
58167 | THC-CBM-0001 | THC-Condition Based Monitoring (virtual entity) used to repair entity links and activity lists | THC-CBM |  |  |  | CBM |  |  | THC-Condition Based Monitoring
58168 | THC-COMPRESSOR-BLDG | Building Location | THC-EUS | [6 empty] | Production & End User Support
58326 | THC-CWP-DEU-0001 | THC Capital Works Project Disinfection and Electrical Upgrades 21ECS-MI-01HC | THC-CAP-WA2 |  |  |  | DEU |  |  | THC WA2 Capital Projects
58327 | THC-CWP-FBI | THC Capital Works, Fluidizide Bed Incineration, Contract # 20ECS-MI-03HC/9117-20-7137;9117-18-7202;21ECS-MI-05HC | THC-CAP-WA1 | [6 empty] | THC WA1 Capital Projects
58328 | THC-CWP-PCB-ADMBLD | THC Capital Works, Process Control Building (Administration Building), Contract # MCP-13-19WP | THC-CAP-WA2 | [6 empty] | THC WA2 Capital Projects
58329 | THC-DCL | Dechlorination Process | THCLIQMNT | [6 empty] | THC Liquids Maintenance
58411 | THC-DCL-SBS | Dechlorination -Outfall SBS System | THC-DCL | [6 empty] | Dechlorination Process
58530 | THC-DECHLORINE BLDG | Building Location | THC-SPC2 | [6 empty] | Process Control Systems - Equipment
58553 | THC-DEW-BIOFILTER | DEW Biofilter System, Sludge Storage | THC-DEW | [6 empty] | Dewatering Process
58558 | THC-DEW-CF | Sludge Dewatering, Centrifuge CF-1100/1200/1300/1400/1500 | THC-DEW-SOLIDS | [6 empty] | Solids Treatment, System Dewatering
58560 | THC-DEW-CF-0312/0313 | Sludge Dewatering, Centrifuge CF-312/313 | THC-DEW-SOLIDS |  |  | 35332 | CF |  |  | Solids Treatment, System Dewatering
58564 | THC-DEW-CF-1300/1400 | Sludge Dewatering, Centrifuge CF-1300/1400 | THC-DEW-SOLIDS |  |  |  | CF |  |  | Solids Treatment, System Dewatering
58566 | THC-DEW-CF-1500/1600 | Sludge Dewatering, Centrifuge CF-1500/1600 | THC-DEW-SOLIDS |  |  |  | CF |  |  | Solids Treatment, System Dewatering
58569 | THC-DEW-CONV | Conveyors System Dewatering | THC-DEW | [6 empty] | Dewatering Process
58625 | THC-DEW-HOLD TANK | Dewatering-Sludge Holding Tanks | THCSLDMNT | [6 empty] | THC Solids Maintenance
58760 | THC-DEW-POL-FEED | Polymer Feed System Dewatering | THC-DEW-POL | [6 empty] | Polymer System Dewatering
58772 | THC-DEW-RPU | Incineration RPUs | THC-INC | [6 empty] | Incineration Process
58870 | FCL-ELS-TR-002GA | Transformer, Lighting, 600/120/208V, 30kVA, 3PH, LP-002GA, Gaseous Building, 3rd Floor, NH3 Maintenance | FCL-ELS-6 |  |  |  | TR |  |  | Interior Lighting
58873 | FCL-ELS-TR-003FA | Transformer,Lighting,(LT1F),Heating Panel LP-003FA, 600/120/208V,45kVA,Filter Bldg. Transformer Room | FCL-ELS-6 |  |  |  | TR |  |  | Interior Lighting
58874 | FCL-ELS-TR-003FB | Transformer,Lighting,(LT2F),600/120/208V, 45kVA,Heating Panel LP-003FB,Filter Bldg. Transformer Room | FCL-ELS-6 |  |  |  | TR |  |  | Interior Lighting
58881 | FCL-ELS-TR-004GA | Transformer, Lighting, 600/120/208V, 3PH, Surge Building | FCL-ELS-6 |  |  |  | TR |  |  | Interior Lighting
58882 | FCL-ELS-TR-004GF | Transformer, Lighting, 600/120/208V, 15kVA, 3PH, LP-004GF, Gaseous Chemical Building | FCL-ELS-6 |  |  |  | TR |  |  | Interior Lighting
58886 | FCL-ELS-TR-0100I | Transformer,(LT9H),Lighting Panel LP-0100I, 600/120/208V,45 kVA, High Lift Switchgear Room | FCL-ELS-6 |  |  |  | TR |  |  | Interior Lighting
58887 | FCL-ELS-TR-0100J | Transformer,(LT10H),Lighting Panel LP-0100J, 600/120/208V,30 kVA, High Lift Heating&Ventilation Room | FCL-ELS-6 |  |  |  | TR |  |  | Interior Lighting
59193 | THC-DIG-0400 | Eliminated Role: Digester 0400 | THC-DIG-DIGESTERS |  |  | 40439 | DIG |  |  | Primary Anerobic Digesters 0400-0700
59194 | THC-DIG-0500 | Eliminated Role: Digester 0500 | THC-SUS |  |  | 40440 | DIG |  |  | THC records of assets and roles that are no longer in service or exists
59195 | THC-DIG-0700 | Eliminated Role: Digester 0700 | THC-SUS |  |  | 40442 | DIG |  |  | THC records of assets and roles that are no longer in service or exists
59224 | THC-DIG-BURNERS | Waste Gas Burners | THC-DIG | [6 empty] | Digestion
59238 | THC-DIG-C-BOOST-3100 | Eliminated Role: Compressors Unit, Gas Booster, Digester 0400-0700 | THC-DIG-DIGESTERS |  |  | 40432 | BOOST |  |  | Primary Anerobic Digesters 0400-0700
59239 | THC-DIG-C-BOOST-3100 | Eliminated Role: Compressors Unit, Gas Booster, Digester 0400-0700 | THC-SUS |  |  | 40432 | BOOST |  |  | THC records of assets and roles that are no longer in service or exists
59240 | THC-DIG-C-BOOST-3200 | Eliminated Role: Compressors Unit, Gas Booster, Digester 0400-0700 | THC-DIG-DIGESTERS |  |  | 40431 | BOOST |  |  | Primary Anerobic Digesters 0400-0700
59241 | THC-DIG-C-BOOST-3200 | Eliminated Role: Compressors Unit, Gas Booster, Digester 0400-0700 | THC-GHOST |  |  | 40431 | BOOST |  |  | THC Records that were created by mistake
59242 | THC-DIG-C-BOOST-3300 | Eliminated Role: Compressors Unit, Gas Booster, Digester 0400-0700 | THC-DIG-DIGESTERS |  |  | 40430 | BOOST |  |  | Primary Anerobic Digesters 0400-0700
59243 | THC-DIG-C-BOOST-3300 | Eliminated Role: Compressors Unit, Gas Booster, Digester 0400-0700 | THC-SUS |  |  | 40430 | BOOST |  |  | THC records of assets and roles that are no longer in service or exists
59265 | THC-DIG-DIGESTERS | Primary Anerobic Digesters 0400-0700 | THC-DIG | [6 empty] | Digestion
59302 | FCL-ELS-TR-0200O | Transformer, 600/120/208V, 75 kVA, 3PH, Lighting Panels LP-0200O&0200A, High Lift Switchgear Room | FCL-ELS-6 |  |  |  | TR |  |  | Interior Lighting
59382 | THC-DIG-INSTRUMENT | DIG Instrumentation Equipment | THC-DIG-DIGESTERS | Switch,Pressure-High | [5 empty] | Primary Anerobic Digesters 0400-0700
59383 | THC-DIG-INSTRUMENT | DIG Instrumentation Equipment | THC-GHOST | Switch,Pressure-High | [5 empty] | THC Records that were created by mistake
60648 | THC-ELEC-SHOP | Computer Location | THC-OLD-SECTION-BLDG | [6 empty] | Building Location
60745 | THC-ELS-COM-0001 | Communication Equipment/Telephone | THC-ELS-NETWORK |  |  |  | COM |  |  | Network, Plant Wide
60760 | THC-ELS-ELQ-0001 | Electrical Services 110 - 220V | THC-GRK-ELS | Building Service,Electrical 110 - 220 V |  |  | ELQ |  |  | Electrical Services, Maintenance- virtual entity
60912 | FCL-EUS | Production & End User Support | FCL | [6 empty] | R L Clark Water Treatment Plant
60913 | FCL-EUS | Production & End User Support | FCL-ITM | [6 empty] | Integrated Technology Management
60914 | FCL-EUS-CONTROL-ROOM | Computer Location | FCL-ADM-BLDG | [6 empty] | Building Location
60954 | THC-ELS-MCC | MCC plant wide | THC-GRK-ELS | [6 empty] | Electrical Services, Maintenance- virtual entity
60955 | THC-ELS-MCC | MCC plant wide | THCLIQOPS | [6 empty] | THC Liquids Operations
61081 | THC-ELS-PDP-0101B | Distribution Panel, Building I | THC-ELS-PS-0001-I | Control Panel,Electrical |  |  | PDP |  |  | Primary Power Equipment, Building I
61083 | THC-ELS-PDP-0202B | Distribution Panel, Building K | THC-ELS-BLDG-0001 | Control Panel,Electrical |  |  | PDP |  |  | Main Substation 4160V Switchgear THC-ELS-BUS-0101/0202 (Gas Insulated Switchgear Substation) Building K
61084 | THC-ELS-PDP-0202B | Distribution Panel, Building K | THC-ELS-PS-0001-K | Control Panel,Electrical |  |  | PDP |  |  | Primary Power Equipment, Building K
61085 | THC-ELS-PDP-0300A | Switchgear,Lower Plant 600V Feeder 1, Building A | THC-ELS-PS-0001-A | Control Panel,Electrical |  |  | PDP |  |  | Primary Power Equipment, Building A
61087 | THC-ELS-PDP-0301B | Distribution Panel, Building A | THC-ELS-PS-0001-A | Control Panel,Electrical |  |  | PDP |  |  | Primary Power Equipment, Building A
61088 | THC-ELS-PDP-0402 | Distribution Panel, Building B | THC-ELS-PS-0001-B | Control Panel,Electrical |  |  | PDP |  |  | Primary Power Equipment, Building B
61089 | THC-ELS-PDP-0701 | Distribution Panel, Building L | THC-ELS-PS-0001-L | Control Panel,Electrical |  |  | PDP |  |  | Primary Power Equipment, Building L
61090 | THC-ELS-PDP-0800 | Distribution Panel, Building L | THC-ELS-PS-0001-L | Control Panel,Electrical |  |  | PDP |  |  | Primary Power Equipment, Building L
61091 | THC-ELS-PDP-0802 | Distribution Panel, Building L | THC-ELS-PS-0001-L | Control Panel,Electrical |  |  | PDP |  |  | Primary Power Equipment, Building L
61094 | THC-ELS-PDP-1101B | Distribution Panel, Building S | THC-ELS-PS-0001-S | Control Panel,Electrical |  |  | PDP |  |  | Primary Power Equipment, Building S
61095 | THC-ELS-PDP-1202B | Distribution Panel, Building S | THC-ELS-PS-0001-S | Control Panel,Electrical |  |  | PDP |  |  | Primary Power Equipment, Building S
61099 | THC-ELS-PDP-2002 | Distribution Panel, Building K | THC-ELS-PS-0001-K | Control Panel,Electrical |  |  | PDP |  |  | Primary Power Equipment, Building K
61122 | THC-ELS-PS-0002 | Secondary Power Equipment | THC-GRK-ELS |  |  |  | PS |  |  | Electrical Services, Maintenance- virtual entity
61123 | THC-ELS-PS-0002 | Secondary Power Equipment | THCLIQOPS |  |  |  | PS |  |  | THC Liquids Operations
61124 | THC-ELS-PS-0002-K | Secondary Power Equipment, Building K | THC-ELS-PS-0002 |  |  |  | PS |  |  | Secondary Power Equipment
61125 | THC-ELS-PS-0002-M | Secondary Power Equipment, Building M | THC-ELS-PS-0002 |  |  |  | PS |  |  | Secondary Power Equipment
61126 | THC-ELS-PS-0002-U | Secondary Power Equipment, Building U | THC-ELS-PS-0002 |  |  |  | PS |  |  | Secondary Power Equipment
61128 | THC-ELS-RPU | RPU- Electrical Services, Maintenance- virtual entity | THC-GRK-ELS | [6 empty] | Electrical Services, Maintenance- virtual entity
61864 | FCL-FL-FS-0201-SUS | Switch,Flow Fluoride Pump # 2 | FCL-SUSPENDED |  |  | 36604 | FS |  |  | Suspended entity
61879 | FCL-FL-T-0001 | Tank, Hot Water, Gaseous Chemical Building, Caustic Soda Storage Room | FCL-FL |  |  |  | T |  |  | Fluoridation
61933 | THC-GRK-ELS | Electrical Services, Maintenance- virtual entity | THCLIQOPS | [6 empty] | THC Liquids Operations
61937 | THC-GRK-ELS-H | Building H | THC-GRK-ELS | [6 empty] | Electrical Services, Maintenance- virtual entity
61938 | THC-GRK-ELS-H | Building H | THC-GRK-MAINT | [6 empty] | Building Maintenance
61939 | THC-GRK-ELS-L | Building L | THC-GRK-ELS | [6 empty] | Electrical Services, Maintenance- virtual entity
61940 | THC-GRK-ELS-L | Building L | THC-GRK-MAINT | [6 empty] | Building Maintenance
61956 | THC-GRK-MAINT | Building Maintenance | THC-GRK | [6 empty] | Buildings & Grounds
61957 | THC-GRK-MCS | Mechanical Services | THC-GRK | [6 empty] | Buildings & Grounds
61958 | THC-GRK-METR-0001 | Weather Station | THC-GRK-ELS | Weather Station |  |  | METR |  |  | Electrical Services, Maintenance- virtual entity
61962 | THC-GRK-PRTY | Groundskeeping (CMS) | THC-GRK-MAINT | [6 empty] | Building Maintenance
61993 | FCL-FLO-V-0050A | Valve, Mud, Drain, Raw Water Channel Distribution, Sedimentation, Mixing&Flocculation | FCL-DEW |  |  |  | V |  |  | Dewatering
61994 | FCL-FLO-V-0050B | Valve, Mud, Drain, Raw Water Channel Distribution, Sedimentation, Mixing&Flocculation | FCL-DEW |  |  |  | V |  |  | Dewatering
61995 | FCL-FLO-V-0050C | Valve, Mud, Drain, Pre-Treatment Module 1 Inlet, Sedimentation, Mixing&Flocculation | FCL-DEW |  |  |  | V |  |  | Dewatering
61998 | FCL-FLOCCULATION-BLD | Building Location | FCL-EUS | [6 empty] | Production & End User Support
62053 | THC-GRK-VEHICLES | Vehicles | THC-GRK | [6 empty] | Buildings & Grounds
62056 | THC-INC | Incineration Process | THCSLDMNT | [6 empty] | THC Solids Maintenance
62177 | THC-INC-LAG-0001 | Ash Lagoon, South | THC-INC | Lagoon |  |  | LAG |  |  | Incineration Process
62387 | FCL-FLT-CP-0101 | Control Panel, Operator, Filter 0101 Flow/Rate, Filter 0101 | FCL-FLT-F-0101 |  |  |  | CP |  |  | Filter, Carbon Activated, Filter Building, Filter Gallery West
62388 | FCL-FLT-CP-0401 | Control Panel, Operator, Filter 0401 Flow/Rate, Filter 0401 | FCL-FLT-F-0401 |  |  |  | CP |  |  | Filter, Carbon Activated, Filter Building, Filter Gallery East
62389 | FCL-FLT-CP-0701 | Control Panel, Operator, Filter 0701 Flow/Rate, Filter 0701 | FCL-FLT-F-0701 |  |  |  | CP |  |  | Filter, Carbon Activated, Filter Building, Filter Gallery West
62390 | FCL-FLT-CP-1801 | Control Panel, Operator, Filter 1801 Flow/Rate, Filter 1801 | FCL-FLT-F-1801 |  |  |  | CP |  |  | Filter, Carbon Activated, Filter Building, Filter Gallery East
62393 | FCL-FLT-F-0102 | Filter, Inlet Side of PDIT-0101, Filter F-0101, Filtration Pipe Gallery | FCL-FLT-PDIT-0101 |  |  |  | F |  |  | Transmitter, Pressure (Differential), Loss of Head for Filter 0101, Filter No.0101
62399 | FCL-FLT-F-1002 | Filter, Inlet Side of PDIT-1001, Filter F-1001, Filtration Pipe Gallery | FCL-FLT-PDIT-1001 |  |  |  | F |  |  | Transmitter, Pressure (Differential), Loss of Head for Filter 1001, , Filter No.1001
62401 | FCL-FLT-F-1102 | Filter, Inlet Side of PDIT-1101, Filter F-1101, Filtration Pipe Gallery | FCL-FLT-PDIT-1101 |  |  |  | F |  |  | Transmitter, Pressure (Differential), Loss of Head for Filter 1101, Filter No.1101
62402 | FCL-FLT-F-1202 | Filter, Inlet Side of PDIT-1201, Filter F-1201, Filtration Pipe Gallery | FCL-FLT-PDIT-1201 |  |  |  | F |  |  | Transmitter, Pressure (Differential), Loss of Head for Filter 1201, , Filter No.1201
62403 | FCL-FLT-F-1302 | Filter, Inlet Side of PDIT-1301, Filter F-1301, Filtration Pipe Gallery | FCL-FLT-PDIT-1301 |  |  |  | F |  |  | Transmitter, Pressure (Differential), Loss of Head for Filter 1301, Filter No.1301
62404 | FCL-FLT-F-1402 | Filter, Inlet Side of PDIT-1401, Filter F-1401, Filtration Pipe Gallery | FCL-FLT-PDIT-1401 |  |  |  | F |  |  | Transmitter, Pressure (Differential), Loss of Head for Filter 1401, , Filter No.1401
62405 | FCL-FLT-F-1502 | Filter, Inlet Side of PDIT-1501, Filter F-1501, Filtration Pipe Gallery | FCL-FLT-PDIT-1501 |  |  |  | F |  |  | Transmitter, Pressure (Differential), Loss of Head for Filter 1501, Filter No.1501
62420 | THC-ITS | Information Technology Systems, Plant wide | THCLIQOPS | [6 empty] | THC Liquids Operations
62444 | FCL-FLT-F-1602 | Filter, Inlet Side of PDIT-1601, Filter F-1601, Filtration Pipe Gallery | FCL-FLT-PDIT-1601 |  |  |  | F |  |  | Transmitter, Pressure (Differential), Loss of Head for Filter 1601, , Filter No.1601
62445 | FCL-FLT-F-1702 | Filter, Inlet Side of PDIT-1701, Filter F-1701, Filtration Pipe Gallery | FCL-FLT-PDIT-1701 |  |  |  | F |  |  | Transmitter, Pressure (Differential), Loss of Head for Filter 1701, Filter No.1701
62446 | FCL-FLT-F-1802 | Filter, Inlet Side of PDIT-1801, Filter F-1801, Filtration Pipe Gallery | FCL-FLT-PDIT-1801 |  |  |  | F |  |  | Transmitter, Pressure (Differential), Loss of Head for Filter 1801, , Filter No.1801
62498 | THC-LAB | Laboratory Equipment | THCLIQMNT | [6 empty] | THC Liquids Maintenance
62503 | THC-LIFTING | THC-LIFTING Equipments | THC | Lifting Device | [5 empty] | Highland Creek Treatment Plant
62504 | THC-LIFTING | THC-LIFTING Equipments | THC-MCS-LD | Lifting Device | [5 empty] | Mechanical Services, Lifting Device
62506 | THC-LQMT-SPARES | THC Liquids Maintenance Area- Spare Rebuilt Equipment | THCLIQMNT | [6 empty] | THC Liquids Maintenance
62507 | THC-MCS-AI/SA | Instrument/service Air Plant Wide | THC-GRK-MCS | [6 empty] | Mechanical Services
62520 | THC-MCS-HVAC | Mechanical Services, HVAC | THC-GRK-MCS | [6 empty] | Mechanical Services
62521 | THC-MCS-LD | Mechanical Services, Lifting Device | THC-GRK-MCS | Lifting Device | [5 empty] | Mechanical Services
62627 | THC-MCS-LD-O | Lifting Devices & Elevators, Building O | THC-MCS-LD | Lifting Device | [5 empty] | Mechanical Services, Lifting Device
62629 | THC-MCS-LD-S | Lifting Devices & Elevators, Building S | THC-MCS-LD | Lifting Device | [5 empty] | Mechanical Services, Lifting Device
62631 | THC-MCS-LD-U | Lifting Devices & Elevators,Building U | THC-MCS-LD | Lifting Device | [5 empty] | Mechanical Services, Lifting Device
62633 | THC-MCS-MEQ | Machine Shop and Equipment | THC-GRK-MCS | [6 empty] | Mechanical Services
62681 | THC-MCS-T-BLDG A | Domestic Hot Water Tank, Building A | THC-PWA-HWT | [6 empty] | Domestic Hot Water Tanks
62682 | THC-MCS-T-BLDG I | Domestic Hot Water Tank, Building I | THC-PWA-HWT | [6 empty] | Domestic Hot Water Tanks
62683 | THC-MCS-T-BLDG J | Domestic Hot Water Tank, Building J | THC-PWA-HWT | [6 empty] | Domestic Hot Water Tanks
62684 | THC-MCS-T-BLDG K | Domestic Hot Water Tank, Building K | THC-PWA-HWT | [6 empty] | Domestic Hot Water Tanks
62685 | THC-MCS-T-BLDG M | Domestic Hot Water Tank, Building M | THC-PWA-HWT | [6 empty] | Domestic Hot Water Tanks
62686 | THC-MCS-T-BLDG U | Domestic Hot Water Tank, Building U | THC-PWA-HWT | [6 empty] | Domestic Hot Water Tanks
62688 | THC-NEW BLOWER BLDG | Building Location | THC-SPC | [6 empty] | Process Control Systems - Services Area
62900 | FCL-FLT-V-0117 | Valve, Gate, Loss of Head Transmitter PDIT-0101 Drain, Filter 0102 | FCL-FLT-PDIT-0101 |  |  |  | V |  |  | Transmitter, Pressure (Differential), Loss of Head for Filter 0101, Filter No.0101
62901 | FCL-FLT-V-0119 | Valve, Gate, Drain, WPS to Filter 0101, Filter 0101 | FCL-FLT-F-0101 |  |  |  | V |  |  | Filter, Carbon Activated, Filter Building, Filter Gallery West
62906 | THC-OBSOLETE-WA1 | Obsolete Equipments for WA1 | THCSLDMNT | [6 empty] | THC Solids Maintenance
62912 | THC-OCS-BLDG-0001 | Headhouse Odour Control System | THC-PLT-BLDG-0001 |  |  |  | BLDG |  |  | New Head House, preliminary process
62913 | THC-OCS-BLDG-O | Phase IV, Building O Odour Control System | THC-OCS-LIQ | [6 empty] | Odour Control System, THC Liquid
63122 | FCL-FLT-V-1007 | Valve, Butterfly, Actuated, Drain, Effluent Line, Filter 1001 | FCL-FLT-F-0101 |  |  |  | V |  |  | Filter, Carbon Activated, Filter Building, Filter Gallery West
63123 | FCL-FLT-V-1010 | Valve, Ball, Inlet, WPS to Filter 1001, Filter 1001 | FCL-FLT-F-0101 |  |  |  | V |  |  | Filter, Carbon Activated, Filter Building, Filter Gallery West
63125 | FCL-FLT-V-1012 | Valve, Ball, Inlet, PDIT 1001, Filter 1001 | FCL-FLT-PDIT-0101 |  |  |  | V |  |  | Transmitter, Pressure (Differential), Loss of Head for Filter 0101, Filter No.0101
63164 | FCL-FLT-V-1117 | Valve, Gate, Loss of Head Transmitter PDIT-1101 Drain, Filter 1101 | FCL-FLT-PDIT-1101 |  |  |  | V |  |  | Transmitter, Pressure (Differential), Loss of Head for Filter 1101, Filter No.1101
63207 | THC-OCS-LIQ | Odour Control System, THC Liquid | THCLIQMNT | [6 empty] | THC Liquids Maintenance
63209 | THC-OCS-LQ | Odour Control System, THC Liquid | THCLIQMNT |  |  | 47500 |  |  |  | THC Liquids Maintenance
63262 | THC-OCS-SP | Odour Control System, THC-virtual entity, used to maintain, design PM Tasks, add EL, copy activity lists | THCSLDOPS | [6 empty] | THC Solids Operations
63294 | FCL-GRK-4 | Underground Chambers | FCL-GRK |  |  |  | GRK |  |  | Buildings and Grounds
63301 | FCL-ITM | Integrated Technology Management | FCL | [6 empty] | R L Clark Water Treatment Plant
63384 | FCL-LAB-CHEM-0001 | Lab Chemical Equipment | FCL-LAB |  |  |  | CHEM |  |  | Lab Sampling Equipment
63385 | FCL-LOW-LIFT-BLDG | Building Location | FCL-EUS | [6 empty] | Production & End User Support
63386 | FCL-MCS | Mechanical Services | FCL WORK AREA 2 | [6 empty] | Plant Services
63390 | FCL-MCS-BLDG-SURG | RL Clark Surge Building | FCL-MCS | [6 empty] | Mechanical Services
63391 | FCL-MCS-BLDG-SURG | RL Clark Surge Building | FCL-TRW | [6 empty] | Treated Water
63398 | FCL-MCS-CRN-0007 | Crane, Travelling, 2 Ton, Manual Chain Hoist, Chlorination, Chlorine Storage | FCL-MCS-CRN |  |  |  | CRN |  |  | Cranes
63399 | FCL-MCS-CRN-0015 | Crane, Manual Chain Hoist, RMF Clarification Facility, HVAC Room #1 | FCL-MCS-CRN |  |  |  | CRN |  |  | Cranes
63400 | FCL-MCS-CRN-0400 | Crane, Overhead, 3 Tonne Monorail, RMF Clarification Facility, Clarifier T-1200 Service Platform | FCL-MCS-CRN |  |  |  | CRN |  |  | Cranes
63426 | FCL-OBSOLETE | Removed From Service | FCL | [6 empty] | R L Clark Water Treatment Plant
63427 | FCL-PAC | Taste and Odour Control (PAC) | FCL-PLT | [6 empty] | Preliminary Treatment
63447 | THC-ODOUR-PHASE I-IV | Odour Control | THC-STR-ODOUR | [6 empty] | Odour Control
63448 | THC-OFFICE | Computer Location | THC-ADMIN-BLDG | [6 empty] | Building Location
63449 | THC-OLD BLOWER BLDG | Building Location | THC-SPC | [6 empty] | Process Control Systems - Services Area
63450 | THC-OLD-PLANT-BLDG | Building Location | THC-EUS | [6 empty] | Production & End User Support
63470 | FCL-PAC-CP-0101A | Control Panel, PAC Aeration Blower BL-0101, Dry Chemical Building Basement | FCL-PAC-BL-0101 |  |  |  | CP |  |  | Blower, PD, PAC Mixing Air Supply, Dry Chemical Building Basement
63471 | FCL-PAC-CP-0201 | Control Panel, Auxiliary, PAC System, Dry Chemical Building | FCL-PAC-T-0201 |  |  |  | CP |  |  | Tank, Storage, Powder Activated Carbon, Dry Chemical Building PAC Tanks
63472 | FCL-PAC-CP-0301A | Control Panel, PAC Aeration Blower BL-0301, Dry Chemical Building Basement | FCL-PAC-BL-0301 |  |  |  | CP |  |  | Blower, PD, PAC Mixing Air Supply, Dry Chemical Building Basement
63473 | FCL-PAC-DCU-0201 | Dust Collector, PAC Storage Tank T-0201, Dry Chemical Building, PAC Storage Tanks | FCL-PAC-T-0201 |  |  |  | DCU |  |  | Tank, Storage, Powder Activated Carbon, Dry Chemical Building PAC Tanks
63474 | FCL-PAC-DM-0201 | Damper, Manual, Dust Collector Fan FN-0201 Exhaust, Dry Chemical Building, PAC Storage Tanks | FCL-PAC-FN-0201 |  |  |  | DM |  |  | Dust Control, Storage Tank Dust Collector DCU-0201, Dry Chemical Building Basement
63475 | FCL-PAC-DM-0301 | Damper, Manual, Dust Collector Fan FN-0301 Exhaust, Dry Chemical Building, PAC Storage Tanks | FCL-PAC-FN-0301 |  |  |  | DM |  |  | Dust Control, Storage Tank Dust Collector DCU-0301, Dry Chemical Building Basement
63521 | THC-PLT-BAR SCREENS | Bar Screening | THC-PLT | [6 empty] | Preliminary Treatment (Grit and Screenings)
63729 | THC-PLT-P-SUMP/DEW | Sump/Dewatering pumping system in New Head House, preliminary process | THC-PLT-BLDG-0001 | Switch,Level | [5 empty] | New Head House, preliminary process
63912 | FCL-PAC-V-0211 | Valve, Ball, PAC Storage Tank #2 Overflow, Dry Chemical Building PAC Tanks | FCL-PAC-T-0201 |  |  |  | V |  |  | Tank, Storage, Powder Activated Carbon, Dry Chemical Building PAC Tanks
63951 | FCL-PAC-V-0311 | Valve, Ball, PAC Storage Tank #3 Overflow, Dry Chemical Building, PAC Tanks | FCL-PAC-T-0301 |  |  |  | V |  |  | Tank, Storage, Powder Activated Carbon, ry Chemical Building PAC Tanks
63955 | FCL-POL-CP-4120 | Control Panel, Thickening Polymer Skid No.2, RMF Centrifuge Building, Polymer Room | FCL-POL-P-4120 |  |  |  | CP |  |  | Pump, Standby, Polymer Skid No.2, Polymer Feed to Thickeners, Centrifuge Building Polymer Room
63956 | FCL-POL-CP-4130 | Control Panel, Thickening Polymer Skid No.3, RMF Centrifuge Building, Polymer Room | FCL-POL-P-4130 |  |  |  | CP |  |  | Pump, Duty, Polymer Skid No.3, Polymer Feed to Thickener #2, Centrifuge Building Polymer Room
63957 | FCL-POL-FIT-4110 | Transmitter, Flow, Turbine,Service Water to Electric Mixer MX-4110,Polymer Skid No.1,Centrifuge Bldg | FCL-POL-MX-4110 |  |  |  | FIT |  |  | Mixer, Electric, Thickening Polymer Skid No.1, RMF Centrifuge Building, Polymer Room
63958 | FCL-POL-FIT-4111 | Transmitter, Flow, Turbine,Service Water to Static Mixer MX-4111,Polymer Skid No.1,Centrifuge Bldg | FCL-POL-MX-4111 |  |  |  | FIT |  |  | Mixer, Static, Thickening Polymer Skid No.1, RMF Centrifuge Building, Polymer Room
63959 | FCL-POL-FIT-4121 | Transmitter, Flow, Turbine,Service Water to Static Mixer MX-4121,Polymer Skid No.2,Centrifuge Bldg | FCL-POL-MX-4121 |  |  |  | FIT |  |  | Mixer, Static, Thickening Polymer Skid No.2, RMF Centrifuge Building, Polymer Room
63960 | FCL-POL-FIT-4131 | Transmitter, Flow, Turbine,Service Water to Static Mixer MX-4131,Polymer Skid No.3,Centrifuge Bldg | FCL-POL-MX-4131 |  |  |  | FIT |  |  | Mixer, Static, Thickening Polymer Skid No.3, RMF Centrifuge Building, Polymer Room
63961 | FCL-POL-FIT-4211 | Transmitter, Flow, Turbine,Service Water to Static Mixer MX-4211,Polymer Skid No.4,Centrifuge Bldg | FCL-POL-MX-4211 |  |  |  | FIT |  |  | Mixer, Static, Thickening Polymer Skid No.4, RMF Centrifuge Building, Polymer Room
63963 | FCL-POL-FIT-4221 | Transmitter, Flow, Turbine,Service Water to Static Mixer MX-4221,Polymer Skid No.5,Centrifuge Bldg | FCL-POL-MX-4221 |  |  |  | FIT |  |  | Mixer, Static, Thickening Polymer Skid No.5, RMF Centrifuge Building, Polymer Room
63964 | FCL-POL-FSL-4130 | Flow Switch Low, Polymer Feed to Skid No.3, RMF Centrifuge Building, Polymer Room | FCL-POL-P-4130 |  |  |  | FSL |  |  | Pump, Duty, Polymer Skid No.3, Polymer Feed to Thickener #2, Centrifuge Building Polymer Room
63965 | FCL-POL-FSL-4210 | Flow Switch Low, Polymer Feed to Skid No.4, RMF Centrifuge Building, Polymer Room | FCL-POL-P-4210 |  |  |  | FSL |  |  | Pump, Duty, Polymer Skid No.4, Polymer Feed to Centrifuge #1, Centrifuge Building Polymer Room
63966 | FCL-POL-FSL-4230 | Flow Switch Low, Polymer Feed to Skid No.6, RMF Centrifuge Building, Polymer Room | FCL-POL-P-4230 |  |  |  | FSL |  |  | Pump, Duty, Polymer Skid No.6, Polymer Feed to Centrifuge #2, Centrifuge Building Polymer Room
63971 | FCL-POL-LSH-4101 | Switch, Level, High, Polymer Containment Sump, RMF Centrifuge Building Polymer Room | FCL-WWW-POL |  |  |  | LSH |  |  | Polymer
63972 | FCL-POL-MX-4102 | Mixer, Electric, Polymer Tote T-4102, RMF Centrifuge Building, Polymer Totes Area | FCL-POL-T-4102 |  |  |  | MX |  |  | Tank, Polymer Storage Tote No.2, RMF Centrifuge Building, Polymer Totes Area
63973 | FCL-POL-MX-4110 | Mixer, Electric, Thickening Polymer Skid No.1, RMF Centrifuge Building, Polymer Room | FCL-POL-P-4110 |  |  |  | MX |  |  | Pump, Duty, Polymer Skid No.1, Polymer Feed to Thickener #1, Centrifuge Building Polymer Room
63974 | FCL-POL-MX-4121 | Mixer, Static, Thickening Polymer Skid No.2, RMF Centrifuge Building, Polymer Room | FCL-POL-P-4120 |  |  |  | MX |  |  | Pump, Standby, Polymer Skid No.2, Polymer Feed to Thickeners, Centrifuge Building Polymer Room
63975 | FCL-POL-MX-4201 | Mixer, Electric, Polymer Tote T-4201, RMF Centrifuge Building, Polymer Totes Area | FCL-POL-T-4201 |  |  |  | MX |  |  | Tank, Polymer Storage Tote No.3, RMF Centrifuge Building, Polymer Totes Area
63976 | FCL-POL-MX-4211 | Mixer, Static, Thickening Polymer Skid No.4, RMF Centrifuge Building, Polymer Room | FCL-POL-P-4210 |  |  |  | MX |  |  | Pump, Duty, Polymer Skid No.4, Polymer Feed to Centrifuge #1, Centrifuge Building Polymer Room
63977 | FCL-POL-MX-4221 | Mixer, Static, Thickening Polymer Skid No.5, RMF Centrifuge Building, Polymer Room | FCL-POL-P-4220 |  |  |  | MX |  |  | Pump, Standby, Polymer Skid No.5, Polymer Feed to Thickeners, Centrifuge Building Polymer Room
63978 | FCL-POL-MX-4230 | Mixer, Electric, Thickening Polymer Skid No.6, RMF Centrifuge Building, Polymer Room | FCL-POL-P-4230 |  |  |  | MX |  |  | Pump, Duty, Polymer Skid No.6, Polymer Feed to Centrifuge #2, Centrifuge Building Polymer Room
63979 | FCL-POL-MX-4231 | Mixer, Static, Thickening Polymer Skid No.6, RMF Centrifuge Building, Polymer Room | FCL-POL-P-4230 |  |  |  | MX |  |  | Pump, Duty, Polymer Skid No.6, Polymer Feed to Centrifuge #2, Centrifuge Building Polymer Room
63981 | FCL-POL-T-4201 | Tank, Polymer Storage Tote No.3, RMF Centrifuge Building, Polymer Totes Area | FCL-WWW-POL |  |  |  | T |  |  | Polymer
63982 | FCL-POL-T-4202 | Tank, Polymer Storage Tote No.4, RMF Centrifuge Building, Polymer Totes Area | FCL-WWW-POL |  |  |  | T |  |  | Polymer
64081 | THC-PM-WA1 | THC-PM Work Area 1 | THCSLDMNT | [6 empty] | THC Solids Maintenance
64082 | THC-PM-WA4 | THC-PM Work Area 4 | THCSLDOPS | [6 empty] | THC Solids Operations
64085 | THC-PRM | Primary Treatment | THCLIQMNT | [6 empty] | THC Liquids Maintenance
64090 | THC-PRM-BIOFILTER | Biofilter system | THC-PRM | [6 empty] | Primary Treatment
64092 | THC-PRM-BLDG-HPU0010 | HPU Building 10 | THC-PRM | [6 empty] | Primary Treatment
64116 | FCL-POL-V-4132 | Valve, Solenoid, Service Water to Polymer Skid No.3, RMF Centrifuge Building, Polymer Room | FCL-POL-P-4130 |  |  |  | V |  |  | Pump, Duty, Polymer Skid No.3, Polymer Feed to Thickener #2, Centrifuge Building Polymer Room
64118 | FCL-POL-V-4212 | Valve, Solenoid, Service Water to Polymer Skid No.4, RMF Centrifuge Building, Polymer Room | FCL-POL-P-4210 |  |  |  | V |  |  | Pump, Duty, Polymer Skid No.4, Polymer Feed to Centrifuge #1, Centrifuge Building Polymer Room
64120 | FCL-POL-V-4232 | Valve, Solenoid, Service Water to Polymer Skid No.6, RMF Centrifuge Building, Polymer Room | FCL-POL-P-4230 |  |  |  | V |  |  | Pump, Duty, Polymer Skid No.6, Polymer Feed to Centrifuge #2, Centrifuge Building Polymer Room
64128 | FCL-ROUTINE | FCL-Routine
64129 | FCL-RSP | Sewage Pumping Station | FCL WORK AREA 2 | [6 empty] | Plant Services
64152 | FCL-RW-CP-0101 | Control Panel, Raw Water Screen SC-0101, Low Lift PS Screen Room S/W | FCL-RW-SC-0101 |  |  |  | CP |  |  | Screen, Bar, Raw Water, Intake and Screen Room
64153 | FCL-RW-CP-0202 | Control Panel, Raw Water Screen SC-0201 Inlet & Outlet Gates, Low Lift PS Screen Room S/W | FCL-RW-SC-0201 |  |  |  | CP |  |  | Screen, Bar, Raw Water , Intake and Screen Room
64154 | FCL-RW-CP-0500 | Control Panel, Sampling System Inlet Valves to Operators Lab, Admin Building Lab | FCL-RW-SAMP |  |  |  | CP |  |  | Raw Water Sampling
64155 | FCL-RW-CP-0601 | Control Panel, Raw Water Screen SC-0601 , Low Lift PS Screen Room S/E | FCL-RW-SC-0601 |  |  |  | CP |  |  | Screen, Bar, Raw Water, Intake and Screen Room
64158 | FCL-RW-CRN-0402 | Crane, 5 Ton, Travelling, Bridge, Low Lift Screens Area | FCL-MCS-CRN |  |  |  | CRN |  |  | Cranes
64193 | FCL-RW-INTAKE | Intake and Conduit | FCL-RW | [6 empty] | Raw Water
64207 | FCL-RW-LSH-0003 | Switch,Level, High, Screenings Debris Trough | FCL-RW | Switch,Level-High |  |  | LSH |  |  | Raw Water
64208 | FCL-RW-LSH-0701 | Switch,Level High, Offshore Zebra Mussel Sampling Line 1A Prime, Low Lift PS Basement | FCL-RW-SAMP | Switch,Level-High |  |  | LSH |  |  | Raw Water Sampling
64209 | FCL-RW-LSH-0801 | Switch,Level High, Offshore Zebra Mussel Sampling Line 1B Prime, Low Lift PS Basement | FCL-RW-SAMP | Switch,Level-High |  |  | LSH |  |  | Raw Water Sampling
64253 | FCL-RW-V-0003A | Valve, Mud, Drain, Raw Water West Intake Channel, Low Lift PS Basement | FCL-RW-INTAKE |  |  |  | V |  |  | Intake and Conduit
64254 | FCL-RW-V-0003B | Valve, Mud, Drain, Raw Water East Intake Channel, Low Lift PS Basement | FCL-RW-INTAKE |  |  |  | V |  |  | Intake and Conduit
64265 | FCL-RW-V-0008A | Valve, Mud, Raw Water Suction Channel Drain, Low Lift PS Basement | FCL-RW-INTAKE |  |  |  | V |  |  | Intake and Conduit
64268 | FCL-RW-V-0011A | Valve, Gate, Raw Water Pumping Station West Foundation Drain, Raw Water Screen No.1 Pit | FCL-RW-SC-0101 |  |  |  | V |  |  | Screen, Bar, Raw Water, Intake and Screen Room
64269 | FCL-RW-V-0011B | Valve, Gate, Raw Water Pumping Station West Foundation Drain, Raw Water Screen No.8 Pit | FCL-RW-SC-0801 |  |  |  | V |  |  | Screen, Bar, Raw Water, , Intake and Screen Room
64304 | FCL-RW-V-0302A | Valve, Mud, Drain, Raw Water Screen SC-0301 Pit, Intake and Screen Room | FCL-RW-SC-0301 |  |  |  | V |  |  | Screen, Bar, Raw Water, , Intake and Screen Room
64312 | FCL-RW-V-0502A | Valve, Mud, Drain, Raw Water Screen SC-0501 Pit, Intake and Screen Room | FCL-RW-SC-0501 |  |  |  | V |  |  | Screen, Bar, Raw Water, , Intake and Screen Room
64323 | THC-PRM-DM-0981B | Damper,Motorized | THC-PRM-BLDG-HPU0010 |  |  |  | DM |  |  | HPU Building 10
64324 | THC-PRM-DM-1051 | Damper/Louver, Damper 1051 | THC-PRM-BLDG-HPU0010 |  |  |  | DM |  |  | HPU Building 10
64325 | THC-PRM-DM-1052 | Damper/Louver, Damper 1052 | THC-PRM-BLDG-HPU0010 |  |  |  | DM |  |  | HPU Building 10
64326 | THC-PRM-DM-1081A | Damper,Motorized | THC-PRM-BLDG-HPU0010 |  |  |  | DM |  |  | HPU Building 10
64327 | THC-PRM-DM-1081B | Damper,Motorized | THC-PRM-BLDG-HPU0010 |  |  |  | DM |  |  | HPU Building 10
64378 | THC-PRM-LI-0906 | Sight, Glass, Oil Tank 0910 | THC-PRM-T-0910 |  |  |  | LI |  |  | Oil Tank, Hydraulic Power System for Sludge Bottom Scraper Mechanism, Primary Clarifier 0900, SW Plant
64379 | THC-PRM-LI-0916 | Sight, Glass, Oil Tank 0970 | THC-PRM-T-0970 |  |  |  | LI |  |  | Oil Tank, Hydraulic Power System for Scum Skimmer System, Primary Clarifier 0900
64403 | THC-PRM-LIT-1002 | Transmitter, Level, Tank Level Indicator, Oil Tank 1010 | THC-PRM-T-1010 |  |  |  | LIT |  |  | Tank, Hydraulic Power System for Sludge Bottom Scraper Mechanism, Tank 1000, Primary Clarifier
64485 | THC-PRM-PI-1031 | Pressure Sensor, Gauge, Oil Tank 1010 | THC-PRM-P-1030 |  |  |  | PI |  |  | Pump, Vane, Oil Tank 1010
64486 | THC-PRM-PI-1081 | Pressure Sensor, Gauge, Oil Tank 1070 | THC-PRM-P-1080 |  |  |  | PI |  |  | Pump, Centrifugal, Oil Tank 1070
64543 | FCL-RW-V-0802A | Valve, Mud, Drain, Raw Water Screen SC-0801 Pit, Intake and Screen Room | FCL-RW-SC-0801 |  |  |  | V |  |  | Screen, Bar, Raw Water, , Intake and Screen Room
64581 | FCL-SA | Service Air | FCL-MCS | [6 empty] | Mechanical Services
64583 | FCL-SA-C-0401 | Compressor, Instrument Air, Filter Building, Compressor Room | FCL-SA |  |  |  | C |  |  | Service Air
64587 | FCL-SA-STR-0140 | Strainer, Inlet, High Lift Reservoir Tank SA-T-0001, High Lift, Basement | FCL-SA-T-0001 |  |  |  | STR |  |  | Vessel, Pressure, Service Air, Sanitary Sewage System Monitoring
64622 | FCL-SED | Sedimentation and Poly Area (PM Entity link) | FCL-WWW | [6 empty] | Residue Management
64670 | THC-PRM-PT-1011A | Transmitter, Pressure, Collect Line, Valve 1011 | THC-PRM-V-1011 |  |  |  | PT |  |  | Valve, Hydraulic Cylinder, Bottom Scraper, Primary Clarifier 1000, SW Plant
64671 | THC-PRM-PT-1012A | Transmitter, Pressure, Collect Line, Valve 1012 | THC-PRM-V-1012 |  |  |  | PT |  |  | Valve, Hydraulic Cylinder, Bottom Scraper, Primary Clarifier 1000, SW Plant
64672 | THC-PRM-PT-1012B | Transmitter, Pressure, Return Line, Valve 1012 | THC-PRM-V-1012 |  |  |  | PT |  |  | Valve, Hydraulic Cylinder, Bottom Scraper, Primary Clarifier 1000, SW Plant
64673 | THC-PRM-PT-1013A | Transmitter, Pressure, Collect Line, Valve 1013 | THC-PRM-V-1013 |  |  |  | PT |  |  | Valve, Hydraulic Cylinder, Bottom Scraper, Primary Clarifier 1000, SW Plant
64674 | THC-PRM-PT-1014B | Transmitter, Pressure, Return Line, Valve 1014 | THC-PRM-V-1014 |  |  |  | PT |  |  | Valve, Hydraulic Cylinder, Bottom Scraper, Primary Clarifier 1000, SW Plant
64675 | THC-PRM-PT-1022 | Transmitter, Pressure, Pump Pressure, Oil Tank 1010 | THC-PRM-P-1020 |  |  |  | PT |  |  | Pump, Vane, Oil Tank 1010
64676 | THC-PRM-PT-1092 | Transmitter, Pressure, Pump Pressure, Oil Tank 1070 | THC-PRM-P-1090 |  |  |  | PT |  |  | Pump, Centrifugal, Oil Tank 1070
64729 | FCL-SEDIMENT-BLDG | Building Location | FCL-EUS | [6 empty] | Production & End User Support
64730 | FCL-SES | Safety and Environmental Services | FCL WORK AREA 2 | [6 empty] | Plant Services
64731 | FCL-SES-1 | Emergency Showers | FCL-SES |  |  |  | SES |  |  | Safety and Environmental Services
64732 | FCL-SES-3 | Portable Gas Detectors | FCL-SES |  |  |  | SES |  |  | Safety and Environmental Services
64733 | FCL-SES-5A | Eye Wash Stations Low Lift | FCL-SES |  |  |  | SES |  |  | Safety and Environmental Services
64734 | FCL-SES-6 | Confined Space Entry and Industrial Hygene | FCL-SES |  |  |  | SES |  |  | Safety and Environmental Services
64735 | FCL-SES-8 | Respirator Fit Testing | FCL-SES |  |  |  | SES |  |  | Safety and Environmental Services
64739 | FCL-SES-ANL-00026-SUS | asdfs | FCL-SUSPENDED |  |  | 40976 | ANL |  |  | Suspended entity
64790 | FCL-SES-FAK-0006 | First Aid Kit, High Lift Basement B1, Mechanical Room | FCL-SES |  |  |  | FAK |  |  | Safety and Environmental Services
64791 | FCL-SES-FEQ-0078-SUS | Fire Extinguisher #78, High Lift Pumping Station, Ground Floor, Sample Drop-off Room, South Wall | FCL-SES-FEQ-SUS |  |  | 46425 | FEQ |  |  | Portable Fire Extinguishers
64792 | FCL-SES-FEQ-0078-SUS | Fire Extinguisher #78, High Lift Pumping Station, Ground Floor, Sample Drop-off Room, South Wall | FCL-SUSPENDED |  |  | 46425 | FEQ |  |  | Suspended entity
64793 | FCL-SES-FEQ-0111-SUS | Fire Extinguisher #111, RMF Centrifuge Building, Electrical Room | FCL-SES-FEQ-SUS |  |  | 46427 | FEQ |  |  | Portable Fire Extinguishers
64794 | FCL-SES-FEQ-0112-SUS | Fire Extinguisher #112, RMF Centrifuge Building, Centrifuge Room North West Wall | FCL-SES-FEQ-SUS |  |  | 46428 | FEQ |  |  | Portable Fire Extinguishers
64795 | FCL-SES-FEQ-0112-SUS | Fire Extinguisher #112, RMF Centrifuge Building, Centrifuge Room North West Wall | FCL-SUSPENDED |  |  | 46428 | FEQ |  |  | Suspended entity
64796 | FCL-SES-FEQ-0115-SUS | Fire Extinguisher #115, RMF Clarification Building, HVAC Room No.2 | FCL-SES-FEQ-SUS |  |  | 46432 | FEQ |  |  | Portable Fire Extinguishers
64797 | FCL-SES-FEQ-0115-SUS | Fire Extinguisher #115, RMF Clarification Building, HVAC Room No.2 | FCL-SUSPENDED |  |  | 46432 | FEQ |  |  | Suspended entity
64798 | FCL-SES-FEQ-0116-SUS | Fire Extinguisher #116, Gaseous Chemical Building, 3rd Floor, Scrubber Room West Wall | FCL-SES-FEQ-SUS |  |  | 46433 | FEQ |  |  | Portable Fire Extinguishers
64799 | FCL-SES-FEQ-0116-SUS | Fire Extinguisher #116, Gaseous Chemical Building, 3rd Floor, Scrubber Room West Wall | FCL-SUSPENDED |  |  | 46433 | FEQ |  |  | Suspended entity
64890 | FCL-SES-LTG-0006F-SUS | Emergency Light, Ceiling Mounted Remote Heads, Admin Building, Second Floor, Stairs No. 2 | FCL-ELS-LTG |  |  | 46463 | LTG |  |  | Emergency Lighting
64891 | FCL-SES-LTG-0006G-SUS | Emergency Light, Remote Heads, Admin Building, First Floor, Stairs No. 2 | FCL-SUSPENDED |  |  | 46464 | LTG |  |  | Suspended entity
64930 | THC-PRM-TC-1007 | Temperature, Control, Oil Tank 1010 | THC-PRM-T-1010 |  |  |  | TC |  |  | Tank, Hydraulic Power System for Sludge Bottom Scraper Mechanism, Tank 1000, Primary Clarifier
64931 | THC-PRM-TC-1017 | Temperature, Control, Oil Tank 1070 | THC-PRM-T-1070 |  |  |  | TC |  |  | Oil Tank, Hydraulic Power System for Scum Skimmer System, Primary Clarifier 1000
64935 | THC-PRM-TI-1004 | Temperature, Indicate, Oil Tank 1010 | THC-PRM-T-1010 |  |  |  | TI |  |  | Tank, Hydraulic Power System for Sludge Bottom Scraper Mechanism, Tank 1000, Primary Clarifier
64936 | THC-PRM-TI-1014 | Temperature, Indicate, Oil Tank 1070 | THC-PRM-T-1070 |  |  |  | TI |  |  | Oil Tank, Hydraulic Power System for Scum Skimmer System, Primary Clarifier 1000
65011 | FCL-SES-LTG-0038-SUS | Emergency Light, Wall Mounted, c/w Emergency Battery, Surge Building | FCL-ELS-LTG |  |  | 46508 | LTG |  |  | Emergency Lighting
65012 | FCL-SES-LTG-0038-SUS | Emergency Light, Wall Mounted, c/w Emergency Battery, Surge Building | FCL-SUSPENDED |  |  | 46508 | LTG |  |  | Suspended entity
65057 | THC-PRM-V-1012A | Valve, Solenoid, Collect, Valve 1012 | THC-PRM-V-1012 |  |  |  | V |  |  | Valve, Hydraulic Cylinder, Bottom Scraper, Primary Clarifier 1000, SW Plant
65058 | THC-PRM-V-1012B | Valve, Solenoid, Return, Valve 1012 | THC-PRM-V-1012 |  |  |  | V |  |  | Valve, Hydraulic Cylinder, Bottom Scraper, Primary Clarifier 1000, SW Plant
65059 | THC-PRM-V-1013A | Valve, Solenoid, Collect, Valve 1013 | THC-PRM-V-1013 |  |  |  | V |  |  | Valve, Hydraulic Cylinder, Bottom Scraper, Primary Clarifier 1000, SW Plant
65060 | THC-PRM-V-1013B | Valve, Solenoid, Return, Valve 1013 | THC-PRM-V-1013 |  |  |  | V |  |  | Valve, Hydraulic Cylinder, Bottom Scraper, Primary Clarifier 1000, SW Plant
65061 | THC-PRM-V-1014 | Valve, Hydraulic Cylinder, Bottom Scraper, Primary Clarifier 1000, SW Plant | THC-PRM-CLR-1030 |  |  |  | V |  |  | Sludge Bottom Scraper Mechanism, Tank 1000, Primary Clarifier
65062 | THC-PRM-V-1014B | Valve, Solenoid, Return, Valve 1014 | THC-PRM-V-1014 |  |  |  | V |  |  | Valve, Hydraulic Cylinder, Bottom Scraper, Primary Clarifier 1000, SW Plant
65063 | THC-PRM-V-1023 | Valve, Pressure Relief, Oil Tank 1010 | THC-PRM-P-1020 |  |  |  | V |  |  | Pump, Vane, Oil Tank 1010
65064 | THC-PRM-V-1033 | Valve, Pressure Relief, Oil Tank 1010 | THC-PRM-P-1030 |  |  |  | V |  |  | Pump, Vane, Oil Tank 1010
65071 | THC-PRM-V-1083 | Valve, Pressure Relief, Oil Tank 1070 | THC-PRM-P-1080 |  |  |  | V |  |  | Pump, Centrifugal, Oil Tank 1070
65330 | FCL-SES-LTX-0089-SUS | Exit Light, 89, Gaseous Building, 1st Floor, Electrical Room Exit | FCL-ELS-6 |  |  | 46596 | LTX |  |  | Interior Lighting
65331 | FCL-SES-LTX-0090-SUS | Exit Light, 90, Gaseous Building, 1st Floor, Fluoride Room Exit | FCL-ELS-6 |  |  | 46597 | LTX |  |  | Interior Lighting
65332 | FCL-SES-LTX-0094-SUS | Exit Light, 94, Gaseous Building, 2nd Floor, Chlorine Storage Room S/W Door Exit | FCL-ELS-6 |  |  | 46601 | LTX |  |  | Interior Lighting
65333 | FCL-SES-LTX-0094-SUS | Exit Light, 94, Gaseous Building, 2nd Floor, Chlorine Storage Room S/W Door Exit | FCL-SUSPENDED |  |  | 46601 | LTX |  |  | Suspended entity
65334 | FCL-SES-LTX-0095-SUS | Exit Light, 95, Gaseous Building, 2nd Floor, Chemical Room S/W Door Exit | FCL-ELS-6 |  |  | 46602 | LTX |  |  | Interior Lighting
65335 | FCL-SES-LTX-0101-SUS | Exit light, 101, Polymer Tote Area , RMF Centrifuge Building | FCL-ELS-6 |  |  | 46604 | LTX |  |  | Interior Lighting
65336 | FCL-SES-LTX-0101-SUS | Exit light, 101, Polymer Tote Area , RMF Centrifuge Building | FCL-SUSPENDED |  |  | 46604 | LTX |  |  | Suspended entity
65337 | FCL-SES-LTX-0102-SUS | Exit light, 102, Admin Building, First Floor, Corridor 116, High Lift Gallery Door | FCL-SUSPENDED |  |  | 46605 | LTX |  |  | Suspended entity
65338 | FCL-SES-LTX-0103-SUS | Exit light, 103, Admin Building, First Floor, Lunch Room | FCL-ELS-6 |  |  | 46606 | LTX |  |  | Interior Lighting
65339 | FCL-SES-LTX-0103-SUS | Exit light, 103, Admin Building, First Floor, Lunch Room | FCL-SUSPENDED |  |  | 46606 | LTX |  |  | Suspended entity
65340 | FCL-SES-LTX-0104-SUS | Exit light, 104, Admin Building, Second Floor, Kitchen West Exit | FCL-ELS-6 |  |  | 46607 | LTX |  |  | Interior Lighting
65341 | FCL-SES-LTX-0104-SUS | Exit light, 104, Admin Building, Second Floor, Kitchen West Exit | FCL-SUSPENDED |  |  | 46607 | LTX |  |  | Suspended entity
65342 | FCL-SES-LTX-0105-SUS | Exit light, 105, High Lift Pumping Station, Ground Floor, Copy Room South Door | FCL-ELS-6 |  |  | 46608 | LTX |  |  | Interior Lighting
65343 | FCL-SES-LTX-0107-SUS | Exit light, 106, Low Lift Building, Basement B1, Pump Room South West Door | FCL-SUSPENDED |  |  | 46610 | LTX |  |  | Suspended entity
65369 | THC-PRM-ZSH-1011 | Switch, Position High, Mech Collect, Valve 1011 | THC-PRM-V-1011 |  |  |  | ZSH |  |  | Valve, Hydraulic Cylinder, Bottom Scraper, Primary Clarifier 1000, SW Plant
65370 | THC-PRM-ZSH-1051 | Switch, Position High, Supply Damper, Damper 1051 | THC-PRM-DM-1051 |  |  |  | ZSH |  |  | Damper/Louver, Damper 1051
65371 | THC-PRM-ZSH-1052 | Switch, Position High, Exhaust Damper, Damper 1052 | THC-PRM-DM-1052 |  |  |  | ZSH |  |  | Damper/Louver, Damper 1052
65397 | THC-PRM-ZSL-1011 | Switch, Position Low, Mech Return, Valve 1011 | THC-PRM-V-1011 |  |  |  | ZSL |  |  | Valve, Hydraulic Cylinder, Bottom Scraper, Primary Clarifier 1000, SW Plant
65398 | THC-PRM-ZSL-1014 | Switch, Position Low, Mech Return, Valve 1014 | THC-PRM-V-1014 |  |  |  | ZSL |  |  | Valve, Hydraulic Cylinder, Bottom Scraper, Primary Clarifier 1000, SW Plant
65498 | FCL-SM | Spill Management | FCL-SES | [6 empty] | Safety and Environmental Services
65503 | FCL-SM-SQ-0001 | Kit "B" Chlorine Emergency | FCL-CLA1 |  |  |  | SQ |  |  | Pre-Chlorination
65568 | THC-PS-BLDG-0001 | Headhouse Plant Services System | THC-PLT-BLDG-0001 |  |  |  | BLDG |  |  | New Head House, preliminary process
65572 | THC-PWA-BFP | Backflow Preventers | THC-PWA-POTABLE | Valve,Backflow Preventer,Reduced Pressure | [5 empty] | Potable Water
65573 | THC-PWA-CITY WATER | Plant Water City Water | THCLIQOPS | [6 empty] | THC Liquids Operations
65584 | THC-PWA-ELQ-0001 | Electrical Services 110 - 220V, Building L | THC-ELS-PS-0001-L | Building Service,Electrical 110 - 220 V |  |  | ELQ |  |  | Primary Power Equipment, Building L
65625 | THC-PWA-POTABLE | Potable Water | THC-PWA-CITY WATER | [6 empty] | Plant Water City Water
65685 | FCL-SPC | Process Control Systems - Services Area | FCL-ITM | [6 empty] | Integrated Technology Management
65686 | FCL-SPC-COM-0100 | Communication, Primary Core Closet Rack, Admin Building, Server Room | FCL-ADM BLDG |  |  |  | COM |  |  | Building Location
65687 | FCL-SPC-COM-0500 | Communication, Server Closet, Admin Building, Server Room | FCL-ADM BLDG |  |  |  | COM |  |  | Building Location
65688 | FCL-SPC-COM-1102 | Termination Panel, Gaseous Chemical Building, Aqua Ammonia Machine Room | FCL-CHEM BLDG |  |  |  | COM |  |  | Building Location
65689 | FCL-SPC-COM-1103 | Termination Panel, Gaseous Chemical Building, Electrical Equipment Room | FCL-CHEM BLDG |  |  |  | COM |  |  | Building Location
65690 | FCL-SPC-COM-1200 | Access Closet, High Lift Switchgear Room | FCL-SPC |  |  |  | COM |  |  | Process Control Systems - Services Area
65691 | FCL-SPC-COM-1203 | Termination Panel, High Lift Switchgear Room | FCL-SPC |  |  |  | COM |  |  | Process Control Systems - Services Area
65749 | THC-ROUTINE WA1 | THC-Routine Inspection Work Area 1 | THCSLDMNT | [6 empty] | THC Solids Maintenance
65750 | THC-ROUTINE WA2 | THC-Routine OIC Inspection Work Area 2 | THC | [6 empty] | Highland Creek Treatment Plant
65751 | THC-ROUTINE WA2 | THC-Routine OIC Inspection Work Area 2 | THCLIQMNT | [6 empty] | THC Liquids Maintenance
65752 | THC-SDB-BLDG | Building Location | THC-EUS | [6 empty] | Production & End User Support
65791 | THC-SES-FEQ | Fire Fighting System | THC-SES | [6 empty] | Safety & Environmental Services
65808 | FCL-SPC-COM-1221 | Communication, Ethernet to RS485 Gateway, High Lift Electrical Room RPU-1221 Panel | FCL-SPC |  |  |  | COM |  |  | Process Control Systems - Services Area
65809 | FCL-SPC-COM-1222 | Communication, Ethernet to RS485 Gateway, High Lift B1, Switchgear Room, RPU-1222/1223 Panel | FCL-SPC |  |  |  | COM |  |  | Process Control Systems - Services Area
65810 | FCL-SPC-COM-1224 | Communication, Ethernet to RS485 Gateway, High Lift Electrical Room, RPU-1224 Panel | FCL-SPC |  |  |  | COM |  |  | Process Control Systems - Services Area
65811 | FCL-SPC-COM-1401 | Termination Panel, Surge Chamber | FCL-SPC |  |  |  | COM |  |  | Process Control Systems - Services Area
65812 | FCL-SPC-COM-1405 | Termination Panel, Surge Building, South/East Stairs | FCL-SPC |  |  |  | COM |  |  | Process Control Systems - Services Area
65813 | FCL-SPC-COM-1500 | Access Closet, Control Station at Filter Gallery | FCL-SPC |  |  |  | COM |  |  | Process Control Systems - Services Area
65814 | FCL-SPC-COM-1501 | Termination Panel, Filter Building, Rotunda | FCL-SPC |  |  |  | COM |  |  | Process Control Systems - Services Area
65815 | FCL-SPC-COM-1502 | Termination Panel, Filter Building, Pipe Gallery, North, Ceiling | FCL-SPC |  |  |  | COM |  |  | Process Control Systems - Services Area
65816 | FCL-SPC-COM-1503 | Termination Panel, Filter Building, Pipe Gallery, North, Ceiling | FCL-SPC |  |  |  | COM |  |  | Process Control Systems - Services Area
65817 | FCL-SPC-COM-1504 | Termination Panel, Filter Building, Pipe Gallery, North, Ceiling | FCL-SPC |  |  |  | COM |  |  | Process Control Systems - Services Area
65818 | FCL-SPC-COM-1600 | Access Closet, Control Station at Filter Gallery | FCL-SPC |  |  |  | COM |  |  | Process Control Systems - Services Area
65819 | FCL-SPC-COM-1602 | Termination Panel, Filter Building, Pipe Gallery, South, Ceiling | FCL-SPC |  |  |  | COM |  |  | Process Control Systems - Services Area
65820 | FCL-SPC-COM-1604 | Termination Panel, Filter Building, Pipe Gallery, South, Ceiling | FCL-SPC |  |  |  | COM |  |  | Process Control Systems - Services Area
65821 | FCL-SPC-COM-1605 | Termination Panel, Filter Building, Pipe Gallery, South, Ceiling | FCL-SPC |  |  |  | COM |  |  | Process Control Systems - Services Area
65822 | FCL-SPC-COM-1701 | Termination Panel, PAC Pump Area | FCL-SPC |  |  |  | COM |  |  | Process Control Systems - Services Area
65823 | FCL-SPC-COM-1703 | Termination Panel, Low Lift Building, PAC Pump Area, North West | FCL-RAW WATER BLDG |  |  |  | COM |  |  | Building Location
65824 | FCL-SPC-COM-1704 | Access Closet, Low Lift Building, PAC Pump Area, South East | FCL-RAW WATER BLDG |  |  |  | COM |  |  | Building Location
65825 | FCL-SPC-COM-1801 | Termination Panel, Low Lift PS Building, Switchgear Room | FCL-RAW WATER BLDG |  |  |  | COM |  |  | Building Location
65826 | FCL-SPC-COM-1802 | Termination Panel, Dry Chemical Building MCC Room | FCL-SPC |  |  |  | COM |  |  | Process Control Systems - Services Area
65827 | FCL-SPC-COM-1803 | Termination Panel, Raw Water Pumping | FCL-SPC |  |  |  | COM |  |  | Process Control Systems - Services Area
65828 | FCL-SPC-COM-1806 | Termination Panel, Low Lift Building, Electrical Service Room | FCL-RAW WATER BLDG |  |  |  | COM |  |  | Building Location
65829 | FCL-SPC-COM-1825 | Communication, Ethernet to RS485 Gateway, Low Lift Switchgear Room, RPU-1825 Panel | FCL-RAW WATER BLDG |  |  |  | COM |  |  | Building Location
65830 | FCL-SPC-COM-1901 | Termination Panel, RMF Centrifuge Building | FCL-CENTRIFUGE BLDG |  |  |  | COM |  |  | Building Location
65831 | FCL-SPC-COM-1911 | Communication, Multinet, RMF Centrifuge Building, Control Room, RPU-1921 Panel | FCL-CENTRIFUGE BLDG |  |  |  | COM |  |  | Building Location
65832 | FCL-SPC-COM-2001 | Termination Panel, High Lift Building, Corridor outside Electrical Shop | FCL-SPC |  |  |  | COM |  |  | Process Control Systems - Services Area
65833 | FCL-SPC-COM-2002 | Termination Panel, High Lift Building, Corridor outside Electrical Shop | FCL-SPC |  |  |  | COM |  |  | Process Control Systems - Services Area
65834 | FCL-SPC-COM-2100 | Access Closet, RMF Centrifuge Building, Centrifuge Control Room | FCL-CENTRIFUGE BLDG |  |  |  | COM |  |  | Building Location
65835 | FCL-SPC-COM-2101 | Termination Panel, | FCL-SPC |  |  |  | COM |  |  | Process Control Systems - Services Area
65836 | FCL-SPC-COM-2111 | Communication, Multinet, RMF Clarification Facility, Electrical Room, RPU-2121 Panel | FCL-SPC |  |  |  | COM |  |  | Process Control Systems - Services Area
65840 | FCL-SPC-CPU-0601 | Computer, File Server (FCLPFH01), Admin Building, Server Room, Server Cabinet COM-0600 | FCL-SPC |  |  |  | CPU |  |  | Process Control Systems - Services Area
66081 | THC-SES-FEQ-SD39 | 1 1/2 Folding NFE Polyflex Hoses | THC-SES-FEQ-0001 | [6 empty] | Portable Fire Extinguisher, location forklift THC-GRK-VEH-329026
66098 | THC-SES-GAS-A | Gas Detectors and Monitors, Building A | THC-SES-GAS | [6 empty] | Gas Detectors and Monitors
66099 | THC-SES-GAS-E | Gas Detectors and Monitors, Building E | THC-SES-GAS | [6 empty] | Gas Detectors and Monitors
66100 | THC-SES-GAS-I | Gas Detectors and Monitors, Headhouse, Building I | THC-SES-GAS | [6 empty] | Gas Detectors and Monitors
66101 | THC-SES-GAS-K | Gas Detectors and Monitors, Building K | THC-SES-GAS | [6 empty] | Gas Detectors and Monitors
66360 | THC-SES-SQ | Safety Equipment | THC-SES | [6 empty] | Safety & Environmental Services
66396 | THC-SPC | Process Control Systems - Services Area | THC | [6 empty] | Highland Creek Treatment Plant
66397 | THC-SPC | Process Control Systems - Services Area | THC-ITM | [6 empty] | Integrated Technology Management
66424 | THC-SPC-WA2 | System Process Control | THCLIQMNT | [6 empty] | THC Liquids Maintenance
66425 | THC-SPC1 | Process Control Systems - Administrative | THC | [6 empty] | Highland Creek Treatment Plant
66426 | THC-SPC1 | Process Control Systems - Administrative | THC-SPC | [6 empty] | Process Control Systems - Services Area
66431 | THC-STORE | Building Location | THC-EUS | [6 empty] | Production & End User Support
66537 | THC-STR-ODOUR | Odour Control | THC-STR | [6 empty] | Secondary Treatment
66577 | FCL-SPC1 | Process Control Systems - Administrative | FCL | [6 empty] | R L Clark Water Treatment Plant
66578 | FCL-SPC1 | Process Control Systems - Administrative | FCL-SPC | [6 empty] | Process Control Systems - Services Area
66579 | FCL-STORE | Computer Storage Location | FCL-EUS | [6 empty] | Production & End User Support
66582 | FCL-SUSPENDED | Suspended entity | FCL | [6 empty] | R L Clark Water Treatment Plant
66583 | FCL-TRW-2 | Treated Water Pumping | FCL-TRW |  |  |  | TRW |  |  | Treated Water
66584 | FCL-TRW-4 | Surge Suppression | FCL-TRW |  |  |  | TRW |  |  | Treated Water
66643 | THC-STR-P-T-0100-02 | Pump, Tank 0100-0200, Secondary Clarification, RAS/WAS | THC-STR-RAS/WAS OLD |  |  |  | T |  |  | RAS/WAS, Old Plant
66644 | THC-STR-P-T-0300-04 | Pump, Tank 0300-0400, Secondary Clarification, RAS/WAS | THC-STR-RAS/WAS OLD |  |  |  | T |  |  | RAS/WAS, Old Plant
66665 | THC-STR-RAS/WAS | Return/ Waste Activated Sludge | THC-STR | [6 empty] | Secondary Treatment
66666 | THC-STR-RPU | Secondary Process RPUs | THC-STR | [6 empty] | Secondary Treatment
66855 | THC-SUSPENDED | Suspended entity | THC | [6 empty] | Highland Creek Treatment Plant
66868 | THC-THK-BIOFILTER | THK Biofilter System | THC-DEW | [6 empty] | Dewatering Process
66869 | THC-THK-BIOFILTER | THK Biofilter System | THC-THK-ELS | [6 empty] | TWAS Elecftrical equipment Sludge Thickening
66873 | THC-THK-CF | Waste Activated Centrifuges Thickening | THC-THK-TWAS | [6 empty] | Waste Activated Sludge Thickening
66906 | THC-THK-ELS | TWAS Elecftrical equipment Sludge Thickening | THCLIQMNT | [6 empty] | THC Liquids Maintenance
67033 | FCL-TRW-CP-0001 | Control Panel, Treated Water Sample Pumps P-0101&0201, High Lift PS Basement | FCL-TRW-P-0101 |  |  |  | CP |  |  | Pump, Sampling, Reservoir Outlet, Filter Building
67034 | FCL-TRW-CP-0003 | Control Panel, Reservoir Inlet and Outlet Gates, High Lift PS Pump Suction/Transfer Channel | FCL-TRW-G-0003 |  |  |  | CP |  |  | Gate, Sluice, Actuated, Outlet, Clearwell WEL-0101 Outlet, Treated Water Distribution Channel
67035 | FCL-TRW-CP-0007 | Control Panel, Operator, Air Compressors, Surge Tank Building | FCL-TRW-C-0001 |  |  |  | CP |  |  | Compressor, Stationary, Surge Tank Building
67036 | FCL-TRW-CP-0009 | Control Panel, Treated Water Sampling System Valves, District 2 Venturi Room, High Lift PS Basement | FCL-TRW |  |  |  | CP |  |  | Treated Water
67088 | THC-THK-TWAS | Waste Activated Sludge Thickening | THCLIQMNT | [6 empty] | THC Liquids Maintenance
67302 | THC-WA3-SPARE | Spare equipment for WA3 | THC-LQMT-SPARES |  |  | 47534 |  |  |  | THC Liquids Maintenance Area- Spare Rebuilt Equipment
67312 | THCLIQMNT | THC Liquids Maintenance | THC | [6 empty] | Highland Creek Treatment Plant
67313 | THCLIQOPS | THC Liquids Operations | THC | [6 empty] | Highland Creek Treatment Plant
67368 | THCSLDOPS | THC Solids Operations | THC | [6 empty] | Highland Creek Treatment Plant
67369 | THR COMMUNICATIONS | THR Communications | THR-SPC1 | [6 empty] | Process Control Systems - Administrative
67370 | THR WORK AREA 1 | Solid Handling | THR | [6 empty] | Humber Treatment Plant
67372 | THR-ACC | Air Conditioning, Heating and Ventilation | THR-ACC-WA4 | [6 empty] | Air Conditioning, AHU, HVAC,Work Area4
67667 | THR-ACC-FN | Air Conditoning, Fans, Gallery Ventilation, Supply and Exhaust | THR-ACC-WA4 | [6 empty] | Air Conditioning, AHU, HVAC,Work Area4
67933 | FCL-TRW-SAMP | Treated Water Sampling | FCL-SAMP | [6 empty] | Sampling Systems
67941 | FCL-TRW-STR-0005 | Strainer, Service Water to CL2/SO2 Storage,Gaseous Chemical Building Storage Room | FCL-CLA-EV-0201 |  |  |  | STR |  |  | Evaporator, Chlorine Gas, Chlorination System
67942 | FCL-TRW-STR-0006 | Strainer, District 1W Header Service Water to Sample Lines Flushing, High Lift PS Basement | FCL-TRW |  |  |  | STR |  |  | Treated Water
68052 | FCL-TRW-UPS-0002-SUS | Inverter,DC to AC | FCL-SUSPENDED |  |  | 36809 | UPS |  |  | Suspended entity
68053 | FCL-TRW-UPS-0002-SUS | Inverter,DC to AC | FCL-TRW |  |  | 36809 | UPS |  |  | Treated Water
68167 | FCL-TRW-V-0021A | Valve, Gate, Inlet, Treated Water Sample to Analyser AIT-0002, Low Lift PS basement | FCL-TRW-AIT-0002 |  |  |  | V |  |  | Analyzer, Turbidity, TRW Output, District 2 Venturi Room, TRW Pumping Station
68169 | FCL-TRW-V-0022A | Valve, Gate, Inlet, STR-0008, TW Sample to Analyser AIT-0003, Venturi Room 2, High Lift PS Basement | FCL-TRW-AIT-0003 |  |  |  | V |  |  | Analyzer, Fluoride, TRW Output, District 2 Venturi Room, TRW Pumping Station
68171 | FCL-TRW-V-0024A | Valve, Gate, Isolation, TW Sample to Analyser AIT-0004, Venturi Room 2, Low Lift PS Basement | FCL-TRW-AIT-0003 |  |  |  | V |  |  | Analyzer, Fluoride, TRW Output, District 2 Venturi Room, TRW Pumping Station
68172 | FCL-TRW-V-0025A | Valve, Gate, Inlet, TW Sample to Analyser AIT-0004, Venturi Room 2, Low Lift PS Basement | FCL-TRW-AIT-0003 |  |  |  | V |  |  | Analyzer, Fluoride, TRW Output, District 2 Venturi Room, TRW Pumping Station
68179 | FCL-TRW-V-0034 | Valve, Air Release, District 1W Header, Treated Water Pumping Station,FCL-TRW-P-0200 | FCL-TRW-P-0200 |  |  |  | V |  |  | Pump, Treated Water
68181 | FCL-TRW-V-0034B | Valve, Gate, Isolation, District 1W Header Air Release Valve, High Lift PS Basement | FCL-TRW-V-0034 |  |  |  | V |  |  | Valve, Air Release, District 1W Header, Treated Water Pumping Station,FCL-TRW-P-0200
68182 | FCL-TRW-V-0036 | Valve, Air Release, District 2W Header, High Lift PS Basement , TRW-P-0500,0700,0900 | FCL-TRW-P-0500 |  |  |  | V |  |  | Pump, Treated Water
68186 | FCL-TRW-V-0039 | Valve, Gate, Outlet, Service Water Backflow Preventer BFP-0001A, High Lift PS Basement | FCL-TRW-BFP-0001A |  |  |  | V |  |  | Backflow Preventer, District 2E/2W Header Service Water Distribution, High Lift PS Basement.
68192 | FCL-TRW-V-0046 | Valve, Gate, Isolation,Strainer STR-0003, Service Water to PAC System,Dry Chemical Building Basement , BFP-0010 | FCL-TRW-BFP-0001A |  |  |  | V |  |  | Backflow Preventer, District 2E/2W Header Service Water Distribution, High Lift PS Basement.
68193 | FCL-TRW-V-0047 | Valve, Gate, Isolation, Service Water to Sed./Flocculation Sprinkler System, Filtration Pipe Gallery | FCL-SED-T-0100 |  |  |  | V |  |  | Tank, Sedimentation, West
68194 | FCL-TRW-V-0048A | Valve, Ball, Isolation, Compressor C-0001, Surge Building | FCL-TRW-C-0001 |  |  |  | V |  |  | Compressor, Stationary, Surge Tank Building
68200 | FCL-TRW-V-0058 | Valve, Gate, Inlet, Service Water Backflow Preventer BFP-0003, High Lift PS Basement | FCL-TRW-BFP-0003 |  |  |  | V |  |  | Backflow Preventer, District 2W Header Service Water Distribution,High Lift PS Bsmnt.N/Wall West End
68201 | FCL-TRW-V-0059 | Valve, Gate, Outlet, Service Water Backflow Preventer BFP-0003, High Lift PS Basement | FCL-TRW-BFP-0003 |  |  |  | V |  |  | Backflow Preventer, District 2W Header Service Water Distribution,High Lift PS Bsmnt.N/Wall West End
68302 | FCL-TRW-V-0076A | Valve, Pressure Reducing, Interconnecting, Surge Tanks T-0001&0002, Surge Tanks Building | FCL-TRW-T-0001 |  |  |  | V |  |  | Vessel, Pressure, Surge, Surge Tank Building
68305 | FCL-TRW-V-0082 | Valve, Butterfly, Service Water Alternate Supply From District 1, Gaseous Building Machine Room,FCL-TRW-BFP-0011 | FCL-MCS-3 |  |  |  | V |  |  | Service Water and Backflow Prevention
68306 | FCL-TRW-V-0088 | Valve,Butterfly,Isolation,Service Water Sedimentation/Flocculation Tanks Ring Sedimentation Tank No2 | FCL-SED-T-0200 |  |  |  | V |  |  | Tank, Sedimentation, Middle
68307 | FCL-TRW-V-0090 | Valve, Butterfly,Isolation,Service Water Sedimentation/Flocculation Tanks Ring Flocculation Tank No3 | FCL-FLO-T-0301 |  |  |  | V |  |  | Tank, Flocculation
68316 | FCL-TRW-V-0101D | Valve, Ball, Isolation, TW Sample to AIT-0004A, Sampling Room, Under Operator's Lab | FCL-TRW-AIT-0004A |  |  |  | V |  |  | Analyser, Chlorine, Reservoir Output Control, Lab Lower Level
68328 | FCL-TRW-V-0139 | Valve, Ball, Isolation, Service Water to Lab Area | FCL-TRW |  |  |  | V |  |  | Treated Water
68523 | FCL-TRW-V-0817 | Valve,Ball,Actuated,Drain,TW Sampling Line to Admin Bldg. Lab,District 2 Venturi Room, High Lift PS | FCL-TRW |  |  |  | V |  |  | Treated Water
68525 | FCL-TRW-V-0818A | Valve, Ball, Isolation, Inlet, FSL-0003, Treated Water Sampling System | FCL-TRW-FSL-0003 |  |  |  | V |  |  | Switch, Flow, Low, Sample from District 2 to Analyser AIT-0003, High Lift District 2 Venturi Room
68526 | FCL-TRW-V-0818D | Valve, Ball, Isolation,Treated Waster Sample to AIT-0001, 0002, 0003 & 0004 | FCL-TRW-AIT-0001 |  |  |  | V |  |  | Analyzer, Chlorine, TRW Total Residual, District 2 Venturi Room, TRW Pumping Station
68834 | FCL-WMS | WMS Related Work Request | FCL ADMIN | [6 empty] | Administration
68835 | FCL-WWW | Residue Management | FCL WORK AREA 2 | [6 empty] | Plant Services
68858 | FCL-WWW-CP-0012 | Control Panel, Sanitary Pumps P-0001 & 0002, RMF Clarification Facility, Pump Room North | FCL-WWW-P-0001 |  |  |  | CP |  |  | Pump Sanitary Clarification Building, South
68859 | FCL-WWW-CP-3020 | Control Panel, Process Drain Pumps P-3021 & 3022, RMF Clarification Facility, Pump Room South | FCL-WWW-P-3021 |  |  |  | CP |  |  | Pump Submersible Drainage South, Process Drain Sump
68860 | FCL-WWW-CP-5501 | Control Panel, Centrifuge CF-5501, RMF Centrifuge Facility, Centrifuge Room | FCL-WWW-CF-5501 |  |  |  | CP |  |  | Centrifuge Dewatering, West
68862 | FCL-WWW-CP-5530 | Control Panel, Process Drain Pumps P-5531 & 5532, RMF Centrifuge Building, Cake Container Area | FCL-WWW-P-5531 |  |  |  | CP |  |  | Pump Submersible Centrifuge Process Drain
68863 | FCL-WWW-CP-5601 | Control Panel, Centrifuge CF-5601, RMF Centrifuge Facility, Centrifuge Room | FCL-WWW-CF-5601 |  |  |  | CP |  |  | Centrifuge Dewatering, East
68866 | FCL-WWW-CP-7013 | Control Panel, Sampling Pumps P-7013A & 7013B, RMF Clarification Facility, Operating Floor | FCL-WWW-P-7013A |  |  |  | CP |  |  | Pump, Sample Before SO2 Chlorine, RMF dechlorination
68930 | FCL-WWW-FIT-5601 | Transmitter, Flow, Magnetic,Service Water to Centrifuge 5601 | FCL-WWW-CF-5601 |  |  |  | FIT |  |  | Centrifuge Dewatering, East
68933 | FCL-WWW-FSL-7013 | Switch, Flow, Low, Discharge, Before SO2 Chlorine RMF Sampling Pumps, Effluent Chamber | FCL-WWW-P-7013A |  |  |  | FSL |  |  | Pump, Sample Before SO2 Chlorine, RMF dechlorination
68948 | FCL-WWW-LIT-5530 | Transmitter, Level, Centrifuge-Process Drain Sump, Centrifuge Building | FCL-WWW-P-5531 |  |  |  | LIT |  |  | Pump Submersible Centrifuge Process Drain
68953 | FCL-WWW-LSH-3020 | Switch, Level, High, Process Drain Pumps P-3021&3022 Sump, RMF Clarification Facility | FCL-WWW-P-3021 |  |  |  | LSH |  |  | Pump Submersible Drainage South, Process Drain Sump
68954 | FCL-WWW-LSH-5530 | Switch, Level, High, Process Drain Pumps P-5531&5532 Sump, RMF Centrifuge Building | FCL-WWW-P-5531 |  |  |  | LSH |  |  | Pump Submersible Centrifuge Process Drain
68956 | FCL-WWW-LSL-0012 | Switch, Level, Low, Sanitary Sump, RMF Clarification Facility, Pump Room North | FCL-WWW-P-0001 |  |  |  | LSL |  |  | Pump Sanitary Clarification Building, South
68957 | FCL-WWW-LSL-1101 | Switch, Level, Low, Clarifier T-1100 Sump, RMF Clarification Facility | FCL-WWW-T-1100 |  |  |  | LSL |  |  | Tank, Clarifier, North, RMF Clarification Facility
68959 | FCL-WWW-LSL-3020 | Switch, Level, Low, Process Drain Pumps P-3021&3022 Sump, RMF Clarification Facility | FCL-WWW-P-3021 |  |  |  | LSL |  |  | Pump Submersible Drainage South, Process Drain Sump
68960 | FCL-WWW-LSL-5530 | Switch, Level, Low, Process Drain Pumps P-5531&5532 Sump, RMF Centrifuge Building | FCL-WWW-P-5531 |  |  |  | LSL |  |  | Pump Submersible Centrifuge Process Drain
68961 | FCL-WWW-LSLL-3020 | Switch, Level, Low Low, Process Drain Pumps P-3021&3022 Sump, RMF Clarification Facility | FCL-WWW-P-3021 |  |  |  | LSLL |  |  | Pump Submersible Drainage South, Process Drain Sump
68964 | FCL-WWW-LSM-0012 | Switch, Level, Medium, Sanitary Sump, RMF Clarification Facility, Pump Room North | FCL-WWW-P-0001 |  |  |  | LSM |  |  | Pump Sanitary Clarification Building, South
68965 | FCL-WWW-LSM-3020 | Switch, Level, Medium, Process Drain Pumps P-3021&3022 Sump, RMF Clarification Facility | FCL-WWW-P-3021 |  |  |  | LSM |  |  | Pump Submersible Drainage South, Process Drain Sump
68966 | FCL-WWW-LSM-5530 | Switch, Level, Medium, Process Drain Pumps P-5531&5532 Sump, RMF Centrifuge Building | FCL-WWW-P-5531 |  |  |  | LSM |  |  | Pump Submersible Centrifuge Process Drain
68992 | FCL-WWW-MSL-5601 | Switch, Motion, Low, CV-5601, RMF Centrifuge Building, Centrifuge Room | FCL-WWW-CF-5601 |  |  |  | MSL |  |  | Centrifuge Dewatering, East
69007 | FCL-WWW-POL | Polymer | FCL-WWW | [6 empty] | Residue Management
69008 | FCL-WWW-SAMP | Residue Management Sampling | FCL-SAMP | [6 empty] | Sampling Systems
69012 | FCL-WWW-V-0001 | Valve, Check, Discharge, Sanitary Sump Pump P-0001, RMF Clarification Facility, Pump Room | FCL-WWW-P-0001 |  |  |  | V |  |  | Pump Sanitary Clarification Building, South
69013 | FCL-WWW-V-0004 | Valve, Plug, Discharge, Sanitary Sump Pump P-0002, RMF Clarification Facility, Pump Room | FCL-WWW-P-0002 |  |  |  | V |  |  | Pump Sanitary Clarification Building, North
69081 | THR-ACC-WA2 | Air Conditioning, AHU, HVAC,Work Area2 | THR WORK AREA 2 | [6 empty] | Liquid Handling
69084 | THR-AER | Aeration | THR WORK AREA 4 | [6 empty] | Liquid Handling 2
69115 | THR-AER-BL | Aeration Blowers | THR-AER-HPB | [6 empty] | Aeration, High Pressure Blowers
69209 | FCL-WWW-V-3022 | Valve, Check, Discharge, Process Drain Pump P-3022, RMF Clarification Facility, Pump Room | FCL-WWW-P-3022 |  |  |  | V |  |  | Pump Submersible Drainage North, Process Drain Sump
69210 | FCL-WWW-V-3023 | Valve, Plug, Discharge, Process Drain Pump P-3021, RMF Clarification Facility, Pump Room | FCL-WWW-P-3021 |  |  |  | V |  |  | Pump Submersible Drainage South, Process Drain Sump
69211 | FCL-WWW-V-3024 | Valve, Plug, Discharge, Process Drain Pump P-3022, RMF Clarification Facility, Pump Room | FCL-WWW-P-3022 |  |  |  | V |  |  | Pump Submersible Drainage North, Process Drain Sump
69212 | FCL-WWW-V-3031 | Valve, Plug, Discharge, Sludge Pump P-3030, RMF Clarification Facility, Sludge Sump Service Platform | FCL-WWW-P-3030 |  |  |  | V |  |  | Pump Submersible East, Pump Room
69213 | FCL-WWW-V-3040 | Valve, Check, Discharge, Sludge Pump P-3040, RMF Clarification Facility,Sludge Sump Service Platform | FCL-WWW-P-3040 |  |  |  | V |  |  | Pump Submersible Standby, Pump Room
69214 | FCL-WWW-V-3041 | Valve, Plug, Discharge, Sludge Pump P-3040, RMF Clarification Facility, Sludge Sump Service Platform | FCL-WWW-P-3040 |  |  |  | V |  |  | Pump Submersible Standby, Pump Room
69215 | FCL-WWW-V-3043 | Valve,Plug,Isolation,Pump-3040 to Thickener2,RMF Clarification Facility,Sludge Sump Service Platform | FCL-WWW-P-3040 |  |  |  | V |  |  | Pump Submersible Standby, Pump Room
69216 | FCL-WWW-V-3050 | Valve, Check, Discharge, Sludge Pump P-3050, RMF Clarification Facility,Sludge Sump Service Platform | FCL-WWW-P-3050 |  |  |  | V |  |  | Pump Submersible FCL, Pump Room
69217 | FCL-WWW-V-3053 | Valve Plug, Isolation Sludge Transfer from Sludge Sump to Thickener No.2, RMF Clarification Facility | FCL-WWW-T-5020 |  |  |  | V |  |  | Thickener, South, RMF Clarification Facility
69219 | FCL-WWW-V-5012 | Valve, Plug, Isolation, Centrifuge Feed Pump Suction Header, RMF Clarification Facility, Pump Room | FCL-WWW-T-5010 |  |  |  | V |  |  | Thickener, North, RMF Clarification Facility
69220 | FCL-WWW-V-5021 | Valve, Plug, Isolation, Centrifuge Feed Pump Suction Header, RMF Clarification Facility, Pump Room | FCL-WWW-T-5020 |  |  |  | V |  |  | Thickener, South, RMF Clarification Facility
69222 | FCL-WWW-V-5200 | Valve, Plug, Suction, Centrifuge Feed Pump P-5201, RMF Clarification Facility, Pump Room | FCL-WWW-P-5201 |  |  |  | V |  |  | Pump Centrifuge Feed, Standby
69224 | FCL-WWW-V-5300 | Valve, Plug, Suction, Centrifuge Feed Pump P-5301, RMF Clarification Facility, Pump Room | FCL-WWW-P-5301 |  |  |  | V |  |  | Pump Centrifuge Feed, South
69231 | FCL-WWW-V-5505 | Valve, Plug, Isolation, Centrifuge/Conveyor Centrate to Process Drain Sump, RMF Centrifuge Building | FCL-WWW-CF-5501 |  |  |  | V |  |  | Centrifuge Dewatering, West
69232 | FCL-WWW-V-5511 | Valve, Slide Gate, Motorized, CV-5510 to Cake Disposal Bin Container B,Centrifuge Bldg,Centrifuge Rm | FCL-WWW-CV-5510 |  |  |  | V |  |  | Bottom Screw Conveyor, South, Centrifuge CF-5501
69233 | FCL-WWW-V-5512 | Valve, Slide Gate, Motorized, CV-5510 to Cake Disposal Bin Container C,Centrifuge Bldg,Centrifuge Rm | FCL-WWW-CV-5510 |  |  |  | V |  |  | Bottom Screw Conveyor, South, Centrifuge CF-5501
69234 | FCL-WWW-V-5531 | Valve, Check, Discharge, Centrifuge Building Process Drain Pump P-5531, RMF Centrifuge Building | FCL-WWW-P-5531 |  |  |  | V |  |  | Pump Submersible Centrifuge Process Drain
69235 | FCL-WWW-V-5532 | Valve, Check, Discharge, Centrifuge Building Process Drain Pump P-5531, RMF Centrifuge Building | FCL-WWW-P-5531 |  |  |  | V |  |  | Pump Submersible Centrifuge Process Drain
69236 | FCL-WWW-V-5533 | Valve, Plug, Discharge, Centrifuge Building Process Drain Pump P-5532, RMF Centrifuge Building | FCL-WWW-P-5532 |  |  |  | V |  |  | Pump Submersible Centrifuge Process Drain
69237 | FCL-WWW-V-5534 | Valve, Plug, Discharge, Centrifuge Building Process Drain Pump P-5532, RMF Centrifuge Building | FCL-WWW-P-5532 |  |  |  | V |  |  | Pump Submersible Centrifuge Process Drain
69241 | FCL-WWW-V-5605 | Valve, Plug, Isolation, Centrifuge/Conveyor Centrate to Process Drain Sump, RMF Centrifuge Building | FCL-WWW-CF-5601 |  |  |  | V |  |  | Centrifuge Dewatering, East
69242 | FCL-WWW-V-5611 | Valve, Slide Gate, Motorised, CV-5601 to Cake Disposal Bin Container B,Centrifuge Bldg,Centrifuge Rm | FCL-WWW-CF-5601 |  |  |  | V |  |  | Centrifuge Dewatering, East
69243 | FCL-WWW-V-5612 | Valve, Slide Gate, Motorised, CV-5601 to Cake Disposal Bin Container C,Centrifuge Bldg,Centrifuge Rm | FCL-WWW-CF-5601 |  |  |  | V |  |  | Centrifuge Dewatering, East
69247 | FCL-WWW-WR-0001 | Receptacle, 600V, 3PH, Centrifuge Building, Storage Room | FCL-WWW |  |  |  | WR |  |  | Residue Management
69248 | FCL-WWW-WR-0003 | Receptacle, 600V, 3PH, Centrifuge Building, Upper Floor | FCL-WWW |  |  |  | WR |  |  | Residue Management
69249 | FCL-WWW-WR-0006 | Receptacle, 600V, 3PH, RMF Clarification Facility, Operating Floor North | FCL-WWW |  |  |  | WR |  |  | Residue Management
69250 | FCL-WWW-XS-5601 | Switch, Rope, CV-5601 Emergency Stop, RMF Centrifuge Building, Centrifuge Room | FCL-WWW-CF-5601 |  |  |  | XS |  |  | Centrifuge Dewatering, East
69538 | FFIS-ELS-LTG EMERG-SUS | Emergency Lights | FIS-SES |  |  | 46887 |  |  |  | Safety, Instrumentation & Environmental Services
69540 | FHA ADMIN | Administration | FHA | [6 empty] | R C Harris Water Treatment Plant
69541 | FHA CENTRIFUGE CTL | Computer Location | FHA-RMF BLDG | [6 empty] | Building Location
69542 | FHA COMMUNICATIONS | FHA Communications | FHA-SPC1 | [6 empty] | Process Control Systems - Administrative
69543 | FHA EUS SERVER ROOM | Communication Switch | FHA-EUS | [6 empty] | Production & End User Support
69544 | FHA EUS SERVER ROOM | Communication Switch | FHA-SERVICE-BLDG | [6 empty] | Building Location
69545 | FHA PCS OFFICE | Computer Location | FHA-PUMP BLDG | [6 empty] | Building Location
69548 | FHA SERVER ROOM | Communication Switch | FHA-SERVICE BLDG | [6 empty] | Building Location
69549 | FHA SWITCHGEAR ROOM | Computer Location | FHA-PUMP BLDG | [6 empty] | Building Location
69690 | THR-BG | Blended Gas | THR-DIG | [6 empty] | Digester
69694 | THR-BG-C | Blended Gas, Gas Compressors | THR-CG | [6 empty] | Co-Generation
69703 | THR-BG-DRY | Blended Gas, Dryer | THR-BG | [6 empty] | Blended Gas
69704 | THR-BG-DT-0202 | Drip Trap, Condensate, Heat Exch 0202, High Press Gas Conditioning System Train 2, Gas Comp Bldg | THR-BG-HE-0202 |  |  |  | DT |  |  | Heat Exchanger, Fuel Gas Pre-Cooler, High Press Gas Conditioning System Train 2, Gas Comp Bldg
69705 | THR-BG-DT-0203 | Drip Trap, Condensate, Condensor 0203, High Press Gas Conditioning System Train 2, Gas Comp Bldg | THR-BG-CU-0203 |  |  |  | DT |  |  | Condensor, Fuel Gas, High Press Gas Conditioning System Train 2, Gas Comp Bldg
69717 | THR-BG-FX-0201 | Flame Arrestor, Compressor 0201 Fuel Gas Train Outlet, Gas Compressor Building | THR-BG-C-0201 | Compressor |  |  | FX |  |  | Compressor, Centrifugal, Fuel Gas, Compressor Building, Gas Compressor (And Dryer), for COGEN
69744 | THR-BG-PIP | Blended Gas, Piping | THR-BG | [6 empty] | Blended Gas
69960 | THR-BG-VSH-0114 | Switch, Vibration, High, Motor 0101, Compressor 0101, Gas Compressor Bldg | THR-BG-C-0101 |  |  |  | VSH |  |  | Compressor, Centrifugal, Fuel Gas, Compressor Building, Gas Compressor (And Dryer) for COGEN
69966 | THR-BLOWER-BLDG | Building Location | THR-EUS | [6 empty] | Production & End User Support
69967 | THR-BLOWER-BLDG | Building Location | THR-ITM | [6 empty] | Integrated Technology Management
69968 | THR-CAP-13FS-37WP | Humber Treatment Plant, Capital Project, Odour Control. 13FS-37WP | THR-PIP-WA1 |  |  |  | CAP |  |  | Process Piping System, Work Area 1
69969 | THR-CAP-DIG2&3-21TW-CTS-1 | THR Selective Repairs of Digesters#2 &3 Project, 21TW-CTS-16CWD | THR-DIG |  |  |  | CTS |  |  | Digester
69971 | THR-CG | Co-Generation | THR WORK AREA 3 | [6 empty] | Plant Services
70047 | THR-CG-SB | Co-Generation Scubber, Digester Gas | THR-DIG-SB | [6 empty] | Scrubbers, Digester Tanks 1-10
70203 | THR-CHLORINE-BLDG | Building Location | THR-EUS | [6 empty] | Production & End User Support
70204 | THR-COMPRESSOR-BLDG | Building Location | THR-EUS | [6 empty] | Production & End User Support
70205 | THR-CRN-WA2 | Cranes, Overhead Lifting Devices,WA2 | THR WORK AREA 2 | [6 empty] | Liquid Handling
70206 | THR-CRN-WA2 | Cranes, Overhead Lifting Devices,WA2 | THR-MCS-WA2 | [6 empty] | Cranes, Lifting Devices, Machine Tools, Overhead Doors
70207 | THR-CRN-WA3 | Cranes, Overhead Lifting Devices,WA3 | THR-MCS-WA3 | [6 empty] | Cranes, Lifting Devices, Machine Tools, Overhead doors, Welding Shops
70277 | FHA-ACC-SECONDARY | Small Air Moving Equipment | FHA-MCS | [6 empty] | Mechanical
70354 | FHA-AM | Ammoniation | FHA-DIS | [6 empty] | Disinfection
70387 | FHA-AM-P-0201-KQ | Pump Location,Aqua Ammonia Metering #2 | FHA-AM |  |  | 33324 | P |  |  | Ammoniation
70401 | FHA-AM-T-0201-KQ | Tank Location, Ammonia Storage Room | FHA-SUSPENDED |  |  | 33325 | T |  |  | Suspended Obsolete entity for storage purpose
70405 | FHA-AM-T-0301-KQ | Tank Location, Ammonia Storage Room | FHA-AM |  |  | 33326 | T |  |  | Ammoniation
70419 | THR-CW-BFP-WA2 | City Water, Back Flow Preventer, Work Area 2 | THR-CW | [6 empty] | City Water
70420 | THR-CW-BFP-WA2 | City Water, Back Flow Preventer, Work Area 2 | THR-GRK-WA2 | [6 empty] | Building & Grounds Work Area 2
70421 | THR-CW-BFP-WA4 | City Water, Back Flow Preventer, Work Area 4 | THR-CW | [6 empty] | City Water
70422 | THR-CW-CH | City Water & Fire Water Chambers | THR-SES-WA2 | [6 empty] | Safety & Environmental Services, WA2
70423 | THR-CW-CH-0002 | City Water & Fire Water Chambers, Chamber #2 | THR-CW-CH |  |  |  | CH |  |  | City Water & Fire Water Chambers
70424 | THR-CW-CH-0004 | City Water & Fire Water Chambers, Chamber #4 | THR-CW |  |  |  | CH |  |  | City Water
70425 | THR-CW-CH-0004 | City Water & Fire Water Chambers, Chamber #4 | THR-CW-CH |  |  |  | CH |  |  | City Water & Fire Water Chambers
70426 | THR-CW-CH-0006 | City Water & Fire Water Chambers, Chamber #6 | THR-CW-CH |  |  |  | CH |  |  | City Water & Fire Water Chambers
70902 | THR-DCL-ZONE | Simulator Zone, De-chlorination System | THR-DCL | Mixer,Propeller | [5 empty] | Dechlorination
70908 | THR-DIG | Digester | THR WORK AREA 1 | [6 empty] | Solid Handling
70940 | FHA-AUX | Auxiliary Systems | FHA WORK AREA 1 | [6 empty] | Process
70947 | FHA-AUX-ANL-0010 | Colorimeter, Pocket CL2 |  |  |  |  | ANL
70957 | FHA-AUX-DEW | Dewatering | FHA-AUX | [6 empty] | Auxiliary Systems
70966 | FHA-AUX-SA | Plant Air/Instrument Air/Vacuum System | FHA-AUX | [6 empty] | Auxiliary Systems
70968 | FHA-AUX-SAN | Sanitary Pumping System | FHA-AUX | [6 empty] | Auxiliary Systems
70973 | FHA-AUX-T-0102-KQ | Compressed Air Tank 2 | FHA-AUX-SA |  |  | 33328 | T |  |  | Plant Air/Instrument Air/Vacuum System
70975 | FHA-AUX-T-0103-KQ | Compressed Air Tank 3 | FHA-AUX-SA |  |  | 33329 | T |  |  | Plant Air/Instrument Air/Vacuum System
70976 | FHA-AUX-T-0104-KQ | Compressed Air Tank 4 | FHA-AUX-SA |  |  | 33330 | T |  |  | Plant Air/Instrument Air/Vacuum System
71031 | THR-DIG-C | Digester, Gas Compressors | THR-DIG | [6 empty] | Digester
71039 | THR-DIG-CG | Digester Gas, Co-Generation | THR-CG-SB | [6 empty] | Co-Generation Scubber, Digester Gas
71088 | FHA-BW | Backwash System | FHA-FILT | [6 empty] | Filtration
71105 | THR-DIG-DRN | Digester, Drainage Sump Pump | THR-DIG | [6 empty] | Digester
71106 | THR-DIG-DT-7750 | Drip Trap, Automatic, Burner BU-7750 Digester Gas Condensate, WGB Building | THR-DIG-BU-7750 |  |  |  | DT |  |  | Waste Gas Burner, Burner 7750, WGB Bldg Roof
71107 | THR-DIG-DT-7780 | Drip Trap, Automatic, Burner BU-7780 Digester Gas Condensate, WGB Building | THR-DIG-BU-7780 |  |  |  | DT |  |  | Burner, Waste Gas 7780, Waste Gas Burner Building Roof
71251 | FHA-CBM | FHA-CBM
71252 | FHA-CCS | Corrosion Control | FHA WORK AREA 1 | [6 empty] | Process
71627 | THR-DIG-PM | Digester, RCM PM Lead Task Entities | THR-DIG-T | [6 empty] | Digester, Tanks
71701 | THR-DIG-RPU | RPU, UPS, Digester | THR-DIG-T | [6 empty] | Digester, Tanks
71739 | THR-DIG-SCUM | Digester, Scum Line | THR-DIG | [6 empty] | Digester
71798 | THR-DIG-T-7-10 | Digester, Entities Common to Tanks 7-10 | THR-DIG-T |  |  |  | T |  |  | Digester, Tanks
71799 | THR-DIG-T-7-8 | Digester, Entities Common to Tanks 7-8 | THR-DIG-T |  |  |  | T |  |  | Digester, Tanks
71800 | THR-DIG-T-9-10 | Digester, Entities Common to Tanks 9-10 | THR-DIG-T |  |  |  | T |  |  | Digester, Tanks
71835 | FHA-CLA | Pre-Chlorination | FHA-DIS | [6 empty] | Disinfection
71840 | FHA-CLA-CHL-0201-KQ | Chlorination Location,Train #2 | FHA-CLA |  |  | 33332 | CHL |  |  | Pre-Chlorination
71842 | FHA-CLA-CHL-0301-KQ | Chlorination Location,Train #3 | FHA-CLA |  |  | 33333 | CHL |  |  | Pre-Chlorination
71892 | THR-DIG-TWAS | Digester, Thickened Waste Activated Sludge Line | THR-DIG | [6 empty] | Digester
71919 | THR-DIG-V-0101 | Valve, Ball, Isolation, New Oil Fill Line (Exterior), Tank 0110, Lube Oil System, Gas Comp Bldg | THR-DIG-P-0101 |  |  |  | V |  |  | Pump, Positive Displacement, Transfer, New Oil, Lube Oil System, Gas Compressor Building
72532 | FHA-CLB | Post-Chlorination | FHA-DIS | [6 empty] | Disinfection
72680 | THR-DIGESTER-BLDG | Building Location | THR-EUS | [6 empty] | Production & End User Support
72681 | THR-DIS | Disinfection | THR WORK AREA 4 | [6 empty] | Liquid Handling 2
72703 | THR-DIS-CHL | Disinfection, Chlorination System | THR-DIS |  |  | 34704 |  |  |  | Disinfection
72704 | THR-DIS-CHL | Disinfection, Chlorination System | THR-DIS-EV |  |  | 34704 |  |  |  | Disinfection, Chlorine Evaporator
72705 | THR-DIS-CHL | Disinfection, Chlorination System | THR-S-E |  |  | 34704 |  |  |  | SUSPENDED ENTITY
72742 | FHA-CLB-P-0001B-KQ | Pump Location, After Post CL2 Water Sample #2A | FHA-CLB-SAMP |  |  | 33345 | P |  |  | After Post CL2 Sampling
72785 | THR-DIS-CW-S | Disinfection, City Water, BFP | THR-S-E |  |  | 34862 |  |  |  | SUSPENDED ENTITY
72796 | THR-DIS-EV | Disinfection, Chlorine Evaporator | THR-DIS |  |  | 34557 |  |  |  | Disinfection
72860 | THR-DIS-P-EFF | Pumps, Disinfection, Effluent | THR-DIS-P | [6 empty] | Disinfection - Pumping
72861 | THR-DIS-P-FPW | Pumps, Disinfection, Filtered Plant Water | THR-DIS-P | [6 empty] | Disinfection - Pumping
72862 | THR-DIS-P-NRAS | Pumps, Disinfection, North Return Activated Sludge | THR-DIS-P | [6 empty] | Disinfection - Pumping
72863 | THR-DIS-P-S | Disinfection, Pumps, Sump & Chlorine Solution | THR-S-E |  |  | 34863 |  |  |  | SUSPENDED ENTITY
72864 | THR-DIS-P-SRAS | Pumps, Disinfection, South Return Activated Sludge | THR-DIS-P | [6 empty] | Disinfection - Pumping
72865 | THR-DIS-P-SUMP | Disinfection - Pump, Sump | THR-DIS-P | [6 empty] | Disinfection - Pumping
72866 | THR-DIS-P-SUS | Disinfection, Pumps, Sump & Chlorine Solution | THR-DIS-P | [6 empty] | Disinfection - Pumping
72867 | THR-DIS-P-SUS | Disinfection, Pumps, Sump & Chlorine Solution | THR-S-E | [6 empty] | SUSPENDED ENTITY
72917 | THR-DIS-SB | Scrubbers, Caustic Soda Recirculation Pumps | THR-S-E | [6 empty] | SUSPENDED ENTITY
73216 | THR-DL-NRAS | Dosing Line, North RAS Chemical Feed | THR-DIS-P-NRAS | Transmitter,Pressure | [5 empty] | Pumps, Disinfection, North Return Activated Sludge
73217 | THR-DL-SRAS | Dosing Line, South RAS Chemical Feed | THR-DIS-P-SRAS | Transmitter,Pressure | [5 empty] | Pumps, Disinfection, South Return Activated Sludge
73218 | THR-DL-WA4 | Dosing Lines-Work Area4 | THR-DIS | [6 empty] | Disinfection
73253 | THR-DRN-ER | Engine Room, Work Area 3 | THR-DRN-WA3 | [6 empty] | Drains, Work Area 3
73254 | THR-DRN-PRM | Primary Treatment, Work Area 2 | THR-DRN-WA2 | [6 empty] | Drains, Work Area 2
73256 | THR-DRN-THK | Sludge Thickening, Work Area 1 | THR-DRN-WA1 | [6 empty] | Drains, Work Area 1
73257 | THR-DRN-WA1 | Drains, Work Area 1 | THR-GRK-PRTY-WA1 | [6 empty] | WA1 Property, Humber T. P. for DOS Work Orders
73258 | THR-DRN-WA2 | Drains, Work Area 2 | THR-GRK-WA2 | [6 empty] | Building & Grounds Work Area 2
73259 | THR-DRN-WA3 | Drains, Work Area 3 | THR-GRK-PRTY-WA3 | [6 empty] | WA3 Property, Humber T. P. for DOS Work Orders
73260 | THR-DRN-WA3 | Drains, Work Area 3 | THR-GRK-WA3 | [6 empty] | Buildings & Grounds, Work Area 3
73261 | THR-DRN-WA4 | Drains, Work Area 4 | THR-GRK-PRTY-WA4 | [6 empty] | WA4 Property, Humber T. P. for DOS Work Oders
73381 | THR-ELS-ADM | Electrical System, Administration Building | THR-ELS | [6 empty] | Electrical Power System
73489 | FHA-DCL | De-Chorination | FHA-DIS | [6 empty] | Disinfection
73599 | THR-ELS-CG | Electrical System, Co-Generation | THR-ELS | [6 empty] | Electrical Power System
73601 | THR-ELS-COMM | Plant External & Internal Phone System | THR-GRK-WA1 | Silencer | [5 empty] | Building & Grounds Work Area 1
73610 | THR-ELS-DIG | Electrical System, Digester Tanks | THR-ELS | [6 empty] | Electrical Power System
73645 | THR-ELS-EPS | Electrical System, Effluent Pumping System | THR-ELS | [6 empty] | Electrical Power System
73647 | THR-ELS-FST | Electrical System, Final Sedimentation Tanks & Galleries | THR-ELS-HPBB | [6 empty] | Electrical System, High Pressure Blower Building
73655 | THR-ELS-GCB | Electrical System, Digester Gas Compressor Building | THR-ELS | [6 empty] | Electrical Power System
73657 | THR-ELS-GRIT | Electrical System, Grit Bldg., North Prelimanry and Primary Station | THR-ELS | [6 empty] | Electrical Power System
73659 | THR-ELS-HPBB | Electrical System, High Pressure Blower Building | THR-ELS | [6 empty] | Electrical Power System
73843 | THR-ELS-MAINSUB | Electrical Equipment at the Main Substation | THR-ELS | [6 empty] | Electrical Power System
73891 | THR-ELS-NS | Electrical System, North Substation | THR-ELS | [6 empty] | Electrical Power System
73892 | THR-ELS-OCS | Electrical System, Odour Control System | THR-ELS | [6 empty] | Electrical Power System
73919 | THR-ELS-PRMS | Electrical System, Primary Station South | THR-ELS | [6 empty] | Electrical Power System
73920 | THR-ELS-PRS | Electrical System, Phosphorous Removal System | THR-ELS | [6 empty] | Electrical Power System
73924 | THR-ELS-RSPS | Electrical System, Returns Sludge Pumping Station | THR-ELS | [6 empty] | Electrical Power System
73954 | THR-ELS-STB | Electrical System, Sludge Thickening Building | THR-ELS | [6 empty] | Electrical Power System
74023 | THR-ELS-TESTREPORTS | Electrical Power System, Bulk Test Reports | THR WORK AREA 3 | [6 empty] | Plant Services
74108 | THR-ELS-WS | Electrical System, West Substation | THR-ELS | [6 empty] | Electrical Power System
74109 | THR-EPS | Effluent Pumping Station | THR WORK AREA 4 | [6 empty] | Liquid Handling 2
74129 | THR-EPS-P | Effluent Pumping Station, Pumps | THR-EPS | [6 empty] | Effluent Pumping Station
74159 | THR-EUS | Production & End User Support | THR-ITM | [6 empty] | Integrated Technology Management
74212 | THR-FPW-P | Filtered Plant Water, Pumps | THR-FPW | [6 empty] | Filtered Plant Water
74429 | THR-FT-CFP | Final Tank, Cross Feed Pumps | THR-FT | [6 empty] | Final Tank
74453 | THR-FT-DRN | Final Tank, Drainage, Sump Pumps | THR-FT-T | [6 empty] | Final Sedimentation Tank & Dedicated WAS Pumping
74648 | FHA-DCL-P-0001A-KQ | Pump Location, Before SO2 Water Sample #1A | BEFORE SO2 |  |  | 33346 | P |  |  | Before S02 Sampling
74649 | FHA-DCL-P-0001A-KQ | Pump Location, Before SO2 Water Sample #1A | FHA-SUSPENDED |  |  | 33346 | P |  |  | Suspended Obsolete entity for storage purpose
74666 | FHA-DCL-SO-0101-KQ | Sulphonator Location | FHA-DCL |  |  | 33350 | SO |  |  | De-Chorination
74668 | FHA-DCL-SO-0301-KQ | Sulphonator Location | FHA-SUSPENDED |  |  | 33351 | SO |  |  | Suspended Obsolete entity for storage purpose
74754 | FHA-DEW-P-1701-KQ | Pump Location,Dewatering#17 | FHA-AUX-DEW |  |  | 33352 | P |  |  | Dewatering
74755 | FHA-DEW-P-1701-KQ | Pump Location,Dewatering#17 | FHA-SUSPENDED |  |  | 33352 | P |  |  | Suspended Obsolete entity for storage purpose
75192 | THR-FT-RAS-P | Final Tank, Return Activated Sludge Pumping | THR-FT | [6 empty] | Final Tank
75796 | THR-FT-WAS-P | Final Tank, Waste Activated Sludge Pumping | THR-FT | [6 empty] | Final Tank
75797 | THR-FT-WAS-P-S | Final Tank, Waste Activated Sludge Pumping-South | THR-FT-WAS-P | [6 empty] | Final Tank, Waste Activated Sludge Pumping
75798 | THR-GQ-DIG | Digester Area, Work Area 1 | THR-GQ-WA1 | [6 empty] | Grounds, Work Area 1
75799 | THR-GQ-DIS | Disinfection, Work Area 1 | THR-GQ-WA1 | [6 empty] | Grounds, Work Area 1
75801 | THR-GQ-FPW | Filtered Plant Water, Work Area 3 | THR-GQ-WA3 | [6 empty] | Grounds, Work Area 3
75803 | THR-GRIT-BLDG | Building Location | THR-EUS | [6 empty] | Production & End User Support
75896 | FHA-ELS-PRIMARY | Primary Electrical System | FHA-ELS | [6 empty] | Electrical
75933 | THR-GRK-PRTY-WA1 | WA1 Property, Humber T. P. for DOS Work Orders | THR-GRK-WA1 | [6 empty] | Building & Grounds Work Area 1
75970 | THR-ITM | Integrated Technology Management | THR | [6 empty] | Humber Treatment Plant
76249 | THR-NGS-CG | Natural Gas System, Co-Generation | THR-DIG | [6 empty] | Digester
76288 | FHA-EUS | Production & End User Support | FHA-ITM | [6 empty] | Integrated Technology Management
76388 | THR-OCS | Odour Control System | THR WORK AREA 1 | [6 empty] | Solid Handling
76398 | THR-OCS-C | Compressor, Ozone Generator, Odour Control | THR-OCS-OZ | [6 empty] | Odour Control System, Ozonator
76460 | THR-OCS-NEW | Odour Control, Biofilter | THR WORK AREA 2 | [6 empty] | Liquid Handling
76463 | THR-OCS-P | Odour Control System, Pumps | THR-OCS-SB | [6 empty] | Odour Control System, Scrubbers
76494 | THR-OCS-T | Odour Control System, Tanks | THR-OCS | [6 empty] | Odour Control System
76590 | THR-ODOUR-CTL-BLDG | Building Location | THR-EUS | [6 empty] | Production & End User Support
76592 | THR-PIP-WA4 | Process Piping System, Work Area 4 | THR-AER-BL | [6 empty] | Aeration Blowers
76593 | THR-PLQ-ADM | Administration Bldg., Work Area 2 | THR-PLQ-WA2 | [6 empty] | Plumbing, Work Area 2
76594 | THR-PLQ-ADM | Administration Bldg., Work Area 2 | THR-PLQ-WA3 | [6 empty] | Plumbing, Work Area 3
76598 | THR-PLQ-WA2 | Plumbing, Work Area 2 | THR-GRK-PRTY-WA2 | [6 empty] | WA2 Property, Humber T. P. for DOS Work Orders
76599 | THR-PLQ-WA3 | Plumbing, Work Area 3 | THR-GRK-PRTY-WA3 | [6 empty] | WA3 Property, Humber T. P. for DOS Work Orders
76600 | THR-PLT | Preliminary Treatment | THR WORK AREA 2 | [6 empty] | Liquid Handling
76658 | THR-PLT-BL-GRIT | Preliminary Treatment, Grit Bldg. Blowers | THR-S-E | [6 empty] | SUSPENDED ENTITY
76659 | THR-PLT-BL-VX(SUSP) | Preliminary Treatment, Head House Vortex Blowers | THR-PLT-HH |  |  | 36046 |  |  |  | Preliminary Treatment, Head House
76793 | THR-PLT-CYC-G | Cyclone, North Grit Building | THR-PLT-GRITS | [6 empty] | Gate,Sluice,Preliminary Treatment, Grit Building
76832 | FHA-FILTER BLDG | Building Location | FHA-SPC | [6 empty] | Process Control Systems - Services Area
76833 | FHA-FILTER BLDG | Building Location | FHA-SPC2 | [6 empty] | Process Control Systems - Equipment
76834 | FHA-FILTER-BLDG | Building Location | FHA-EUS | [6 empty] | Production & End User Support
76931 | THR-PLT-GRIT-G | Gate, Sluice, North Grit, Preliminary Treatment | THR-PLT-GRITS | Valve,Gate,Act. | [5 empty] | Gate,Sluice,Preliminary Treatment, Grit Building
76932 | THR-PLT-GRIT-P | Grit Pumps, Preliminary Treatment, Grit Building | THR-PLT-GRITS | [6 empty] | Gate,Sluice,Preliminary Treatment, Grit Building
76933 | THR-PLT-GRIT-P-HH | Grit Pumps, Preliminary Treatment, Head House | THR-PLT-T-HH | [6 empty] | Tanks, Grit Vortex Prime, Headhouse
77056 | THR-PLT-SC | Preliminary Treatment, Bar Screens | THR-PLT-HH | [6 empty] | Preliminary Treatment, Head House
77071 | THR-PLT-T | Preliminary Treatment, Grit Removal Tanks and Grit Bin | THR-PLT-GRITS | [6 empty] | Gate,Sluice,Preliminary Treatment, Grit Building
77271 | THR-PRM | Primary Treatment | THR WORK AREA 2 | [6 empty] | Liquid Handling
77284 | THR-PRM-BH-0001 | Bulk Head, Channel Gate Stop/Block, Primary | THR-PRM-BH |  |  |  | BH |  |  | Bulk Head, Channel Gate Stop/Block, Primary
77285 | THR-PRM-BH-0006 | Bulk Head, Channel Gate Stop/Block, Primary | THR-PRM-BH |  |  |  | BH |  |  | Bulk Head, Channel Gate Stop/Block, Primary
77286 | THR-PRM-BH-0007 | Bulk Head, Channel Gate Stop/Block, Primary | THR-PRM-BH |  |  |  | BH |  |  | Bulk Head, Channel Gate Stop/Block, Primary
77287 | THR-PRM-BH-0008 | Bulk Head, Channel Gate Stop/Block, Primary | THR-PRM-BH |  |  |  | BH |  |  | Bulk Head, Channel Gate Stop/Block, Primary
77288 | THR-PRM-BH-0009 | Bulk Head, Channel Gate Stop/Block, Primary | THR-PRM-BH |  |  |  | BH |  |  | Bulk Head, Channel Gate Stop/Block, Primary
77289 | THR-PRM-BH-0013 | Bulk Head, Channel Gate Stop/Block, Primary | THR-PRM-BH |  |  |  | BH |  |  | Bulk Head, Channel Gate Stop/Block, Primary
77464 | FHA-FLT-P-4101-KQ | Pump Location,Filter Composite West | FHA-FLT-SAMP |  |  | 33353 | P |  |  | Filtration Sampling
77465 | FHA-FLT-P-4201-KQ | Pump Location,Filter Composite East | FHA-FLT-SAMP |  |  | 33354 | P |  |  | Filtration Sampling
77762 | THR-PRM-SCP-N | Scum Pumping, Primary Treatment, North Primary(9,10,11) | THR-PRM-SCP | [6 empty] | Scum Pumping, Primary Treatment,North and South
77763 | THR-PRM-SCP-S | Scum Pumping, Primary Treatment, South Primary(1-8) | THR-PRM-SCP | [6 empty] | Scum Pumping, Primary Treatment,North and South
77764 | THR-PRM-SLP-N | Sludge Pumping, Primary Treatment, North Primary | THR-PRM-NORTH | [6 empty] | Primary Treatment, North Primary
77765 | THR-PRM-SLP-S | Sludge Pumping, Primary Treatment, South Primary | THR-PRM-SOUTH | [6 empty] | Primary Treatment, South Primary
77766 | THR-PRM-SLP-TEMP | Sludge Pumping, Primary Treatment, North and South Primary | THR-PRM | [6 empty] | Primary Treatment
77767 | THR-PRM-STA-1 | South Primary Station 1 | THR-PRM-SOUTH |  |  |  | STA |  |  | Primary Treatment, South Primary
77768 | THR-PRM-STA-3 | South Primary Station 3 | THR-PRM-SOUTH |  |  |  | STA |  |  | Primary Treatment, South Primary
77769 | THR-PRM-T | Primary Sedimentation Tanks | THR-PRM | [6 empty] | Primary Treatment
77770 | THR-PRM-T | Primary Sedimentation Tanks | THR-PRM-SOUTH | [6 empty] | Primary Treatment, South Primary
77802 | THR-PRM-T-N | Primary Sedimentation Tanks- North | THR-PRM-T | [6 empty] | Primary Sedimentation Tanks
77803 | THR-PRM-T-S | Primary Sedimentation Tanks- South | THR-PRM-T | [6 empty] | Primary Sedimentation Tanks
78132 | THR-PRS-P | Phosphorous Removal System, Pumps | THR-PRS | [6 empty] | Phosphorous Removal System
78208 | THR-PRS-T | Phosphorous Removal System, Storage Tank | THR-PRS | [6 empty] | Phosphorous Removal System
78477 | FHA-GRK-PRTY-0001 | Buildings Maintenance | FHA-GRK |  |  |  | PRTY |  |  | Building & Grounds
78478 | FHA-GRK-PRTY-1000 | CMS Work Orders | FHA-GRK |  |  |  | PRTY |  |  | Building & Grounds
78489 | FHA-ITM | Integrated Technology Management | FHA | [6 empty] | R C Harris Water Treatment Plant
78664 | THR-SES-HAZ-WASTE | Hazardous Waste, Old Oil Storage, in Front of STB | THR-SES-WA3 | Safety | [5 empty] | Safety & Environmental Services
78706 | FHA-LAB-CHEM-0001 | Operator Lab Chemicals | FHA-AUX-LAB | Analyzer,Chlorine |  |  | CHEM |  |  | Laboratory and Portable Testing Equipment
78707 | FHA-MCS | Mechanical | FHA WORK AREA 2 | [6 empty] | Services
78708 | FHA-MCS-ACC | HVAC | FHA-MCS | [6 empty] | Mechanical
78723 | FHA-MCS-LD | Lifting Devices | FHA-MCS | [6 empty] | Mechanical
78735 | FHA-MCS-MEQ | Machine Shop & Equipment | FHA-MCS | [6 empty] | Mechanical
78747 | FHA-MCS-VEH | Vehicles | FHA-MCS | [6 empty] | Mechanical
78749 | FHA-PUMP BLDG | Building Location | FHA-SPC | [6 empty] | Process Control Systems - Services Area
78750 | FHA-PUMP-BLDG | Building Location | FHA-EUS | [6 empty] | Production & End User Support
78802 | FHA-RMF BLDG | Building Location | FHA-SPC | [6 empty] | Process Control Systems - Services Area
78803 | FHA-RMF BLDG | Building Location | FHA-SPC2 | [6 empty] | Process Control Systems - Equipment
78990 | THR-SPC1 | Process Control Systems - Administrative | THR | [6 empty] | Humber Treatment Plant
78991 | THR-SPC1 | Process Control Systems - Administrative | THR-SPC | [6 empty] | Process Control Systems - Services Area
79051 | FHA-RW-P | Raw Water Pumping | FHA-RAW | [6 empty] | Raw Water Production
79052 | FHA-RW-P-0801-KQ | Raw Water Pumping Unit #8 | FHA-SUSPENDED |  |  | 33355 | P |  |  | Suspended Obsolete entity for storage purpose
79091 | THR-SUSPENDED ENTITY | Suspended Entities | THR |  |  | 42879 |  |  |  | Humber Treatment Plant
79092 | THR-SUSPENDED ENTITY | Suspended Entities | THR-S-E |  |  | 42879 |  |  |  | SUSPENDED ENTITY
79093 | THR-THK | Sludge Thickening | THR WORK AREA 1 | [6 empty] | Solid Handling
79145 | FHA-RW-P-0901-KQ | Raw Water Pumping Unit #9 | FHA-SUSPENDED |  |  | 33356 | P |  |  | Suspended Obsolete entity for storage purpose
79148 | FHA-RW-P-1001-KQ | Raw Water Pumping Unit #10 | FHA-RW-P |  |  | 33357 | P |  |  | Raw Water Pumping
79150 | FHA-RW-P-1101-KQ | Raw Water Pumping Unit #11 | FHA-SUSPENDED |  |  | 33358 | P |  |  | Suspended Obsolete entity for storage purpose
79152 | FHA-RW-P-1201-KQ | Raw Water Pumping Unit #12 | FHA-SUSPENDED |  |  | 33359 | P |  |  | Suspended Obsolete entity for storage purpose
79154 | FHA-RW-P-1301-KQ | Raw Water Pumping Unit #13 | FHA-RW-P |  |  | 33360 | P |  |  | Raw Water Pumping
79157 | FHA-RW-P-1401A-KQ | Pump Location,Raw Water Sample #1 | FHA-RW-SAMP |  |  | 33361 | P |  |  | Raw Water Sampling
79159 | FHA-RW-P-1401B-KQ | Pump Location,Raw Water Sample #2 | FHA-SUSPENDED |  |  | 33362 | P |  |  | Suspended Obsolete entity for storage purpose
79162 | FHA-RW-P-1501B-KQ | Pump Location,Raw Water Sample | FHA-SUSPENDED |  |  | 33364 | P |  |  | Suspended Obsolete entity for storage purpose
79165 | FHA-RW-S | Intake & Screening | FHA-RAW | [6 empty] | Raw Water Production
79166 | FHA-RW-SAMP | Raw Water Sampling | FHA-SAMP | [6 empty] | Sampling Systems
79167 | FHA-RW-SAMP2 | After Pre-Chlorine Sampling | FHA-SAMP | [6 empty] | Sampling Systems
79170 | FHA-RW-SC-0101-KQ | Raw Water Screen #1 | FHA-RW-S |  |  | 33365 | SC |  |  | Intake & Screening
79421 | THR-THK-P-CF | Centrifuge Feed Pumps | THR-THK | [6 empty] | Sludge Thickening
79422 | THR-THK-P-TWAS | TWAS Transfer Pumps & Holding Tanks | THR-THK | [6 empty] | Sludge Thickening
79490 | THR-THK-T | WAS Storage Tanks & Headers | THR-THK | [6 empty] | Sludge Thickening
79589 | FHA-SED-P-0101-KQ | Pump, Sampling, Settled Water West | FHA-SED-SAMP |  |  | 33366 | P |  |  | Settled Sampling
79590 | FHA-SED-P-0101-KQ | Pump, Sampling, Settled Water West | FHA-SUSPENDED |  |  | 33366 | P |  |  | Suspended Obsolete entity for storage purpose
79593 | FHA-SED-P-0201-KQ | Pump, Sampling, Settled Water East | FHA-SED-SAMP |  |  | 33367 | P |  |  | Settled Sampling
79594 | FHA-SED-P-0201-KQ | Pump, Sampling, Settled Water East | FHA-SUSPENDED |  |  | 33367 | P |  |  | Suspended Obsolete entity for storage purpose
79595 | FHA-SED-SAMP | Settled Sampling | FHA-SAMP | [6 empty] | Sampling Systems
79757 | THR-WA1-CI | Work Area 1 , Continuous Improvement Activities
80045 | THR-WA4-CI | Work Area 4 , Continuous Improvement Activities
80149 | TNT | North Toronto Treatment Plant | WWT | [6 empty] | Wastewater Treatment
80150 | TNT WORK AREA 9 | North Toronto Treatment Plant | TAB | [6 empty] | Ashbridges Bay Treatment Plant
80151 | TNT-ACC | HVAC, Boilers | TNT WORK AREA 9 | [6 empty] | North Toronto Treatment Plant
80156 | TNT-ACC-AHU | HVAC- AHUs and Fans | TNT-ACC | [6 empty] | HVAC, Boilers
80305 | TNT-ACC-OIL | Boilers, Burners, Oil & gas Systems | TNT-ACC | [6 empty] | HVAC, Boilers
80384 | FHA-SERVICE BLDG | Building Location | FHA-SPC | [6 empty] | Process Control Systems - Services Area
80385 | FHA-SERVICE BLDG | Building Location | FHA-SPC2 | [6 empty] | Process Control Systems - Equipment
80386 | FHA-SERVICE-BLDG | Building Location | FHA-EUS | [6 empty] | Production & End User Support
80494 | TNT-AER | Aeration Treatment | TNT-STR | [6 empty] | Secondary Treatment
80593 | TNT-AER-RX-0101 | Reactor, Mabr Cassette, Aeration Tank 1 - Mabr Cassette 1, Aeration | TNT-AER-T-0100 |  |  |  | RX |  |  | Tank,Aeration, # 1
80594 | TNT-AER-RX-0103 | Reactor, Mabr Cassette, Aeration Tank 1 - Mabr Cassette 3, Aeration | TNT-AER-T-0100 |  |  |  | RX |  |  | Tank,Aeration, # 1
80595 | TNT-AER-RX-0104 | Reactor, Mabr Cassette, Aeration Tank 1 - Mabr Cassette 4, Aeration | TNT-AER-T-0100 |  |  |  | RX |  |  | Tank,Aeration, # 1
80596 | TNT-AER-RX-0105 | Reactor, Mabr Cassette, Aeration Tank 1 - Mabr Cassette 5, Aeration | TNT-AER-T-0100 |  |  |  | RX |  |  | Tank,Aeration, # 1
80597 | TNT-AER-RX-0106 | Reactor, Mabr Cassette, Aeration Tank 1 - Mabr Cassette 6, Aeration | TNT-AER-T-0100 |  |  |  | RX |  |  | Tank,Aeration, # 1
80598 | TNT-AER-RX-0107 | Reactor, Mabr Cassette, Aeration Tank 1 - Mabr Cassette 7, Aeration | TNT-AER-T-0100 |  |  |  | RX |  |  | Tank,Aeration, # 1
80599 | TNT-AER-RX-0110 | Reactor, Mabr Cassette, Aeration Tank 1 - Mabr Cassette 10, Aeration | TNT-AER-T-0100 |  |  |  | RX |  |  | Tank,Aeration, # 1
80600 | TNT-AER-RX-0111 | Reactor, Mabr Cassette, Aeration Tank 1 - Mabr Cassette 11, Aeration | TNT-AER-T-0100 |  |  |  | RX |  |  | Tank,Aeration, # 1
80601 | TNT-AER-RX-0209 | Reactor, Mabr Cassette, Aeration Tank 2 - Mabr Cassette 9, Aeration | TNT-AER-T-0200 |  |  |  | RX |  |  | Tank,Aeration, # 2
80602 | TNT-AER-RX-0210 | Reactor, Mabr Cassette, Aeration Tank 2 - Mabr Cassette 10, Aeration | TNT-AER-T-0200 |  |  |  | RX |  |  | Tank,Aeration, # 2
80603 | TNT-AER-RX-0211 | Reactor, Mabr Cassette, Aeration Tank 2 - Mabr Cassette 11, Aeration | TNT-AER-T-0200 |  |  |  | RX |  |  | Tank,Aeration, # 2
80753 | TNT-BFP | Backflow Preventers | TNT-CW | [6 empty] | City Water
80754 | TNT-CSO | Combined Sewer Overflow and storage system | TNT-OF | [6 empty] | Outfall, Weirs, CSO and Detention Tanks
80767 | TNT-CSO-LAB | Lab Bldg polymer System | TNT-CSO | Building Service | [5 empty] | Combined Sewer Overflow and storage system
80791 | TNT-CSO-TJB1 | Maintenance Hole#MH1 | TNT-CSO | Building Service,Floor Drain | [5 empty] | Combined Sewer Overflow and storage system
80844 | TNT-CW | City Water | TNT WORK AREA 9 | [6 empty] | North Toronto Treatment Plant
80855 | TNT-CW-FEQ | Fire Hydrants | TNT-CW | [6 empty] | City Water
80882 | TNT-DCL | Dechlorination | TNT WORK AREA 9 | [6 empty] | North Toronto Treatment Plant
80907 | TNT-DIG | Digestion | TNT WORK AREA 9 | [6 empty] | North Toronto Treatment Plant
80914 | TNT-DIG-BL-5100 | Digester Gas header-Boiler BO-5100 | TNT-DIG-GAS |  |  |  | BL |  |  | Digester Gas header
80915 | TNT-DIG-BL-5200 | Digester Gas header- Boiler B0-5200 | TNT-DIG-GAS |  |  |  | BL |  |  | Digester Gas header
80916 | TNT-DIG-DS | Digested Sludge Headers, Digester, Transfer & Recirc. Pumps | TNT-DIG | [6 empty] | Digestion
80926 | TNT-DIG-GAS | Digester Gas header | TNT-DIG | [6 empty] | Digestion
80927 | TNT-DIG-GAS-MON | Digester Gas Monitoring System | TNT-DIG | [6 empty] | Digestion
80941 | TNT-DIG-PRS | Primary Sludge Headers, Digester, Heat Exchangers | TNT-DIG | [6 empty] | Digestion
81136 | FHA-SES-DEF | Defibrillators | FHA-SES | [6 empty] | Safety & Environmental Services
81155 | FHA-SES-FE | Fire Hydrants | FHA-SES | [6 empty] | Safety & Environmental Services
81219 | TNT-ELS-LTG | Emergency lighting/Exit lighting | TAB-SUSPENDED ENTITY |  |  | 41265 |  |  |  | Suspended entities
81302 | TNT-EUS | Production & End User Support | TNT-ITM | [6 empty] | Integrated Technology Management
81303 | TNT-FT | Final Tanks 1-5 | TNT-STR | [6 empty] | Secondary Treatment
81354 | TNT-GRK-FSTAID | First aid Kits | TNT-GRK | [6 empty] | Groundskeeping, Building services, Safety Equipment
81359 | TNT-ITM | Integrated Technology Management | TNT | [6 empty] | North Toronto Treatment Plant
81360 | TNT-MCS | Miscellaneous, including Storm Water Tanks | TNT WORK AREA 9 | [6 empty] | North Toronto Treatment Plant
81441 | TNT-MCS-SHOP | Maintenance Shop | TNT-MCS | [6 empty] | Miscellaneous, including Storm Water Tanks
81513 | TNT-PLT | Preliminary Treatment | TNT WORK AREA 9 | [6 empty] | North Toronto Treatment Plant
81549 | TNT-PRM-SLD-0001 | Sludge/ Bio-solid | TNT-PRM |  |  |  | SLD |  |  | Primary Treatment
81615 | TNT-RTE-WA9 | TNT-Routine Work Area 9 | TNT WORK AREA 9 | [6 empty] | North Toronto Treatment Plant
81623 | TNT-SES-FEQ | Fire Extinguishers | TAB-SUSPENDED ENTITY |  |  | 41264 |  |  |  | Suspended entities
81674 | TNT-STORE | Computer Storage Location | TNT-EUS | [6 empty] | Production & End User Support
81675 | TNT-STR | Secondary Treatment | TNT WORK AREA 9 | [6 empty] | North Toronto Treatment Plant
81691 | TNT-STR-SLUDGE | Sludge headers,SSL,RAS,WAS | TNT-STR | [6 empty] | Secondary Treatment
81731 | TNT-WA9-AR-0001 | Alternate Rate | TNT-GRK |  |  |  | AR |  |  | Groundskeeping, Building services, Safety Equipment
81762 | TNT-WA9-TRG-0001 | TNT WA9 Staff Training | TNT-GRK-PRTY-1000 |  |  |  | TRG |  |  | Building Services
81763 | TNT-WA9-UNION | Union Business, WA9, TNT | TNT-GRK-PRTY-1000 | [6 empty] | Building Services
81775 | TRK-COM-HMR | COMBINED SEWERS - HUMBER DRAINAGE AREA | TRK-COM | [6 empty] | COMBINED SEWERS (ALTERNATE GL)
81776 | TRK-COM-NTO | COMBINED SEWERS - NORTH TORONTO DRAINAGE AREA | TRK-COM | [6 empty] | COMBINED SEWERS (ALTERNATE GL)
81777 | TRK-DON | DON DRAINAGE AREA | TRK | [6 empty] | DOS - TRUNK SEWER SYSTEM
81778 | TRK-SAN | SANITARY SEWERS (ALTERNATE GL) | TRK-AGL | [6 empty] | TRK (ALTERNATE GL)
81779 | TRK-SAN-DON | SANITARY SEWERS - DON DRAINAGE AREA | TRK-SAN | [6 empty] | SANITARY SEWERS (ALTERNATE GL)
81780 | TRK-SAN-HMR | SANITARY SEWERS - HUMBER DRAINAGE AREA | TRK-SAN | [6 empty] | SANITARY SEWERS (ALTERNATE GL)
81781 | TRK-SAN-NTO | SANITARY SEWERS - NORTH TORONTO DRAINAGE AREA | TRK-SAN | [6 empty] | SANITARY SEWERS (ALTERNATE GL)
81782 | TRK-STM-DON | STORM SEWERS - DON DRAINAGE AREA | TRK-STM | [6 empty] | STORM SEWERS (ALTERNATE GL)
81784 | TUNNEL SUBSTATION | RUU Substation | TAB_EL1_NS | [6 empty] | Electrical Distribution,North Substation
81785 | TUNNEL SUBSTN_FNCE COMP | Miscellaneous,Tunnel Substation,Fenced Compound | TUNNEL SUBSTATION | [6 empty] | RUU Substation
81787 | TW | Toronto Water | B | [6 empty] | Cluster B
81806 | UE2029C | Rectifier | TAB-STR-ELQ | [6 empty] | Blower Building - Power Distribution & Electrical Equipment
81825 | UE2610 | Transformer | TAB-ELS-TR | [6 empty] | Transformers near Plant Water Tower
81826 | UF2002 | Transformer | TAB-ELS-TR | [6 empty] | Transformers near Plant Water Tower
81981 | WIM | Water Infrastructure Management | TW | [6 empty] | Toronto Water
81993 | WMP COMMUNICATION | WMP Communication | YTF-SPC1 | [6 empty] | Process Control Systems - Administrative
82077 | WR612 | Weir | TNT-OF | Door,Overhead | [5 empty] | Outfall, Weirs, CSO and Detention Tanks
82085 | WTR | Water Supply | WT&S | [6 empty] | Water Treatment & Supply
82086 | WTR COMMUNICATIONS | WTR Communications | WTR-SPC2 | [6 empty] | Process Control Systems - Equipment
82087 | WTR OIT | WTR OIT | WTR-SPC1 | [6 empty] | Process Control Systems - Administrative
82088 | WTR PLC | WTR PLC | WTR-SPC1 | [6 empty] | Process Control Systems - Administrative
82089 | WTR SCADA CLIENTS | WTR SCADA Clients | WTR-SPC1 | [6 empty] | Process Control Systems - Administrative
82155 | FHA-SES-SCBA-CYLINDER | Breathing Air Tanks (SCBA cylinders) | FHA-SES | [6 empty] | Safety & Environmental Services
82156 | FHA-SES-SCRUBBER | Scrubber System | FHA-SES | [6 empty] | Safety & Environmental Services
82321 | WTR-041-G-0401 | Bulkhead | CH 041 04 |  |  | 37092 | G |  |  | Chamber
83295 | WTR-250-CH-0003C | Chamber,Revenue Meter,Bathurst-Steeles (Magmeter) | WTR-CENTRAL-REV | Chamber |  |  | CH |  |  | Revenue Metering
83296 | WTR-250-CH-0003C | Chamber,Revenue Meter,Bathurst-Steeles (Magmeter) | WTR-WEST-REV | Chamber |  |  | CH |  |  | Revenue Metering
83465 | WTR-282-CH-0003 | Chamber,Revenue Meter,Yonge-Elgin (Magmeter) | WTR-CENTRAL-REV | Chamber |  |  | CH |  |  | Revenue Metering
83560 | FHA-SES-SQ-2 | Emergency Breathing Apparatus SCBA | FHA-SES |  |  |  | SQ |  |  | Safety & Environmental Services
83614 | FHA-SPC1 | Process Control Systems - Administrative | FHA-SPC | [6 empty] | Process Control Systems - Services Area
83617 | FHA-SUSPENDED | Suspended Obsolete entity for storage purpose | FHA | [6 empty] | R C Harris Water Treatment Plant
83638 | FHA-TRW-CLEARWELL | Treated Water Clearwell | FHA-TRW | [6 empty] | Treated Water System
83696 | WTR-300-CH-0012 | Chamber,Revenue Meter,Islington-Steeles (Magmeter) | WTR-WEST-REV | Chamber |  |  | CH |  |  | Revenue Metering
83809 | WTR-316-CH-0006 | Chamber,Revenue Meter,McCowan-Steeles (Magmeter) | WTR-EAST-REV | Chamber |  |  | CH |  |  | Revenue Metering
83829 | WTR-317-CH-0004 | Chamber,Revenue Meter,Keele Reservoir, Valve House, North of the Station | WTR-WEST-REV | Chamber |  |  | CH |  |  | Revenue Metering
83860 | FHA-TRW-P-0002A-KQ | Pump Location,Treated Water Sample #2A | FHA-SUSPENDED |  |  | 33322 | P |  |  | Suspended Obsolete entity for storage purpose
83861 | FHA-TRW-P-0002A-KQ | Pump Location,Treated Water Sample #2A | FHA-TRW-SAMP |  |  | 33322 | P |  |  | Treated Sampling
83864 | FHA-TRW-P-0100-KQ | Treated Water Pumping Unit #1 | FHA-SUSPENDED |  |  | 33323 | P |  |  | Suspended Obsolete entity for storage purpose
83869 | FHA-TRW-P-0300A-KQ | Treated Water Pumping Unit #3A | FHA-SUSPENDED |  |  | 33369 | P |  |  | Suspended Obsolete entity for storage purpose
83870 | FHA-TRW-P-0300A-KQ | Treated Water Pumping Unit #3A | FHA-TRW-TWP |  |  | 33369 | P |  |  | Treated Water Pumping
83871 | FHA-TRW-P-0300B-KQ | Treated Water Pumping Unit #3B | FHA-TRW-TWP |  |  | 33370 | P |  |  | Treated Water Pumping
83873 | FHA-TRW-P-0400A-KQ | Treated Water Pumping Unit #4A | FHA-SUSPENDED |  |  | 33371 | P |  |  | Suspended Obsolete entity for storage purpose
83876 | FHA-TRW-P-0400B-KQ | Treated Water Pumping Unit #4B | FHA-SUSPENDED |  |  | 33372 | P |  |  | Suspended Obsolete entity for storage purpose
83877 | FHA-TRW-P-0400B-KQ | Treated Water Pumping Unit #4B | FHA-TRW-TWP |  |  | 33372 | P |  |  | Treated Water Pumping
83881 | FHA-TRW-P-1500-KQ | Treated Water Pumping Unit #15 | FHA-SUSPENDED |  |  | 33373 | P |  |  | Suspended Obsolete entity for storage purpose
83895 | FHA-TRW-SAMP | Treated Sampling | FHA-SAMP | [6 empty] | Sampling Systems
83903 | FHA-TRW-TWP | Treated Water Pumping | FHA-TRW | [6 empty] | Treated Water System
84190 | WTR-359-CH-0004 | Chamber,Revenue Meter,Willowdale-Highland (Magmeter) | WTR-CENTRAL-REV | Chamber |  |  | CH |  |  | Revenue Metering
84191 | WTR-359-CH-0004 | Chamber,Revenue Meter,Willowdale-Highland (Magmeter) | WTR-EAST-REV | Chamber |  |  | CH |  |  | Revenue Metering
84236 | WTR-365-FIT-0601 | Transmitter, Flow Indicating, Revenue, Forward Flow, Magmeter | WTR-365-CH-0006 | Transmitter,Flow |  |  | FIT |  |  | Chamber,Revenue Meter,Dufferin-Steeles (Magmeter)
84280 | WTR-365-PIT-0601 | Transmitter,Pressure Indicating | WTR-365-CH-0006 | Transmitter,Pressure |  |  | PIT |  |  | Chamber,Revenue Meter,Dufferin-Steeles (Magmeter)
84447 | WTR-CENTRAL-REV | Revenue Metering | WTR-SCT | [6 empty] | Water Supply Work Area 2 SYSTEM CONTROL
84448 | WTR-CENTRAL-SES | Safety & Lifting Devices | WTR-SCT | [6 empty] | Water Supply Work Area 2 SYSTEM CONTROL
84450 | WTR-DECOM | Building Location | WTR-EUS | [6 empty] | Production & End User Support
84451 | WTR-EAST | Water Supply Work Area 1 EAST | WTR | [6 empty] | Water Supply
84453 | WTR-EAST-RES | Work Area 1 EAST Reservoirs | WTR-EAST | [6 empty] | Water Supply Work Area 1 EAST
84454 | WTR-EAST-REV | Revenue Metering | WTR-EAST | [6 empty] | Water Supply Work Area 1 EAST
84455 | WTR-EAST-SES | Safety & Lifting Devices | WTR-EAST | [6 empty] | Water Supply Work Area 1 EAST
84456 | WTR-EAST-SYP | Work Area 1 EAST System Pressure, | WTR-EAST | [6 empty] | Water Supply Work Area 1 EAST
84457 | WTR-ITM | Integrated Technology Management | WTR | [6 empty] | Water Supply
84458 | WTR-LWA | Work Area 2 Central Mains and Chambers | WTR-SCT | [6 empty] | Water Supply Work Area 2 SYSTEM CONTROL
84459 | WTR-LWA-ANL | Analyzers, Air Monitors & Calibration Equipment - LWA | WTR-SCT | [6 empty] | Water Supply Work Area 2 SYSTEM CONTROL
84475 | FHA-WWW | Residue Management / Waste Water System | FHA WORK AREA 1 | [6 empty] | Process
84499 | WTR-MT1 | Work Area 1 EAST Mains and Chambers | WTR-EAST | [6 empty] | Water Supply Work Area 1 EAST
84500 | WTR-MT3 | Work Area 3 WEST Mains and Chambers | WTR-WEST | [6 empty] | Water Supply Work Area 3 WEST
84501 | WTR-OWR-OFFICE | Computer Location | WTR-WORK AREA 1 | [6 empty] | Building Location
84512 | WTR-PAH-CW | City Water System | WTR-PAH | [6 empty] | Armour Heights Pumping Station
84514 | WTR-PAH-ELS | Electrical System | WTR-PAH | [6 empty] | Armour Heights Pumping Station
84522 | WTR-PAH-GFI-0003 | Ground Fault Circuit Interrupter | WTR-PAH-AUX |  |  |  | GFI |  |  | Auxiliary Equipment (Building Facilities)
84523 | WTR-PAH-GFI-0004 | Ground Fault Circuit Interrupter | WTR-PAH-AUX |  |  |  | GFI |  |  | Auxiliary Equipment (Building Facilities)
84603 | WTR-PDS-AUX | Auxiliary Equipment (Building Facilities) | WTR-PDS | [6 empty] | Dorset Pumping Station
84611 | WTR-PDS-ELS | Electrical System | WTR-PDS | [6 empty] | Dorset Pumping Station
84613 | WTR-PDS-FEQ-SUS | Fire Equipment, Dorset Pumping Station | WTR-PDS |  |  | 44941 |  |  |  | Dorset Pumping Station
84677 | WTR-PEG-ACC | Air Conditioning, Heating and Ventilation | WTR-PEG | [6 empty] | Eglinton Pumping Station
84680 | WTR-PEG-AMT | Atmospheric Monitoring | WTR-PEG | [6 empty] | Eglinton Pumping Station
84681 | WTR-PEG-AUX | Auxiliary Equipment (Building Facilities) | WTR-PEG | [6 empty] | Eglinton Pumping Station
84703 | WTR-PEG-ELS | Electrical System | WTR-PEG | [6 empty] | Eglinton Pumping Station
84708 | WTR-PEG-FEQ-SUS | Fire Equipment, Eglington Pumping Station | WTR-PEG |  |  | 44948 |  |  |  | Eglinton Pumping Station
84743 | FHA-WWW-AIT-3012 | Transmitter, Sludge Density Thickener T-3011, Centrifuge Feed Room, North Wall |  |  |  |  | AIT
84761 | FHA-WWW-CF-2401-KQ | Centrifuge Unit 2401 | FHA-WWW-CENTRIF |  |  | 33374 | CF |  |  | Centrifuges
84762 | FHA-WWW-CF-2501-KQ | Centrifuge Unit 2501 | FHA-SUSPENDED |  |  | 33375 | CF |  |  | Suspended Obsolete entity for storage purpose
84763 | FHA-WWW-CHEM | Chemical Storage Room | FHA-WWW |  |  | 33655 |  |  |  | Residue Management / Waste Water System
84865 | WTR-PEL-AMT | Atmosphere Monitoring | WTR-PEL | [6 empty] | Ellesmere Pumping Station
84866 | WTR-PEL-AUX | Auxilliary Equipment (Building Facilities) | WTR-PEL | [6 empty] | Ellesmere Pumping Station
85003 | WTR-PEL-ELS | Electrical System | WTR-PEL | [6 empty] | Ellesmere Pumping Station
85017 | WTR-PEL-FEQ-SUS | Fire Equipment, Ellesmere Pumping Station | WTR-SUSPENDED |  |  | 44968 |  |  |  | Suspended Obsolete entity for storage purpose
85380 | FHA-WWW-P-0001-KQ | Sample Pump Unit 1 | FHA-SUSPENDED |  |  | 33376 | P |  |  | Suspended Obsolete entity for storage purpose
85381 | FHA-WWW-P-0001-KQ | Sample Pump Unit 1 | FHA-WWW-EFFL |  |  | 33376 | P |  |  | Effluent Discharge
85445 | WTR-PHL OFFICE | Computer Location | WTR-WA3 | [6 empty] | District West Location
85480 | WTR-PHL-CW | City Water System | WTR-PHL | [6 empty] | High Level Pumping Station
85486 | WTR-PHL-ELS | Electrical System | WTR-PHL | [6 empty] | High Level Pumping Station
85504 | FHA-WWW-P-2101-KQ | Centrifuge Feed Pump 1 | FHA-SUSPENDED |  |  | 33379 | P |  |  | Suspended Obsolete entity for storage purpose
85505 | FHA-WWW-P-2101-KQ | Centrifuge Feed Pump 1 | FHA-WWW-THICK |  |  | 33379 | P |  |  | Sludge Thickening
85535 | FHA-WWW-POLY | Polymer | FHA-WWW | [6 empty] | Residue Management / Waste Water System
85587 | WTR-PHL-FEQ-SUS | Fire Equipment, High Level Pumping Station | WTR-SUSPENDED |  |  | 45018 |  |  |  | Suspended Obsolete entity for storage purpose
85720 | WTR-PHL-OFFICE | Computer Location | WTR-WORK AREA 1 | [6 empty] | Building Location
85853 | WTR-PJO-AUX | Auxiliary Equipment (Building Facilities) | WTR-PJO | [6 empty] | Wm. H. Johnston Pumping Station
85870 | WTR-PJO-ELS | Electrical System | WTR-PJO | [6 empty] | Wm. H. Johnston Pumping Station
85880 | WTR-PJO-GFI-0001 | Ground Fault Circuit Interrupter | WTR-PJO-AUX |  |  |  | GFI |  |  | Auxiliary Equipment (Building Facilities)
85881 | WTR-PJO-GFI-0003 | Ground Fault Circuit Interrupter | WTR-PJO-AUX |  |  |  | GFI |  |  | Auxiliary Equipment (Building Facilities)
85882 | WTR-PJO-GFI-0006 | Ground Fault Circuit Interrupter | WTR-PJO-AUX |  |  |  | GFI |  |  | Auxiliary Equipment (Building Facilities)
85883 | WTR-PJO-GFI-0006, | Ground Fault Circuit Interrupter | WTR-PJO-AUX |  |  | 32792 | GFI |  |  | Auxiliary Equipment (Building Facilities)
85940 | WTR-PJO-V-1101, | Valve | WTR-PJO-AUX |  |  | 34559 | V |  |  | Auxiliary Equipment (Building Facilities)
85941 | WTR-PJS-ACC | Air Conditioning, Heating and Ventilation | WTR-PJS | [6 empty] | John Street Pumping Station
85946 | WTR-PJS-AMT | Atmospheric Monitoring | WTR-PJS | [6 empty] | John Street Pumping Station
86002 | WTR-PJS-FEQ-SUS | Fire Equipment, John Street Pumping Station | WTR-SUSPENDED |  |  | 45118 |  |  |  | Suspended Obsolete entity for storage purpose
86024 | WTR-PJS-HE-0005 | Heat Exchanger, DLWC, Enwave | WTR-PJS-ENW |  |  |  | HE |  |  | Enwave Process
86026 | WTR-PJS-HE-0006 | Heat Exchanger, DLWC, Enwave | WTR-PJS-ENW |  |  |  | HE |  |  | Enwave Process
86027 | WTR-PJS-HE-0007 | Heat Exchanger, DLWC, Enwave | WTR-PJS-ENW |  |  |  | HE |  |  | Enwave Process
86040 | FHA-WWW-SBS | SBS System | FHA-WWW | [6 empty] | Residue Management / Waste Water System
86041 | FHA-WWW-SCREEN | Intake Screening Pumping System | FHA-RW-S | [6 empty] | Intake & Screening
86042 | FHA-WWW-SCREEN | Intake Screening Pumping System | FHA-WWW | [6 empty] | Residue Management / Waste Water System
86043 | FHA-WWW-SEDIMENT | Sedimentation Basin | FHA-WWW | [6 empty] | Residue Management / Waste Water System
86045 | FHA-WWW-SUMP | Sump Systems | FHA-WWW | [6 empty] | Residue Management / Waste Water System
86053 | FHA-WWW-T-3011-KQ | Tank Location, Thickener 1 | FHA-WWW-THICK |  |  | 33342 | T |  |  | Sludge Thickening
86055 | FHA-WWW-T-3021-KQ | Tank Location, Thickener 2 | FHA-SUSPENDED |  |  | 33341 | T |  |  | Suspended Obsolete entity for storage purpose
86056 | FHA-WWW-T-3021-KQ | Tank Location, Thickener 2 | FHA-WWW-THICK |  |  | 33341 | T |  |  | Sludge Thickening
86057 | FHA-WWW-T-3031-KQ | Tank Location, Thickener 3 | FHA-SUSPENDED |  |  | 33340 | T |  |  | Suspended Obsolete entity for storage purpose
86058 | FHA-WWW-T-3031-KQ | Tank Location, Thickener 3 | FHA-WWW-THICK |  |  | 33340 | T |  |  | Sludge Thickening
86063 | FHA-WWW-T-4101-KQ | Tank Location, Decant 10 | FHA-SUSPENDED |  |  | 33337 | T |  |  | Suspended Obsolete entity for storage purpose
86064 | FHA-WWW-T-4101-KQ | Tank Location, Decant 10 | FHA-WWW-DECANT |  |  | 33337 | T |  |  | Decant Tanks
86075 | WTR-PJS-HE-0009 | Heat Exchanger, DLWC, Enwave | WTR-PJS-ENW |  |  |  | HE |  |  | Enwave Process
86080 | WTR-PJS-HE-0011 | Heat Exchanger, DLWC, Enwave | WTR-PJS-ENW |  |  |  | HE |  |  | Enwave Process
86083 | WTR-PJS-HE-0012 | Heat Exchanger, DLWC, Enwave | WTR-PJS-ENW |  |  |  | HE |  |  | Enwave Process
86088 | WTR-PJS-HE-0017 | Heat Exchanger, DLWC, Enwave | WTR-PJS-ENW |  |  |  | HE |  |  | Enwave Process
86090 | WTR-PJS-HE-0018 | Heat Exchanger, DLWC, Enwave | WTR-PJS-ENW |  |  |  | HE |  |  | Enwave Process
86093 | WTR-PJS-HE-0024 | Heat Exchanger, DLWC, Enwave | WTR-PJS-ENW |  |  |  | HE |  |  | Enwave Process
86094 | WTR-PJS-HE-0025 | Heat Exchanger, DLWC, Enwave | WTR-PJS-ENW |  |  |  | HE |  |  | Enwave Process
86095 | WTR-PJS-HE-0026 | Heat Exchanger, DLWC, Enwave | WTR-PJS-ENW |  |  |  | HE |  |  | Enwave Process
86273 | WTR-PJS-OFFICE | Computer Location | WTR-WORK AREA 1 | [6 empty] | Building Location
86368 | WTR-PJS-TRW | Treated Water (Transmission) | WTR-PJS | [6 empty] | John Street Pumping Station
86477 | WTR-PKL-ACC | Air Conditioning, Heating and Ventilation | WTR-PKL | [6 empty] | Keele Pumping Station
86481 | WTR-PKL-AMT | Atmospheric Monitoring | WTR-PKL | [6 empty] | Keele Pumping Station
86482 | WTR-PKL-AUX | Auxiliary Equipment (Building Facilities) | WTR-PKL | [6 empty] | Keele Pumping Station
86497 | WTR-PKL-CW | City Water System | WTR-PKL | [6 empty] | Keele Pumping Station
86501 | WTR-PKL-ELS | Electrical System | WTR-PKL | [6 empty] | Keele Pumping Station
86507 | WTR-PKL-FEQ-SUS | Fire Equipment, Keele Pumping Station | WTR-SUSPENDED |  |  | 45179 |  |  |  | Suspended Obsolete entity for storage purpose
86619 | WTR-PKN-ACC | Air Conditioning, Heating and Ventilation | WTR-PKN | [6 empty] | Kennedy Pumping Station
86636 | WTR-PKN-CW | City Water System | WTR-PKN | [6 empty] | Kennedy Pumping Station
86640 | WTR-PKN-ELS | Electrical System | WTR-PKN | [6 empty] | Kennedy Pumping Station
86642 | WTR-PKN-FEQ-SUS | Fire Equipment, Kennedy Pumping Station | WTR-SUSPENDED |  |  | 45191 |  |  |  | Suspended Obsolete entity for storage purpose
86683 | WTR-PKN-TRW | Treated Water (Transmission) | WTR-PKN | [6 empty] | Kennedy Pumping Station
86720 | WTR-PLW-ACC | Air Conditioning, Heating and Ventilating | WTR-PLW | [6 empty] | Lawrence Pumping Station
86806 | WTR-PLW-FEQ-SUS | Fire Equipment, Lawrence Pumping Station | WTR-PLW |  |  | 45199 |  |  |  | Lawrence Pumping Station
86807 | WTR-PLW-FEQ-SUS | Fire Equipment, Lawrence Pumping Station | WTR-SUSPENDED |  |  | 45199 |  |  |  | Suspended Obsolete entity for storage purpose
86846 | WTR-PLW-OFFICE | Computer Location | WTR-WORK AREA 1 | [6 empty] | Building Location
86847 | WTR-PLW-P | Pumping | WTR-PLW | [6 empty] | Lawrence Pumping Station
86857 | WTR-PLW-PPE | Personal Protection Equipment - WWA | WTR-WEST-SES | [6 empty] | Safety & Lifting Devices
86882 | WTR-PLW-TRW | Treated Water (Transmission) | WTR-PLW | [6 empty] | Lawrence Pumping Station
86934 | WTR-PMI-AUX | Auxiliary Equipment (Building Facilities) | WTR-PMI | [6 empty] | Milliken Pumping Station
86985 | WTR-PMI-ELS | Electrical System | WTR-PMI | [6 empty] | Milliken Pumping Station
87204 | WTR-PMI-TRW | Treated Water (Transmission) | WTR-PMI | [6 empty] | Milliken Pumping Station
87305 | WTR-PPD-AUX | Auxiliary Equipment (Building Facilities) | WTR-PPD | [6 empty] | Parkdale Pumping Station
87332 | WTR-PPD-ELS | Electrical System | WTR-PPD | [6 empty] | Parkdale Pumping Station
87395 | WTR-PPD-P | Pumping | WTR-PPD | [6 empty] | Parkdale Pumping Station
87462 | WTR-PPD-TRW | Treated Water (Transmission) | WTR-PPD | [6 empty] | Parkdale Pumping Station
87506 | WTR-PRH-AMT | Atmospheric Monitoring | WTR-PRH | [6 empty] | Rosehill Pumping Station
87522 | WTR-PRH-CW | City Water System | WTR-PRH | [6 empty] | Rosehill Pumping Station
87536 | WTR-PRH-ELS | Electrical System | WTR-PRH | [6 empty] | Rosehill Pumping Station
87556 | FHA-ZMC-P-0101-KQ | Pump Location,Zebra Mussel Sample | FHA-ZMC |  |  | 33336 | P |  |  | Zebra Mussel Control
87703 | WTR-PRH-TRW | Treated Water (Transmission) | WTR-PRH | [6 empty] | Rosehill Pumping Station
87737 | WTR-PRV-AUX | Auxiliary Equipment (Building Facilities) | WTR-PRV | [6 empty] | Richview Pumping Station
87749 | WTR-PRV-CW | City Water System | WTR-PRV | [6 empty] | Richview Pumping Station
87766 | WTR-PRV-ELS | Electrical System | WTR-PRV | [6 empty] | Richview Pumping Station
87780 | FHO AFTER SO2 | Sampling | FHO-SAMP | [6 empty] | Sampling Systems
87781 | FHO BEFORE SO2 | Sampling | FHO-SAMP | [6 empty] | Sampling Systems
87782 | FHO CHLORINE FEEDER | Computer Location | FHO MAIN BLDG | [6 empty] | Building Location
87783 | FHO CHLORINE FEEDER | Computer Location | FHO-SPC | [6 empty] | Process Control Systems - Services Area
87784 | FHO CLARIFIER CORRID | Computer Location | FHO WASTE WATER BLDG | [6 empty] | Building Location
87785 | FHO CLARIFIER CORRID | Computer Location | FHO-SPC | [6 empty] | Process Control Systems - Services Area
87786 | FHO ELECTRICAL ROOM | Computer Location | FHO SURGE BLDG | [6 empty] | Building Location
87788 | FHO EUS CONTROL ROOM | Computer Location | FHO-EUS | [6 empty] | Production & End User Support
87789 | FHO EUS SERVER ROOM | Communication Switch | FHO-EUS | [6 empty] | Production & End User Support
87790 | FHO EUS STORE | Computer Storage Location | FHO-EUS | [6 empty] | Production & End User Support
87791 | FHO EUS TRAIN ROOM | Computer Location | FHO-EUS | [6 empty] | Production & End User Support
87792 | FHO FILTERED WATER | Composite Sampling | FHO-SAMP | [6 empty] | Sampling Systems
87793 | FHO MAIN BLDG | Building Location | FHO-SPC2 | [6 empty] | Process Control Systems - Equipment
87794 | FHO OFFICE | Computer Location | FHO MAIN BLDG | [6 empty] | Building Location
87795 | FHO OFFICE | Computer Location | FHO-SPC | [6 empty] | Process Control Systems - Services Area
87796 | FHO OIT | FHO OIT | FHO-SPC1 | [6 empty] | Process Control Systems - Administrative
87797 | FHO RESERVOIR | Sampling | FHO-SAMP | [6 empty] | Sampling Systems
87798 | FHO SCADA SERVERS | FHO SCADA Servers | FHO-SPC1 | [6 empty] | Process Control Systems - Administrative
87799 | FHO SCADA SUPPORT | FHO SCADA Support | FHO-SPC1 | [6 empty] | Process Control Systems - Administrative
87800 | FHO SURGE BLDG | Building Location | FHO-SPC | [6 empty] | Process Control Systems - Services Area
87801 | FHO SURGE BLDG | Building Location | FHO-SPC2 | [6 empty] | Process Control Systems - Equipment
87802 | FHO SWITCHGEAR ROOM | Computer Location | FHO MAIN BLDG | [6 empty] | Building Location
87803 | FHO TRW OUTPUT | Treated Water Output Sampling | FHO-SAMP | [6 empty] | Sampling Systems
87804 | FHO WASTE WATER BLDG | Building Location | FHO-SPC | [6 empty] | Process Control Systems - Services Area
87805 | FHO WORK AREA 1 | Process | FHO | [6 empty] | F.J. Horgan Water Treatment Plant
87806 | FHO WORK AREA 1 | Process | FHO-RTE | [6 empty] | FHO-Routine
87807 | FHO-ACC SECONDARY | Small Air Moving Equipment | FHO-MCS | Fan | [5 empty] | Mechanical Services
87809 | FHO-ACC-AC-0401 | Ammonia System Air Handling Unit | FHO-MCS-HVAC | Air Handling Unit |  |  | AC |  |  | Plant HVAC
87972 | WTR-PSA-ACC | Air Conditioning, Heating and Ventilation | WTR-PSA | [6 empty] | St. Albans Pumping Station
87977 | WTR-PSA-AUX | Auxiliary Equipment (Building Facilities) | WTR-PSA | [6 empty] | St. Albans Pumping Station
87985 | WTR-PSA-CW | City Water System | WTR-PSA | [6 empty] | St. Albans Pumping Station
87995 | WTR-PSA-ELS | Electrical System | WTR-PSA | [6 empty] | St. Albans Pumping Station
87998 | WTR-PSA-FEQ-SUS | Fire Equipment, St. Albans Pumping Station | WTR-PSA |  |  | 45375 |  |  |  | St. Albans Pumping Station
87999 | WTR-PSA-FEQ-SUS | Fire Equipment, St. Albans Pumping Station | WTR-SUSPENDED |  |  | 45375 |  |  |  | Suspended Obsolete entity for storage purpose
88039 | WTR-PSA-P | Pumping | WTR-PSA | [6 empty] | St. Albans Pumping Station
88062 | WTR-PSA-TRW | Treated Water (Transmission) | WTR-PSA | [6 empty] | St. Albans Pumping Station
88136 | WTR-PSC-AMT | Atmospheric Monitoring | WTR-PSC | [6 empty] | Scarborough Pumping Station
88139 | WTR-PSC-AUX | Auxiliary Equipment (Building Facilities) | WTR-PSC | [6 empty] | Scarborough Pumping Station
88196 | WTR-PSC-CW | City Water System | WTR-PSC | [6 empty] | Scarborough Pumping Station
88288 | WTR-PSC-P | Pumping | WTR-PSC | [6 empty] | Scarborough Pumping Station
88335 | WTR-PSC-TRW | Treated Water (Transmission) | WTR-PSC | [6 empty] | Scarborough Pumping Station
88414 | WTR-PTH-AMT | Atmospheric Monitoring | WTR-PTH | [6 empty] | Thornhill Pumping Station
88417 | WTR-PTH-CW | City Water System | WTR-PTH | [6 empty] | Thornhill Pumping Station
88451 | WTR-PTH-P | Pumping | WTR-PTH | [6 empty] | Thornhill Pumping Station
88467 | WTR-PTH-TRW | Treated Water (Transmission) | WTR-PTH | [6 empty] | Thornhill Pumping Station
88489 | WTR-PWT-ACC | Air Conditioning, Heating and Ventilation | WTR-PWT | [6 empty] | West Toronto Pumping Station
88493 | WTR-PWT-AUX | Auxiliary Equipment (Building Facilities) | WTR-PWT | [6 empty] | West Toronto Pumping Station
88506 | WTR-PWT-CW | City Water System | WTR-PWT | [6 empty] | West Toronto Pumping Station
88523 | FHO-ACC-FN-0349 | Fan, Exhaust, Chemical Building, S2, Storage Room, North West | FHO-ACC SECONDARY |  |  |  | FN |  |  | Small Air Moving Equipment
88555 | WTR-PWT-DR-0003 | Door, Overhead | WTR-PWT-AUX |  |  |  | DR |  |  | Auxiliary Equipment (Building Facilities)
88556 | WTR-PWT-ELS | Electrical System | WTR-PWT | [6 empty] | West Toronto Pumping Station
88563 | WTR-PWT-FEQ-SUS | Fire Equipment, West Toronto Pumping Station | WTR-PWT |  |  | 45422 |  |  |  | West Toronto Pumping Station
88643 | WTR-PWT-TRW | Treated Water (Transmission) | WTR-PWT | [6 empty] | West Toronto Pumping Station
88678 | WTR-RBV-AMT | Atmospheric Monitoring | WTR-RBV | [6 empty] | Bayview Reservoir
88679 | WTR-RBV-AUX | Auxiliary Equipment (Building Facilities) | WTR-RBV | [6 empty] | Bayview Reservoir
88681 | WTR-RBV-CW | City Water System | WTR-RBV | [6 empty] | Bayview Reservoir
88702 | WTR-RBV-TRW | Treated Water (Transmission) | WTR-RBV | [6 empty] | Bayview Reservoir
88727 | WTR-RDF-AMT | Atmospheric Monitoring | WTR-RDF | [6 empty] | Dufferin Reservoir
88728 | WTR-RDF-AUX | Auxiliary Equipment (Building Facilities) | WTR-RDF | [6 empty] | Dufferin Reservoir
88743 | WTR-RDF-ELS | Electrical System | WTR-RDF | [6 empty] | Dufferin Reservoir
88847 | WTR-RDF-TRW | Treated Water (Transmission) | WTR-RDF | [6 empty] | Dufferin Reservoir
88887 | WTR-REB-ELS | Electrical System | WTR-REB |  |  | 35845 |  |  |  | East Woodbridge Tank
88895 | WTR-REG-AMT | Atmospheric Monitoring | WTR-REG | [6 empty] | Eglinton Reservoir
88903 | WTR-REG-ELS | Electrical System | WTR-REG | [6 empty] | Eglinton Reservoir
88963 | FHO-ACC-HTR | Heater - New Building | FHO-MCS | Fan | [5 empty] | Mechanical Services
89008 | WTR-REL-AMT | Atmospheric Monitoring | WTR-REL | [6 empty] | Ellesmere Reservoir
89009 | WTR-REL-AUX | Auxiliary Equipment (Building Facilities) | WTR-REL | [6 empty] | Ellesmere Reservoir
89011 | WTR-REL-CW | City Water System | WTR-REL | [6 empty] | Ellesmere Reservoir
89030 | WTR-RKL-AMT | Atmospheric Monitoring | WTR-RKL | [6 empty] | Keele Reservoir
89035 | WTR-RKL-CW | City Water System | WTR-RKL | [6 empty] | Keele Reservoir
89127 | WTR-RLL-AMT | Atmospheric Monitoring | WTR-RLL | [6 empty] | Leslie Tank
89200 | WTR-RLW-AUX | Auxiliary Equipment (Building Facilities) | WTR-RLW | [6 empty] | Lawrence Reservoir
89201 | WTR-RLW-CW | City Water System | WTR-RLW | [6 empty] | Lawrence Reservoir
89204 | WTR-RLW-ELS | Electrical System | WTR-RLW | [6 empty] | Lawrence Reservoir
89225 | WTR-RMA-TRW | Treated Water (Transmission) | WTR-RMA | [6 empty] | Markham Reservoir
89233 | WTR-RMI-AMT | Atmospheric Monitoring | WTR-RMI | [6 empty] | Milliken Reservoir
89234 | WTR-RMI-AUX | Auxiliary Equipment (Building Facilities) | WTR-RMI | [6 empty] | Milliken Reservoir
89347 | WTR-RMP-TRWS | Treated Water (Transmission) | WTR-RMPS |  |  | 38608 |  |  |  | Maple Reservoir
89351 | WTR-RRG-AUX | Auxiliary Equipment (Building Facilities) | WTR-RRG | [6 empty] | Rouge Tank
89356 | WTR-RRG-ELS | Electrical System | WTR-RRG | [6 empty] | Rouge Tank
89381 | WTR-RRH-AUX | Auxiliary Equipment (Building Facilities) | WTR-RRH | [6 empty] | Rosehill Reservoir
89389 | WTR-RRH-CW | City Water System | WTR-RRH | [6 empty] | Rosehill Reservoir
89392 | WTR-RRH-ELS | Electrical System | WTR-RRH | [6 empty] | Rosehill Reservoir
89561 | WTR-RRV-AUX | Auxiliary Equipment (Building Facilities) | WTR-RRV | [6 empty] | Richview Reservoir
89565 | WTR-RRV-CW | City Water System | WTR-RRV | [6 empty] | Richview Reservoir
89566 | WTR-RRV-ELS | Electrical System | WTR-RRV | [6 empty] | Richview Reservoir
89589 | WTR-RRV-TRW | Treated Water (Transmission) | WTR-RRV | [6 empty] | Richview Reservoir
89604 | WTR-RST-AUX | Auxiliary Equipment (Building Facilities) | WTR-RST | [6 empty] | St.Clair Reservoir
89610 | WTR-RST-CW | City Water System | WTR-RST | [6 empty] | St.Clair Reservoir
89611 | WTR-RST-ELS | Electrical System | WTR-RST | [6 empty] | St.Clair Reservoir
89648 | WTR-RWA-AMT | Atmospheric Monitoring | WTR-RWA | [6 empty] | Warden Tank
89649 | WTR-RWA-AUX | Auxiliary Equipment (Building Facilities) | WTR-RWA | [6 empty] | Warden Tank
89650 | WTR-RWA-ELS | Electrical System | WTR-RWA | [6 empty] | Warden Tank
89665 | WTR-RWB-ELSS | Electrical System | WTR-RWBS |  |  | 35940 |  |  |  | West Woodbridge Tank
89668 | WTR-RWB-TRWS | Treated Water (Transmission) | WTR-RWBS |  |  | 35939 |  |  |  | West Woodbridge Tank
89671 | WTR-RWL-AMT | Atmospheric Monitoring | WTR-RWL | [6 empty] | Whitlam Tank
89672 | WTR-RWL-CW | City Water System | WTR-RWL | [6 empty] | Whitlam Tank
89673 | WTR-RWL-ELS | Electrical System | WTR-RWL | [6 empty] | Whitlam Tank
89684 | WTR-RWL-TRW | Treated Water (Transmission) | WTR-RWL | [6 empty] | Whitlam Tank
89693 | WTR-SCA-OFFICE | Computer Location | WTR-WORK AREA 1 | [6 empty] | Building Location
89694 | WTR-SCT-ANL | Analyzers, Air Monitors & Calibration Equipment - CWA | WTR-SCT | [6 empty] | Water Supply Work Area 2 SYSTEM CONTROL
89695 | WTR-SPC | Process Control Systems - Services Area | WTR-ITM | [6 empty] | Integrated Technology Management
89696 | WTR-SPC1 | Process Control Systems - Administrative | WTR-SPC | [6 empty] | Process Control Systems - Services Area
89697 | WTR-SUSPENDED | Suspended Obsolete entity for storage purpose | WTR | [6 empty] | Water Supply
89698 | WTR-SUSPENDED | Suspended Obsolete entity for storage purpose | WTR ADMIN | [6 empty] | Administration
89708 | WTR-WA1 | District East Location | WTR-SPC | [6 empty] | Process Control Systems - Services Area
89709 | WTR-WA3 | District West Location | WTR-SPC | [6 empty] | Process Control Systems - Services Area
89710 | WTR-WEST | Water Supply Work Area 3 WEST | WTR | [6 empty] | Water Supply
89711 | WTR-WEST-ANL | Analyzers, Air Monitors & Calibration Equipment - WWA | WTR-WEST-SES | [6 empty] | Safety & Lifting Devices
89712 | WTR-WEST-RES | Work Area 3 WEST Reservoirs | WTR-WEST | [6 empty] | Water Supply Work Area 3 WEST
89713 | WTR-WORK AREA 1 | Building Location | WTR-EUS | [6 empty] | Production & End User Support
89800 | YCH-OFFICE | Computer Location | YCH-ADMIN-BLDG | [6 empty] | Building Location
89872 | YCS | Commissioners Street | WT&S | [6 empty] | Water Treatment & Supply
89873 | YCS-ADMIN-BLDG | Building Location | YCS-EUS | [6 empty] | Production & End User Support
89874 | YCS-CHEM-LAB | Computer Location | YCS-ADMIN-BLDG | [6 empty] | Building Location
89875 | YCS-DECOM | Building Location | YCS-EUS | [6 empty] | Production & End User Support
89876 | YCS-EUS | Production & End User Support | YCS-ITM | [6 empty] | Integrated Technology Management
89877 | YCS-SPC | Process Control Systems | YCS-ITM | [6 empty] | Integrated Technology Management
89878 | YCS-STORE | Computer Storage Location | YCS-EUS | [6 empty] | Production & End User Support
89879 | YDA-ADMIN-BLDG | Building Location | YDA-EUS | [6 empty] | Production & End User Support
89880 | YDA-DECOM | Building Location | YDA-EUS | [6 empty] | Production & End User Support
89881 | YDA-EUS | Production & End User Support | YDA-ITM | [6 empty] | Integrated Technology Management
89882 | YDA-ITM | Integrated Technology Management | YDA | [6 empty] | Dee Avenue
89883 | YDA-LAB-OFFICE | Computer Location | YDA-ADMIN-BLDG | [6 empty] | Building Location
89896 | YMH | Metro Hall | BUS | [6 empty] | Business Unit Support
89897 | YMH-18TH-OFFICE | Computer Location | YMH-ADMIN-BLDG | [6 empty] | Building Location
89898 | YMH-ITM | Integrated Technology Management | YMH | [6 empty] | Metro Hall
89899 | YMH-STORE | Computer Storage Location | YMH-EUS | [6 empty] | Production & End User Support
89902 | YQQ-ADMIN-BLDG | Building Location | YMH-EUS | [6 empty] | Production & End User Support
89903 | YTF | Tiffield Data Center | WWT | [6 empty] | Wastewater Treatment
89904 | YTF BLDG-B EOC | Computer Location | YTF-B-BLDG | [6 empty] | Building Location
89905 | YTF BLDG-C OFFICE | Computer Location | YTF-C-BLDG | [6 empty] | Building Location
89906 | YTF DECOM | Building Location | YTF SPC | [6 empty] | Process Control Systems - Services Area
89907 | YTF DECOM | Building Location | YTF-SPC2 | [6 empty] | Process Control Systems - Equipment
89908 | YTF PLC | YTF PLC | YTF-SPC1 | [6 empty] | Process Control Systems - Administrative
89911 | YTF SPC | Process Control Systems - Services Area | YTF | [6 empty] | Tiffield Data Center
89912 | YTF SPC SERVER ROOM | Communication Switch | YTF-A BLDG | [6 empty] | Building Location
89913 | YTF-A BLDG | Building Location | YTF-SPC2 | [6 empty] | Process Control Systems - Equipment
89914 | YTF-A-BLDG | Building Location | YTF EUS | [6 empty] | Production & End User Support
90000 | YTF-B-BLDG | Building Location | YTF EUS | [6 empty] | Production & End User Support
90002 | YTF-BLDG | Bullding Services | YTF | [6 empty] | Tiffield Data Center
90003 | YTF-C-BLDG | Building Location | YTF EUS | [6 empty] | Production & End User Support
90023 | YTF-DECOM | Building Location | YTF EUS | [6 empty] | Production & End User Support
90067 | YTF-ELS | Electrical Equipment | YTF-BLDG | [6 empty] | Bullding Services
90096 | YTF-ELS-LTG-1000 | Indoor Electrical Equipment | YTF-ELS |  |  |  | LTG |  |  | Electrical Equipment
90118 | YTF-GRK-PRTY-1000 | Building Maintenance | YTF-GRK |  |  |  | PRTY |  |  | Buildings and Grounds
90120 | YTF-ITM | Integrated Technology Management | YTF | [6 empty] | Tiffield Data Center
90124 | YTF-SES | Safety Equipment | YTF-BLDG | [6 empty] | Bullding Services
90128 | YTF-SES-FEQ | Fire Equipment | YTF-BLDG | [6 empty] | Bullding Services
90148 | YTF-SPC1 | Process Control Systems - Administrative | YTF | [6 empty] | Tiffield Data Center
90149 | YTF-SPC1 | Process Control Systems - Administrative | YTF SPC | [6 empty] | Process Control Systems - Services Area
90154 | YTF-STORE | Computer Storage Location | YTF EUS | [6 empty] | Production & End User Support
90155 | YTF-VSTORE | Computer Storage Location | YTF EUS | [6 empty] | Production & End User Support
90289 | FHO-ALM | Alum System | FHO-PLT | [6 empty] | Preliminary Treatment
90325 | FHO-ALM-P-0101-KQ | Alum Skid 1 | FHO-OBSOLETE |  |  |  | P |  |  | Removed From Service
90326 | FHO-ALM-P-0201-KQ | Alum Skid 2 | FHO-OBSOLETE |  |  |  | P |  |  | Removed From Service
90328 | FHO-ALM-P-0301-KQ | Alum Skid 3 | FHO-OBSOLETE |  |  |  | P |  |  | Removed From Service
90329 | FHO-ALM-P-0401-KQ | Alum Skid 4 | FHO-OBSOLETE |  |  |  | P |  |  | Removed From Service
90421 | FHO-AM SCRUBBER-SU | Ammonia Scrubber System | FHO-AM |  |  | 32942 |  |  |  | Ammoniation
90422 | FHO-AM SCRUBBER-SU | Ammonia Scrubber System | FHO-OBSOLETE |  |  | 32942 |  |  |  | Removed From Service
90453 | FHO-AM-P-0101-KQ | Ammonia Train 1 | FHO-OBSOLETE |  |  | 32564 | P |  |  | Removed From Service
90454 | FHO-AM-P-0201-KQ | Ammonia Train 2 | FHO-OBSOLETE |  |  | 32565 | P |  |  | Removed From Service
90479 | ZXDP VALVE COL | DO NOT USE - Toronto Water DP Pump
90565 | FHO-BW-P-1301-KQ | Backwash Pump 13 | FHO-BW |  |  |  | P |  |  | Backwash System
90566 | FHO-BW-P-1301-KQ | Backwash Pump 13 | FHO-OBSOLETE |  |  |  | P |  |  | Removed From Service
90567 | FHO-BW-P-1401-KQ | Backwash Pump 14 | FHO-OBSOLETE |  |  |  | P |  |  | Removed From Service
90570 | FHO-BW-P-1501-KQ | Backwash Pump 15 | FHO-OBSOLETE |  |  |  | P |  |  | Removed From Service
90572 | FHO-BW-P-1601-KQ | Backwash Pump 16 | FHO-BW |  |  |  | P |  |  | Backwash System
90722 | FHO-CLA-CHL-0101-KQ | Pre Chlorination Train 1 | FHO-OBSOLETE |  |  |  | CHL |  |  | Removed From Service
90725 | FHO-CLA-CHL-0201-KQ | Pre Chlorination Train 2 | FHO-CLA |  |  |  | CHL |  |  | Pre Chlorination System
90803 | FHO-CLA-V-0211-SUS | Valve, Gaseous Supply Header from Pre Injector System to Pre-Chlorination Injector 2 | FHO-CLA-CHL-0201 | Valve,Ball |  | 37538 | V |  |  | Chlorinator, Pre Chlorination Train 2, Chemical Building, L1, Machine Room
90804 | FHO-CLA-V-0211-SUS | Valve, Gaseous Supply Header from Pre Injector System to Pre-Chlorination Injector 2 | FHO-CLA-CHL-0201-KQ | Valve,Ball |  | 37538 | V |  |  | Pre Chlorination Train 2
90825 | FHO-CLARIFIER-BLDG | Building Location | FHO-EUS | [6 empty] | Production & End User Support
90832 | FHO-CLB-CHL-0201-KQ | Post Chlorination Train 2 | FHO-CLB |  |  |  | CHL |  |  | Post Chlorination System
90833 | FHO-CLB-CHL-0201-KQ | Post Chlorination Train 2 | FHO-OBSOLETE |  |  |  | CHL |  |  | Removed From Service
90862 | FHO-CLB-P-0301-KQ | Clearwell Sampling Pump 3 | FHO CLEARWELL | Pump,Positive Displacement,Rotary Vane |  |  | P |  |  | Sampling
90866 | FHO-CLB-P-0401-KQ | Clearwell Sampling Pump 4 | FHO CLEARWELL | Pump,Positive Displacement,Rotary Vane |  |  | P |  |  | Sampling
90991 | FHO-CLC-CHL-0101-KQ | Trim Chlorination Train 1 | FHO-OBSOLETE |  |  |  | CHL |  |  | Removed From Service
90992 | FHO-CLC-CHL-0201-KQ | Trim ChlorinationTrain 2 | FHO-OBSOLETE |  |  |  | CHL |  |  | Removed From Service
91027 | FHO-DCL | De-Chlorination | FHO-DIS | [6 empty] | Disinfection
91052 | FHO-DCL-P-0401A-KQ | Before SO2 Sampling | FHO-OBSOLETE |  |  |  | P |  |  | Removed From Service
91054 | FHO-DCL-P-0401B-KQ | Before SO2 Sampling | FHO BEFORE SO2 |  |  |  | P |  |  | Sampling
91058 | FHO-DCL-P-0501B-KQ | After SO2 Sampling Pump | FHO AFTER SO2 |  |  |  | P |  |  | Sampling
91059 | FHO-DCL-P-0501B-KQ | After SO2 Sampling Pump | FHO-OBSOLETE |  |  |  | P |  |  | Removed From Service
91073 | FHO-DCL-SO-0101-KQ | Dechlorination Train 1 | FHO-DCL |  |  |  | SO |  |  | De-Chlorination
91076 | FHO-DCL-SO-0201-KQ | Dechlorination Train 2 | FHO-OBSOLETE |  |  |  | SO |  |  | Removed From Service
91078 | FHO-DCL-SO-0301-KQ | Dechlorination Train 3 | FHO-DCL |  |  |  | SO |  |  | De-Chlorination
91217 | FHO-DOZ | Ozonation System | FHO WORK AREA 1 | [6 empty] | Process
91237 | FHO-DOZ-CONT | FHO OZONE CONTACT | FHO-DOZ | [6 empty] | Ozonation System
91289 | FHO-DOZ-OL-CW | OPEN LOOP COOLING WATER SYSTEM | FHO-DOZ | [6 empty] | Ozonation System
91774 | FHO-ELS-GEN-0101-KQ | Generator 1 | FHO-ELS-PS-0003 |  |  |  | GEN |  |  | Emergency Power, Diesel & UPS
91775 | FHO-ELS-GEN-0101-KQ | Generator 1 | FHO-OBSOLETE |  |  |  | GEN |  |  | Removed From Service
91777 | FHO-ELS-INQ | Power Management | FHO WORK AREA 2 | [6 empty] | Services
92227 | FHO-ELS-PS-0001 | Primary Power Equipment | FHO WORK AREA 2 |  |  |  | PS |  |  | Services
92228 | FHO-ELS-PS-0002 | Secondary Transformers | FHO WORK AREA 2 |  |  |  | PS |  |  | Services
92367 | FHO-EUS | Production & End User Support | FHO-ITM | [6 empty] | Integrated Technology Management
92630 | FHO-FILTER-BLDG | Building Location | FHO-EUS | [6 empty] | Production & End User Support
92631 | FHO-FL | Fluoridation | FHO-DIS | [6 empty] | Disinfection
92652 | FHO-FL-P-0201-KQ | Fluoride Skid 2 | FHO-OBSOLETE |  |  |  | P |  |  | Removed From Service
92653 | FHO-FL-P-0301-KQ | Reservoir Sampling | FHO-OBSOLETE |  |  |  | P |  |  | Removed From Service
92656 | FHO-FL-P-0301A-KQ | Reservoir Sampling | FHO-OBSOLETE |  |  |  | P |  |  | Removed From Service
92669 | FHO-FL-TANK-0101 | Fluoride Storage Tank 1 | FHO-FL |  |  |  | TANK |  |  | Fluoridation
92670 | FHO-FL-TANK-0201 | Fluoride Storage Tank 2 | FHO-FL |  |  |  | TANK |  |  | Fluoridation
92764 | FHO-FLO-MX-0201-KQ | Raw Water Module 2 | FHO-OBSOLETE |  |  |  | MX |  |  | Removed From Service
92768 | FHO-FLO-MX-0301-KQ | Raw Water Module 3 | FHO-FLO |  |  |  | MX |  |  | Flocculation System
92769 | FHO-FLO-MX-0301-KQ | Raw Water Module 3 | FHO-OBSOLETE |  |  |  | MX |  |  | Removed From Service
92774 | FHO-FLO-MX-0401-KQ | Raw Water Module 4 | FHO-FLO |  |  |  | MX |  |  | Flocculation System
92794 | FHO-FLO-T-0401-KQ | Flocculation Tank | FHO-FLO |  |  |  | T |  |  | Flocculation System
92871 | FHO-FLOCCULATE-BLDG | Building Location | FHO-EUS | [6 empty] | Production & End User Support
92983 | FHO-FLT-P-2101A-KQ | Composite Water Supply Sampling Pumping | FHO-OBSOLETE |  |  |  | P |  |  | Removed From Service
92984 | FHO-FLT-P-2101B-KQ | Composite Water Supply Sampling Pumping | FHO FILTERED WATER |  |  |  | P |  |  | Composite Sampling
92985 | FHO-FLT-P-2101B-KQ | Composite Water Supply Sampling Pumping | FHO-OBSOLETE |  |  |  | P |  |  | Removed From Service
93023 | FHO-FLT-T-0101-KQ | Filter 1 | FHO-FLT |  |  |  | T |  |  | Filtration
93024 | FHO-FLT-T-0201-KQ | Filter 2 | FHO-OBSOLETE |  |  |  | T |  |  | Removed From Service
93025 | FHO-FLT-T-0301-KQ | Filter 3 | FHO-OBSOLETE |  |  |  | T |  |  | Removed From Service
93026 | FHO-FLT-T-0401-KQ | Filter 4 | FHO-OBSOLETE |  |  |  | T |  |  | Removed From Service
93027 | FHO-FLT-T-0501-KQ | Filter 5 | FHO-OBSOLETE |  |  |  | T |  |  | Removed From Service
93028 | FHO-FLT-T-0601-KQ | Filter 6 | FHO-FLT |  |  |  | T |  |  | Filtration
93029 | FHO-FLT-T-0701-KQ | Filter 7 | FHO-OBSOLETE |  |  |  | T |  |  | Removed From Service
93030 | FHO-FLT-T-0801-KQ | Filter 8 | FHO-OBSOLETE |  |  |  | T |  |  | Removed From Service
93417 | FHO-GRK-PIP | Sewage Systems | FHO-GRK-PRTY-0001 | [6 empty] | Building Maintenance
93418 | FHO-GRK-PIP | Sewage Systems | FHO-MCS | [6 empty] | Mechanical Services
93419 | FHO-GRK-PRTY-0001 | Building Maintenance | FHO-GRK |  |  |  | PRTY |  |  | Buildings & Grounds
93434 | FHO-LABCHEM | Lab Chemical Inventory | FHO | [6 empty] | F.J. Horgan Water Treatment Plant
93435 | FHO-LOX | Liquid Oxygen System | FHO-DOZ | [6 empty] | Ozonation System
93436 | FHO-MCS | Mechanical Services | FHO WORK AREA 2 | [6 empty] | Services
93455 | FHO-MCS-LD | Lifting Devices & Elevators | FHO-MCS | [6 empty] | Mechanical Services
93507 | FHO-MCS-P-0201-KQ | Vacuum Priming Pump 2 | FHO-OBSOLETE |  |  |  | P |  |  | Removed From Service
93508 | FHO-MCS-P-0201-KQ | Vacuum Priming Pump 2 | FHO-TRW-VP |  |  |  | P |  |  | Vacuum Priming
93518 | FHO-MCS-SA/AI | Instrument Air & Service Air | FHO-MCS | [6 empty] | Mechanical Services
93605 | FHO-OBSOLETE | Removed From Service | FHO | [6 empty] | F.J. Horgan Water Treatment Plant
93606 | FHO-OFFICE | Computer Location | FHO-ADMIN-BLDG | [6 empty] | Building Location
93607 | FHO-PAC | PAC System | FHO-PLT | [6 empty] | Preliminary Treatment
93630 | FHO-PCL | PACL System | FHO-PLT | [6 empty] | Preliminary Treatment
93663 | FHO-PCL-P-0501-KQ | PACL Train 5 | FHO-OBSOLETE |  |  |  | P |  |  | Removed From Service
93664 | FHO-PCL-P-0501-KQ | PACL Train 5 | FHO-PCL |  |  |  | P |  |  | PACL System
93667 | FHO-PCL-P-0601-KQ | PACL Train 6 | FHO-PCL |  |  |  | P |  |  | PACL System
93669 | FHO-PCL-P-0701-KQ | PACL Train 7 | FHO-OBSOLETE |  |  |  | P |  |  | Removed From Service
93670 | FHO-PCL-P-0701-KQ | PACL Train 7 | FHO-PCL |  |  |  | P |  |  | PACL System
93681 | FHO-PCL-T-0201-KQ | PACL Storage Tank 2 | FHO-OBSOLETE |  |  |  | T |  |  | Removed From Service
93682 | FHO-PCL-T-0201-KQ | PACL Storage Tank 2 | FHO-PCL |  |  |  | T |  |  | PACL System
93792 | FHO-POL | Polymer System | FHO-PLT | [6 empty] | Preliminary Treatment
93827 | FHO-POL-P-0301-KQ | Polymer Skid 3 | FHO-OBSOLETE |  |  |  | P |  |  | Removed From Service
93828 | FHO-POL-P-0301-KQ | Polymer Skid 3 | FHO-POL |  |  |  | P |  |  | Polymer System
93832 | FHO-POL-P-0401-KQ | Polymer Skid 4 | FHO-POL |  |  |  | P |  |  | Polymer System
93833 | FHO-POL-P-0601-KQ | Polymer Skid 6 | FHO-OBSOLETE |  |  |  | P |  |  | Removed From Service
93834 | FHO-POL-P-0601-KQ | Polymer Skid 6 | FHO-POL |  |  |  | P |  |  | Polymer System
93836 | FHO-POL-P-0701-KQ | Polymer Skid 7 | FHO-POL |  |  |  | P |  |  | Polymer System
93854 | FHO-POL-T-0101-KQ | Polymer Solution Storage Tank 1 | FHO-OBSOLETE |  |  |  | T |  |  | Removed From Service
93855 | FHO-POL-T-0101-KQ | Polymer Solution Storage Tank 1 | FHO-POL |  |  |  | T |  |  | Polymer System
93856 | FHO-POL-T-0201-KQ | Polymer Solution Storage Tank 2 | FHO-OBSOLETE |  |  |  | T |  |  | Removed From Service
93857 | FHO-POL-T-0201-KQ | Polymer Solution Storage Tank 2 | FHO-POL |  |  |  | T |  |  | Polymer System
94010 | FHO-RW-P-1501-KQ | Zebra Mussel Control Sample Pump Unit 1 | FHO RAW H2O |  |  |  | P |  |  | Raw water Sampling
94011 | FHO-RW-P-1501-KQ | Zebra Mussel Control Sample Pump Unit 1 | FHO-OBSOLETE |  |  |  | P |  |  | Removed From Service
94013 | FHO-RW-P-1601-KQ | Zebra Mussel Control Sample Pump Unit 2 | FHO RAW H2O |  |  |  | P |  |  | Raw water Sampling
94014 | FHO-RW-P-1601-KQ | Zebra Mussel Control Sample Pump Unit 2 | FHO-OBSOLETE |  |  |  | P |  |  | Removed From Service
94017 | FHO-RW-P-1801-KQ | RW Pump Unit 18 | FHO-OBSOLETE |  |  |  | P |  |  | Removed From Service
94020 | FHO-RW-P-1901-KQ | RW Pump Unit 19 | FHO-OBSOLETE |  |  |  | P |  |  | Removed From Service
94022 | FHO-RW-P-2201-KQ | RW Pump Unit 22 | FHO-RAW |  |  |  | P |  |  | Raw Water Production
94024 | FHO-RW-P-2301-KQ | RW Pump Unit 23 | FHO-RAW |  |  |  | P |  |  | Raw Water Production
94027 | FHO-RW-P-2601-KQ | RW Pump Unit 26 | FHO-OBSOLETE |  |  |  | P |  |  | Removed From Service
94029 | FHO-RW-P-2701-KQ | RW Pump Unit 27 | FHO-RAW |  |  |  | P |  |  | Raw Water Production
94131 | FHO-SA-C-0101-KQ | Air Compressor 1 | FHO-MCS-SA/AI |  |  |  | C |  |  | Instrument Air & Service Air
94133 | FHO-SA-C-0201-KQ | Air Compressor 2 | FHO-MCS-SA/AI |  |  |  | C |  |  | Instrument Air & Service Air
94134 | FHO-SA-C-0301-KQ | Service Air Compressor 3 | FHO-MCS-SA/AI |  |  | 32276 | C |  |  | Instrument Air & Service Air
94136 | FHO-SA-C-0401-KQ-SU | Service Air Compressor 4 | FHO-MCS-SA/AI |  |  | 32278 | C |  |  | Instrument Air & Service Air
94137 | FHO-SA-C-0401-KQ-SU | Service Air Compressor 4 | FHO-OBSOLETE |  |  | 32278 | C |  |  | Removed From Service
94482 | FHO-SES-FEQ-1000 | Fire Equipment, Built In | FHO-SES |  |  |  | FEQ |  |  | Safety & Environmental Services
94971 | FHO-SPC | Process Control Systems - Services Area | FHO | [6 empty] | F.J. Horgan Water Treatment Plant
95072 | FHO-SPC1 | Process Control Systems - Administrative | FHO | [6 empty] | F.J. Horgan Water Treatment Plant
95073 | FHO-SPC1 | Process Control Systems - Administrative | FHO-SPC | [6 empty] | Process Control Systems - Services Area
95074 | FHO-STORE | Computer Storage Location | FHO-ITM | [6 empty] | Integrated Technology Management
95075 | FHO-SURGE-BLDG | Building Location | FHO-EUS | [6 empty] | Production & End User Support
95076 | FHO-SUSPENDED | Suspended Entity List | FHO | [6 empty] | F.J. Horgan Water Treatment Plant
95077 | FHO-TRW | Treated Water System | FHO WORK AREA 1 | [6 empty] | Process
95078 | FHO-TRW- SURGE | Surge Protection System | FHO-TRW | [6 empty] | Treated Water System
95115 | FHO-TRW-C-0101-KQ | Surge Air Compressor 1 | FHO-TRW- SURGE |  |  |  | C |  |  | Surge Protection System
95116 | FHO-TRW-C-0102-KQ | Surge Air Compressor 2 | FHO-OBSOLETE |  |  |  | C |  |  | Removed From Service
95117 | FHO-TRW-C-0102-KQ | Surge Air Compressor 2 | FHO-TRW- SURGE |  |  |  | C |  |  | Surge Protection System
95118 | FHO-TRW-C-0103-KQ | Surge Air Compressor 3 | FHO-TRW- SURGE |  |  |  | C |  |  | Surge Protection System
95119 | FHO-TRW-CLEAR-WELL | Clear-well | FHO-TRW | [6 empty] | Treated Water System
95209 | FHO-TRW-P-0101A-KQ | Treated Water Output Sampling | FHO-OBSOLETE |  |  |  | P |  |  | Removed From Service
95212 | FHO-TRW-P-0101B-KQ | Treated Water Output Sampling | FHO TRW OUTPUT |  |  |  | P |  |  | Treated Water Output Sampling
95215 | FHO-TRW-P-0300-KQ | TRW Pump Unit 3 | FHO TRW PUMPING |  |  |  | P |  |  | Treated Water Pumping
95216 | FHO-TRW-P-0300-KQ | TRW Pump Unit 3 | FHO-OBSOLETE |  |  |  | P |  |  | Removed From Service
95217 | FHO-TRW-P-0400-KQ | TRW Pump Unit 4 | FHO TRW PUMPING |  |  |  | P |  |  | Treated Water Pumping
95221 | FHO-TRW-P-0800-KQ | TRW Pump Unit 8 | FHO TRW PUMPING |  |  |  | P |  |  | Treated Water Pumping
95223 | FHO-TRW-P-0900-KQ | TRW Pump Unit 9 | FHO-OBSOLETE |  |  |  | P |  |  | Removed From Service
95224 | FHO-TRW-P-1000-KQ | TRW Pump Unit 10 | FHO-OBSOLETE |  |  |  | P |  |  | Removed From Service
95225 | FHO-TRW-P-1100-KQ | TRW Pump Unit 11 | FHO TRW PUMPING |  |  |  | P |  |  | Treated Water Pumping
95227 | FHO-TRW-P-1200-KQ | TRW Pump Unit 12 | FHO-OBSOLETE |  |  |  | P |  |  | Removed From Service
95230 | FHO-TRW-P-3000-KQ | TRW Pump Unit 30 | FHO TRW PUMPING |  |  |  | P |  |  | Treated Water Pumping
95231 | FHO-TRW-P-3000-KQ | TRW Pump Unit 30 | FHO-OBSOLETE |  |  |  | P |  |  | Removed From Service
95270 | FHO-TRW-T-0002-KQ | Surge Tank 2 | FHO-TRW- SURGE |  |  |  | T |  |  | Surge Protection System
95524 | FHO-TRW-VP | Vacuum Priming | FHO-TRW | [6 empty] | Treated Water System
95525 | FHO-WWW | Residue Management / Waste Water System | FHO WORK AREA 1 | [6 empty] | Process
95534 | FHO-WWW-BL-0701-KQ | WW Blower 7 | FHO-OBSOLETE |  |  |  | BL |  |  | Removed From Service
95535 | FHO-WWW-BL-0701-KQ | WW Blower 7 | FHO-WWW |  |  |  | BL |  |  | Residue Management / Waste Water System
95538 | FHO-WWW-BL-0801-KQ | WW Blower 8 | FHO-OBSOLETE |  |  |  | BL |  |  | Removed From Service
95564 | FHO-WWW-P-0101-KQ | WW Pump 1 | FHO-WWW |  |  |  | P |  |  | Residue Management / Waste Water System
95567 | FHO-WWW-P-0201-KQ | WW Pump 2 | FHO-WWW |  |  |  | P |  |  | Residue Management / Waste Water System
95569 | FHO-WWW-P-0301-KQ | WW Pump 3 | FHO-WWW |  |  |  | P |  |  | Residue Management / Waste Water System
95587 | FHO-WWW-T-0101-KQ | Tank, Waste Water Holding Tank 1 | FHO-WWW | Tank,Non-Pressurized |  |  | T |  |  | Residue Management / Waste Water System
95589 | FHO-WWW-T-0102-KQ | Clarifier 1 | FHO-WWW |  |  |  | T |  |  | Residue Management / Waste Water System
95591 | FHO-WWW-T-0201-KQ | Tank, Waste Water Holding Tank 2 | FHO-WWW |  |  |  | T |  |  | Residue Management / Waste Water System
95593 | FHO-WWW-T-0202-KQ | Clarifier 2 | FHO-WWW |  |  |  | T |  |  | Residue Management / Waste Water System
95693 | FHO-ZMC | Zebra Mussel Control System | FHO-DIS | [6 empty] | Disinfection
95694 | FHO-ZMC-P-0101-KQ | Zebra Mussel Chlorination Pump 1 | FHO-OBSOLETE |  |  |  | P |  |  | Removed From Service
95695 | FHO-ZMC-P-0101-KQ | Zebra Mussel Chlorination Pump 1 | FHO-ZMC |  |  |  | P |  |  | Zebra Mussel Control System
95697 | FHO-ZMC-P-0201-KQ | Zebra Mussel Chlorination Pump 2 | FHO-OBSOLETE |  |  |  | P |  |  | Removed From Service
95700 | FHO-ZMC-PIPING | Piping, Zebra Mussel Control System | FHO-ZMC | [6 empty] | Zebra Mussel Control System
95721 | FIS SCADA SUPPORT | FIS SCADA Support | FIS-SPC1 | [6 empty] | Process Control Systems - Administrative
95722 | FIS WORK AREA 1 | Process | FIS | [6 empty] | Island Water Treatment Plant
95723 | FIS WORK AREA 2 | Services | FIS | [6 empty] | Island Water Treatment Plant
95908 | FIS-ACC-MAINT-STORAGE | HVAC Storage Building | FIS-HVAC | [6 empty] | Climate Control
95915 | FIS-ACC-RW BUILDING | HVAC Raw Water Building | FIS-HVAC | [6 empty] | Climate Control
95973 | FIS-ACC-WORKSHOP BUILD | HVAC Workshop Building | FIS-HVAC | [6 empty] | Climate Control
95975 | FIS-ADM BLDG | Building Location | FIS-SPC2 | [6 empty] | Process Control Systems - Equipment
95976 | FIS-ADM-BLDG | Building Location | FIS-EUS | [6 empty] | Production & End User Support
96082 | FIS-AMMONIA STORAGE | Building Location | FIS-SPC | [6 empty] | Process Control Systems - Services Area
96083 | FIS-AMMONIA-STORAGE | Building Location | FIS-EUS | [6 empty] | Production & End User Support
96107 | FIS-BEFORE SO2 | Sampling | FIS-SAMP | [6 empty] | Sampling Systems
96111 | FIS-BLD-SBTN | FIS Facility, Substation Yard, Substation Outdoor Enclosure | FIS-ELS | [6 empty] | System, Electrical Distribution System
96113 | FIS-BLD3_SES | Asset Group, Safety, Admin building | FIS_SES | [6 empty] | Asset Group, Safety
96115 | FIS-BW | Backwash System | FIS-FLT | [6 empty] | Filtration
96152 | FIS-CALS | Instrument Calibrations by Contractor | FIS | [6 empty] | Island Water Treatment Plant
96153 | FIS-CALS | Instrument Calibrations by Contractor | FIS WORK AREA 1 | [6 empty] | Process
96216 | FIS-CHEMICAL BLDG | Building Location | FIS-SPC | [6 empty] | Process Control Systems - Services Area
96217 | FIS-CHEMICAL BLDG | Building Location | FIS-SPC2 | [6 empty] | Process Control Systems - Equipment
96218 | FIS-CHLORINE-BLDG | Building Location | FIS-EUS | [6 empty] | Production & End User Support
96384 | FIS-CLC | Trim Chlorination System | FIS-DIS | [6 empty] | Disinfection
96387 | FIS-DCL | De-Chlorination | FIS-DIS | [6 empty] | Disinfection
96494 | FIS-DECOM | Building Location | FIS-EUS | [6 empty] | Production & End User Support
96495 | FIS-DEW | Dewatering & Drainage | FIS-GRK | [6 empty] | FIS Buildings & Grounds
96545 | FIS-ELS | System, Electrical Distribution System | FIS WORK AREA 2 | [6 empty] | Services
96553 | FIS-ELS-CAB-0601 | ELS Cabinet,600 V Workshop Building,Mezzanine,MCC Cabinet | {FIS-ELS-CAB} |  |  |  | CAB |  |  | Asset Group,Electrical Distribution Bus Cabinets
96554 | FIS-ELS-CAB-1501 | ELS Cabinet,13.8 kV,Main Switchgear Cabinet | {FIS-ELS-CAB} |  |  |  | CAB |  |  | Asset Group,Electrical Distribution Bus Cabinets
96555 | FIS-ELS-CAB-5001 | ELS Cabinet,4.16 kV,Workshop Building,Mezzanine,PDP Electrical Distribution Cabinet | {FIS-ELS-CAB} |  |  |  | CAB |  |  | Asset Group,Electrical Distribution Bus Cabinets
96556 | FIS-ELS-CAB-5002 | ELS Cabinet,4.16 kV,Filter Building,Mezzinine Cabinet | {FIS-ELS-CAB} |  |  |  | CAB |  |  | Asset Group,Electrical Distribution Bus Cabinets
96557 | FIS-ELS-CAB-6001 | ELS Cabinet,600 V,Workshop Building,Mezzanine,PDP Electrical Distribution Cabinet | {FIS-ELS-CAB} |  |  |  | CAB |  |  | Asset Group,Electrical Distribution Bus Cabinets
96591 | FIS-ELS-CBL-0200 | Cable,HV,13.8 kV,41T THES Incoming Line HT2,FIS-ELS-LB-0200 | {FIS-ELS-CBL} |  |  |  | CBL |  |  | Asset Group,ELS Lines,13.8 kV / 4.16 kV
96592 | FIS-ELS-CBL-5130 | Cable,HV,4.16 kV,Workshop Mezzanine,FIS-ELS-SWG-0103,Feeder,Raw Water Building Upper Level,FIS-ELS-BUS-0300 | {FIS-ELS-CBL} |  |  |  | CBL |  |  | Asset Group,ELS Lines,13.8 kV / 4.16 kV
96593 | FIS-ELS-CBL-5150 | Cable,HV,4.16 kV,Workshop Mezzanine,FIS-ELS-SWG-0105,Feeder,Filter Building,Mezzanine,FIS-ELS-BUS-0500 | {FIS-ELS-CBL} |  |  |  | CBL |  |  | Asset Group,ELS Lines,13.8 kV / 4.16 kV
96594 | FIS-ELS-CBL-5170 | Cable,HV,4.16 kV,Workshop Mezzanine,FIS-ELS-SWG-0107,Feeder,Workshop Main Floor,FIS-ELS-TR-1000 | {FIS-ELS-CBL} |  |  |  | CBL |  |  | Asset Group,ELS Lines,13.8 kV / 4.16 kV
96595 | FIS-ELS-CBL-5190 | Cable,HV,4.16 kV,Workshop Mezzanine,FIS-ELS-SWG-0109,Feeder,Generator Room,FIS-ELS-GEN-2100 | {FIS-ELS-CBL} |  |  |  | CBL |  |  | Asset Group,ELS Lines,13.8 kV / 4.16 kV
96596 | FIS-ELS-CBL-5220 | Cable,HV,4.16 kV,Substation Yard,FIS-ELS-TR-0201,Secondary,Workshop Mezzanine,FIS-ELS-SWG-0102 | {FIS-ELS-CBL} |  |  |  | CBL |  |  | Asset Group,ELS Lines,13.8 kV / 4.16 kV
96597 | FIS-ELS-CBL-5260 | Cable,HV,4.16 kV,Workshop Mezzanine,FIS-ELS-SWG-0106,Feeder,Filter Building,Mezzanine,FIS-ELS-BUS-0600 | {FIS-ELS-CBL} |  |  |  | CBL |  |  | Asset Group,ELS Lines,13.8 kV / 4.16 kV
96598 | FIS-ELS-CBL-5280 | Cable,HV,4.16 kV,Workshop Mezzanine,FIS-ELS-SWG-0108,Feeder,Workshop Main Floor,FIS-ELS-TR-2000 | {FIS-ELS-CBL} |  |  |  | CBL |  |  | Asset Group,ELS Lines,13.8 kV / 4.16 kV
96599 | FIS-ELS-CBL-5441 | Cable,HV,4.16 kV,Raw Water Building Upper Level,FIS-ELS-BUS-0400,Feeder,FIS-RW-P-0401 | {FIS-ELS-CBL} |  |  |  | CBL |  |  | Asset Group,ELS Lines,13.8 kV / 4.16 kV
96600 | FIS-ELS-CBL-5521 | Cable,HV,4.16 kV,Filter Building,Mezzanine,FIS-ELS-BUS-0500,Feeder,FIS-BW-P-0201 | {FIS-ELS-CBL} |  |  |  | CBL |  |  | Asset Group,ELS Lines,13.8 kV / 4.16 kV
96643 | FIS-ELS-FA-0101 | Fire Prevention, Safety,Outdoor Substation | FIS_FEQ |  |  |  | FA |  |  | Asset Group, Fire Prevention, Safety, Evacuation and Suppression
96659 | FIS-ELS-HVAC | Asset Group, HVAC equipment specific to the preservation of ELS equipment condition | FIS-ELS | [6 empty] | System, Electrical Distribution System
96722 | FIS-ELS-LSH-0001 | Switch,Level-High,Plant Main Substation,East Manhole,Outdoor Substation Drain Pit Flood Alarm | FIS-GRND | Switch,Level-High |  |  | LSH |  |  | Asset Group, Facility Ground
96835 | FIS-ELS-TLX-0001 | Hydro Meter Location | FIS-ELS-PS-0001 |  |  |  | TLX |  |  | Primary Power System
96836 | FIS-ELS-TLX-0002 | Hydro Meter Location | FIS-ELS-PS-0001 |  |  |  | TLX |  |  | Primary Power System
96883 | FIS-ELS-UPS | Asset Group,UPS Electrical Distribution System Control Power Backup | FIS-ELS | [6 empty] | System, Electrical Distribution System
97061 | FIS-FILTER-BLDG | Building Location | FIS-EUS | [6 empty] | Production & End User Support
97062 | FIS-FL | Fluoridation | FIS-DIS | [6 empty] | Disinfection
97119 | FIS-FLT | Filtration | FIS WORK AREA 1 | [6 empty] | Process
97303 | FIS-GRK-0001 | FIS, Building Maintenance | FIS |  |  |  | GRK |  |  | Island Water Treatment Plant
97304 | FIS-GRK-0002 | Grounds Maintenance | FIS-GRK |  |  |  | GRK |  |  | FIS Buildings & Grounds
97329 | FIS-HVAC | Climate Control | FIS-MCS | [6 empty] | Mechanical Services
97341 | FIS-MCS | Mechanical Services | FIS WORK AREA 2 | [6 empty] | Services
97382 | FIS-METERING BLDG | Building Location | FIS-SPC | [6 empty] | Process Control Systems - Services Area
97383 | FIS-METERING BLDG | Building Location | FIS-SPC2 | [6 empty] | Process Control Systems - Equipment
97384 | FIS-PCL | PACL System | FIS-PLT | [6 empty] | Preliminary Treatment
97512 | FIS-POL | Polymer System | FIS-PCL | [6 empty] | PACL System
97561 | FIS-PRE | Pretreatment PMs | FIS-DIS | [6 empty] | Disinfection
97562 | FIS-PWA | Backflow Prevention | FIS WORK AREA 2 | [6 empty] | Services
97602 | FIS-RAW WATER BLDG | Building Location | FIS-SPC | [6 empty] | Process Control Systems - Services Area
97603 | FIS-RAW WATER BLDG | Building Location | FIS-SPC2 | [6 empty] | Process Control Systems - Equipment
97605 | FIS-RAW-WATER-BLDG | Building Location | FIS-EUS | [6 empty] | Production & End User Support
97606 | FIS-RESERVOIR | Sampling | FIS-SAMP | [6 empty] | Sampling Systems
97609 | FIS-RTE | Routine Tasks | FIS | [6 empty] | Island Water Treatment Plant
97610 | FIS-RTE | Routine Tasks | FIS WORK AREA 1 | [6 empty] | Process
97651 | FIS-RW-LIC-0101-SUS | Controller, Wet Well Level | 16821 | Controller,Level |  | 38343 | LIC |  |  | Raw Water Intake
97652 | FIS-RW-LIC-0101-SUS | Controller, Wet Well Level | FIS-SUSPENDED | Controller,Level |  | 38343 | LIC |  |  | Obsolete Entities/Processes
97678 | FIS-RW-SAMP | Sampling | FIS-SAMP | [6 empty] | Sampling Systems
97845 | FIS-SAMP | Sampling Systems | FIS WORK AREA 1 | [6 empty] | Process
98266 | FIS-SES_SQ | Asset Group, PPE, Electrical Personal Protection | FIS-BLD3_SES | [6 empty] | Asset Group, Safety, Admin building
98312 | FIS-SPC | Process Control Systems - Services Area | FIS | [6 empty] | Island Water Treatment Plant
98368 | FIS-SPC1 | Process Control Systems - Administrative | FIS-SPC | [6 empty] | Process Control Systems - Services Area
98369 | FIS-SUSPENDED | Obsolete Entities/Processes | FIS | [6 empty] | Island Water Treatment Plant
98623 | FIS-WWW | Waste Water | FIS-FLT | [6 empty] | Filtration
98683 | FIS-ZMC | Zebra Mussel Control System-OUT OF SERVICE | FIS-RW | [6 empty] | Raw Water Production
98694 | FIS_FSA | Asset Group, Facility Support | FIS-ELS | [6 empty] | System, Electrical Distribution System
98695 | FIS_HVAC | Asset Group, HVAC | FIS_FSA | [6 empty] | Asset Group, Facility Support
98696 | FIS_SES | Asset Group, Safety | FIS_FSA | [6 empty] | Asset Group, Facility Support
101496 | MAIN-001 | Main 001 | WTR-LWA | [6 empty] | Work Area 2 Central Mains and Chambers
101497 | MAIN-003 | Main 003 | WTR-LWA | [6 empty] | Work Area 2 Central Mains and Chambers
101498 | MAIN-007 | Main 007 | WTR-LWA | [6 empty] | Work Area 2 Central Mains and Chambers
101499 | MAIN-008 | Main 008 | WTR-LWA | [6 empty] | Work Area 2 Central Mains and Chambers
101500 | MAIN-008 | Main 008 | WTR-MT3 | [6 empty] | Work Area 3 WEST Mains and Chambers
101501 | MAIN-011 | Main 011 | WTR-LWA | [6 empty] | Work Area 2 Central Mains and Chambers
101502 | MAIN-013 | Main 013 | WTR-LWA | [6 empty] | Work Area 2 Central Mains and Chambers
101503 | MAIN-014 | Main 014 (Transferred to D&C) | WTR-SUSPENDED |  |  | 36946 |  |  |  | Suspended Obsolete entity for storage purpose
101504 | MAIN-017 | Main 017 | WTR-LWA | [6 empty] | Work Area 2 Central Mains and Chambers
101505 | MAIN-019 | Main 019 | WTR-LWA | [6 empty] | Work Area 2 Central Mains and Chambers
101506 | MAIN-020 | Main 020 | WTR-LWA | [6 empty] | Work Area 2 Central Mains and Chambers
101507 | MAIN-026 | Main 160 | WTR-LWA | [6 empty] | Work Area 2 Central Mains and Chambers
101508 | MAIN-028 | Main 028 | WTR-LWA | [6 empty] | Work Area 2 Central Mains and Chambers
101509 | MAIN-028 | Main 028 | WTR-MT1 | [6 empty] | Work Area 1 EAST Mains and Chambers
101510 | MAIN-028A | Main 028A | WTR-MT1 | [6 empty] | Work Area 1 EAST Mains and Chambers
101511 | MAIN-028B | Main 028B | WTR-LWA | [6 empty] | Work Area 2 Central Mains and Chambers
101512 | MAIN-028B | Main 028B | WTR-MT1 | [6 empty] | Work Area 1 EAST Mains and Chambers
101513 | MAIN-028C | Main 028C | WTR-LWA | [6 empty] | Work Area 2 Central Mains and Chambers
101514 | MAIN-029 EAST | Main 029 | WTR-MT1 | [6 empty] | Work Area 1 EAST Mains and Chambers
101515 | MAIN-036 | Main 036 | WTR-MT1 | [6 empty] | Work Area 1 EAST Mains and Chambers
101516 | MAIN-087 | Main 087 | WTR-MT3 | [6 empty] | Work Area 3 WEST Mains and Chambers
101517 | MAIN-090 | Main 090 | WTR-LWA | [6 empty] | Work Area 2 Central Mains and Chambers
101518 | MAIN-090 | Main 090 | WTR-MT3 | [6 empty] | Work Area 3 WEST Mains and Chambers
101519 | MAIN-093 | Main 093 | WTR-LWA | [6 empty] | Work Area 2 Central Mains and Chambers
101520 | MAIN-093 | Main 093 | WTR-MT3 | [6 empty] | Work Area 3 WEST Mains and Chambers
101521 | MAIN-094 | Main 094 | WTR-LWA | [6 empty] | Work Area 2 Central Mains and Chambers
101522 | MAIN-094 | Main 094 | WTR-MT3 | [6 empty] | Work Area 3 WEST Mains and Chambers
101523 | MAIN-095 | Main 095 | WTR-LWA | [6 empty] | Work Area 2 Central Mains and Chambers
101524 | MAIN-095 | Main 095 | WTR-MT1 | [6 empty] | Work Area 1 EAST Mains and Chambers
101525 | MAIN-096 | Main 096 | WTR-LWA | [6 empty] | Work Area 2 Central Mains and Chambers
101526 | MAIN-097 | Main 097 | WTR-LWA | [6 empty] | Work Area 2 Central Mains and Chambers
101527 | MAIN-097 | Main 097 | WTR-MT1 | [6 empty] | Work Area 1 EAST Mains and Chambers
101528 | MAIN-099 | Main 099 | WTR-LWA | [6 empty] | Work Area 2 Central Mains and Chambers
101529 | MAIN-099 | Main 099 | WTR-MT3 | [6 empty] | Work Area 3 WEST Mains and Chambers
101530 | MAIN-101 | Main 101 | WTR-LWA | [6 empty] | Work Area 2 Central Mains and Chambers
101531 | MAIN-103 | Main 103 | WTR-LWA | [6 empty] | Work Area 2 Central Mains and Chambers
101532 | MAIN-103 | Main 103 | WTR-MT3 | [6 empty] | Work Area 3 WEST Mains and Chambers
101533 | MAIN-108 | Main 108 | WTR-LWA | [6 empty] | Work Area 2 Central Mains and Chambers
101534 | MAIN-108 | Main 108 | WTR-MT1 | [6 empty] | Work Area 1 EAST Mains and Chambers
101535 | MAIN-109 | Main 109 | WTR-LWA | [6 empty] | Work Area 2 Central Mains and Chambers
101536 | MAIN-109 | Main 109 | WTR-MT1 | [6 empty] | Work Area 1 EAST Mains and Chambers
101537 | MAIN-110 | Main 110 | WTR-LWA | [6 empty] | Work Area 2 Central Mains and Chambers
101538 | MAIN-110 | Main 110 | WTR-MT3 | [6 empty] | Work Area 3 WEST Mains and Chambers
101539 | MAIN-111 | Main 111 | WTR-LWA | [6 empty] | Work Area 2 Central Mains and Chambers
101540 | MAIN-111 | Main 111 | WTR-MT3 | [6 empty] | Work Area 3 WEST Mains and Chambers
101541 | MAIN-112 | Main 112 | WTR-MT1 | [6 empty] | Work Area 1 EAST Mains and Chambers
101542 | MAIN-113 | Main 113 | WTR-LWA | [6 empty] | Work Area 2 Central Mains and Chambers
101543 | MAIN-114 | Main 114 | WTR-MT3 | [6 empty] | Work Area 3 WEST Mains and Chambers
101544 | MAIN-115 | Main 115 | WTR-LWA | [6 empty] | Work Area 2 Central Mains and Chambers
101545 | MAIN-115 | Main 115 | WTR-MT3 | [6 empty] | Work Area 3 WEST Mains and Chambers
101546 | MAIN-116 | Main 116 | WTR-MT1 | [6 empty] | Work Area 1 EAST Mains and Chambers
101547 | MAIN-117 | Main 117 | WTR-LWA | [6 empty] | Work Area 2 Central Mains and Chambers
101548 | MAIN-119 | Main 119 | WTR-LWA | [6 empty] | Work Area 2 Central Mains and Chambers
101549 | MAIN-122 | Main 122 | WTR-LWA | [6 empty] | Work Area 2 Central Mains and Chambers
101550 | MAIN-122 | Main 122 | WTR-MT1 | [6 empty] | Work Area 1 EAST Mains and Chambers
101551 | MAIN-126 | Main 126 | WTR-LWA | [6 empty] | Work Area 2 Central Mains and Chambers
101552 | MAIN-126 | Main 126 | WTR-MT3 | [6 empty] | Work Area 3 WEST Mains and Chambers
101553 | MAIN-127 | Main 127 | WTR-LWA | [6 empty] | Work Area 2 Central Mains and Chambers
101554 | MAIN-128 | Main 128 | WTR-LWA | [6 empty] | Work Area 2 Central Mains and Chambers
101555 | MAIN-128 | Main 128 | WTR-MT3 | [6 empty] | Work Area 3 WEST Mains and Chambers
101556 | MAIN-134 | Main 134 | WTR-MT1 | [6 empty] | Work Area 1 EAST Mains and Chambers
101557 | MAIN-140 | Main 140 | WTR-LWA | [6 empty] | Work Area 2 Central Mains and Chambers
101558 | MAIN-143 | Main 143 | WTR-LWA | [6 empty] | Work Area 2 Central Mains and Chambers
101559 | MAIN-143 | Main 143 | WTR-MT3 | [6 empty] | Work Area 3 WEST Mains and Chambers
101560 | MAIN-145 | Main 145 | WTR-LWA | [6 empty] | Work Area 2 Central Mains and Chambers
101561 | MAIN-145 | Main 145 | WTR-MT3 | [6 empty] | Work Area 3 WEST Mains and Chambers
101562 | MAIN-146 | Main 146 (Transferred to D&C) | WTR-LWA |  |  | 36952 |  |  |  | Work Area 2 Central Mains and Chambers
101563 | MAIN-147 | Main 147 | WTR-LWA | [6 empty] | Work Area 2 Central Mains and Chambers
101564 | MAIN-148 | Main 148 | WTR-LWA | [6 empty] | Work Area 2 Central Mains and Chambers
101565 | MAIN-151 | Main 151 | WTR-LWA | [6 empty] | Work Area 2 Central Mains and Chambers
101566 | MAIN-153 | Main 153 | WTR-LWA | [6 empty] | Work Area 2 Central Mains and Chambers
101567 | MAIN-153 | Main 153 | WTR-MT1 | [6 empty] | Work Area 1 EAST Mains and Chambers
101568 | MAIN-155 | Main 155 | WTR-LWA | [6 empty] | Work Area 2 Central Mains and Chambers
101569 | MAIN-155 | Main 155 | WTR-MT1 | [6 empty] | Work Area 1 EAST Mains and Chambers
101570 | MAIN-157 | Main 157 | WTR-LWA | [6 empty] | Work Area 2 Central Mains and Chambers
101571 | MAIN-157 | Main 157 | WTR-MT1 | [6 empty] | Work Area 1 EAST Mains and Chambers
101572 | MAIN-158 | Main 158 | WTR-LWA | [6 empty] | Work Area 2 Central Mains and Chambers
101573 | MAIN-159 | Main 159 | WTR-LWA | [6 empty] | Work Area 2 Central Mains and Chambers
101574 | MAIN-159 | Main 159 | WTR-MT3 | [6 empty] | Work Area 3 WEST Mains and Chambers
101575 | MAIN-160 | Main 160 | WTR-MT1 | [6 empty] | Work Area 1 EAST Mains and Chambers
101576 | MAIN-161 | Main 161 | WTR-LWA | [6 empty] | Work Area 2 Central Mains and Chambers
101577 | MAIN-162 | Main 162 | WTR-LWA | [6 empty] | Work Area 2 Central Mains and Chambers
101578 | MAIN-164 | Main 164 | WTR-LWA | [6 empty] | Work Area 2 Central Mains and Chambers
101579 | MAIN-164 | Main 164 | WTR-MT1 | [6 empty] | Work Area 1 EAST Mains and Chambers
101580 | MAIN-168 | Main 168 | WTR-LWA | [6 empty] | Work Area 2 Central Mains and Chambers
101581 | MAIN-168 | Main 168 | WTR-MT3 | [6 empty] | Work Area 3 WEST Mains and Chambers
101582 | MAIN-172 | Main 172 | WTR-MT1 | [6 empty] | Work Area 1 EAST Mains and Chambers
101583 | MAIN-173 | Main 173 | WTR-LWA | [6 empty] | Work Area 2 Central Mains and Chambers
101584 | MAIN-173 | Main 173 | WTR-MT1 | [6 empty] | Work Area 1 EAST Mains and Chambers
101585 | MAIN-175 | Main 175 | WTR-LWA | [6 empty] | Work Area 2 Central Mains and Chambers
101586 | MAIN-176 | Main 176 | WTR-LWA | [6 empty] | Work Area 2 Central Mains and Chambers
101587 | MAIN-176 | Main 176 | WTR-MT3 | [6 empty] | Work Area 3 WEST Mains and Chambers
101588 | MAIN-178 | Main 178 | WTR-LWA | [6 empty] | Work Area 2 Central Mains and Chambers
101589 | MAIN-179 | Main 179 | WTR-LWA | [6 empty] | Work Area 2 Central Mains and Chambers
101590 | MAIN-180 | Main 180 | WTR-LWA | [6 empty] | Work Area 2 Central Mains and Chambers
101591 | MAIN-180 | Main 180 | WTR-MT3 | [6 empty] | Work Area 3 WEST Mains and Chambers
101592 | MAIN-182 | Main 182 | WTR-LWA | [6 empty] | Work Area 2 Central Mains and Chambers
101593 | MAIN-182 | Main 182 | WTR-MT3 | [6 empty] | Work Area 3 WEST Mains and Chambers
101594 | MAIN-184 | Main 184 | WTR-LWA | [6 empty] | Work Area 2 Central Mains and Chambers
101595 | MAIN-184 | Main 184 | WTR-MT1 | [6 empty] | Work Area 1 EAST Mains and Chambers
101596 | MAIN-185 | Main 185 | WTR-LWA | [6 empty] | Work Area 2 Central Mains and Chambers
101597 | MAIN-185 | Main 185 | WTR-MT3 | [6 empty] | Work Area 3 WEST Mains and Chambers
101598 | MAIN-187 | Main 187 | WTR-LWA | [6 empty] | Work Area 2 Central Mains and Chambers
101599 | MAIN-187 | Main 187 | WTR-MT3 | [6 empty] | Work Area 3 WEST Mains and Chambers
101600 | MAIN-189 | Main 189 | WTR-LWA | [6 empty] | Work Area 2 Central Mains and Chambers
101601 | MAIN-190 | Main 190 | WTR-LWA | [6 empty] | Work Area 2 Central Mains and Chambers
101602 | MAIN-192 | Main 192 | WTR-LWA | [6 empty] | Work Area 2 Central Mains and Chambers
101603 | MAIN-193 | Main 193 | WTR-LWA | [6 empty] | Work Area 2 Central Mains and Chambers
101604 | MAIN-193 | Main 193 | WTR-MT3 | [6 empty] | Work Area 3 WEST Mains and Chambers
101605 | MAIN-194 | Main 194 | WTR-LWA | [6 empty] | Work Area 2 Central Mains and Chambers
101606 | MAIN-194 | Main 194 | WTR-MT3 | [6 empty] | Work Area 3 WEST Mains and Chambers
101607 | MAIN-197 | Main 197 | WTR-LWA | [6 empty] | Work Area 2 Central Mains and Chambers
101608 | MAIN-197 | Main 197 | WTR-MT3 | [6 empty] | Work Area 3 WEST Mains and Chambers
101609 | MAIN-198 | Main 198 | WTR-LWA | [6 empty] | Work Area 2 Central Mains and Chambers
101610 | MAIN-198 | Main 198 | WTR-MT3 | [6 empty] | Work Area 3 WEST Mains and Chambers
101611 | MAIN-202 | Main 202 | WTR-LWA | [6 empty] | Work Area 2 Central Mains and Chambers
101612 | MAIN-202 | Main 202 | WTR-MT3 | [6 empty] | Work Area 3 WEST Mains and Chambers
101613 | MAIN-206 | Main 206 | WTR-LWA | [6 empty] | Work Area 2 Central Mains and Chambers
101614 | MAIN-206 | Main 206 | WTR-MT3 | [6 empty] | Work Area 3 WEST Mains and Chambers
101615 | MAIN-208 EAST | Main 208 | WTR-LWA | [6 empty] | Work Area 2 Central Mains and Chambers
101616 | MAIN-208 EAST | Main 208 | WTR-MT1 | [6 empty] | Work Area 1 EAST Mains and Chambers
101617 | MAIN-209 | Main 209 | WTR-LWA | [6 empty] | Work Area 2 Central Mains and Chambers
101618 | MAIN-209 | Main 209 | WTR-MT1 | [6 empty] | Work Area 1 EAST Mains and Chambers
101619 | MAIN-210 | Main 210 | WTR-MT3 | [6 empty] | Work Area 3 WEST Mains and Chambers
101620 | MAIN-211 | Main 211 | WTR-LWA | [6 empty] | Work Area 2 Central Mains and Chambers
101621 | MAIN-211 | Main 211 | WTR-MT1 | [6 empty] | Work Area 1 EAST Mains and Chambers
101622 | MAIN-214 | Main 214 | WTR-LWA | [6 empty] | Work Area 2 Central Mains and Chambers
101623 | MAIN-214 | Main 214 | WTR-MT1 | [6 empty] | Work Area 1 EAST Mains and Chambers
101624 | MAIN-218 | Main 218 | WTR-LWA | [6 empty] | Work Area 2 Central Mains and Chambers
101625 | MAIN-223 | Main 223 | WTR-LWA | [6 empty] | Work Area 2 Central Mains and Chambers
101626 | MAIN-223 | Main 223 | WTR-MT3 | [6 empty] | Work Area 3 WEST Mains and Chambers
101627 | MAIN-225 | Main 225 | WTR-LWA | [6 empty] | Work Area 2 Central Mains and Chambers
101628 | MAIN-225 | Main 225 | WTR-MT3 | [6 empty] | Work Area 3 WEST Mains and Chambers
101629 | MAIN-229 | Main 229 | WTR-LWA | [6 empty] | Work Area 2 Central Mains and Chambers
101630 | MAIN-229 | Main 229 | WTR-MT3 | [6 empty] | Work Area 3 WEST Mains and Chambers
101631 | MAIN-232 | Main 232 | WTR-LWA | [6 empty] | Work Area 2 Central Mains and Chambers
101632 | MAIN-232 | Main 232 | WTR-MT3 | [6 empty] | Work Area 3 WEST Mains and Chambers
101633 | MAIN-233 | Main 233 | WTR-LWA | [6 empty] | Work Area 2 Central Mains and Chambers
101634 | MAIN-233 | Main 233 | WTR-MT3 | [6 empty] | Work Area 3 WEST Mains and Chambers
101635 | MAIN-236 | Main 236 | WTR-LWA | [6 empty] | Work Area 2 Central Mains and Chambers
101636 | MAIN-236 | Main 236 | WTR-MT1 | [6 empty] | Work Area 1 EAST Mains and Chambers
101637 | MAIN-237 | Main 237 | WTR-LWA | [6 empty] | Work Area 2 Central Mains and Chambers
101638 | MAIN-241 | Main 241 | WTR-LWA | [6 empty] | Work Area 2 Central Mains and Chambers
101639 | MAIN-241 | Main 241 | WTR-MT3 | [6 empty] | Work Area 3 WEST Mains and Chambers
101640 | MAIN-243 | Main 243 | WTR-LWA | [6 empty] | Work Area 2 Central Mains and Chambers
101641 | MAIN-244 | Main 244 | WTR-LWA | [6 empty] | Work Area 2 Central Mains and Chambers
101642 | MAIN-244 | Main 244 | WTR-MT3 | [6 empty] | Work Area 3 WEST Mains and Chambers
101643 | MAIN-245 | Main 245 | WTR-LWA | [6 empty] | Work Area 2 Central Mains and Chambers
101644 | MAIN-245 | Main 245 | WTR-MT1 | [6 empty] | Work Area 1 EAST Mains and Chambers
101645 | MAIN-247 | Main 247 | WTR-LWA | [6 empty] | Work Area 2 Central Mains and Chambers
101646 | MAIN-247 | Main 247 | WTR-MT1 | [6 empty] | Work Area 1 EAST Mains and Chambers
101647 | MAIN-249 | Main 249 | WTR-LWA | [6 empty] | Work Area 2 Central Mains and Chambers
101648 | MAIN-249 | Main 249 | WTR-MT1 | [6 empty] | Work Area 1 EAST Mains and Chambers
101649 | MAIN-252 | Main 252 | WTR-LWA | [6 empty] | Work Area 2 Central Mains and Chambers
101650 | MAIN-254 | Main 254 | WTR-LWA | [6 empty] | Work Area 2 Central Mains and Chambers
101651 | MAIN-254 | Main 254 | WTR-MT3 | [6 empty] | Work Area 3 WEST Mains and Chambers
101652 | MAIN-256 | Main 256 | WTR-LWA | [6 empty] | Work Area 2 Central Mains and Chambers
101653 | MAIN-256 | Main 256 | WTR-MT3 | [6 empty] | Work Area 3 WEST Mains and Chambers
101654 | MAIN-259 | Main 259 | WTR-LWA | [6 empty] | Work Area 2 Central Mains and Chambers
101655 | MAIN-259 | Main 259 | WTR-MT3 | [6 empty] | Work Area 3 WEST Mains and Chambers
101656 | MAIN-261 | Main 261 | WTR-LWA | [6 empty] | Work Area 2 Central Mains and Chambers
101657 | MAIN-261 | Main 261 | WTR-MT3 | [6 empty] | Work Area 3 WEST Mains and Chambers
101658 | MAIN-270 | Main 270 | WTR-LWA | [6 empty] | Work Area 2 Central Mains and Chambers
101659 | MAIN-270 | Main 270 | WTR-MT1 | [6 empty] | Work Area 1 EAST Mains and Chambers
101660 | MAIN-272 | Main 272 | WTR-MT3 | [6 empty] | Work Area 3 WEST Mains and Chambers
101661 | MAIN-273 | Main 273 | WTR-LWA | [6 empty] | Work Area 2 Central Mains and Chambers
101662 | MAIN-273 | Main 273 | WTR-MT1 | [6 empty] | Work Area 1 EAST Mains and Chambers
101663 | MAIN-274 | Main 274 | WTR-LWA | [6 empty] | Work Area 2 Central Mains and Chambers
101664 | MAIN-274 | Main 274 | WTR-MT1 | [6 empty] | Work Area 1 EAST Mains and Chambers
101665 | MAIN-277 | Main 277 | WTR-LWA | [6 empty] | Work Area 2 Central Mains and Chambers
101666 | MAIN-277 | Main 277 | WTR-MT1 | [6 empty] | Work Area 1 EAST Mains and Chambers
101667 | MAIN-278 | Main 278 | WTR-LWA | [6 empty] | Work Area 2 Central Mains and Chambers
101668 | MAIN-280 | Main 280 | WTR-LWA | [6 empty] | Work Area 2 Central Mains and Chambers
101669 | MAIN-280 | Main 280 | WTR-MT3 | [6 empty] | Work Area 3 WEST Mains and Chambers
101670 | MAIN-283 | Main 283 | WTR-LWA | [6 empty] | Work Area 2 Central Mains and Chambers
101671 | MAIN-285 | Main 285 (Transferred to D&C) | WTR-LWA | [6 empty] | Work Area 2 Central Mains and Chambers
101672 | MAIN-287 | Main 287 | WTR-LWA | [6 empty] | Work Area 2 Central Mains and Chambers
101673 | MAIN-287 | Main 287 | WTR-MT3 | [6 empty] | Work Area 3 WEST Mains and Chambers
101674 | MAIN-289 | Main 289 | WTR-LWA | [6 empty] | Work Area 2 Central Mains and Chambers
101675 | MAIN-289 | Main 289 | WTR-MT1 | [6 empty] | Work Area 1 EAST Mains and Chambers
101676 | MAIN-290 | Main 290 | WTR-LWA | [6 empty] | Work Area 2 Central Mains and Chambers
101677 | MAIN-290 | Main 290 | WTR-MT1 | [6 empty] | Work Area 1 EAST Mains and Chambers
101678 | MAIN-294 | Main 294 | WTR-LWA | [6 empty] | Work Area 2 Central Mains and Chambers
101679 | MAIN-298 | Main 298 | WTR-LWA | [6 empty] | Work Area 2 Central Mains and Chambers
101680 | MAIN-298 | Main 298 | WTR-MT1 | [6 empty] | Work Area 1 EAST Mains and Chambers
101681 | MAIN-299 | Main 299 | WTR-LWA | [6 empty] | Work Area 2 Central Mains and Chambers
101682 | MAIN-299 | Main 299 | WTR-MT1 | [6 empty] | Work Area 1 EAST Mains and Chambers
101683 | MAIN-303 | Main 303 | WTR-LWA | [6 empty] | Work Area 2 Central Mains and Chambers
101684 | MAIN-303 | Main 303 | WTR-MT3 | [6 empty] | Work Area 3 WEST Mains and Chambers
101685 | MAIN-306 | Main 306 | WTR-LWA | [6 empty] | Work Area 2 Central Mains and Chambers
101686 | MAIN-306 | Main 306 | WTR-MT3 | [6 empty] | Work Area 3 WEST Mains and Chambers
101687 | MAIN-307 | Main 307 | WTR-LWA | [6 empty] | Work Area 2 Central Mains and Chambers
101688 | MAIN-307 | Main 307 | WTR-MT3 | [6 empty] | Work Area 3 WEST Mains and Chambers
101689 | MAIN-308 | Main 308 | WTR-LWA | [6 empty] | Work Area 2 Central Mains and Chambers
101690 | MAIN-311 | Main 311 | WTR-LWA | [6 empty] | Work Area 2 Central Mains and Chambers
101691 | MAIN-311 | Main 311 | WTR-MT1 | [6 empty] | Work Area 1 EAST Mains and Chambers
101692 | MAIN-313 | Main 313 | WTR-LWA | [6 empty] | Work Area 2 Central Mains and Chambers
101693 | MAIN-313 | Main 313 | WTR-MT1 | [6 empty] | Work Area 1 EAST Mains and Chambers
101694 | MAIN-315 | Main 315 | WTR-LWA | [6 empty] | Work Area 2 Central Mains and Chambers
101695 | MAIN-317 | Main 317 | WTR-LWA | [6 empty] | Work Area 2 Central Mains and Chambers
101696 | MAIN-317 | Main 317 | WTR-MT3 | [6 empty] | Work Area 3 WEST Mains and Chambers
101697 | MAIN-319 | Main 319 | WTR-LWA | [6 empty] | Work Area 2 Central Mains and Chambers
101698 | MAIN-320 | Main 320 | WTR-LWA | [6 empty] | Work Area 2 Central Mains and Chambers
101699 | MAIN-320 | Main 320 | WTR-MT1 | [6 empty] | Work Area 1 EAST Mains and Chambers
101700 | MAIN-323 | Main 323 | WTR-LWA | [6 empty] | Work Area 2 Central Mains and Chambers
101701 | MAIN-324 | Main 324 | WTR-LWA | [6 empty] | Work Area 2 Central Mains and Chambers
101702 | MAIN-324 | Main 324 | WTR-MT1 | [6 empty] | Work Area 1 EAST Mains and Chambers
101703 | MAIN-325 | Main 325 | WTR-LWA | [6 empty] | Work Area 2 Central Mains and Chambers
101704 | MAIN-325 | Main 325 | WTR-MT3 | [6 empty] | Work Area 3 WEST Mains and Chambers
101705 | MAIN-327 | Main 327 | WTR-LWA | [6 empty] | Work Area 2 Central Mains and Chambers
101706 | MAIN-328 | Main 328 | WTR-LWA | [6 empty] | Work Area 2 Central Mains and Chambers
101707 | MAIN-328 | Main 328 | WTR-MT1 | [6 empty] | Work Area 1 EAST Mains and Chambers
101708 | MAIN-329 | Main 329 | WTR-LWA | [6 empty] | Work Area 2 Central Mains and Chambers
101709 | MAIN-331 | Main 331 | WTR-LWA | [6 empty] | Work Area 2 Central Mains and Chambers
101710 | MAIN-331 | Main 331 | WTR-MT3 | [6 empty] | Work Area 3 WEST Mains and Chambers
101711 | MAIN-332 | Main 332 | WTR-LWA | [6 empty] | Work Area 2 Central Mains and Chambers
101712 | MAIN-333 | Main 333 | WTR-LWA | [6 empty] | Work Area 2 Central Mains and Chambers
101713 | MAIN-333 | Main 333 | WTR-MT3 | [6 empty] | Work Area 3 WEST Mains and Chambers
101714 | MAIN-334 | Main 334 | WTR-LWA | [6 empty] | Work Area 2 Central Mains and Chambers
101715 | MAIN-335 | Main 335 | WTR-LWA | [6 empty] | Work Area 2 Central Mains and Chambers
101716 | MAIN-336 | Main 336 | WTR-LWA | [6 empty] | Work Area 2 Central Mains and Chambers
101717 | MAIN-337 | Main 337 | WTR-MT1 | [6 empty] | Work Area 1 EAST Mains and Chambers
101718 | MAIN-338 | Main 338 | WTR-LWA | [6 empty] | Work Area 2 Central Mains and Chambers
101719 | MAIN-338 | Main 338 | WTR-MT3 | [6 empty] | Work Area 3 WEST Mains and Chambers
101720 | MAIN-339 | Main 339 | WTR-LWA | [6 empty] | Work Area 2 Central Mains and Chambers
101721 | MAIN-340 | Main 340 | WTR-MT3 | [6 empty] | Work Area 3 WEST Mains and Chambers
101722 | MAIN-343 | Main 343 | WTR-LWA | [6 empty] | Work Area 2 Central Mains and Chambers
101723 | MAIN-344 | Main 344 | WTR-LWA | [6 empty] | Work Area 2 Central Mains and Chambers
101724 | MAIN-344 | Main 344 | WTR-MT3 | [6 empty] | Work Area 3 WEST Mains and Chambers
101725 | MAIN-346 | Main 346 | WTR-LWA | [6 empty] | Work Area 2 Central Mains and Chambers
101726 | MAIN-347 | Main 347 | WTR-LWA | [6 empty] | Work Area 2 Central Mains and Chambers
101727 | MAIN-347 | Main 347 | WTR-MT3 | [6 empty] | Work Area 3 WEST Mains and Chambers
101728 | MAIN-348 | Main 348 | WTR-MT1 | [6 empty] | Work Area 1 EAST Mains and Chambers
101729 | MAIN-353 | Main 353 | WTR-LWA | [6 empty] | Work Area 2 Central Mains and Chambers
101730 | MAIN-353 | Main 353 | WTR-MT3 | [6 empty] | Work Area 3 WEST Mains and Chambers
101731 | MAIN-354 | Main 354 | WTR-MT3 | [6 empty] | Work Area 3 WEST Mains and Chambers
101732 | MAIN-355 | Main 355 | WTR-LWA | [6 empty] | Work Area 2 Central Mains and Chambers
101733 | MAIN-355 | Main 355 | WTR-MT1 | [6 empty] | Work Area 1 EAST Mains and Chambers
101734 | MAIN-356 | Main 356 | WTR-LWA | [6 empty] | Work Area 2 Central Mains and Chambers
101735 | MAIN-357 | Main 357 | WTR-LWA | [6 empty] | Work Area 2 Central Mains and Chambers
101736 | MAIN-357 | Main 357 | WTR-MT3 | [6 empty] | Work Area 3 WEST Mains and Chambers
101737 | MAIN-358 | Main 358 | WTR-MT3 | [6 empty] | Work Area 3 WEST Mains and Chambers
101738 | MAIN-359 | Main 359 | WTR-LWA | [6 empty] | Work Area 2 Central Mains and Chambers
101739 | MAIN-359 | Main 359 | WTR-MT1 | [6 empty] | Work Area 1 EAST Mains and Chambers
101740 | MAIN-362 | Main 362 | WTR-LWA | [6 empty] | Work Area 2 Central Mains and Chambers
101741 | MAIN-362 | Main 362 | WTR-MT3 | [6 empty] | Work Area 3 WEST Mains and Chambers
101742 | MAIN-363 | Main 363 | WTR-LWA | [6 empty] | Work Area 2 Central Mains and Chambers
101743 | MAIN-363 | Main 363 | WTR-MT3 | [6 empty] | Work Area 3 WEST Mains and Chambers
101744 | MAIN-366 | Main 366 | WTR-LWA | [6 empty] | Work Area 2 Central Mains and Chambers
101745 | MAIN-366 | Main 366 | WTR-MT1 | [6 empty] | Work Area 1 EAST Mains and Chambers
101746 | MAIN-367 | Main 367 | WTR-LWA | [6 empty] | Work Area 2 Central Mains and Chambers
101747 | MAIN-367 | Main 367 | WTR-MT3 | [6 empty] | Work Area 3 WEST Mains and Chambers
101748 | MAIN-371 | Main 371 | WTR-LWA | [6 empty] | Work Area 2 Central Mains and Chambers
101749 | MAIN-371 | Main 371 | WTR-MT1 | [6 empty] | Work Area 1 EAST Mains and Chambers
101750 | MAIN-373 | Main 373 | WTR-LWA | [6 empty] | Work Area 2 Central Mains and Chambers
101751 | MAIN-375 | Main 375 | WTR-LWA | [6 empty] | Work Area 2 Central Mains and Chambers
101752 | MAIN-377 | Main 377 | WTR-LWA | [6 empty] | Work Area 2 Central Mains and Chambers
101753 | MAIN-377 | Main 377 | WTR-MT1 | [6 empty] | Work Area 1 EAST Mains and Chambers
101754 | MAIN-379 | Main 379 | WTR-LWA | [6 empty] | Work Area 2 Central Mains and Chambers
101755 | MAIN-379 | Main 379 | WTR-MT1 | [6 empty] | Work Area 1 EAST Mains and Chambers
101756 | MAIN-380 | Main 380 | WTR-LWA | [6 empty] | Work Area 2 Central Mains and Chambers
101757 | MAIN-381 | Main 381 | WTR-MT1 | [6 empty] | Work Area 1 EAST Mains and Chambers
101758 | MAIN-385 | Main 385 | WTR-MT1 | [6 empty] | Work Area 1 EAST Mains and Chambers
101759 | MAIN-387 | Main 387 | WTR-LWA | [6 empty] | Work Area 2 Central Mains and Chambers
101760 | MAIN-388 | Main 388 | WTR-LWA | [6 empty] | Work Area 2 Central Mains and Chambers
101761 | MAIN-390 | Main 390 | WTR-MT3 | [6 empty] | Work Area 3 WEST Mains and Chambers
101766 | MCP | CONTRACT ADMINISTRATION | DOS | [6 empty] | DIVISIONAL OPERATIONS SERVICES
101777 | MH3966416293 | STORAGE PIPE | TNT-OF | Door,Overhead | [5 empty] | Outfall, Weirs, CSO and Detention Tanks
101778 | MH3966816287 | STORAGE PIPE | TNT-OF | Door,Overhead | [5 empty] | Outfall, Weirs, CSO and Detention Tanks
101809 | MTAH129 | VICTORIA-401 STS (Underground Chamber) | TRK-DON | [6 empty] | DON DRAINAGE AREA
102046 | MTMH101 | HIGH LEVEL INTERCEPTOR STS | TRK-DON | [6 empty] | DON DRAINAGE AREA
102171 | MTMH102 | LOW LEVEL INTERCEPTOR STS | TRK-DON | [6 empty] | DON DRAINAGE AREA
102270 | MTMH120 | COXWELL STS | TRK-DON | [6 empty] | DON DRAINAGE AREA
102281 | MTMH121 | ROSEDALE CREEK STS | TRK-DON | [6 empty] | DON DRAINAGE AREA
102418 | MTMH125 | NORTH TORONTO STS | TRK-DON | [6 empty] | DON DRAINAGE AREA
102543 | MTMH127 | BERMONDSEY STS | TRK-DON | [6 empty] | DON DRAINAGE AREA
102579 | MTMH130 | NEWTONBROOK STS | TRK-DON | [6 empty] | DON DRAINAGE AREA
102612 | MTMH131 | LESLIE-STEELES STS | TRK-DON | [6 empty] | DON DRAINAGE AREA
102627 | MTMH132 | WEST DON STS | TRK-DON | [6 empty] | DON DRAINAGE AREA
102752 | MTMH133 | WILKET CREEK STS | TRK-DON | [6 empty] | DON DRAINAGE AREA
102846 | MTMH136 | PARLIAMENT STS | TRK-DON | [6 empty] | DON DRAINAGE AREA
102861 | MTMH160 | CADORNA CTS | TRK-DON | [6 empty] | DON DRAINAGE AREA
102921 | MTMH180 | COXWELL P.LOT STM | TRK-DON | [6 empty] | DON DRAINAGE AREA
102923 | MTMH181 | RIVERDALE STM | TRK-DON | [6 empty] | DON DRAINAGE AREA
102927 | MTMH182 | SPADINA STM | TRK-DON | [6 empty] | DON DRAINAGE AREA
102968 | MTMH183 | SUNRISE STM | TRK-DON | [6 empty] | DON DRAINAGE AREA
103000 | MTMH185 | VICTORIA-401 STM | TRK-DON | [6 empty] | DON DRAINAGE AREA
103062 | MTMH220 | HIGHLAND CREEK STS | TRK-HCK | [6 empty] | HIGHLAND CREEK DRAINAGE AREA
103234 | MTMH221 | MORNINGSIDE STS | TRK-HCK | [6 empty] | HIGHLAND CREEK DRAINAGE AREA
103366 | MTMH223 | EAST HIGHLAND CREEK STS | TRK-HCK | [6 empty] | HIGHLAND CREEK DRAINAGE AREA
103429 | MTMH224 | DORSET PARK STS | TRK-HCK | [6 empty] | HIGHLAND CREEK DRAINAGE AREA
103488 | MTMH225 | MALVERN STS | TRK-HCK | [6 empty] | HIGHLAND CREEK DRAINAGE AREA
103530 | MTMH226 | MCCOWAN ROAD STS | TRK-HCK | [6 empty] | HIGHLAND CREEK DRAINAGE AREA
103533 | MTMH227 | WEST ROUGE STS | TRK-DON | [6 empty] | DON DRAINAGE AREA
103541 | MTMH228 | CUMBER STS | TRK-HCK | [6 empty] | HIGHLAND CREEK DRAINAGE AREA
103547 | MTMH320 | HUMBER STS | TRK-HMR | [6 empty] | HUMBER DRAINAGE AREA
103658 | MTMH322 | SOUTH MIMICO STS | TRK-DON | [6 empty] | DON DRAINAGE AREA
103659 | MTMH322 | SOUTH MIMICO STS | TRK-HMR | [6 empty] | HUMBER DRAINAGE AREA
103736 | MTMH323 | MENDOTA STS | TRK-HMR | [6 empty] | HUMBER DRAINAGE AREA
103955 | MTMH327 | BLACK CREEK STS | TRK-HMR | [6 empty] | HUMBER DRAINAGE AREA
104081 | MTMH328 | ST. CLAIR STS | TRK-HMR | [6 empty] | HUMBER DRAINAGE AREA
104107 | MTMH330 | SILVER CREEK STS | TRK-HMR | [6 empty] | HUMBER DRAINAGE AREA
104138 | MTMH331 | CHAPMAN STS | TRK-HMR | [6 empty] | HUMBER DRAINAGE AREA
104185 | MTMH332 | ALBION STS | TRK-HMR | [6 empty] | HUMBER DRAINAGE AREA
104233 | MTMH333 | BERRY CREEK STS | TRK-DON | [6 empty] | DON DRAINAGE AREA
104272 | MTMH334 | WEST HUMBER STS | TRK-HMR | [6 empty] | HUMBER DRAINAGE AREA
104326 | MTMH335 | EMERY STS | TRK-HMR | [6 empty] | HUMBER DRAINAGE AREA
104347 | MTMH360 | HILLARY CTS | TRK-DON | [6 empty] | DON DRAINAGE AREA
104385 | MTMH361 | MOUNT DENNIS CTS | TRK-DON | [6 empty] | DON DRAINAGE AREA
104415 | MTMH362 | ELM CTS | TRK-HMR | [6 empty] | HUMBER DRAINAGE AREA
104433 | MTMH380 | NORTH YORK STM | TRK-DON | [6 empty] | DON DRAINAGE AREA
104471 | MTMH420 | HILLHURST STS | TRK-NTO | [6 empty] | NORTH TORONTO DRAINAGE AREA
104491 | MTMH422 | WOBURN STS | TRK-NTO | [6 empty] | NORTH TORONTO DRAINAGE AREA
104497 | MTMH460 | FORMAN-YONGE CTS | TRK-NTO | [6 empty] | NORTH TORONTO DRAINAGE AREA
104539 | MTMH462 | BALLIOL CTS | TRK-NTO | [6 empty] | NORTH TORONTO DRAINAGE AREA
104627 | MTMH467 | GREER CTS | TRK-NTO | [6 empty] | NORTH TORONTO DRAINAGE AREA
104645 | MTMH480 | NORTH TORONTO STM | TRK-DON | [6 empty] | DON DRAINAGE AREA
104660 | MTMH520 | LONGBRANCH STS | TRK-DON | [6 empty] | DON DRAINAGE AREA
104701 | MTMH521 | ETOBICOKE STS | TRK-LVW | [6 empty] | LAKEVIEW DRAINAGE AREA
104780 | MTMH524 | NEW TORONTO FM/STS | TRK-LVW | [6 empty] | LAKEVIEW DRAINAGE AREA
104792 | NORTH SUBSTATION_BASEMENT | MSA Substation,Basement | TAB_EL1_NS | [6 empty] | Electrical Distribution,North Substation
104793 | NORTH SUBSTN_BTTRY RM | MSA Substation,Battery Room | TAB_EL1_NS | [6 empty] | Electrical Distribution,North Substation
105061 | NX2623A | Fan, Air Supply ES-1, Seawall Sub-Station Roof | TAB-ACC-AHU-SEAWL | [6 empty] | AHUs/Supply Fans Sea Wall Substation
105145 | NYCC-OFFICE | Computer Location | YMH-ADMIN-BLDG | [6 empty] | Building Location
105152 | OS | Operational Support | TW | [6 empty] | Toronto Water
105153 | OTH-DIS | DISTRICT OPERARTIONS | OTH | [6 empty] | DOS - OTHERS
105154 | OTH-DIS-NOR | DISTRICT OPERATIONS - NORTH | OTH-DIS | [6 empty] | DISTRICT OPERARTIONS
105155 | OTH-DIS-WEST | DISTRICT OPERATIONS - WEST | OTH-DIS | [6 empty] | DISTRICT OPERARTIONS
105156 | OTH-FIR | FIRE SERVICES | OTH | [6 empty] | DOS - OTHERS
105157 | OTH-HUS | HUSAR | OTH | [6 empty] | DOS - OTHERS
105158 | OTH-SLW | SOLID WASTE | OTH | [6 empty] | DOS - OTHERS
105180 | PCS EOC CLIENTS | PCS EOC Clients | YTF-SPC1 | [6 empty] | Process Control Systems - Administrative
105206 | PLANT TECH | Plant Techs | FCL-SES-8 | [6 empty] | Respirator Fit Testing
105330 | SCADA SUPPORT | SCADA Support | YTF-SPC1 | [6 empty] | Process Control Systems - Administrative
105333 | SCC-ADMIN-BLDG | Building Location | YMH-EUS | [6 empty] | Production & End User Support
105486 | SW | Solid Waste | B | [6 empty] | Cluster B
105487 | SWM | DOS - STORM WATER MANAGEMENT | DOS | [6 empty] | DIVISIONAL OPERATIONS SERVICES
105488 | SWM-HMR | HUMBER WATERSHED | SWM | [6 empty] | DOS - STORM WATER MANAGEMENT
105521 | SWM-PBL-MISC | Miscellaneous Equipment | SWM-PBL | [6 empty] | Bloor Storm Pumping Station
105542 | SWM-PDU-CH-0001 | Chamber, Valve | SWM-PDU | Chamber |  |  | CH |  |  | Dunker's Storm
105543 | SWM-PDU-CH-0001 | Chamber, Valve | SWM-PDU-MISC | Chamber |  |  | CH |  |  | Miscellaneous Equipment
105544 | SWM-PDU-CH-0002 | Chamber, Ualtra sonic Level Meter | SWM-PDU | Chamber |  |  | CH |  |  | Dunker's Storm
105545 | SWM-PDU-CP-0001 | Control Panel, Pumps | SWM-PDU-MISC | Control Panel |  |  | CP |  |  | Miscellaneous Equipment
105546 | SWM-PDU-G-0001 | Sluice Gate, Intake | SWM-PDU | Valve |  |  | G |  |  | Dunker's Storm
105547 | SWM-PDU-G-0001 | Sluice Gate, Intake | SWM-PDU-MISC | Valve |  |  | G |  |  | Miscellaneous Equipment
105548 | SWM-PDU-G-0002 | Sluice Gate, Intake | SWM-PDU | Valve |  |  | G |  |  | Dunker's Storm
105549 | SWM-PDU-G-0002 | Sluice Gate, Intake | SWM-PDU-MISC | Valve |  |  | G |  |  | Miscellaneous Equipment
105550 | SWM-PDU-JIT-0001 | Meter, Power Indicating Transmitter, Main Power | SWM-PDU | Meter |  |  | JIT |  |  | Dunker's Storm
105551 | SWM-PDU-JIT-0001 | Meter, Power Indicating Transmitter, Main Power | SWM-PDU-MISC | Meter |  |  | JIT |  |  | Miscellaneous Equipment
105552 | SWM-PDU-LIT-0001 | Transmitter, Level | SWM-PDU-MISC | Transmitter,Level |  |  | LIT |  |  | Miscellaneous Equipment
105553 | SWM-PDU-SW-0001 | Switch, Main Power | SWM-PDU | Switch |  |  | SW |  |  | Dunker's Storm
105554 | SWM-PDU-SW-0001 | Switch, Main Power | SWM-PDU-MISC | Switch |  |  | SW |  |  | Miscellaneous Equipment
105555 | SWM-PDU-SW-0002 | Switch, Transformer | SWM-PDU | Switch |  |  | SW |  |  | Dunker's Storm
105556 | SWM-PDU-SW-0002 | Switch, Transformer | SWM-PDU-MISC | Switch |  |  | SW |  |  | Miscellaneous Equipment
105567 | SWM-PET-CP-0001 | Control Panel, Operator | SWM-PET | Control Panel |  |  | CP |  |  | Eglinton - Bellamy Storm Pumping Station
105568 | SWM-PET-CP-0001 | Control Panel, Operator | SWM-PET-MISC | Control Panel |  |  | CP |  |  | Miscellaneous Equipment
105569 | SWM-PET-CP-0002 | Control Panel, Electrical | SWM-PET-MISC | Control Panel |  |  | CP |  |  | Miscellaneous Equipment
105570 | SWM-PET-CP-0003 | Control Panel, Operator | SWM-PET-MISC | Control Panel |  |  | CP |  |  | Miscellaneous Equipment
105571 | SWM-PET-CP-0004 | Control Panel, Operator | SWM-PET-MISC | Control Panel |  |  | CP |  |  | Miscellaneous Equipment
105572 | SWM-PET-CP-0006 | Control Panel, Operator | SWM-PET | Control Panel |  |  | CP |  |  | Eglinton - Bellamy Storm Pumping Station
105574 | SWM-PET-DM-0001 | Damper/Louver, Exhaust | SWM-PET | Damper/Louver |  |  | DM |  |  | Eglinton - Bellamy Storm Pumping Station
105575 | SWM-PET-DM-0001 | Damper/Louver, Exhaust | SWM-PET-MISC | Damper/Louver |  |  | DM |  |  | Miscellaneous Equipment
105577 | SWM-PET-FN-0001 | Fan, Exhaust | SWM-PET | Fan |  |  | FN |  |  | Eglinton - Bellamy Storm Pumping Station
105578 | SWM-PET-FN-0001 | Fan, Exhaust | SWM-PET-MISC | Fan |  |  | FN |  |  | Miscellaneous Equipment
105579 | SWM-PET-FQ-0001 | Meter, Flow | SWM-PET | Meter,Flow |  |  | FQ |  |  | Eglinton - Bellamy Storm Pumping Station
105582 | SWM-PET-HTR-0001 | Heater | SWM-PET | Heater |  |  | HTR |  |  | Eglinton - Bellamy Storm Pumping Station
105583 | SWM-PET-JIT-0001 | Meter, Power Indicating Transmitter, Main Power | SWM-PET | Meter |  |  | JIT |  |  | Eglinton - Bellamy Storm Pumping Station
105584 | SWM-PET-LIT-0101 | Transmitter, Level | SWM-PET | Transmitter,Level |  |  | LIT |  |  | Eglinton - Bellamy Storm Pumping Station
105585 | SWM-PET-LIT-0101 | Transmitter, Level | SWM-PET-MISC | Transmitter,Level |  |  | LIT |  |  | Miscellaneous Equipment
105586 | SWM-PET-LP-0001 | Control Panel, Lighting | SWM-PET | Control Panel |  |  | LP |  |  | Eglinton - Bellamy Storm Pumping Station
105587 | SWM-PET-LSH-0103 | Switch, Level-High | SWM-PET | Switch,Level |  |  | LSH |  |  | Eglinton - Bellamy Storm Pumping Station
105588 | SWM-PET-LSH-0103 | Switch, Level-High | SWM-PET-MISC | Switch,Level |  |  | LSH |  |  | Miscellaneous Equipment
105589 | SWM-PET-LSHH-0104 | Switch, Level High-High | SWM-PET | Switch,Level |  |  | LSHH |  |  | Eglinton - Bellamy Storm Pumping Station
105590 | SWM-PET-LSLL-0101 | Switch, Level Low-Low | SWM-PET | Switch,Level |  |  | LSLL |  |  | Eglinton - Bellamy Storm Pumping Station
105591 | SWM-PET-LSLL-0101 | Switch, Level Low-Low | SWM-PET-MISC | Switch,Level |  |  | LSLL |  |  | Miscellaneous Equipment
105596 | SWM-PET-MISC | Miscellaneous Equipment | COL-PSW | [6 empty] | Swansea Pumping Station
105597 | SWM-PET-MISC | Miscellaneous Equipment | SWM-PET | [6 empty] | Eglinton - Bellamy Storm Pumping Station
105605 | SWM-PET-SW-0001 | Switch, Main Electrical Disconnect | SWM-PET-MISC | Switch |  |  | SW |  |  | Miscellaneous Equipment
105606 | SWM-PET-SW-0002 | Switch, Pumps Power | SWM-PET-MISC | Switch |  |  | SW |  |  | Miscellaneous Equipment
105607 | SWM-PET-SW-0004 | Switch, Phase Lights | SWM-PET-MISC | Switch |  |  | SW |  |  | Miscellaneous Equipment
105608 | SWM-PET-T-0001 | Tank, Diesel Fuel | SWM-PET-MISC | Tank |  |  | T |  |  | Miscellaneous Equipment
105613 | SWM-PET-WEL-0100 | Wet well | SWM-PET | Well |  |  | WEL |  |  | Eglinton - Bellamy Storm Pumping Station
105614 | SWM-PET-WEL-0100 | Wet well | SWM-PET-MISC | Well |  |  | WEL |  |  | Miscellaneous Equipment
105668 | SWM-PMG-ALR-0001 | Alarm, Gas | SWM-PMG-MISC | Fire Prevention,Alarm |  |  | ALR |  |  | Miscellaneous Equipment
105675 | SWM-PMG-FA-0001S | Fire Alarm System, Building | SWM-PMG | Building Service,Fire Alarm |  | 42937 | FA |  |  | Martin Grove Storm Pumping Station
105676 | SWM-PMG-FA-0001S | Fire Alarm System, Building | SWM-PMG-MISC | Building Service,Fire Alarm |  | 42937 | FA |  |  | Miscellaneous Equipment
105698 | SWM-PMG-OIT-0001 | Operator Interface Terminal | SWM-PMG | Computer Equipment,Monitor |  |  | OIT |  |  | Martin Grove Storm Pumping Station
105699 | SWM-PMG-OIT-0001 | Operator Interface Terminal | SWM-PMG-MISC | Computer Equipment,Monitor |  |  | OIT |  |  | Miscellaneous Equipment
105735 | SWM-PNQ-FA-0001S | Fire Alarm System | COL-W-OBSOLETE | Building Service,Fire Alarm |  | 42938 | FA |  |  | Col West Obsolete Entities
105736 | SWM-PNQ-FA-0001S | Fire Alarm System | SWM-PNQ | Building Service,Fire Alarm |  | 42938 | FA |  |  | North Queen Storm Pumping Station
105737 | SWM-PNQ-FA-0001S | Fire Alarm System | SWM-PNQ-MISC | Building Service,Fire Alarm |  | 42938 | FA |  |  | Miscellaneous Equipment
105751 | SWM-PNQ-OIT-0001 | Operator Interface Terminal | SWM-PNQ-MISC | Computer Equipment,Monitor |  |  | OIT |  |  | Miscellaneous Equipment
105759 | SWM-PNQ-UPS-0001 | UPS, RPU Panel | SWM-PNQ-MISC | Uninterruptible Power Supply |  |  | UPS |  |  | Miscellaneous Equipment
105767 | SWM-PPP-CP-0001 | Control Panel, Operator | SWM-PPP | Control Panel |  |  | CP |  |  | Pantry Park Sewage Pumping Station
105768 | SWM-PPP-LSL-0101 | Switch, Level-Low | SWM-PPP-MISC | Switch |  |  | LSL |  |  | Miscellaneous Equipment
105769 | SWM-PPP-LSL-0102 | Switch, Level-Low | SWM-PPP-MISC | Switch |  |  | LSL |  |  | Miscellaneous Equipment
105770 | SWM-PPP-MISC | Miscellaneous Equipment | SWM-PPP | [6 empty] | Pantry Park Sewage Pumping Station
105778 | SWM-PWD-BP-0001 | Back Flow Preventer | COL-PBF | Valve,Backflow Preventer |  |  | BP |  |  | Bluffers Park Sewage Pumping Station
105779 | SWM-PWD-BP-0001 | Back Flow Preventer | SWM-PWD | Valve,Backflow Preventer |  |  | BP |  |  | Warden Storm
105780 | SWM-PWD-CP-0001 | Control Panel, Electrical | SWM-PWD | Control Panel |  |  | CP |  |  | Warden Storm
105781 | SWM-PWD-CP-0001 | Control Panel, Electrical | SWM-PWD-MISC | Control Panel |  |  | CP |  |  | Miscellaneous Equipment
105782 | SWM-PWD-CP-0002 | Control Panel, Operator | SWM-PWD-MISC | Control Panel |  |  | CP |  |  | Miscellaneous Equipment
105783 | SWM-PWD-CP-0003 | Control Panel, Diesel Engine Alarm Control Panel | SWM-PWD | Control Panel |  |  | CP |  |  | Warden Storm
105784 | SWM-PWD-CP-0004 | Control Panel, Operator | SWM-PWD | Control Panel |  |  | CP |  |  | Warden Storm
105785 | SWM-PWD-CP-0005 | Control Panel, Operator | SWM-PWD | Control Panel |  |  | CP |  |  | Warden Storm
105786 | SWM-PWD-CP-0006 | Control Panel, Diesel Engine Duty Control Panel | SWM-PWD-MISC | Control Panel |  |  | CP |  |  | Miscellaneous Equipment
105790 | SWM-PWD-FEQ-0001S | Fire Prevention, Extinguisher | COL-W-OBSOLETE | Fire Prevention,Extinguisher |  | 42914 | FEQ |  |  | Col West Obsolete Entities
105791 | SWM-PWD-FEQ-0001S | Fire Prevention, Extinguisher | SWM-PWD | Fire Prevention,Extinguisher |  | 42914 | FEQ |  |  | Warden Storm
105793 | SWM-PWD-FN-0001 | Fan, Exhaust | SWM-PWD | Fan |  |  | FN |  |  | Warden Storm
105794 | SWM-PWD-GRF-0001 | Indicator, Ground Fault | SWM-PWD |  |  |  | GRF |  |  | Warden Storm
105795 | SWM-PWD-GRF-0001 | Indicator, Ground Fault | SWM-PWD-MISC |  |  |  | GRF |  |  | Miscellaneous Equipment
105796 | SWM-PWD-JIT-0001 | Meter, Power Indicating Transmitter, Main Power | SWM-PWD | Meter |  |  | JIT |  |  | Warden Storm
105797 | SWM-PWD-LP-0001 | Control Panel, Lighting | SWM-PWD-MISC | Control Panel |  |  | LP |  |  | Miscellaneous Equipment
105798 | SWM-PWD-LSH-0103 | Switch, Level-High | SWM-PWD | Switch,Level |  |  | LSH |  |  | Warden Storm
105799 | SWM-PWD-LSH-0106 | Switch, Level High-High | SWM-PWD | Switch,Level |  |  | LSH |  |  | Warden Storm
105800 | SWM-PWD-LSH-0106 | Switch, Level High-High | SWM-PWD-MISC | Switch,Level |  |  | LSH |  |  | Miscellaneous Equipment
105801 | SWM-PWD-LSHH-0107 | Switch, Level High-High | SWM-PWD | Switch,Level |  |  | LSHH |  |  | Warden Storm
105802 | SWM-PWD-LSL-0102 | Switch, Level-Low | SWM-PWD | Switch,Level |  |  | LSL |  |  | Warden Storm
105803 | SWM-PWD-LSL-0102 | Switch, Level-Low | SWM-PWD-MISC | Switch,Level |  |  | LSL |  |  | Miscellaneous Equipment
105804 | SWM-PWD-LSLL-0101 | Switch, Level Low-Low | SWM-PWD | Switch,Level |  |  | LSLL |  |  | Warden Storm
105805 | SWM-PWD-LSLL-0105 | Switch, Level Low-Low | SWM-PWD-MISC | Switch,Level |  |  | LSLL |  |  | Miscellaneous Equipment
105811 | SWM-PWD-SW-0002 | Switch, Pump Control Panel Doisconnect | SWM-PWD-MISC | Switch |  |  | SW |  |  | Miscellaneous Equipment
105812 | SWM-PWD-SW-0003 | Switch, Lighting Transformer | SWM-PWD | Switch |  |  | SW |  |  | Warden Storm
105813 | SWM-PWD-SW-0004 | Switch, Lighting Panel | SWM-PWD | Switch |  |  | SW |  |  | Warden Storm
105814 | SWM-PWD-T-0001 | Tank, Diesel Fuel | SWM-PWD-MISC | Tank |  |  | T |  |  | Miscellaneous Equipment
105815 | SWM-PWD-TR-0001 | Transformer, Power | SWM-PWD | Transformer |  |  | TR |  |  | Warden Storm
105816 | SWM-PWD-TS-0001 | Switch, Transfer | SWM-PWD | Switch |  |  | TS |  |  | Warden Storm
105822 | SWM-PWD-WEL-0100 | Wet well | SWM-PWD | Well |  |  | WEL |  |  | Warden Storm
105823 | SWM-PWD-WEL-0100 | Wet well | SWM-PWD-MISC | Well |  |  | WEL |  |  | Miscellaneous Equipment
105898 | TAB POWER DISTRIB | TAB Power Distribution and Process Control | TAB | [6 empty] | Ashbridges Bay Treatment Plant
105899 | TAB SCADA CLIENTS | TAB SCADA Clients | TAB-SPC1 | [6 empty] | Process Control Systems - Administrative
105900 | TAB SCADA SUPPORT | TAB SCADA Support | TAB-SPC1 | [6 empty] | Process Control Systems - Administrative
105949 | TAB-ACC-AC-1601 | Conditioner, Air,MCC Room North of Primary Tank #9 | TAB-ACC-CI |  |  |  | AC |  |  | Chiller and Air Coolers
105973 | TAB-ACC-AHU | Air Handling Unit & Supply Fan | TAB-WORK-AREA-6 | [6 empty] | Work Area 6
105974 | TAB-ACC-AHU | Air Handling Unit & Supply Fan | TAB-WORK-AREA-SEO | [6 empty] | TAB Work Area SEO
105975 | TAB-ACC-AHU- IPSBLDG | AHUs/Supply Fans IPS bldg | TAB-ACC-AHU | [6 empty] | Air Handling Unit & Supply Fan
106058 | TAB-ACC-AHU-DIG | AHUs/Supply Fans Dig. Bldg. | TAB-ACC-AHU | [6 empty] | Air Handling Unit & Supply Fan
106059 | TAB-ACC-AHU-GAS | AHUs/Supply Fans Gas Control Bldg. | TAB-ACC-AHU | [6 empty] | Air Handling Unit & Supply Fan
106060 | TAB-ACC-AHU-M&T | AHUs/Supply Fans, Dampers M&T Bldg. | TAB-ACC-AHU | [6 empty] | Air Handling Unit & Supply Fan
106061 | TAB-ACC-AHU-PBLDG | AHUs/Supply Fans P. Bldg. | TAB-ACC-AHU | [6 empty] | Air Handling Unit & Supply Fan
106062 | TAB-ACC-AHU-TRL | AHUs/Supply Fans - Consultant Trailer | TAB-ACC-AHU | [6 empty] | Air Handling Unit & Supply Fan
106063 | TAB-ACC-AHU-TUN | AHUs/Supply Fans, All tunnels | TAB-ACC-AHU | [6 empty] | Air Handling Unit & Supply Fan
106099 | TAB-ACC-BO 1 | Boiler # 1, Hot Water Heating, Volcano B-1 | TAB-ACC-BO | [6 empty] | Hot Water Boilers
106100 | TAB-ACC-BO-0000 | Boilers,Hot water | TAB-ACC-8200 |  |  |  | BO |  |  | HVAC, M&T Building
106107 | TAB-ACC-CI | Chiller and Air Coolers | TAB-WORK-AREA-6 | [6 empty] | Work Area 6
106108 | TAB-ACC-CI | Chiller and Air Coolers | TAB-WORK-AREA-SEO | [6 empty] | TAB Work Area SEO
106154 | TAB-ACC-DIG-0040 | Digester Gas Train, Boiler #4, Z Building | TAB-ACC-BO 4 |  |  |  | DIG |  |  | Boiler # 4, Hot Water Heating, Volcano B-4
106155 | TAB-ACC-DIG-0060 | Digester Gas Train, Boiler #6, Z Building | TAB-ACC-BO 6 |  |  |  | DIG |  |  | Boiler # 6, Hot Water Heating
106406 | TAB-ACC-FN | Exhaust Fans | TAB-WORK-AREA-SEO | [6 empty] | TAB Work Area SEO
106431 | TAB-ACC-FN-13-16 | Exhaust Fans , Digester 13-16 | TAB-ACC-FN |  |  |  | FN |  |  | Exhaust Fans
106586 | TAB-ACC-FN-AER | Exhaust Fans , Chemical & Aeration Bldg | TAB-ACC-FN | [6 empty] | Exhaust Fans
106587 | TAB-ACC-FN-AUX | Exhaust Fans , Aux. Bldg | TAB-ACC-FN | [6 empty] | Exhaust Fans
106588 | TAB-ACC-FN-BL | Exhaust Fans Blower Bldg. | TAB-ACC-FN | [6 empty] | Exhaust Fans
106589 | TAB-ACC-FN-DBLDG | Exhaust Fans , D Bldg | TAB-ACC-FN | [6 empty] | Exhaust Fans
106590 | TAB-ACC-FN-ELS | Exhaust Fans ,Electrical & Sub stations | TAB-ACC-FN | [6 empty] | Exhaust Fans
106591 | TAB-ACC-FN-GAS | Exhaust Fans Gas Control Bldg. | TAB-ACC-FN | [6 empty] | Exhaust Fans
106592 | TAB-ACC-FN-INC | Exhaust Fans , Incinerator Bldg | TAB-ACC-FN | [6 empty] | Exhaust Fans
106593 | TAB-ACC-FN-OPS | Exhaust Fans, OPS | TAB-ACC-FN | [6 empty] | Exhaust Fans
106594 | TAB-ACC-FN-PRS | PRS Building | TAB-ACC-FN | [6 empty] | Exhaust Fans
106595 | TAB-ACC-FN-PRS | PRS Building | TAB-WORK-AREA-6 | [6 empty] | Work Area 6
106596 | TAB-ACC-FN-SLO | Exhaust Fans , Silo/Odour Control Bldg | TAB-ACC-FN | [6 empty] | Exhaust Fans
106597 | TAB-ACC-FN-THK | Exhaust Fans , Floation Bldg | TAB-ACC-FN | [6 empty] | Exhaust Fans
106598 | TAB-ACC-FN-TUN | Exhaust Fans, All tunnels | TAB-ACC-FN | [6 empty] | Exhaust Fans
106599 | TAB-ACC-FN-TUNL | Exhaust Fans, Lower tunnels | TAB-ACC-FN | [6 empty] | Exhaust Fans
106600 | TAB-ACC-FN-UV | Fan, Exhaust, | TAB-ACC-FN | [6 empty] | Exhaust Fans
106601 | TAB-ACC-FN-ZBLDG | Exhaust Fans , Z Bldg | TAB-ACC-FN | [6 empty] | Exhaust Fans
106795 | TAB-ACC-HTR-01-04 | Unit Heaters- Digester 01-04 | TAB-ACC-HTR |  |  |  | HTR |  |  | Heaters- Convection,
107125 | TAB-ACC-HTR-AER | Unit Heaters- Aeration Gallery | TAB-ACC-HTR | [6 empty] | Heaters- Convection,
107126 | TAB-ACC-HTR-AUX | Unit Heaters- Aux. Bldg | TAB-ACC-HTR | [6 empty] | Heaters- Convection,
107127 | TAB-ACC-HTR-BL | Unit Heaters- Blower Bldg | TAB-ACC-HTR | [6 empty] | Heaters- Convection,
107128 | TAB-ACC-HTR-DBLDG | Unit Heaters- D Bldg | TAB-ACC-HTR | [6 empty] | Heaters- Convection,
107129 | TAB-ACC-HTR-GAS | Unit Heaters- Gas Control Bldg | TAB-ACC-HTR | [6 empty] | Heaters- Convection,
107130 | TAB-ACC-HTR-HRS | Unit Heaters- Heat recovery Bldg | TAB-ACC-HTR | [6 empty] | Heaters- Convection,
107131 | TAB-ACC-HTR-INC | Unit Heaters- Incenerator Bldg | TAB-ACC-HTR | [6 empty] | Heaters- Convection,
107132 | TAB-ACC-HTR-PBLDG | Unit Heaters- P Bldg | TAB-ACC-HTR | [6 empty] | Heaters- Convection,
107133 | TAB-ACC-HTR-POL | Unit Heaters- Polymer,Filter & Equlisation tank Bldg | TAB-ACC-HTR | [6 empty] | Heaters- Convection,
107134 | TAB-ACC-HTR-PRS1 | Unit Heaters- PRS Room, Tunnel | TAB-ACC-HTR | [6 empty] | Heaters- Convection,
107135 | TAB-ACC-HTR-PWPS | Unit Heaters- PWPS | TAB-ACC-HTR | [6 empty] | Heaters- Convection,
107136 | TAB-ACC-HTR-WGB | Unit Heaters- Waste Gas Burner Station | TAB-ACC-HTR | [6 empty] | Heaters- Convection,
107137 | TAB-ACC-HTR-ZBLDG | Unit Heaters- Z Bldg | TAB-ACC-HTR | [6 empty] | Heaters- Convection,
107141 | TAB-ACC-INQ | Plant HVAC Equipment - Instrument Equipment | TAB-ACC | [6 empty] | Plant HVAC Equipment
107190 | TAB-ACC-NGS-0010A | Natural Gas Train, Boiler #1, Z Building | TAB-ACC-BO 1 |  |  |  | NGS |  |  | Boiler # 1, Hot Water Heating, Volcano B-1
107191 | TAB-ACC-NGS-0030B | Natural Gas Pilot Train, Boiler #3, Z Building | TAB-ACC-BO 3 |  |  |  | NGS |  |  | Boiler # 3, Hot Water Heating, Volcano B-3
107192 | TAB-ACC-NGS-0040A | Natural Gas Train, Boiler #4, Z Building | TAB-ACC-BO 4 |  |  |  | NGS |  |  | Boiler # 4, Hot Water Heating, Volcano B-4
107193 | TAB-ACC-NGS-0060A | Natural Gas Train, Boiler #6, Z Building | TAB-ACC-BO 6 |  |  |  | NGS |  |  | Boiler # 6, Hot Water Heating
107194 | TAB-ACC-NGS-0060B | Natural Gas Pilot Train, Boiler #6, Z Building | TAB-ACC-BO 6 |  |  |  | NGS |  |  | Boiler # 6, Hot Water Heating
107376 | TAB-ACC-PRM | HVAC, Primary & Corrosion Control Units | TAB-ACC | [6 empty] | Plant HVAC Equipment
107408 | TAB-ACC-PWPS | HVAC, Plant Water Pumping Station | TAB-ACC-5400 | [6 empty] | Space Heating, P.W.P.S. , Item-11
108761 | TAB-ADMIN BLDG | Building Location | TAB-SPC2 | [6 empty] | Process Control Systems - Equipment
108762 | TAB-ADMIN-TRG-0001 | Admin Staff Training | TAB-ADMIN |  |  |  | TRG |  |  | Tab Admin
108763 | TAB-AER | Aeration Gallery | TAB-WORK-AREA-2 | [6 empty] | Work Area 2
108764 | TAB-AER-BL | Blower Building | TAB-WORK-AREA-LIQ | [6 empty] | TAB Work Area Liq
108789 | TAB-AER-INQ | Aeration - WA2 Instrumentation Equipment | TAB-AER | [6 empty] | Aeration Gallery
108790 | TAB-AER-OZ-ELQ | Electrical Equipment Location, Aeration West Quad House | TAB-WORK-AREA-SOL | Control Panel,MCC | [5 empty] | TAB Work Area Sol
108791 | TAB-AER-P | Aeration Gallery - Sump Pumps | TAB-AER | [6 empty] | Aeration Gallery
108794 | TAB-AER-PRJ-0005 | Upgrades, Aeration Tanks | TAB-AER-STRC |  |  |  | PRJ |  |  | Building Services, Safety, Drains & Plumbing - Air Emission Houses
108795 | TAB-AER-PRJ-0005 | Upgrades, Aeration Tanks | TAB-AER-TANKS |  |  |  | PRJ |  |  | Aeration Tanks
108796 | TAB-AER-STRC | Building Services, Safety, Drains & Plumbing - Air Emission Houses | TAB-AER-SB | [6 empty] | Aeration Odour Control
108799 | TAB-AER-TANKS | Aeration Tanks | TAB-AER | [6 empty] | Aeration Gallery
108800 | TAB-AERATION BLDG | Building Location | TAB-EUS | [6 empty] | Production & End User Support
108801 | TAB-AERATION BLDG | Building Location | TAB-SPC2 | [6 empty] | Process Control Systems - Equipment
108802 | TAB-AERATION-BLDG | Building Location | TAB-EUS | [6 empty] | Production & End User Support
108804 | TAB-AI FLOATATION | Air Equipment, Floatation Building | TAB-AI | [6 empty] | Local Compressed Air Equipment
108808 | TAB-AMT-AM | Atmosphere Monitoring Instruments (Weather Station) | TAB-AER-SB | [6 empty] | Aeration Odour Control
108809 | TAB-AUX | Gas Services, Natural Gas, Digester Gas | TAB-WORK-AREA-5 | [6 empty] | Work Area 5
108810 | TAB-AUX | Gas Services, Natural Gas, Digester Gas | TAB-WORK-AREA-8 | [6 empty] | Electrical Sub- Stations
108811 | TAB-AUX | Gas Services, Natural Gas, Digester Gas | TAB-WORK-AREA-SEO | [6 empty] | TAB Work Area SEO
108812 | TAB-AUX BLDG | Building Location | TAB-SPC | [6 empty] | Process Control Systems - Services Area
108813 | TAB-AUX-C | Auxiliary Building - Compressed Service Air Equipment | TAB-AUX-BLDG | [6 empty] | Auxiliary Building
108871 | TAB-AUXILIARY-BLDG | Building Location | TAB-EUS | [6 empty] | Production & End User Support
108874 | TAB-BIOSOLIDS BLDG | Building Location | TAB-SPC | [6 empty] | Process Control Systems - Services Area
108927 | TAB-CAP-0014 | UV -Disinfection Project | TAB-WA6 |  |  |  | CAP |  |  | Common to Projects, Bldg. Services, Z Building
108928 | TAB-CAP-PRJ-0001 | D-Building Upgrades | TAB |  |  |  | PRJ |  |  | Ashbridges Bay Treatment Plant
108929 | TAB-CAP-PRJ-0002 | M&T Building Upgrades | TAB-RSP |  |  |  | PRJ |  |  | Raw Sewage Pumping
108930 | TAB-CAP-PRJ-0002 | M&T Building Upgrades | TAB-WA1-MEQ |  |  |  | PRJ |  |  | WA1 Portablel Pumps & Equipment
108931 | TAB-CAP-PRJ-0002 | M&T Building Upgrades | TAB-WORK-AREA-1 |  |  |  | PRJ |  |  | Work Area 1
108932 | TAB-CAP-PRJ-0003 | Odour Control Upgrades | TAB-AER-STRC |  |  |  | PRJ |  |  | Building Services, Safety, Drains & Plumbing - Air Emission Houses
108933 | TAB-CAP-PRJ-0003 | Odour Control Upgrades | TAB-WORK-AREA-2 |  |  |  | PRJ |  |  | Work Area 2
108934 | TAB-CAP-PRJ-0004 | Bio- Solids Upgrades | TAB-DEW SLUDGE CAKE |  |  |  | PRJ |  |  | Sludge Cake Pumping
108935 | TAB-CAP-PRJ-0004 | Bio- Solids Upgrades | TAB-SUSPENDED ENTITY |  |  |  | PRJ |  |  | Suspended entities
108936 | TAB-CAP-PRJ-0004 | Bio- Solids Upgrades | TAB-WORK-AREA-3 |  |  |  | PRJ |  |  | Work Area 3
108937 | TAB-CAP-PRJ-0005 | P-Building Upgrades | TAB-WORK-AREA-2 |  |  |  | PRJ |  |  | Work Area 2
108938 | TAB-CAP-PRJ-0005 | P-Building Upgrades | TAB-WORK-AREA-3 |  |  |  | PRJ |  |  | Work Area 3
108939 | TAB-CAP-PRJ-0006 | East & West Electrical Control Room Upgrades | TAB-AER-SB |  |  |  | PRJ |  |  | Aeration Odour Control
108940 | TAB-CAP-PRJ-0006 | East & West Electrical Control Room Upgrades | TAB-WORK-AREA-2 |  |  |  | PRJ |  |  | Work Area 2
108941 | TAB-CAP-PRJ-0007 | Primary &Secondary Clarifier Upgrades | TAB-PLT |  |  |  | PRJ |  |  | Preliminary Treatment
108942 | TAB-CAP-PRJ-0007 | Primary &Secondary Clarifier Upgrades | TAB-WORK-AREA-1 |  |  |  | PRJ |  |  | Work Area 1
108946 | TAB-CAP-PRJ-0015 | ECAP 4 North Susbstion | TAB-WA6 |  |  |  | PRJ |  |  | Common to Projects, Bldg. Services, Z Building
108948 | TAB-CAP-PRJ-0021 | Odour Control Project - Biorem | TAB-SLO-LOADING |  |  |  | PRJ |  |  | Sludge Loading - Bio-Solids
108949 | TAB-CBM | Condition Based Monitoring | TAB | [6 empty] | Ashbridges Bay Treatment Plant
108952 | TAB-CHLORINATION BLD | Building Location | TAB-SPC | [6 empty] | Process Control Systems - Services Area
108953 | TAB-CHLORINATION BLD | Building Location | TAB-SPC2 | [6 empty] | Process Control Systems - Equipment
108954 | TAB-CHLORINATION-BLD | Building Location | TAB-EUS | [6 empty] | Production & End User Support
108955 | TAB-CMS | CMS Work Orders | TAB-WORK-AREA-WWPW | [6 empty] | TAB Work Area WWPW
109318 | TAB-DEW CENTRATE | Centrate Systems | TAB-WORK-AREA-3 | [6 empty] | Work Area 3
109319 | TAB-DEW CENTRATE | Centrate Systems | TAB-WORK-AREA-SOL | [6 empty] | TAB Work Area Sol
109320 | TAB-DEW CENTRIFUGES | Centrifuge Systems | TAB-WORK-AREA-3 | [6 empty] | Work Area 3
109321 | TAB-DEW EQUAL OCS | Equalization Tank Odour Control System | TAB-DEW-EQUALIZATION | [6 empty] | Equalization Tank System
109322 | TAB-DEW EQUAL OCS | Equalization Tank Odour Control System | TAB-WORK-AREA-SOL | [6 empty] | TAB Work Area Sol
109323 | TAB-DEW POLYMER DIST | Polymer Solution Distribution System | TAB-DEW-POLYMER | [6 empty] | Dewatering Polymer System
109325 | TAB-DEW SLUDGE CAKE | Sludge Cake Pumping | TAB-WORK-AREA-3 | [6 empty] | Work Area 3
109326 | TAB-DEW SLUDGE CAKE | Sludge Cake Pumping | TAB-WORK-AREA-SOL | [6 empty] | TAB Work Area Sol
109327 | TAB-DEW SLUDGE FEED | Sludge Feed to Centrifuge System | TAB-WORK-AREA-SOL | [6 empty] | TAB Work Area Sol
109392 | TAB-DEW-DRV-0046 | Drive, VFD, Polymer Pump # 1 | TAB-DEW-P-3320 |  |  |  | DRV |  |  | Pump , Polymer Solution Feed #2
109393 | TAB-DEW-DRV-0049 | Drive, VFD, Polymer Pump # 5 | TAB-DEW-P-3350 |  |  |  | DRV |  |  | Pump , Polymer Solution Feed #5
109394 | TAB-DEW-DRV-0050 | Drive, VFD, Polymer Pump # 6 | TAB-DEW-P-3360 |  |  |  | DRV |  |  | Pump, Polymer Solution Feed #6
109395 | TAB-DEW-DRV-0051 | Drive, VFD, Polymer Pump # 7 | TAB-DEW-P-3370 |  |  |  | DRV |  |  | Pump, Polymer Solution Feed #7
109396 | TAB-DEW-DRV-0052 | Drive, VFD, Polymer Pump # 8 | TAB-DEW-P-3380 |  |  |  | DRV |  |  | Pump, Polymer Solution Feed #8
109397 | TAB-DEW-DRV-0053 | Drive, VFD, Polymer Pump # 9 | TAB-DEW-P-3410 |  |  |  | DRV |  |  | Pump, Polymer Solution Feed #9
109398 | TAB-DEW-DRV-0055 | Drive, VFD, Polymer Pump # 11 | TAB-DEW-P-3430 |  |  |  | DRV |  |  | Pump, Polymer Solution Feed #11
109400 | TAB-DEW-DRV-0058 | Drive, VFD, New Wet Well Pump # 2 | TAB-DEW-P-3502 |  |  |  | DRV |  |  | Pump, Decant #2 New Wet Well
109401 | TAB-DEW-DRV-0059 | Drive, VFD, New Wet Well Pump # 3 | TAB-DEW-P-3503 |  |  |  | DRV |  |  | Pump, Decant #3, New Wet Well
109404 | TAB-DEW-EQUALIZATION | Equalization Tank System | TAB-WORK-AREA-3 | [6 empty] | Work Area 3
109405 | TAB-DEW-EQUALIZATION | Equalization Tank System | TAB-WORK-AREA-SOL | [6 empty] | TAB Work Area Sol
109635 | TAB-DEW-OCS | Odour Control | TAB-DEW SLUDGE FEED | [6 empty] | Sludge Feed to Centrifuge System
109717 | TAB-DEW-POLYMER | Dewatering Polymer System | TAB-WORK-AREA-3 | [6 empty] | Work Area 3
109718 | TAB-DEW-POLYMER | Dewatering Polymer System | TAB-WORK-AREA-SOL | [6 empty] | TAB Work Area Sol
109780 | TAB-DEW-SLUDGE SILO | Sludge Holding Tank System, Conveyors | TAB-WORK-AREA-3 | [6 empty] | Work Area 3
109781 | TAB-DEW-SLUDGE SILO | Sludge Holding Tank System, Conveyors | TAB-WORK-AREA-SOL | [6 empty] | TAB Work Area Sol
109843 | TAB-DEW-V | Dewatering - Sludge Routing Valves | TAB-WORK-AREA-5 | [6 empty] | Work Area 5
110360 | TAB-DEW-V-C03 | Centrifuge 3 Centrate Line | CENTRATE | [6 empty] | Centrate Collection
110361 | TAB-DEW-V-C04 | Centrifuge 4 Centrate Line | TAB-WORK-AREA-SOL | [6 empty] | TAB Work Area Sol
110362 | TAB-DEW-V-C05 | Centrifuge 5 Centrate Line | CENTRATE | [6 empty] | Centrate Collection
110363 | TAB-DEW-V-C05 | Centrifuge 5 Centrate Line | TAB-WORK-AREA-SOL | [6 empty] | TAB Work Area Sol
110364 | TAB-DEW-V-C06 | Centrifuge 6 Centrate Line | CENTRATE | [6 empty] | Centrate Collection
110365 | TAB-DEW-V-C07 | Centrifuge 7 Centrate Line | TAB-WORK-AREA-SOL | [6 empty] | TAB Work Area Sol
110366 | TAB-DEW-V-C08 | Centrifuge 8 Centrate Line | TAB-WORK-AREA-SOL | [6 empty] | TAB Work Area Sol
110378 | TAB-DEWATER BLDG | Building Location | TAB-SPC | [6 empty] | Process Control Systems - Services Area
110379 | TAB-DEWATER-BLDG | Building Location | TAB-EUS | [6 empty] | Production & End User Support
110380 | TAB-DIG | Digestion | TAB-WORK-AREA-SOL | [6 empty] | TAB Work Area Sol
110470 | TAB-DIG-C | Digester Gas Control Building - Compressors | TAB-DIG-GAS | [6 empty] | Digester Gas Control
110479 | TAB-DIG-C-T19-22 | Digester Tanks 19-22 - Gas Compressors | TAB-DIG-T-19-22 | [6 empty] | Digester Tanks 19-22
110480 | TAB-DIG-C-T9-12 | Digester Tanks 9-12, Gas Compressors | TAB-DIG-T-09-12 | [6 empty] | Digester Tanks 9-12
110557 | TAB-DIG-ELQ-T1-4 | Digester Tanks 1-4, Electrical Equipment | TAB-DIG-T-01-04 | [6 empty] | Digester Tanks 1-4
110558 | TAB-DIG-ELQ-T19-22 | Digester Tanks 19-22, Electrical Equipment | TAB-DIG-T-19-22 | [6 empty] | Digester Tanks 19-22
110559 | TAB-DIG-ELQ-T5-8 | Digester Tanks 5-8, Electrical Equipment | TAB-DIG-T-05-08 | [6 empty] | Digester Tanks 5-8
110560 | TAB-DIG-ELQ-T9-12 | Digester Tanks 9-12, Electrical Equipment | TAB-DIG-T-09-12 | [6 empty] | Digester Tanks 9-12
110729 | TAB-DIG-FX-T5-8 | Digester Tanks 5-8, Flame Arrester, Condensate Tanks & Moisture Separators | TAB-DIG-FX-DOME5-8 | [6 empty] | Digester Tanks 5-8, Flame Arresters, Pressure Relief & Vacuum Breaker Valves
110730 | TAB-DIG-GAS | Digester Gas Control | TAB-WORK-AREA-5 | [6 empty] | Work Area 5
110731 | TAB-DIG-GAS | Digester Gas Control | TAB-WORK-AREA-6 | [6 empty] | Work Area 6
110732 | TAB-DIG-GAS | Digester Gas Control | TAB-WORK-AREA-8 | [6 empty] | Electrical Sub- Stations
110733 | TAB-DIG-GAS-DOME1-4 | Digester Tanks 1-4, Flame Arresters, Pressure Relief & Vacuum Breaker Valves | TAB-DIG-T-01-04 | [6 empty] | Digester Tanks 1-4
110749 | TAB-DIG-HE-T13-16 | Digester Tanks 13-16, Heat Exchanger, Southwest Cluster | TAB-DIG-T-13-16 | [6 empty] | Digester Tanks 13-16
110750 | TAB-DIG-HEADER | TAB- Digester Gas Supply Line, Headers | TAB-AUX | [6 empty] | Gas Services, Natural Gas, Digester Gas
110849 | TAB-DIG-MEQ | Digester Gas Control Building - Mechanical Equipment | TAB-DIG-GAS | [6 empty] | Digester Gas Control
110931 | TAB-DIG-P-RECIRC9-12 | Digester Tank 9-12, Sludge Recirculating Pumps | TAB-DIG-T-09-12 | [6 empty] | Digester Tanks 9-12
110932 | TAB-DIG-P-SUMP | Digester Gas Control Building - Sump Pumps | TAB-DIG-GAS | [6 empty] | Digester Gas Control
110933 | TAB-DIG-P-T1-4 | Digester Tanks 1-4, Sump Pumps | TAB-DIG-T-01-04 | [6 empty] | Digester Tanks 1-4
110934 | TAB-DIG-P-TRANSF9-12 | Digester Tank 9-12, Sludge Transfer Pumps | TAB-DIG-T-09-12 | [6 empty] | Digester Tanks 9-12
110935 | TAB-DIG-P19-22 | Digester Tanks 19-22, Sump Pumps | TAB-DIG-T-19-22 | [6 empty] | Digester Tanks 19-22
110975 | TAB-DIG-PIT | Instrument Equipment, PIT to Waste Gas Burner | TAB-DIG-PIP | [6 empty] | Digestion Pipe Gallery, ELQ, PIT, STRC & Sump Pumps
111109 | TAB-DIG-SQ-T01-04 | Digester Tanks 01-04, Safety Equipments | TAB-DIG-T-01-04 | [6 empty] | Digester Tanks 1-4
111110 | TAB-DIG-SQ-T05-08 | Digester Tanks 05-08, Safety Equipments | TAB-DIG-T-05-08 | [6 empty] | Digester Tanks 5-8
111111 | TAB-DIG-SQ-T13-16 | Digester Tanks 13-16, Safety Equipments | TAB-DIG-T-13-16 | [6 empty] | Digester Tanks 13-16
111113 | TAB-DIG-STRC-19-22 | Digester Tanks 19-22 - Drains, Electrical Service(110/220V), UPS,Lighting, Plumbing | TAB-DIG-T-19-22 |  |  |  | STRC |  |  | Digester Tanks 19-22
111114 | TAB-DIG-STRC-T1-4 | Digester Tanks 1-4 - Drains, Electrical Service(110/220V), Lighting, Plumbing | TAB-DIG-T-01-04 | [6 empty] | Digester Tanks 1-4
112123 | TAB-DIG-V-T01-04 | Valve Location, Primary & Digester Sludge Header Line, Digester Tank 01-04 | TAB-DIG-T-01-04 | [6 empty] | Digester Tanks 1-4
112124 | TAB-DIG-V-T05-08 | Valve Location, Primary & Digester Sludge Header Line, Digester Tank 05-08 | TAB-DIG-T-05-08 | [6 empty] | Digester Tanks 5-8
112125 | TAB-DIG-V-T13-16 | Valve Location, Primary & Digester Sludge Header Line, Digester Tank 13-16 | TAB-DIG-T-13-16 | [6 empty] | Digester Tanks 13-16
112126 | TAB-DIG-V-T9-12 | Digester Tank 9-12, Valves, Header & Transfer Line, | TAB-DIG-T-09-12 | [6 empty] | Digester Tanks 9-12
112134 | TAB-DIGESTER GAS BLD | Building Location | TAB-SPC | [6 empty] | Process Control Systems - Services Area
112135 | TAB-DIGESTER GAS BLD | Building Location | TAB-SPC2 | [6 empty] | Process Control Systems - Equipment
112136 | TAB-DIGESTER-GAS-BLD | Building Location | TAB-EUS | [6 empty] | Production & End User Support
112137 | TAB-DIS | Disinfection | TAB-WORK-AREA-4 | [6 empty] | Work Area 4
112138 | TAB-DIS | Disinfection | TAB-WORK-AREA-SOL | [6 empty] | TAB Work Area Sol
112160 | TAB-DIS-CHEM | Disinfection - Chemical Bldg | TAB-DIS | [6 empty] | Disinfection
112161 | TAB-DIS-CHL | Chlorination Process | TAB-DIS | [6 empty] | Disinfection
112165 | TAB-DIS-CHL-2 | Chlorination Train #2 | TAB-DIS-CHL |  |  |  | CHL |  |  | Chlorination Process
112166 | TAB-DIS-CHL-4 | Chlorination Train #4 | TAB-DIS-CHL |  |  |  | CHL |  |  | Chlorination Process
112167 | TAB-DIS-CHL-6 | Chlorination Train #6 | TAB-DIS-CHL |  |  |  | CHL |  |  | Chlorination Process
112168 | TAB-DIS-CHL-7 | Chlorination Train #7 | TAB-DIS-CHL |  |  |  | CHL |  |  | Chlorination Process
112177 | TAB-DIS-ELS | Chlorine Building Electrical | TAB-DIS | [6 empty] | Disinfection
112214 | TAB-DIS-OF | Disinfection - Out Fall | TAB-DIS | [6 empty] | Disinfection
112262 | TAB-DIS-SP | Disinfection - Sampling & Metering | TAB-DIS | [6 empty] | Disinfection
112282 | TAB-DIS-SS-25 | Chlorine Process - Pumps, Chlorine Residual, Circulating, Spray, Return | TAB-DIS-CHL |  |  |  | SS |  |  | Chlorination Process
112296 | TAB-DIS-UV | Disinfection - UV | TAB-DIS-OF | [6 empty] | Disinfection - Out Fall
112395 | TAB-DOM-HOTWTR | Domestic Water Systems, Floatation | TAB-WORK-AREA-6 | [6 empty] | Work Area 6
112813 | TAB-EL1-SLD-0001 | North Substation Single Line Diagram | TAB-EL1-BLDG-0001 |  |  |  | SLD |  |  | MSA Substation
112931 | TAB-EL1-TS-6320 | Power Distribution, Automatic Transfer Switch, Generator, Standby Power, 600V | TAB-EL1-GEN-6320 |  |  |  | TS |  |  | Generator, Standby Power, 600V 500kw - Blower Bldg
112934 | TAB-EL1-TS-6530 | Power Distribution, Automatic Transfer Switch, Generator, Standby Power, 600V | TAB-EL1-GEN-6530 |  |  |  | TS |  |  | Generator, Standby Power, 600V 1000kw - Z Bldg
112935 | TAB-EL1-TS-6530 | Power Distribution, Automatic Transfer Switch, Generator, Standby Power, 600V | TAB-EL1-PDP-6008 |  |  |  | TS |  |  | Power Distribution Panel, 600V, Z Building Outdoor Substation
112936 | TAB-EL1-TS-6531 | Power Distribution, Automatic Transfer Switch, Generator, Standby Power, 600V | TAB-EL1-GEN-6530 |  |  |  | TS |  |  | Generator, Standby Power, 600V 1000kw - Z Bldg
112937 | TAB-EL1-TS-6533 | Power Distribution, Automatic Transfer Switch, Generator, Standby Power, 600V | TAB-EL1-GEN-6540 |  |  |  | TS |  |  | Generator, Standby Power, 600V 1000kw - Z Bldg
112938 | TAB-EL1-TS-6650 | Power Distribution, Automatic Transfer Switch, Generator, Standby Power, 600V | TAB-EL1-MCC-6628 |  |  |  | TS |  |  | Motor Control Centre
113031 | TAB-EL2-MCC | Motor Control Center- South Substation | TAB-ELS-SOUTH | [6 empty] | South Substation
113101 | TAB-EL2-TS-6120 | Power Distribution, Automatic Transfer Switch, Generator, Standby Power, 600V | TAB-EL2-GEN-6120 |  |  |  | TS |  |  | Generator, Standby Power, 600V 650kw - Dewatering/Silo Bldg
113102 | TAB-EL2-TS-6120 | Power Distribution, Automatic Transfer Switch, Generator, Standby Power, 600V | TAB-EL2-MCC-6226 |  |  |  | TS |  |  | Motor Control Center- Biosolids Silo Bldg
113103 | TAB-EL2-TS-6121 | Power Distribution, Automatic Transfer Switch, Generator, Standby Power, 600V | TAB-EL2-GEN-6120 |  |  |  | TS |  |  | Generator, Standby Power, 600V 650kw - Dewatering/Silo Bldg
113104 | TAB-EL2-TS-6121 | Power Distribution, Automatic Transfer Switch, Generator, Standby Power, 600V | TAB-EL2-MCC-6624 |  |  |  | TS |  |  | Motor Control Centre, 600V
113105 | TAB-EL2-TS-6122 | Power Distribution, Automatic Transfer Switch, Generator, Standby Power, 600V | TAB-EL2-GEN-6130 |  |  |  | TS |  |  | Generator, Standby Power, 600V 650kw - Dewatering/Silo Bldg
113247 | TAB-EL3-MCC | Motor Control Center- South Substation | TAB-ELS-SEAWALL | Control Panel,MCC | [5 empty] | Seawall Substation
113248 | TAB-EL3-MCC-6014E | MCC, Auxilary Systems Building, 2nd Floor | TAB-EL3-TR-5212 |  |  |  | MCC |  |  | Transformer, Substation, Auxiliary Systems Building, 2nd Floor
113335 | TAB-EL3-TR-5214 | Power Distribution Transformer, 4.16 KV / 0.6 KV, (TR-1) Aux Building B Side | TAB-EL3-BUS-5012 |  |  |  | TR |  |  | Busbar, Power input, 4.16 KV
113347 | TAB-EL3-TS-6014 | Automatic Transfer Switch, Aux. Bldg | TAB-EL3-GEN-6240 |  |  |  | TS |  |  | Generator, Standby Power, 600V 500kw - Dig 19-22/Gas Cntl Bldg
113349 | TAB-EL3-TS-6220 | Power Distribution, Automatic Transfer Switch, Generator, Standby Power, 600V | TAB-EL3-MCC-6227 |  |  |  | TS |  |  | Motor Control Centre, Digester 13-16 bldg
113350 | TAB-EL3-TS-6340 | Power Distribution, Automatic Transfer Switch, Generator, Standby Power, 600V | TAB-EL3-GEN-6240 |  |  |  | TS |  |  | Generator, Standby Power, 600V 500kw - Dig 19-22/Gas Cntl Bldg
113351 | TAB-EL3-TS-6341 | Power Distribution, Automatic Transfer Switch, Generator, Standby Power, 600V | TAB-EL3-MCC-6324 |  |  |  | TS |  |  | Motor Control Centre, Gas Compressor Bldg
113352 | TAB-EL3-TS-6343 | Power Distribution, Automatic Transfer Switch, Generator, Standby Power, 600V | TAB-EL3-GEN-6240 |  |  |  | TS |  |  | Generator, Standby Power, 600V 500kw - Dig 19-22/Gas Cntl Bldg
113378 | TAB-ELS-AER | Aeration Outdoor Substation | TAB-ELS-NORTH | [6 empty] | North Substation
113379 | TAB-ELS-AM | WA8 Safety Equipment Gas Detectors, Plant Wide | TAB-SES-WA8 | [6 empty] | WA 8 Safety Equipment,
113380 | TAB-ELS-D BLDG | D Building Outdoor Substation | TAB-WORK-AREA-1 | Switchgear,Outdoor | [5 empty] | Work Area 1
113381 | TAB-ELS-ESQ | Electrical Safety Equipment | TAB POWER DISTRIB | [6 empty] | TAB Power Distribution and Process Control
113387 | TAB-ELS-GEN | Generators, Standby Power | TAB-ELS-SUB | [6 empty] | Electrical Substations
113408 | TAB-ELS-M BLDG | M Building Indoor Substation | TAB-ELS-NORTH | Transformer | [5 empty] | North Substation
113410 | TAB-ELS-NON-PHYC | Top-level hierarchy for generic entities that represent muliti-equipment inspection routes and shutdowns | TAB POWER DISTRIB | [6 empty] | TAB Power Distribution and Process Control
113412 | TAB-ELS-P BLDG | P Building Outdoor Substation | TAB-WORK-AREA-LIQ | Switchgear,Outdoor | [5 empty] | TAB Work Area Liq
113416 | TAB-ELS-PRJ-0003 | Plant Services project | 52349 |  |  |  | PRJ |  |  | TAB Power Distribution
113417 | TAB-ELS-PRJ-0004 | PLC Migration Project - Phase 1 / Phase 2 | 52349 |  |  |  | PRJ |  |  | TAB Power Distribution
113418 | TAB-ELS-ROUTES | Top-level hierarchy for generic entities that represent muliti-equipment inspection routes | TAB-ELS-NON-PHYC | [6 empty] | Top-level hierarchy for generic entities that represent muliti-equipment inspection routes and shutdowns
113508 | TAB-ELS-SUB | Electrical Substations | TAB POWER DISTRIB | [6 empty] | TAB Power Distribution and Process Control
113509 | TAB-ELS-T BLDG | T Building Indoor Substation | TAB-ELS-NORTH | Transformer | [5 empty] | North Substation
113510 | TAB-ELS-T BLDG | T Building Indoor Substation | TAB-RSP-T | Transformer | [5 empty] | T Building
113511 | TAB-ELS-TR | Transformers near Plant Water Tower | TAB-ELS-SUB | [6 empty] | Electrical Substations
113514 | TAB-ELS-TR-ST-SWS | Transformer, Secondary 4160/600V, SWS | TAB-ELS-SEAWALL | [6 empty] | Seawall Substation
113518 | TAB-ELS-Z BLDG | Z Building Outdoor Substation | TAB-ELS-NORTH | Switchgear,Outdoor | [5 empty] | North Substation
113519 | TAB-ELS-Z BLDG | Z Building Outdoor Substation | TAB-WORK-AREA-6 | Switchgear,Outdoor | [5 empty] | Work Area 6
113520 | TAB-ELS-Z BLDG | Z Building Outdoor Substation | TAB-WORK-AREA-SEO | Switchgear,Outdoor | [5 empty] | TAB Work Area SEO
113522 | TAB-ENG-TES-0001 | Technical Support, Engineering,Engineering Services Manager | TAB-ADMIN |  |  |  | TES |  |  | Tab Admin
113526 | TAB-EUS | Production & End User Support | TAB-ITM | [6 empty] | Integrated Technology Management
113528 | TAB-FEQ | Fire Protection Equipment, Plant Wide | TAB-WORK-AREA-7 | [6 empty] | Work Area 7
113529 | TAB-FEQ | Fire Protection Equipment, Plant Wide | TAB-WORK-AREA-8 | [6 empty] | Electrical Sub- Stations
113532 | TAB-FEQ-HC-BLWR | Fire Standpipe/Hose, Aeration/Blower Building | TAB-FEQ-HOSE | Fire Prevention,Hose | [5 empty] | Fire Standpipe/Hose Cabinets
113533 | TAB-FEQ-HC-FLO | Fire Standpipe/Hose, Floatation Building | TAB-FEQ-HOSE | Fire Prevention,Hose | [5 empty] | Fire Standpipe/Hose Cabinets
113534 | TAB-FEQ-HC-PBLD | Fire Standpipe/Hose, P- Building | TAB-FEQ-HOSE | Fire Prevention,Hose | [5 empty] | Fire Standpipe/Hose Cabinets
113610 | TAB-HRS-HE | Heat Exchangers-Primary loop | TAB-WORK-AREA-6 | [6 empty] | Work Area 6
113611 | TAB-HRS-HE | Heat Exchangers-Primary loop | TAB-WORK-AREA-SEO | [6 empty] | TAB Work Area SEO
113615 | TAB-HRS-P | Steam Chemical Mixing & Pumping | TAB-HRS-STEAM | [6 empty] | Plant Steam
113620 | TAB-HRS-P-DEA | Deaerator Equipment/ Cndensation , | TAB-HRS-STEAM | [6 empty] | Plant Steam
113624 | TAB-HRS-STEAM | Plant Steam | TAB-WORK-AREA-SEO | [6 empty] | TAB Work Area SEO
113633 | TAB-HRS-V-PRV | Steam Pressure Relief Valves, Z Building | TAB-HRS-STEAM | [6 empty] | Plant Steam
113705 | TAB-INCINERATOR BLDG | Building Location | TAB-SPC | [6 empty] | Process Control Systems - Services Area
113706 | TAB-ITM | Integrated Technology Management | TAB | [6 empty] | Ashbridges Bay Treatment Plant
113708 | TAB-ITS-WA3 | Dewater Building Communications Equipment | TAB-DEW-SERVICES | [6 empty] | Dewatering Building Service & Safety Systems
113719 | TAB-M BLDG | Building Location | TAB-SPC2 | [6 empty] | Process Control Systems - Equipment
113747 | TAB-MCS-CRN | TAB Cranes and Lifting Devices | TAB-WORK-AREA-WWPW | [6 empty] | TAB Work Area WWPW
113753 | TAB-MCS-CRN-AUX BLDG | Cranes - Auxiliary Building | TAB-MCS-CRN | [6 empty] | TAB Cranes and Lifting Devices
113754 | TAB-MCS-CRN-BL BLDG | Cranes - Blower Building | TAB-MCS-CRN | [6 empty] | TAB Cranes and Lifting Devices
113755 | TAB-MCS-CRN-DEW | Cranes - Dewatering | TAB-MCS-CRN | [6 empty] | TAB Cranes and Lifting Devices
113756 | TAB-MCS-CRN-HR | Cranes - Heat Recovery | TAB-MCS-CRN | [6 empty] | TAB Cranes and Lifting Devices
113757 | TAB-MCS-CRN-LOA | Cranes - Truck Loading Bldg. | TAB-MCS-CRN | [6 empty] | TAB Cranes and Lifting Devices
113758 | TAB-MCS-CRN-M BLDG | Cranes - M Building | TAB-MCS-CRN | [6 empty] | TAB Cranes and Lifting Devices
113759 | TAB-MCS-CRN-Z BLDG | Cranes - Z Bldg, Flotation, Machine Shop, Electrical Shop | TAB-MCS-CRN | [6 empty] | TAB Cranes and Lifting Devices
113781 | TAB-MCS-SQ-8001 | Windsock, Chorine Bldg | TAB-SES-SQ |  |  |  | SQ |  |  | WA7 Safety Equipment
113782 | TAB-MCS-SQ-8002 | Windsock, Dig. 13-16 | TAB-SES-SQ |  |  |  | SQ |  |  | WA7 Safety Equipment
113783 | TAB-MCS-SQ-8003 | Windsock, OPS | TAB-SES-SQ |  |  |  | SQ |  |  | WA7 Safety Equipment
113794 | TAB-NEW-BIO-BLDG | Building Location | TAB-EUS | [6 empty] | Production & End User Support
113797 | TAB-NGS-BOILERS | TAB- Natural Gas Supply Line, Boiler Headers | TAB-NGS | [6 empty] | TAB- Natural Gas Supply Line, Headers
113802 | TAB-NGS-INCIN | Incineration Gas Valves | TAB-NGS-WASTE | [6 empty] | TAB- Natural Gas Supply Line,Incinerators,Pelletizers, Waste Burners
113906 | TAB-NGS-WASTE | TAB- Natural Gas Supply Line,Incinerators,Pelletizers, Waste Burners | TAB-NGS | [6 empty] | TAB- Natural Gas Supply Line, Headers
113907 | TAB-OCS | Odour Control System, Aeration tanks | TAB-WORK-AREA-2 | [6 empty] | Work Area 2
114060 | TAB-OCS-PBLDG | P Building - Odour control System, Fans | TAB-PLT-P | Odour Control | [5 empty] | P Building - Preliminary Treatment
114117 | TAB-OFFICE | Computer Location | TAB-ADMIN-BLDG | [6 empty] | Building Location
114118 | TAB-OLD ADMIN BLDG | Building Location New Project Management Building | TAB-SPC | [6 empty] | Process Control Systems - Services Area
114119 | TAB-OLD ADMIN BLDG | Building Location New Project Management Building | TAB-SPC2 | [6 empty] | Process Control Systems - Equipment
114120 | TAB-OPS BLDG | Building Location | TAB-SPC | [6 empty] | Process Control Systems - Services Area
114134 | TAB-P BLDG | Building Location | TAB-SPC | [6 empty] | Process Control Systems - Services Area
114220 | TAB-PELLETIZER-BLDG | Building Location | TAB-EUS | [6 empty] | Production & End User Support
114221 | TAB-PLT | Preliminary Treatment | TAB-WORK-AREA-1 | [6 empty] | Work Area 1
114222 | TAB-PLT | Preliminary Treatment | TAB-WORK-AREA-LIQ | [6 empty] | TAB Work Area Liq
114313 | TAB-PLT-BIO | D Building - Odour control System, Bio Filter | TAB-PLT-D | Odour Control | [5 empty] | D Building - Preliminary Treatment
114314 | TAB-PLT-BL | Blowers, Grit Tank Air, D Building | TAB-PLT-D | [6 empty] | D Building - Preliminary Treatment
114343 | TAB-PLT-CMP-P | P Building, Screening Compactors | TAB-PLT-P | [6 empty] | P Building - Preliminary Treatment
114369 | TAB-PLT-CV | D Building, Grit Conveyors | TAB-PLT-D | [6 empty] | D Building - Preliminary Treatment
114402 | TAB-PLT-D | D Building - Preliminary Treatment | TAB-PLT | [6 empty] | Preliminary Treatment
114440 | TAB-PLT-ELQ-P | P Building - Electrical Equipment | TAB-PLT-P | [6 empty] | P Building - Preliminary Treatment
114596 | TAB-PLT-G-D | D Building - Conduits 6-11 | TAB-PLT-D | [6 empty] | D Building - Preliminary Treatment
114601 | TAB-PLT-INQ-D | D Building - Instrumentation Equipment | TAB-PLT-D | [6 empty] | D Building - Preliminary Treatment
114669 | TAB-PLT-LOA-D | D Building, Truck Loading Bay | TAB-PLT-D | [6 empty] | D Building - Preliminary Treatment
114670 | TAB-PLT-LOA-P | P Building, Truck Loading Bay | TAB-PLT-P | [6 empty] | P Building - Preliminary Treatment
114851 | TAB-PLT-SQ-D | D Building - Safety Equipment, Atmosphere monitors | TAB-PLT-D | [6 empty] | D Building - Preliminary Treatment
115289 | TAB-PRM | Primary Treatment | TAB-WORK-AREA-2 | [6 empty] | Work Area 2
115377 | TAB-PRM-D | D Bldg - Primary Treatment | TAB-PRM | [6 empty] | Primary Treatment
115395 | TAB-PRM-ELQ-OPS | Old PS Building - Electrical Equipment | TAB-PRM-OPS | [6 empty] | Old PS - Primary Treatment
115414 | TAB-PRM-FN | D Building - Fans, Primary Scum Hopper Process Air Exhaust | TAB-PRM-D | [6 empty] | D Bldg - Primary Treatment
115471 | TAB-PRM-INQ | D Building - Instrumentation Equipment | TAB-PRM-D | [6 empty] | D Bldg - Primary Treatment
115472 | TAB-PRM-INQ-P | P Building - Instrument Equipment | TAB-PRM-P | [6 empty] | P Bldg - Primary Treatment
115499 | TAB-PRM-MEQ | D Building - Mechanical Equipment | TAB-PRM-D | [6 empty] | D Bldg - Primary Treatment
115550 | TAB-PRM-POL-D | D Building -polymer makedown System | TAB-PRM-D | [6 empty] | D Bldg - Primary Treatment
115587 | TAB-PRM-STRC | D Building - Safety Equipments,Drains, Plumbing, Walls | TAB-PRM-D | [6 empty] | D Bldg - Primary Treatment
115588 | TAB-PRM-STRC-P | P Building - Drains, Plumbing, Walls | TAB-PRM-P | [6 empty] | P Bldg - Primary Treatment
115589 | TAB-PRM-T | D Building - Scum, Sludge Hoppers & Primary Tanks 10-12 | TAB-PRM-D | Collector,Bridge | [5 empty] | D Bldg - Primary Treatment
115609 | TAB-PRM-T-P | P Building - Scum, Sludge Hoppers & Primary Tanks 7 - 9 | TAB-PRM-P | [6 empty] | P Bldg - Primary Treatment
115619 | TAB-PRM-V | D Building - Header Valves & Actuators, Primary Sludge Line 1, 2 & 3 | TAB-PRM-D | [6 empty] | D Bldg - Primary Treatment
116033 | TAB-PRM-V-OPS | Old PS Header Valves, Primary Sludge Line 1, 2, & 3 | TAB-PRM-OPS | [6 empty] | Old PS - Primary Treatment
116035 | TAB-PRS | Phosphorous Removal System | TAB-WORK-AREA-3 | [6 empty] | Work Area 3
116180 | TAB-PRS-P-FECL2 | Ferrous Chloride Pumps | TAB-PRS2 | [6 empty] | Phosphorus Removal System
116181 | TAB-PRS-P-SUMP | Sump Pumps | TAB-PRS2 | [6 empty] | Phosphorus Removal System
116237 | TAB-PRS-T-FECL2 | Ferrous Chloride Tanks & Valves | TAB-PRS2 | [6 empty] | Phosphorus Removal System
116534 | TAB-PRS-V-FECL2 | Ferrous Chloride Filters & Valves - Chemical Unloading Station | TAB-PRS2 | [6 empty] | Phosphorus Removal System
116541 | TAB-PRS2 | Phosphorus Removal System | TAB-WORK-AREA-LIQ | [6 empty] | TAB Work Area Liq
116548 | TAB-PWA-DBLDG | Plant Water System- D Bldg | TAB-WORK-AREA-LIQ | [6 empty] | TAB Work Area Liq
116549 | TAB-PWA-DIG | Plant Water - to Digestion sys | TAB-PWA | [6 empty] | Plant Water
116550 | TAB-PWA-ELS | Plant Water - Electrical System | TAB-PWA | [6 empty] | Plant Water
116634 | TAB-PWA-HEADERS | Plant Water -Header-valves.Etc., | TAB-PWA | [6 empty] | Plant Water
116692 | TAB-PWA-PBLDG | City Water & Plant Water System- P Bldg | TAB-WORK-AREA-1 | [6 empty] | Work Area 1
116693 | TAB-PWA-PBLDG | City Water & Plant Water System- P Bldg | TAB-WORK-AREA-LIQ | [6 empty] | TAB Work Area Liq
116703 | TAB-PWA-PRJ-0001 | Capital Project for Disinfection | TAB-PWA |  |  |  | PRJ |  |  | Plant Water
116726 | TAB-PWA-T | Plant Water - Water Tower | TAB-PWA | [6 empty] | Plant Water
116727 | TAB-PWA-V | Plant Water - Valves | TAB-PWA | [6 empty] | Plant Water
117144 | TAB-PWH | Primary Heating Loop | TAB-WORK-AREA-6 | [6 empty] | Work Area 6
117145 | TAB-PWH | Primary Heating Loop | TAB-WORK-AREA-SEO | [6 empty] | TAB Work Area SEO
117164 | TAB-RSP-C | T Building, Compressed Air | TAB-RSP-T | [6 empty] | T Building
117165 | TAB-RSP-C-M | M Building, Compressed Air | TAB-RSP-M | [6 empty] | M Building
117179 | TAB-RSP-ELQ-M | M Building - Electrical Equipment | TAB-RSP-M | [6 empty] | M Building
117245 | TAB-RSP-G-M | M Building - Sluice/Gate Valves | TAB-RSP-M | [6 empty] | M Building
117255 | TAB-RSP-INQ | T Building - Instrumentation | TAB-RSP-T | [6 empty] | T Building
117256 | TAB-RSP-INQ-M | M Building - Instrumentation Equipment | TAB-RSP-M | [6 empty] | M Building
117257 | TAB-RSP-IPS | IPS Building | TAB-RSP | [6 empty] | Raw Sewage Pumping
117284 | TAB-RSP-M | M Building | TAB-RSP | [6 empty] | Raw Sewage Pumping
117328 | TAB-RSP-PIP-0001 | Influent Conduit # 1, Raw Sewage Conduit from High Level | TAB-RSP-PIP |  |  |  | PIP |  |  | Raw Sewage, Influent Conduits # 1-5
117363 | TAB-RSP-T | T Building | TAB-RSP | [6 empty] | Raw Sewage Pumping
117475 | TAB-RTE-ADMIN | TAB-Routine Admin | TAB-ADMIN | [6 empty] | Tab Admin
117476 | TAB-RTE-WA1 | TAB-Routine Work Area 1 | TAB-WORK-AREA-1 | [6 empty] | Work Area 1
117477 | TAB-RTE-WA2 | TAB-Routine Work Area 2 | TAB-WORK-AREA-LIQ | [6 empty] | TAB Work Area Liq
117478 | TAB-RTE-WA3 | TAB-Routine Work Area 3 | TAB-WORK-AREA-5 | [6 empty] | Work Area 5
117479 | TAB-RTE-WA4 | TAB-Routine Work Area 4 | TAB-WORK-AREA-4 | [6 empty] | Work Area 4
117480 | TAB-RTE-WA5 | TAB-Routine Work Area 5 | TAB-WORK-AREA-5 | [6 empty] | Work Area 5
117481 | TAB-RTE-WA7 | TAB-Routine Work Area 7 | TAB-WORK-AREA-7 | [6 empty] | Work Area 7
117590 | TAB-SA-T-1010 | Air Receiver Tank, Dewateringl Bldg. | TAB-AI-DEW | Tank,Reservoir |  |  | T |  |  | Air Receiver Tank, Dewateringl Bldg.
117710 | TAB-SA-V-1010 | valve, Pressure Relief | TAB-SA-T-1010 | Valve,Pressure Relief |  |  | V |  |  | Air Receiver Tank, Dewateringl Bldg.
118073 | TAB-SILO-BLDG | Building Location | TAB-EUS | [6 empty] | Production & End User Support
118074 | TAB-SLD | Sludge Drying - Pelletization (OPERATED BY VEOLIA) | TAB-WORK-AREA-SOL | [6 empty] | TAB Work Area Sol
118076 | TAB-SLD-FN | Pelletizer Bldg. - Silo System, Fans & Filters | TAB-SLD | [6 empty] | Sludge Drying - Pelletization (OPERATED BY VEOLIA)
118077 | TAB-SLD-P | Pelletizer Bldg. - Thermal Oil Heating System, Pumps, Strainer & Expanasion Tanks | TAB-SLD | [6 empty] | Sludge Drying - Pelletization (OPERATED BY VEOLIA)
118078 | TAB-SLD-ROUTING | Pelletizer Bldg. - Material Handling | TAB-SLD | [6 empty] | Sludge Drying - Pelletization (OPERATED BY VEOLIA)
118079 | TAB-SLD-SL | Pelletizer Bldg. - Sludge System, Coater, Dryer & Hopper | TAB-SLD | [6 empty] | Sludge Drying - Pelletization (OPERATED BY VEOLIA)
118099 | TAB-SLO-BIO | Odour Control Facility-WA4 | TAB-WORK-AREA-4 | Filter | [5 empty] | Work Area 4
118138 | TAB-SLO-FN | Fans, Odour Control Building | TAB-SLO-LOADING | Fan | [5 empty] | Sludge Loading - Bio-Solids
118139 | TAB-SLO-FN | Fans, Odour Control Building | TAB-SUSPENDED ENTITY | Fan | [5 empty] | Suspended entities
118153 | TAB-SLO-INQ | Sludge Loading & Odour Control - Bio-Solids - Instrument Equipment | TAB-SLO-LOADING | [6 empty] | Sludge Loading - Bio-Solids
118226 | TAB-SLO-RPU | Sludge Loading & Odour Control - Bio-Solids - RPUs | TAB-SLO-INQ | [6 empty] | Sludge Loading & Odour Control - Bio-Solids - Instrument Equipment
118233 | TAB-SLO-SES | TABWA4 Health and Safety Equipment | TAB-WORK-AREA-SOL | [6 empty] | TAB Work Area Sol
118234 | TAB-SLO-SILO | Sludge Transfer & Silos | TAB-SLO-LOADING | [6 empty] | Sludge Loading - Bio-Solids
118235 | TAB-SLO-SILO | Sludge Transfer & Silos | TAB-WORK-AREA-4 | [6 empty] | Work Area 4
118249 | TAB-SLO-STRC | Sludge Loading & Odour Control - Facilities | TAB-SLO-LOADING | [6 empty] | Sludge Loading - Bio-Solids
118365 | TAB-SLO-WSC | Weigh Scale, Truck Loading | TAB-SLO-TLF | [6 empty] | Biosolid Truck Loadout
118367 | TAB-SPC | Process Control Systems - Services Area | TAB-ITM | [6 empty] | Integrated Technology Management
118380 | TAB-SPC1 | Process Control Systems - Administrative | TAB-SPC | [6 empty] | Process Control Systems - Services Area
118384 | TAB-STORE | Computer Storage Location | TAB-EUS | [6 empty] | Production & End User Support
118385 | TAB-STR | TAB-STR | TAB-WORK-AREA-2 | [6 empty] | Work Area 2
118386 | TAB-STR | TAB-STR | TAB-WORK-AREA-LIQ | [6 empty] | TAB Work Area Liq
118437 | TAB-STR-ALP-Z | Aeration Supplementary Air Supply | TAB-STR-BL | [6 empty] | Process Air Blowers & Lube Oil Pumps
118445 | TAB-STR-ANL-0100 | Portable Meters | TAB-AER |  |  |  | ANL |  |  | Aeration Gallery
118446 | TAB-STR-ANL-0100 | Portable Meters | TAB-AER-INQ |  |  |  | ANL |  |  | Aeration - WA2 Instrumentation Equipment
118447 | TAB-STR-BL | Process Air Blowers & Lube Oil Pumps | TAB-WORK-AREA-2 | [6 empty] | Work Area 2
118463 | TAB-STR-CLR-INQ | Secondary Clarifiers - Instrumentation Equipment | TAB-STR2 | [6 empty] | Secondary Treatment - Clarifiers
118646 | TAB-STR-G | Sluice Gates, Effluent/Outfall | TAB-WORK-AREA-LIQ | [6 empty] | TAB Work Area Liq
118693 | TAB-STR-INQ | WA1 Instrumentation & Safety Equipment (Gas Monitors) | TAB-WORK-AREA-1 | [6 empty] | Work Area 1
118808 | TAB-STR-P-GLAND | Secondary Pumps Gland Water Supply System | TAB-AER-BL | [6 empty] | Blower Building
118809 | TAB-STR-P-RAS | Aeration Gallery - Return Activated Sludge Pumps | TAB-AER | [6 empty] | Aeration Gallery
118810 | TAB-STR-P-SUMP | Secondary Treatment - Sump Pump, Ground Water | TAB-STR2 | [6 empty] | Secondary Treatment - Clarifiers
118834 | TAB-STR-RPU | Aeration Gallery - RPUs | TAB-AER-INQ | [6 empty] | Aeration - WA2 Instrumentation Equipment
118848 | TAB-STR-SA | Service air Equipments | TAB-AER-BL | [6 empty] | Blower Building
118869 | TAB-STR-STRC-AG | Aeration Gallery - Safety, Drains, Plumbing & PA System | TAB-AER | [6 empty] | Aeration Gallery
118870 | TAB-STR-STRC-AT | Aeration Tanks - Safety, Drains, Plumbing & PA System | TAB-AER | [6 empty] | Aeration Gallery
118871 | TAB-STR-SUMP | Blower Building - Sump Pumps | TAB-AER-BL | [6 empty] | Blower Building
118881 | TAB-STR-T-SCUM | Aeration Gallery - Scum Hoppers & Pumps | TAB-AER | [6 empty] | Aeration Gallery
119210 | TAB-STR-V-RAS | RAS Line Valves, Header Isolation & Routing | TAB-STR-RAS/WAS | [6 empty] | Return & Waste Activated Sludge Header
119211 | TAB-STR-V-WAS | WAS Line Valve, Header Isolation & Routing | TAB-STR-RAS/WAS | [6 empty] | Return & Waste Activated Sludge Header
119220 | TAB-STR2 | Secondary Treatment - Clarifiers | TAB-WORK-AREA-LIQ | [6 empty] | TAB Work Area Liq
119222 | TAB-STR5-V | Floatation - WAS Distribution Valves | TAB-WORK-AREA-5 | [6 empty] | Work Area 5
119226 | TAB-SUMP-P | WA7 Portable Sump Pumps | TAB-MCS | [6 empty] | Mechanical & Machine Shop, Overhead Doors & Sump Pumps
119227 | TAB-SUSPENDED ENTITY | Suspended entities | TAB | [6 empty] | Ashbridges Bay Treatment Plant
119228 | TAB-T BLDG | Building Location | TAB-SPC2 | [6 empty] | Process Control Systems - Equipment
119238 | TAB-THK-COMP | Floatation - Air Compressor | TAB-AI | [6 empty] | Local Compressed Air Equipment
119323 | TAB-THK-P-SUMP | Sump Pumps, Floatation | TAB-THK-STRC | [6 empty] | THK-STRC
119341 | TAB-THK-POL | Polymer System | TAB-WORK-AREA-5 | [6 empty] | Work Area 5
119354 | TAB-THK-RPU | RPU Location | TAB-THK-INQ | [6 empty] | Floatation - Instrumentation Equipment
119359 | TAB-THK-SQ | WA5 Safety Equipment | TAB-THK | [6 empty] | Floatation
119550 | TAB-THK-V-TRANSF | Transfer Valves to Digester | TAB-THK | [6 empty] | Floatation
119557 | TAB-WA1 | Common to WA1 - Safety, Bldg. Services, , etc. | TAB-WORK-AREA-LIQ | [6 empty] | TAB Work Area Liq
119559 | TAB-WA1-AR-0001 | Alternate Rate, Work Area 1 | TAB-WA1 |  |  |  | AR |  |  | Common to WA1 - Safety, Bldg. Services, , etc.
119561 | TAB-WA1-IR-RTE | WA1 IR route | TAB-ELS-ROUTES | [6 empty] | Top-level hierarchy for generic entities that represent muliti-equipment inspection routes
119754 | TAB-WA1-TRG-0001 | WA1 Staff training | TAB-WA1 |  |  |  | TRG |  |  | Common to WA1 - Safety, Bldg. Services, , etc.
119755 | TAB-WA2-ADM-0001 | Admin. Work- Work Area 2 | TAB-WORK-AREA-2 |  |  |  | ADM |  |  | Work Area 2
119775 | TAB-WA2-OCH-0001 | operation Chalange. Work- Work Area 2 | TAB-WORK-AREA-LIQ |  |  |  | OCH |  |  | TAB Work Area Liq
119776 | TAB-WA2-PRJ-0004 | New Filter instalation in Plant Water Line to Aeration Blowers | TAB-STR-BL |  |  |  | PRJ |  |  | Process Air Blowers & Lube Oil Pumps
119904 | TAB-WA3-TRG-0001 | WA3 Staff Training | TAB-WORK-AREA-SOL |  |  |  | TRG |  |  | TAB Work Area Sol
119905 | TAB-WA4-ELS | WA4 Electric Equipments | 50588 | [6 empty] | WA4 common to Work Area
119906 | TAB-WA4-ELS | WA4 Electric Equipments | TAB-WORK-AREA-4 | [6 empty] | Work Area 4
119907 | TAB-WA4-ELS | WA4 Electric Equipments | TAB-WORK-AREA-SOL | [6 empty] | TAB Work Area Sol
119908 | TAB-WA4-IR-RTE | WA4 IR route | TAB-ELS-ROUTES | [6 empty] | Top-level hierarchy for generic entities that represent muliti-equipment inspection routes
119925 | TAB-WA4-P-0001 | WA4 Sump Pumps | TAB-WORK-AREA-4 |  |  |  | P |  |  | Work Area 4
119926 | TAB-WA4-P-0001 | WA4 Sump Pumps | TAB-WORK-AREA-SOL |  |  |  | P |  |  | TAB Work Area Sol
119988 | TAB-WA4-TRG-0001 | WA4 Staff Training | 50588 |  |  |  | TRG |  |  | WA4 common to Work Area
119991 | TAB-WA5-ELS | WA5 Electric Equipments | TAB-WORK-AREA-SOL | [6 empty] | TAB Work Area Sol
119992 | TAB-WA5-IR-RTE | WA5 IR route | TAB-ELS-ROUTES | [6 empty] | Top-level hierarchy for generic entities that represent muliti-equipment inspection routes
119993 | TAB-WA5-IR-RTE | WA5 IR route | TAB-WA5-ELS | [6 empty] | WA5 Electric Equipments
120009 | TAB-WA5-MEQ-0002 | Welding Machine, Portable | TAB-WA5-MCS |  |  |  | MEQ |  |  | Machine Shop- WA5
120030 | TAB-WA5-TRG-0001 | WA5 Staff Training | TAB-DIG-STRC |  |  |  | TRG |  |  | Digestion Pipe Gallery - Drains, Walls, Lighting, Bldg, Services, PA System, Plumbing, Safety Equipments
120031 | TAB-WA6 | Common to Projects, Bldg. Services, Z Building | TAB-WORK-AREA-6 | [6 empty] | Work Area 6
120032 | TAB-WA6 | Common to Projects, Bldg. Services, Z Building | TAB-WORK-AREA-SEO | [6 empty] | TAB Work Area SEO
120115 | TAB-WA7-IR-RTE | WA7 IR route | TAB-ELS-ROUTES | [6 empty] | Top-level hierarchy for generic entities that represent muliti-equipment inspection routes
120122 | TAB-WA7-MCS | Plant Miscellaneous Assets | TAB-WORK-AREA-7 | [6 empty] | Work Area 7
120143 | TAB-WA8-TRG-0001 | WA8 Staff Training | TAB-WA8 |  |  |  | TRG |  |  | Common to WA8 Bldg. Services
120144 | TAB-WGB BLDG | Building Location | TAB-SPC | [6 empty] | Process Control Systems - Services Area
120145 | TAB-WGB BLDG | Building Location | TAB-SPC2 | [6 empty] | Process Control Systems - Equipment
120146 | TAB-WORK-AREA-3 | Work Area 3 | TAB |  |  |  | AREA |  |  | Ashbridges Bay Treatment Plant
120147 | TAB-WORK-AREA-7 | Work Area 7 | TAB |  |  |  | AREA |  |  | Ashbridges Bay Treatment Plant
120148 | TAB-WORK-AREA-8 | Electrical Sub- Stations | TAB |  |  |  | AREA |  |  | Ashbridges Bay Treatment Plant
120149 | TAB-WORK-AREA-LIQ | TAB Work Area Liq | TAB | [6 empty] | Ashbridges Bay Treatment Plant
120150 | TAB-WORK-AREA-SEO | TAB Work Area SEO | TAB | [6 empty] | Ashbridges Bay Treatment Plant
120151 | TAB-WORK-AREA-SOL | TAB Work Area Sol | TAB | [6 empty] | Ashbridges Bay Treatment Plant
120152 | TAB-WORK-AREA-WWPW | TAB Work Area WWPW | TAB | [6 empty] | Ashbridges Bay Treatment Plant
120153 | TAB-Z BLDG | Building Location | TAB-SPC2 | [6 empty] | Process Control Systems - Equipment
120154 | TAB-Z-BLDG | Building Location | TAB-EUS | [6 empty] | Production & End User Support
120200 | TAB_EL1_13.8KV_LINES | Electrical Power Line,13.8KV,North Substation | TAB_EL1_13.8KV | [6 empty] | Electrical,13.8KV,North Substation
120201 | TAB_EL1_4.16KV_ELECABS | Electrical Distribution Cabinets,4.16KV,North Substation | TAB_EL1_4.16KV | [6 empty] | Electrical,4.16KV,North Substation
120202 | TAB_EL1_NS | Electrical Distribution,North Substation | TAB-ELS-NORTH | [6 empty] | North Substation
120263 | THC PLC | THC PLC | THC-SPC1 | [6 empty] | Process Control Systems - Administrative
120264 | THC SCADA CLIENTS | THC SCADA Clients | THC-SPC1 | [6 empty] | Process Control Systems - Administrative
120532 | THC-ACC-DM-1041 | Damper,Motorized | THC-PRM-BLDG-HPU0010 |  |  |  | DM |  |  | HPU Building 10
120533 | THC-ACC-DM-1081B | Damper,Motorized | THC-PRM-BLDG-HPU0010 |  |  |  | DM |  |  | HPU Building 10
120555 | THC-ACC-DM-4006 | Damper,Motorized, SW Plant, Tunnel T12 | THC-ACC-FN-4006 |  |  |  | DM |  |  | Fan, Exhaust, SW Plant, Tunnel T12
120769 | THC-ACC-FN-1080 | Fan, Exhaust, PC10 HPU Building | THC-PRM-BLDG-HPU0010 |  |  |  | FN |  |  | HPU Building 10
120965 | THC-ACC-HTR-1000 | Heater, Electric, SW Plant, Tunnel 15, AHT-15B | THC-ACC-TUNNEL |  |  |  | HTR |  |  | Plant Tunnels, HVAC
120970 | THC-ACC-HTR-4007 | Heater, Hydronic Unit Heater, SW Tunnel T12 | THC-ACC-TUNNEL |  |  |  | HTR |  |  | Plant Tunnels, HVAC
120972 | THC-ACC-HTR-4012 | Heater, Electric Unit Heater, HPU Building 10, SW Plant | THC-PRM-BLDG-HPU0010 |  |  |  | HTR |  |  | HPU Building 10
120981 | THC-ACC-HTR-5000 | Heater, Hydronic Unit Heater, SE Access House Tunnel 33A | THC-ACC-TUNNEL |  |  |  | HTR |  |  | Plant Tunnels, HVAC
121344 | THC-ACC-TSH-1080 | Switch, Temperature, High, Exhaust Fan Motor | THC-ACC-FN-1080 |  |  |  | TSH |  |  | Fan, Exhaust, PC10 HPU Building
121848 | THC-ADMIN BLDG | Building Location | THC-SPC | [6 empty] | Process Control Systems - Services Area
121849 | THC-ADMIN-BLDG | Building Location | THC-ITM | [6 empty] | Integrated Technology Management
121850 | THC-AER | AerationTreatment Process | THC-STR | [6 empty] | Secondary Treatment
121885 | THC-AER-BL-7100-I-IV | Blower, Aeration System | THC-AER-PHASE I-IV |  |  |  | BL |  |  | AerationTreatment
121887 | THC-AER-BL-7200-I-IV | Blower, Aeration System | THC-AER-PHASE I-IV |  |  |  | BL |  |  | AerationTreatment
121964 | THC-AER-M-7170 | Motor, Blower, Aeration | THC-AER-BL-7100 | Motor,AC,Induction |  |  | M |  |  | Blower, Aeration
121965 | THC-AER-M-7170 | Motor, Blower, Aeration | THC-AER-BL-7100-I-IV | Motor,AC,Induction |  |  | M |  |  | Blower, Aeration System
121968 | THC-AER-M-7270 | Motor, Blower, Aeration | THC-AER-BL-7200 | Motor,AC,Induction |  |  | M |  |  | Blower, Aeration
121971 | THC-AER-OLD PLANT | AerationTreatment | THC-AER | [6 empty] | AerationTreatment Process
121989 | THC-AER-PHASE I-IV | AerationTreatment | THC-AER | [6 empty] | AerationTreatment Process
122194 | THC-AERATION-BLDG | Building Location | THC-EUS | [6 empty] | Production & End User Support
122254 | THC-AUX-CP-0010 | Control Panel, Sump pumps THC-AUX-P-0011 and 0012 | THC-AUX-LIQUIDS |  |  |  | CP |  |  | Auxiliary Systems, Plant Liquids side
122255 | THC-AUX-LIQUIDS | Auxiliary Systems, Plant Liquids side | THCLIQOPS | [6 empty] | THC Liquids Operations
122258 | THC-BLOWER-BLDG | Building Location | THC-EUS | [6 empty] | Production & End User Support
122259 | THC-BOILER-BLDG | Building Location | THC-EUS | [6 empty] | Production & End User Support
122260 | THC-CAP-16ECS-MI-01HC | THC Capital Works, Tunnel Concrete Repairs, Contract # 16ECS-MI-01HC | THC-CAP-WA2 |  |  | 37921 | CAP |  |  | THC WA2 Capital Projects
122261 | THC-CAP-16ECS-MI-01HC | THC Capital Works, Tunnel Concrete Repairs, Contract # 16ECS-MI-01HC | THC-SUSPENDED |  |  | 37921 | CAP |  |  | Suspended entity
122262 | THC-CAP-RAP-9117-13-7066 | THC Capital Works, RAS Pumping, Aeration and Phosphorous Systems Upgrades (RAP), RFP # 9117-13-7066 | THC-CAP-WA2 |  |  | 37924 | RAP |  |  | THC WA2 Capital Projects
122263 | THC-CAP-RAP-9117-13-7066 | THC Capital Works, RAS Pumping, Aeration and Phosphorous Systems Upgrades (RAP), RFP # 9117-13-7066 | THC-SUSPENDED |  |  | 37924 | RAP |  |  | Suspended entity
122264 | THC-CAP-WA1 | THC WA1 Capital Projects | THCSLDMNT | [6 empty] | THC Solids Maintenance
122265 | THC-CAP-WA2 | THC WA2 Capital Projects | THCLIQMNT | [6 empty] | THC Liquids Maintenance
122266 | THC-CAP-WA4 | THC WA4 Capital Projects | THCSLDOPS | [6 empty] | THC Solids Operations
122267 | THC-CAPECAP06MCP1307 | THC Capital Works, Electrical Condition Assessment Project - 06 (ECAP-06) MCC Replacement, Contract # MCP-13-07 | THC-CAP-WA3 |  |  | 37925 |  |  |  | THC WA3 Capital Projects
122268 | THC-CAPECAP06MCP1307 | THC Capital Works, Electrical Condition Assessment Project - 06 (ECAP-06) MCC Replacement, Contract # MCP-13-07 | THC-SUSPENDED |  |  | 37925 |  |  |  | Suspended entity
122269 | THC-CBM | THC-Condition Based Monitoring | THC-GRK-MCS | [6 empty] | Mechanical Services
122272 | THC-CHLORINE-BLDG | Building Location | THC-EUS | [6 empty] | Production & End User Support
122450 | THC-CWP-DIGESTERS&WGB | THC Capital Works, Digester Cleaning and Rehabilitation and Waste Gas Burner Upgrades Project, Contract # MCP-13-04 | THC-CAP-WA1 | [6 empty] | THC WA1 Capital Projects
122451 | THC-CWP-HEADWKS&OCS | THC Capital Works, Headworks and Odour Control Upgrades, Contract # 13FS-16WP | THC-CAP-WA2 | [6 empty] | THC WA2 Capital Projects
122452 | THC-CWP-LTU CONTRACT1 | THC Capital Works, Liquid Train Upgrades - Contract 1, Contract # 18ECS-MI-01HC | THC-CAP-WA2 | [6 empty] | THC WA2 Capital Projects
122453 | THC-CWP-LTU CONTRACT1 | THC Capital Works, Liquid Train Upgrades - Contract 1, Contract # 18ECS-MI-01HC | THC-PRM | [6 empty] | Primary Treatment
122536 | THC-DCL-SBS-SBSS | Simulator SBS Dilution System-SBSS Feed | THC-DCL | [6 empty] | Dechlorination Process
122537 | THC-DCL-SIMULATION | Dechlorination Simulation | THC-DCL | [6 empty] | Dechlorination Process
122656 | THC-DECHLORINE BLDG | Building Location | THC-SPC | [6 empty] | Process Control Systems - Services Area
122657 | THC-DECOM | Building Location | THC-EUS | [6 empty] | Production & End User Support
122658 | THC-DEW | Dewatering Process | THCSLDMNT | [6 empty] | THC Solids Maintenance
122676 | THC-DEW-BLEND | Sludge Blending System | THC-DEW-SOLIDS | [6 empty] | Solids Treatment, System Dewatering
122677 | THC-DEW-CENTRATE | Centrate System Dewatering | THC-DEW | [6 empty] | Dewatering Process
122679 | THC-DEW-CF-0312/0313 | Sludge Dewatering, Centrifuge CF-312/313 | THC-SUSPENDED |  |  | 35332 | CF |  |  | Suspended entity
122753 | THC-DEW-HOLD TANK | Dewatering-Sludge Holding Tanks | THCLIQMNT | [6 empty] | THC Liquids Maintenance
122873 | THC-DEW-POL | Polymer System Dewatering | THC-DEW | [6 empty] | Dewatering Process
122874 | THC-DEW-POL-1 | Pumps, Polymer Feed, Dewatering | THC-DEW-POL-FEED |  |  |  | POL |  |  | Polymer Feed System Dewatering
122875 | THC-DEW-POL-2 | Pumps, Polymer Feed, Dewatering | THC-DEW-POL-FEED |  |  |  | POL |  |  | Polymer Feed System Dewatering
122876 | THC-DEW-POL-MAKEUP | Polymer Make Up System Dewatering | THC-DEW-POL | [6 empty] | Polymer System Dewatering
122893 | THC-DEW-RPU | Incineration RPUs | THC-DEW | [6 empty] | Dewatering Process
122913 | THC-DEW-SOLIDS | Solids Treatment, System Dewatering | THC-DEW | [6 empty] | Dewatering Process
123300 | THC-DIG | Digestion | THCSLDMNT | [6 empty] | THC Solids Maintenance
123301 | THC-DIG | Digestion | THCSLDOPS | [6 empty] | THC Solids Operations
123302 | THC-DIG-0400 | Eliminated Role: Digester 0400 | THC-SUS |  |  | 40439 | DIG |  |  | THC records of assets and roles that are no longer in service or exists
123303 | THC-DIG-0500 | Eliminated Role: Digester 0500 | THC-DIG-DIGESTERS |  |  | 40440 | DIG |  |  | Primary Anerobic Digesters 0400-0700
123304 | THC-DIG-0600 | Eliminated Role: Digester 0600 | THC-DIG-DIGESTERS |  |  | 40441 | DIG |  |  | Primary Anerobic Digesters 0400-0700
123305 | THC-DIG-0600 | Eliminated Role: Digester 0600 | THC-SUS |  |  | 40441 | DIG |  |  | THC records of assets and roles that are no longer in service or exists
123306 | THC-DIG-0700 | Eliminated Role: Digester 0700 | THC-DIG-DIGESTERS |  |  | 40442 | DIG |  |  | Primary Anerobic Digesters 0400-0700
123637 | THC-DIG-RS TRANSFER | Raw Sludge Transfering | THC-DEW-HOLD TANK | [6 empty] | Dewatering-Sludge Holding Tanks
123638 | THC-DIG-SLUDGE DIST | Sludge Distribution, Digesters 0400-0700 | THC-DIG-DIGESTERS | [6 empty] | Primary Anerobic Digesters 0400-0700
124481 | THC-DIGESTER-BLDG | Building Location | THC-EUS | [6 empty] | Production & End User Support
124482 | THC-DIS | Disinfection (Chlorination) Process | THCLIQMNT | [6 empty] | THC Liquids Maintenance
124834 | THC-ELS-COM-0001 | Communication Equipment/Telephone | THC-GRK-MAINT |  |  |  | COM |  |  | Building Maintenance
124848 | THC-ELS-ELQ-0001 | Electrical Services 110 - 220V | THC-GRK-MAINT | Building Service,Electrical 110 - 220 V |  |  | ELQ |  |  | Building Maintenance
124851 | THC-ELS-INSPECTION | ESA Inspection plant wide | THC-GRK-ELS | [6 empty] | Electrical Services, Maintenance- virtual entity
125110 | THC-ELS-PDP-0101C | Distribution Panel, Building A | THC-ELS-PS-0001-A | Control Panel,Electrical |  |  | PDP |  |  | Primary Power Equipment, Building A
125115 | THC-ELS-PDP-0400A | Switchgear,Lower Plant 600V Feeder 2, Building A | THC-ELS-PS-0001-A | Control Panel,Electrical |  |  | PDP |  |  | Primary Power Equipment, Building A
125116 | THC-ELS-PDP-0402A | Distribution Panel, Building A | THC-ELS-PS-0001-A | Control Panel,Electrical |  |  | PDP |  |  | Primary Power Equipment, Building A
125117 | THC-ELS-PDP-0402B | Distribution Panel, Building A | THC-ELS-PS-0001-A | Control Panel,Electrical |  |  | PDP |  |  | Primary Power Equipment, Building A
125119 | THC-ELS-PDP-1101A | Distribution Panel, Building H | THC-ELS-PS-0001-H | Control Panel,Electrical |  |  | PDP |  |  | Primary Power Equipment, Building H
125121 | THC-ELS-PDP-1202A | Distribution Panel, Building H | THC-ELS-PS-0001-H | Control Panel,Electrical |  |  | PDP |  |  | Primary Power Equipment, Building H
125126 | THC-ELS-PDP-1901 | Distribution Panel, Building K | THC-ELS-BLDG-0001 | Control Panel,Electrical |  |  | PDP |  |  | Main Substation 4160V Switchgear THC-ELS-BUS-0101/0202 (Gas Insulated Switchgear Substation) Building K
125127 | THC-ELS-PDP-1901 | Distribution Panel, Building K | THC-ELS-PS-0001-K | Control Panel,Electrical |  |  | PDP |  |  | Primary Power Equipment, Building K
125132 | THC-ELS-PS-0001 | Primary Power Equipment | THC-GRK-ELS |  |  |  | PS |  |  | Electrical Services, Maintenance- virtual entity
125133 | THC-ELS-PS-0001 | Primary Power Equipment | THCLIQOPS |  |  |  | PS |  |  | THC Liquids Operations
125158 | THC-ELS-PS-0002-A | Secondary Power Equipment, Building A | THC-ELS-PS-0002 |  |  |  | PS |  |  | Secondary Power Equipment
125159 | THC-ELS-PS-0002-H | Secondary Power Equipment, Building H | THC-ELS-PS-0002 |  |  |  | PS |  |  | Secondary Power Equipment
125160 | THC-ELS-PS-0002-L | Secondary Power Equipment, Building L | THC-ELS-PS-0002 |  |  |  | PS |  |  | Secondary Power Equipment
125163 | THC-ELS-PS-0003-H | Emergency Power Equipment, Diesel & UPS, Building H | THC-ELS-PS-0003 |  |  |  | PS |  |  | Power supply, UPS
125164 | THC-ELS-PS-0003-I | Emergency Power Equipment, Diesel & UPS, Building I | THC-ELS-PS-0003 |  |  |  | PS |  |  | Power supply, UPS
125165 | THC-ELS-PS-0003-K | Emergency Power Equipment, Diesel & UPS, Building K | THC-ELS-PS-0003 |  |  |  | PS |  |  | Power supply, UPS
125166 | THC-ELS-PS-0003-L | Emergency Power Equipment, Diesel & UPS, Building L | THC-ELS-PS-0003 |  |  |  | PS |  |  | Power supply, UPS
125167 | THC-ELS-PS-0003-M | Emergency Power Equipment, Diesel & UPS, Building M | THC-ELS-PS-0003 |  |  |  | PS |  |  | Power supply, UPS
125168 | THC-ELS-PS-0003-O | Emergency Power Equipment, Diesel & UPS, Building O | THC-ELS-PS-0003 |  |  |  | PS |  |  | Power supply, UPS
125170 | THC-ELS-RPU | RPU- Electrical Services, Maintenance- virtual entity | THC-GRK | [6 empty] | Buildings & Grounds
125386 | THC-ELS-WR-0001-M | Receptacle 600 V, Building M | THC-ELS-PS-0001-M |  |  |  | WR |  |  | Primary Power Equipment, Building M
125411 | THC-EUS | Production & End User Support | THC-ITM | [6 empty] | Integrated Technology Management
125658 | THC-FLOTATION-BLDG | Building Location | THC-EUS | [6 empty] | Production & End User Support
125659 | THC-FT | Secondary Clarifiers | THC-STR | [6 empty] | Secondary Treatment
125709 | THC-FT-OLD PLANT | Secondary Clarifiers, Old Plant | THC-FT | [6 empty] | Secondary Clarifiers
125728 | THC-FT-PHASE I-IV | Secondary Clarifiers, Phase I-IV | THC-FT | [6 empty] | Secondary Clarifiers
125882 | THC-GRK | Buildings & Grounds | THCLIQOPS | [6 empty] | THC Liquids Operations
125914 | THC-GRK-ELS | Electrical Services, Maintenance- virtual entity | THC-GRK | [6 empty] | Buildings & Grounds
125963 | THC-GRK-MCS | Mechanical Services | THCLIQOPS | [6 empty] | THC Liquids Operations
125964 | THC-GRK-METR-0001 | Weather Station | THC-GRK-MAINT | Weather Station |  |  | METR |  |  | Building Maintenance
125981 | THC-GRK-SUMP PUMP | Sump Pumps, | THC-GRK-MAINT | [6 empty] | Building Maintenance
126009 | THC-HYGIENE-BLDG | Building Location | THC-EUS | [6 empty] | Production & End User Support
126080 | THC-INC-CHEMICAL SYSTEM | Incineration Process, FBI, Chemical System | THC-INC | [6 empty] | Incineration Process
126108 | THC-INC-FLUE GAS SYSTEM | Incineration Process, FBI, Exhaust Flue Gas System | THC-INC | [6 empty] | Incineration Process
126124 | THC-INC-FUEL SYSTEM | Incineration Process, FBI, Fuel System | THC-INC | [6 empty] | Incineration Process
126137 | THC-INC-LAG-0002 | Ash Lagoon, North | THC-INC | Lagoon |  |  | LAG |  |  | Incineration Process
126345 | THC-INCINERATOR BLDG | Building Location | THC-SPC | [6 empty] | Process Control Systems - Services Area
126346 | THC-INCINERATOR BLDG | Building Location | THC-SPC2 | [6 empty] | Process Control Systems - Equipment
126347 | THC-INCINERATOR-BLDG | Incineration Process, Building Location | THC-EUS | [6 empty] | Production & End User Support
126348 | THC-ITM | Integrated Technology Management | THC | [6 empty] | Highland Creek Treatment Plant
126391 | THC-LIFTING | THC-LIFTING Equipments | THC-GRK-MCS | Lifting Device | [5 empty] | Mechanical Services
126392 | THC-LQMT-SPARE | THC Liquids Maintenance Spare parts/materials | THC-LQMT-SPARES | [6 empty] | THC Liquids Maintenance Area- Spare Rebuilt Equipment
126394 | THC-LQMT-SPARES | THC Liquids Maintenance Area- Spare Rebuilt Equipment | THC | [6 empty] | Highland Creek Treatment Plant
126474 | THC-MCS-LD-A | Lifting Devices & Elevators, Building A | THC-MCS-LD | Lifting Device | [5 empty] | Mechanical Services, Lifting Device
126475 | THC-MCS-LD-B | Lifting Devices, Building B | THC-MCS-LD | Lifting Device | [5 empty] | Mechanical Services, Lifting Device
126477 | THC-MCS-LD-G | Lifting Devices, Chemical storage, Building G | THC-MCS-LD | Lifting Device | [5 empty] | Mechanical Services, Lifting Device
126478 | THC-MCS-LD-H | Lifting Devices & Elevators, Building H | THC-MCS-LD | Lifting Device | [5 empty] | Mechanical Services, Lifting Device
126479 | THC-MCS-LD-I | Lifting Devices, Headhouse, Building I | THC-MCS-LD | Lifting Device | [5 empty] | Mechanical Services, Lifting Device
126480 | THC-MCS-LD-J | Lifting Devices, Building J | THC-MCS-LD | Lifting Device | [5 empty] | Mechanical Services, Lifting Device
126485 | THC-MCS-LD-M | Lifting Devices & Elevators, Building M | THC-MCS-LD | Lifting Device | [5 empty] | Mechanical Services, Lifting Device
126487 | THC-MCS-LD-T | Lifting Devices, Building T | THC-MCS-LD | Lifting Device | [5 empty] | Mechanical Services, Lifting Device
126534 | THC-NEW BLOWER BLDG | Building Location | THC-SPC2 | [6 empty] | Process Control Systems - Equipment
126535 | THC-NEW-BLOWER-BLDG | Building Location | THC-EUS | [6 empty] | Production & End User Support
126536 | THC-NGS | Natural Gas, Enbridge Plant Natural Gas Supply | THC-GRK-MCS | Transmitter,Flow | [5 empty] | Mechanical Services
126659 | THC-OBSOLETE-WA1 | Obsolete Equipments for WA1 | THC-INC | [6 empty] | Incineration Process
126660 | THC-OBSOLETE-WA2 | Obsolete Equipments for WA2 | THCLIQMNT | [6 empty] | THC Liquids Maintenance
126669 | THC-OCS-BLDG-O | Phase IV, Building O Odour Control System | THC-OCS-SLD | [6 empty] | Odour Control System, THC Solid
126848 | THC-OCS-LQ | Odour Control System, THC Liquid | THCSLDMNT |  |  | 47500 |  |  |  | THC Solids Maintenance
126911 | THC-OCS-SLD | Odour Control System, THC Solid | THCSLDMNT | [6 empty] | THC Solids Maintenance
126912 | THC-OCS-SLD | Odour Control System, THC Solid | THCSLDOPS | [6 empty] | THC Solids Operations
127001 | THC-ODOUR-HEADHOUSE | Odour Control | THC-STR-ODOUR | [6 empty] | Odour Control
127002 | THC-ODOUR-OLD PLANT | Odour Control | THC-STR-ODOUR | [6 empty] | Odour Control
127003 | THC-OLD BLOWER BLDG | Building Location | THC-SPC2 | [6 empty] | Process Control Systems - Equipment
127004 | THC-OLD-SECTION-BLDG | Building Location | THC-EUS | [6 empty] | Production & End User Support
127005 | THC-PLT | Preliminary Treatment (Grit and Screenings) | THCLIQMNT | [6 empty] | THC Liquids Maintenance
127006 | THC-PLT-AIR | Degritting Air | THC-PLT | [6 empty] | Preliminary Treatment (Grit and Screenings)
127031 | THC-PLT-BIOFILTER | Biofilter system | THC-PLT | [6 empty] | Preliminary Treatment (Grit and Screenings)
127123 | THC-PLT-GRIT REMOVE | Grit Removal | THC-PLT | [6 empty] | Preliminary Treatment (Grit and Screenings)
127124 | THC-PLT-GRIT TANKS | Grid Tanks | THC-PLT | [6 empty] | Preliminary Treatment (Grit and Screenings)
127437 | THC-PM-WA1 | THC-PM Work Area 1 | THC | [6 empty] | Highland Creek Treatment Plant
127438 | THC-PM-WA2 | THC-PM Work Area 2 | THC | [6 empty] | Highland Creek Treatment Plant
127439 | THC-PM-WA2 | THC-PM Work Area 2 | THCLIQMNT | [6 empty] | THC Liquids Maintenance
127461 | THC-PRM-CLAR | Primary Clarification | THC-PRM | [6 empty] | Primary Treatment
127478 | THC-PRM-DM-1041 | Damper,Motorized | THC-PRM-BLDG-HPU0010 |  |  |  | DM |  |  | HPU Building 10
127479 | THC-PRM-DM-1042 | Damper,Motorized | THC-PRM-BLDG-HPU0010 |  |  |  | DM |  |  | HPU Building 10
127541 | THC-PRM-HTR-1007 | Hand Transmit, Record, Oil Tank 1010 | THC-PRM-T-1010 |  |  |  | HTR |  |  | Tank, Hydraulic Power System for Sludge Bottom Scraper Mechanism, Tank 1000, Primary Clarifier
127544 | THC-PRM-LI-0943 | Sight, Glass, Fan 0940 | THC-PRM-FN-0940 |  |  |  | LI |  |  | Fan, Heat Exchange, Fan 0940
127545 | THC-PRM-LI-0953 | Sight, Glass, Fan 0970 | THC-PRM-FN-0970 |  |  |  | LI |  |  | Fan, Heat Exchange, Fan 0970
127546 | THC-PRM-LI-1006 | Sight, Glass, Oil Tank 1010 | THC-PRM-T-1010 |  |  |  | LI |  |  | Tank, Hydraulic Power System for Sludge Bottom Scraper Mechanism, Tank 1000, Primary Clarifier
127547 | THC-PRM-LI-1016 | Sight, Glass, Oil Tank 1070 | THC-PRM-T-1070 |  |  |  | LI |  |  | Oil Tank, Hydraulic Power System for Scum Skimmer System, Primary Clarifier 1000
127548 | THC-PRM-LI-1043 | Sight, Glass, Fan 1040 | THC-PRM-FN-1040 |  |  |  | LI |  |  | Fan, Heat Exchange, Fan 1040
127549 | THC-PRM-LI-1053 | Sight, Glass, Fan 1070 | THC-PRM-FN-1070 |  |  |  | LI |  |  | Fan, Heat Exchange, Fan 1070
127565 | THC-PRM-LIT-1012 | Transmitter, Level, Tank Level Indicator, Oil Tank 1070 | THC-PRM-T-1070 |  |  |  | LIT |  |  | Oil Tank, Hydraulic Power System for Scum Skimmer System, Primary Clarifier 1000
127583 | THC-PRM-LSLL-1005 | Switch, Float, Level-Low Low, Oil Tank 1010 | THC-PRM-T-1010 |  |  |  | LSLL |  |  | Tank, Hydraulic Power System for Sludge Bottom Scraper Mechanism, Tank 1000, Primary Clarifier
127584 | THC-PRM-LSLL-1015 | Switch, Float, Level-Low Low, Oil Tank 1070 | THC-PRM-T-1070 |  |  |  | LSLL |  |  | Oil Tank, Hydraulic Power System for Scum Skimmer System, Primary Clarifier 1000
127637 | THC-PRM-PI-1021 | Pressure Sensor, Gauge, Oil Tank 1010 | THC-PRM-P-1020 |  |  |  | PI |  |  | Pump, Vane, Oil Tank 1010
127638 | THC-PRM-PI-1091 | Pressure Sensor, Gauge, Oil Tank 1070 | THC-PRM-P-1090 |  |  |  | PI |  |  | Pump, Centrifugal, Oil Tank 1070
127670 | THC-PRM-PT-1011B | Transmitter, Pressure, Return Line, Valve 1011 | THC-PRM-V-1011 |  |  |  | PT |  |  | Valve, Hydraulic Cylinder, Bottom Scraper, Primary Clarifier 1000, SW Plant
127671 | THC-PRM-PT-1013B | Transmitter, Pressure, Return Line, Valve 1013 | THC-PRM-V-1013 |  |  |  | PT |  |  | Valve, Hydraulic Cylinder, Bottom Scraper, Primary Clarifier 1000, SW Plant
127672 | THC-PRM-PT-1014A | Transmitter, Pressure, Collect Line, Valve 1014 | THC-PRM-V-1014 |  |  |  | PT |  |  | Valve, Hydraulic Cylinder, Bottom Scraper, Primary Clarifier 1000, SW Plant
127673 | THC-PRM-PT-1032 | Transmitter, Pressure, Pump Pressure, Oil Tank 1010 | THC-PRM-P-1030 |  |  |  | PT |  |  | Pump, Vane, Oil Tank 1010
127674 | THC-PRM-PT-1082 | Transmitter, Pressure, Pump Pressure, Oil Tank 1070 | THC-PRM-P-1080 |  |  |  | PT |  |  | Pump, Centrifugal, Oil Tank 1070
127694 | THC-PRM-RPU | Primary Clarification RPUs | THC-PRM | [6 empty] | Primary Treatment
127695 | THC-PRM-RPU | Primary Clarification RPUs | THC-PRM-CLAR | [6 empty] | Primary Clarification
127731 | THC-PRM-TIC-1018 | Temperature, Indicate Control, Heat Trace | THC-PRM-BLDG-HPU0010 |  |  |  | TIC |  |  | HPU Building 10
127739 | THC-PRM-TT-1003 | Transmitter, Temperature, Oil Tank 1010 | THC-PRM-T-1010 |  |  |  | TT |  |  | Tank, Hydraulic Power System for Sludge Bottom Scraper Mechanism, Tank 1000, Primary Clarifier
127740 | THC-PRM-TT-1013 | Transmitter, Temperature, Oil Tank 1070 | THC-PRM-T-1070 |  |  |  | TT |  |  | Oil Tank, Hydraulic Power System for Scum Skimmer System, Primary Clarifier 1000
127806 | THC-PRM-V-1011 | Valve, Hydraulic Cylinder, Bottom Scraper, Primary Clarifier 1000, SW Plant | THC-PRM-CLR-1030 |  |  |  | V |  |  | Sludge Bottom Scraper Mechanism, Tank 1000, Primary Clarifier
127807 | THC-PRM-V-1011A | Valve, Solenoid, Collect, Valve 1011 | THC-PRM-V-1011 |  |  |  | V |  |  | Valve, Hydraulic Cylinder, Bottom Scraper, Primary Clarifier 1000, SW Plant
127808 | THC-PRM-V-1011B | Valve, Solenoid, Return, Valve 1011 | THC-PRM-V-1011 |  |  |  | V |  |  | Valve, Hydraulic Cylinder, Bottom Scraper, Primary Clarifier 1000, SW Plant
127809 | THC-PRM-V-1012 | Valve, Hydraulic Cylinder, Bottom Scraper, Primary Clarifier 1000, SW Plant | THC-PRM-CLR-1030 |  |  |  | V |  |  | Sludge Bottom Scraper Mechanism, Tank 1000, Primary Clarifier
127810 | THC-PRM-V-1013 | Valve, Hydraulic Cylinder, Bottom Scraper, Primary Clarifier 1000, SW Plant | THC-PRM-CLR-1030 |  |  |  | V |  |  | Sludge Bottom Scraper Mechanism, Tank 1000, Primary Clarifier
127811 | THC-PRM-V-1014A | Valve, Solenoid, Collect, Valve 1014 | THC-PRM-V-1014 |  |  |  | V |  |  | Valve, Hydraulic Cylinder, Bottom Scraper, Primary Clarifier 1000, SW Plant
127817 | THC-PRM-V-1093 | Valve, Pressure Relief, Oil Tank 1070 | THC-PRM-P-1090 |  |  |  | V |  |  | Pump, Centrifugal, Oil Tank 1070
127995 | THC-PRM-ZSH-1012 | Switch, Position High, Mech Collect, Valve 1012 | THC-PRM-V-1012 |  |  |  | ZSH |  |  | Valve, Hydraulic Cylinder, Bottom Scraper, Primary Clarifier 1000, SW Plant
127996 | THC-PRM-ZSH-1013 | Switch, Position High, Mech Collect, Valve 1013 | THC-PRM-V-1013 |  |  |  | ZSH |  |  | Valve, Hydraulic Cylinder, Bottom Scraper, Primary Clarifier 1000, SW Plant
127997 | THC-PRM-ZSH-1014 | Switch, Position High, Mech Collect, Valve 1014 | THC-PRM-V-1014 |  |  |  | ZSH |  |  | Valve, Hydraulic Cylinder, Bottom Scraper, Primary Clarifier 1000, SW Plant
128027 | THC-PRM-ZSL-1012 | Switch, Position Low, Mech Return, Valve 1012 | THC-PRM-V-1012 |  |  |  | ZSL |  |  | Valve, Hydraulic Cylinder, Bottom Scraper, Primary Clarifier 1000, SW Plant
128028 | THC-PRM-ZSL-1013 | Switch, Position Low, Mech Return, Valve 1013 | THC-PRM-V-1013 |  |  |  | ZSL |  |  | Valve, Hydraulic Cylinder, Bottom Scraper, Primary Clarifier 1000, SW Plant
128037 | THC-PRS | Phosphorus Removal, sub-process | THC-PRM | [6 empty] | Primary Treatment
128148 | THC-PWA-BFP | Backflow Preventers | THC-PWA-POTAB METER | Valve,Backflow Preventer,Reduced Pressure | [5 empty] | Potable Water Flow Meters
128149 | THC-PWA-BLD-0001 | Headhouse Plant Water System | THC-PLT-BLDG-0001 |  |  |  | BLD |  |  | New Head House, preliminary process
128154 | THC-PWA-EFFLUENT | Plant Water Effluent | THC-PWA-CITY WATER | [6 empty] | Plant Water City Water
128160 | THC-PWA-HWT | Domestic Hot Water Tanks | THC-PWA-CITY WATER | [6 empty] | Plant Water City Water
128188 | THC-PWA-POTAB METER | Potable Water Flow Meters | THC-PWA-CITY WATER | [6 empty] | Plant Water City Water
128189 | THC-PWA-POTAB METER | Potable Water Flow Meters | THC-PWA-POTABLE | [6 empty] | Potable Water
128265 | THC-ROUTINE SLMT--SPARE | THC-Routine Inspection Solids Maintenance -SPARE ENTITY NUMBER | THCSLDMNT | [6 empty] | THC Solids Maintenance
128266 | THC-ROUTINE WA1 | THC-Routine Inspection Work Area 1 | THC | [6 empty] | Highland Creek Treatment Plant
128267 | THC-ROUTINE WA3 | THC-Routine Inspection Work Area 3 | THCLIQOPS | [6 empty] | THC Liquids Operations
128268 | THC-ROUTINE WA4 | THC-Routine Inspection Work Area 4 | THCSLDOPS | [6 empty] | THC Solids Operations
128535 | THC-SES-FEQ-SD39 | 1 1/2 Folding NFE Polyflex Hoses | THC-SES-FEQ-0001I | [6 empty] | Portable Fire Extinguishers in Building I, Headhouse Building
128555 | THC-SES-GAS | Gas Detectors and Monitors | THC-SES | [6 empty] | Safety & Environmental Services
128556 | THC-SES-GAS-G | Gas Detectors and Monitors, Air Treatment Building G | THC-SES-GAS | [6 empty] | Gas Detectors and Monitors
128557 | THC-SES-GAS-J | Gas Detectors and Monitors, Flotation, Building J | THC-SES-GAS | [6 empty] | Gas Detectors and Monitors
128558 | THC-SES-GAS-M | Gas Detectors and Monitors, Building M | THC-SES-GAS | [6 empty] | Gas Detectors and Monitors
128559 | THC-SES-GAS-U | Gas Detectors and Monitors, Digesters, Building U | THC-SES-GAS | [6 empty] | Gas Detectors and Monitors
128791 | THC-SLMT-SPARE | THC Solids Maintenance - Spare equipment | THC-LQMT-SPARES | [6 empty] | THC Liquids Maintenance Area- Spare Rebuilt Equipment
128792 | THC-SLMT-SPARE | THC Solids Maintenance - Spare equipment | THCSLDMNT | [6 empty] | THC Solids Maintenance
128822 | THC-SPC-WA1 | System Process Control | THCSLDMNT | [6 empty] | THC Solids Maintenance
128823 | THC-STR | Secondary Treatment | THCLIQMNT | [6 empty] | THC Liquids Maintenance
128940 | THC-STR-P-T-0500-06 | Pump, Tank 0500-0600, Secondary Clarification, RAS/WAS | THC-STR-RAS/WAS OLD |  |  |  | T |  |  | RAS/WAS, Old Plant
128941 | THC-STR-P-T-0700-08 | Pump, Tank 0700-0800, Secondary Clarification, RAS/WAS | THC-STR-RAS/WAS OLD |  |  |  | T |  |  | RAS/WAS, Old Plant
128955 | THC-STR-RAS/WAS OLD | RAS/WAS, Old Plant | THC-STR-RAS/WAS | [6 empty] | Return/ Waste Activated Sludge
128956 | THC-STR-RAS/WAS-I-IV | RAS/WAS, Phase I-IV | THC-STR-RAS/WAS | [6 empty] | Return/ Waste Activated Sludge
129144 | THC-THK-BIOFILTER | THK Biofilter System | THC-THK-TWAS | [6 empty] | Waste Activated Sludge Thickening
129160 | THC-THK-ELS | TWAS Elecftrical equipment Sludge Thickening | THC-THK-TWAS | [6 empty] | Waste Activated Sludge Thickening
129236 | THC-THK-POL | Thickening Polymer System | THC-THK-TWAS | [6 empty] | Waste Activated Sludge Thickening
129545 | THCSLDMNT | THC Solids Maintenance | THC | [6 empty] | Highland Creek Treatment Plant
129547 | THR | Humber Treatment Plant | WWT | [6 empty] | Wastewater Treatment
129549 | THR EUS SERVER ROOM | Communication Switch | THR-ADMIN-BLDG | [6 empty] | Building Location
129550 | THR OIT | THR OIT | THR-SPC1 | [6 empty] | Process Control Systems - Administrative
129551 | THR PLC | THR PLC | THR-SPC1 | [6 empty] | Process Control Systems - Administrative
129553 | THR SCADA CLIENTS | THR SCADA Clients | THR-SPC1 | [6 empty] | Process Control Systems - Administrative
129554 | THR SCADA SERVERS | THR SCADA Servers | THR-SPC1 | [6 empty] | Process Control Systems - Administrative
129555 | THR SCADA SUPPORT | THR SCADA Support | THR-SPC1 | [6 empty] | Process Control Systems - Administrative
129556 | THR WORK AREA 2 | Liquid Handling | THR | [6 empty] | Humber Treatment Plant
129557 | THR WORK AREA 3 | Plant Services | THR | [6 empty] | Humber Treatment Plant
129558 | THR WORK AREA 4 | Liquid Handling 2 | THR | [6 empty] | Humber Treatment Plant
129851 | THR-ACC-FN | Air Conditoning, Fans, Gallery Ventilation, Supply and Exhaust | THR-ACC-AHU | [6 empty] | Air Conditioning, Air Handling Unit, Gallery Ventilation
129852 | THR-ACC-FN | Air Conditoning, Fans, Gallery Ventilation, Supply and Exhaust | THR-ACC-WA3 | [6 empty] | Air Conditioning, Boiler, Fans & AHU
130087 | THR-ACC-HVAC | Air Conditioning, Heating, Ventilation & Air Conditioning | THR-ACC-WA3 | [6 empty] | Air Conditioning, Boiler, Fans & AHU
130088 | THR-ACC-HW | Hot Water System, Heating and Air Conditioning | THR WORK AREA 3 | [6 empty] | Plant Services
130089 | THR-ACC-HW | Hot Water System, Heating and Air Conditioning | THR-ACC-WA3 | [6 empty] | Air Conditioning, Boiler, Fans & AHU
130102 | THR-ACC-MAINSUB | ACC Equipment Serving the Main Substation | THR-ACC-WA3 | [6 empty] | Air Conditioning, Boiler, Fans & AHU
130842 | THR-ACC-WA1 | Air Conditioning, AHU, HVAC,Work Area1 | THR WORK AREA 1 | [6 empty] | Solid Handling
130843 | THR-ACC-WA3 | Air Conditioning, Boiler, Fans & AHU | THR WORK AREA 3 | [6 empty] | Plant Services
130844 | THR-ACC-WA4 | Air Conditioning, AHU, HVAC,Work Area4 | THR WORK AREA 4 | [6 empty] | Liquid Handling 2
130879 | THR-AER-BL | Aeration Blowers | THR-AER | [6 empty] | Aeration
130893 | THR-AER-DRN | Aeration Tank Drainage & Sump Pump | THR-AER | [6 empty] | Aeration
131047 | THR-AER-PIP-0003 | Piping, Aeration Process Air, Work Area 3 | THR-PIP-WA3 |  |  |  | PIP |  |  | Piping, Work Area 3
131116 | THR-AER-T | Aeration Tanks | THR-AER | [6 empty] | Aeration
131318 | THR-AI-C-WA4 | Compressor, Instrument Air | THR-FT | [6 empty] | Final Tank
131358 | THR-BG | Blended Gas | THR-CG | [6 empty] | Co-Generation
131362 | THR-BG-C | Blended Gas, Gas Compressors | THR-BG | [6 empty] | Blended Gas
131371 | THR-BG-DT-0102 | Drip Trap, Condensate, Heat Exch 0102, High Press Gas Conditioning System Train 1, Gas Comp Bldg | THR-BG-HE-0102 |  |  |  | DT |  |  | Heat Exchanger, Oil for Fuel Gas Compressor 0101, Compressor Building, Gas Compressor (And Dryer)
131372 | THR-BG-DT-0103 | Drip Trap, Condensate, Condensor 0103, High Press Gas Conditioning System Train 1, Gas Comp Bldg | THR-BG-CU-0103 |  |  |  | DT |  |  | Condensor, Fuel Gas, High Press Gas Conditioning System Train 1, Gas Comp Bldg
131395 | THR-BG-P | Blended Gas, Pumping | THR-BG | [6 empty] | Blended Gas
131582 | THR-CAP-12FS-07WP | Humber Treatment Plant, Capital Project, COGEN-12FS-07WP | THR-PIP-WA1 |  |  |  | CAP |  |  | Process Piping System, Work Area 1
131603 | THR-CG-CI-0150 | Chiller, Glycol, Gas Coolant System, High Press Gas Cond Sys Train 1, Gas Compressor Building | THR-BG-CU-0103 |  |  |  | CI |  |  | Condensor, Fuel Gas, High Press Gas Conditioning System Train 1, Gas Comp Bldg
131604 | THR-CG-ENG | Co-Generation, Engines | THR-CG | [6 empty] | Co-Generation
131615 | THR-CG-FX-1101 | Flame Arrestor , Engine Gas Valve Train, Engine Fuel System, Engine-Gen 1101 | THR-CG-ENG-1101 | Flame Arrester |  |  | FX |  |  | Engine, Generator 1101, Engine Room, Engine-Generator & Heat Recovery System
131616 | THR-CG-FX-1201 | Flame Arrestor , Engine Gas Valve Train, Engine Fuel System, Engine-Gen 1201 | THR-CG-ENG-1201 | Flame Arrester |  |  | FX |  |  | Engine, Generator NT1788901, Engine Room, Engine-Generator & Heat Recovery System
131674 | THR-CG-SB | Co-Generation Scubber, Digester Gas | THR-BG | [6 empty] | Blended Gas
131675 | THR-CG-SB | Co-Generation Scubber, Digester Gas | THR-CG | [6 empty] | Co-Generation
131676 | THR-CG-SB | Co-Generation Scubber, Digester Gas | THR-DIG | [6 empty] | Digester
131798 | THR-CRN-WA1 | Cranes, Overhead Lifting Devices,WA1 | THR-MCS-WA1 | [6 empty] | Cranes, Lifting Devices, Machine Tools, Overhead Doors
131799 | THR-CRN-WA4 | Cranes, Overhead Lifting Devices,WA4 | THR-MCS-WA4 | [6 empty] | Cranes, Lifting Devices, Machine Tools, Mechanical/Welding Shops
131800 | THR-CW | City Water | THR WORK AREA 3 | [6 empty] | Plant Services
131871 | THR-CW-BFP-WA1 | City Water, Back Flow Preventer, Work Area 1 | THR-CW | [6 empty] | City Water
131872 | THR-CW-BFP-WA1 | City Water, Back Flow Preventer, Work Area 1 | THR-GRK-WA1 | [6 empty] | Building & Grounds Work Area 1
131873 | THR-CW-BFP-WA3 | City Water, Back Flow Preventer, Work Area 3 | THR-CW | [6 empty] | City Water
131874 | THR-CW-BFP-WA4 | City Water, Back Flow Preventer, Work Area 4 | THR-GRK-WA4 | [6 empty] | Building & Grounds Work Area 4
131875 | THR-CW-CH | City Water & Fire Water Chambers | THR-CW | [6 empty] | City Water
131876 | THR-CW-CH-0001 | City Water & Fire Water Chambers, Meter Chamber #1 | THR-CW |  |  |  | CH |  |  | City Water
131877 | THR-CW-CH-0001 | City Water & Fire Water Chambers, Meter Chamber #1 | THR-CW-CH |  |  |  | CH |  |  | City Water & Fire Water Chambers
131878 | THR-CW-CH-0003 | City Water & Fire Water Chambers, Chamber #3 | THR-CW-CH |  |  |  | CH |  |  | City Water & Fire Water Chambers
131879 | THR-CW-CH-0005 | City Water & Fire Water Chambers, Meter Chamber #5 | THR-CW-CH |  |  |  | CH |  |  | City Water & Fire Water Chambers
131880 | THR-CW-CH-0007 | City Water & Fire Water Chambers, Chamber #7 | THR-CW-CH |  |  |  | CH |  |  | City Water & Fire Water Chambers
132103 | THR-DCL | Dechlorination | THR WORK AREA 1 | [6 empty] | Solid Handling
132104 | THR-DCL | Dechlorination | THR WORK AREA 4 | [6 empty] | Liquid Handling 2
132105 | THR-DCL | Dechlorination | THR-DIS | [6 empty] | Disinfection
132291 | THR-DECOM | Building Location | THR-EUS | [6 empty] | Production & End User Support
132295 | THR-DIG-AIT | Transmitter, Gas Analyzer, Digester | THR-DIG | [6 empty] | Digester
132296 | THR-DIG-AIT | Transmitter, Gas Analyzer, Digester | THR-DIG-T | [6 empty] | Digester, Tanks
132343 | THR-DIG-BU | Digester, Waste Gas Burners | THR-DIG | [6 empty] | Digester
132358 | THR-DIG-CG | Digester Gas, Co-Generation | THR-BG | [6 empty] | Blended Gas
132359 | THR-DIG-CG | Digester Gas, Co-Generation | THR-CG | [6 empty] | Co-Generation
132385 | THR-DIG-DT-0001 | Drip Trap, Condensate, Low Pressure DG Header, Gas Compressor Building | THR-DIG |  |  |  | DT |  |  | Digester
132386 | THR-DIG-DT-0002 | Drip Trap, Condensate, Low Pressure DG Header, Gas Compressor Building | THR-DIG |  |  |  | DT |  |  | Digester
132387 | THR-DIG-DT-0003 | Drip Trap, Condensate, Low Pressure DG Header, Gas Compressor Building | THR-DIG |  |  |  | DT |  |  | Digester
132388 | THR-DIG-DT-7720 | Drip Trap, Automatic, Burner BU-7720 Digester Gas Condensate, WGB Building | THR-DIG-BU-7720 |  |  |  | DT |  |  | Waste Gas Burner, Burner 7720, WGB Bldg Roof
132626 | THR-DIG-P-MTI | Digester, Transfer Pump and Line to MTI | THR-DIG | [6 empty] | Digester
132738 | THR-DIG-PIP-0003 | Piping, Digester Gas, Work Area 3 | THR-PIP-WA3 |  |  |  | PIP |  |  | Piping, Work Area 3
132793 | THR-DIG-PM | Digester, RCM PM Lead Task Entities | THR-DIG-RPU | [6 empty] | RPU, UPS, Digester
132794 | THR-DIG-PRS | Digester, Primary Return Sludge Line | THR-DIG | [6 empty] | Digester
132796 | THR-DIG-PSH-0114 | Switch, Pressure, High, Loss Of Vaccum, Tank 0110, Lube Oil System, Gas Compressor Building | THR-DIG-T-0110 | Vacuum |  |  | PSH |  |  | Tank, New Oil, Lube Oil System, Gas Compressor Building
132797 | THR-DIG-PSH-0124 | Switch, Pressure, High, Loss Of Vaccum, Tank 0120, Lube Oil System, Gas Compressor Building | THR-DIG-T-0120 | Vacuum |  |  | PSH |  |  | Tank, Waste Oil, Lube Oil System, Gas Compressor Building
132996 | THR-DIG-T-7-8 | Digester, Entities Common to Tanks 7-8 | THR-DIG-T-7-10 |  |  |  | T |  |  | Digester, Entities Common to Tanks 7-10
132997 | THR-DIG-T-9-10 | Digester, Entities Common to Tanks 9-10 | THR-DIG-T-7-10 |  |  |  | T |  |  | Digester, Entities Common to Tanks 7-10
133806 | THR-DIS | Disinfection | THR WORK AREA 1 | [6 empty] | Solid Handling
133860 | THR-DIS-CW | Disinfection, City Water, BFP | THR-DIS | [6 empty] | Disinfection
133861 | THR-DIS-CW-S | Disinfection, City Water, BFP | THR-DIS |  |  | 34862 |  |  |  | Disinfection
133872 | THR-DIS-EV | Disinfection, Chlorine Evaporator | THR-S-E |  |  | 34557 |  |  |  | SUSPENDED ENTITY
133896 | THR-DIS-FPW | Disinfection, Plant Water | THR-DIS | [6 empty] | Disinfection
133897 | THR-DIS-FPWS | Disinfection, Plant Water | THR-DIS |  |  | 34861 |  |  |  | Disinfection
133898 | THR-DIS-FPWS | Disinfection, Plant Water | THR-S-E |  |  | 34861 |  |  |  | SUSPENDED ENTITY
133924 | THR-DIS-P | Disinfection - Pumping | THR-DIS | [6 empty] | Disinfection
133952 | THR-DIS-P-S | Disinfection, Pumps, Sump & Chlorine Solution | THR-DIS |  |  | 34863 |  |  |  | Disinfection
134004 | THR-DIS-SB | Scrubbers, Caustic Soda Recirculation Pumps | THR-DIS | [6 empty] | Disinfection
134042 | THR-DIS-T-PP | Disinfection, Tank, Palace Pier | THR-DIS | [6 empty] | Disinfection
134043 | THR-DIS-T-SH | Disinfection, Tank, Sodium Hypochlorite Storage | THR-DIS | [6 empty] | Disinfection
134302 | THR-DL-EFF | Dosing Line, Disinfection, Effluent | THR-DIS-P | [6 empty] | Disinfection - Pumping
134303 | THR-DL-FPW | Dosing Line, Disinfection, Filtered Plant Water | THR-DIS-P | [6 empty] | Disinfection - Pumping
134304 | THR-DL-NPRS | Dosing Line, North Ferrous Chloride | THR-PRS-P | Pump,Centrifugal | [5 empty] | Phosphorous Removal System, Pumps
134305 | THR-DL-SPRS | Dosing Line, South Ferrous Chloride | THR-PRS-P | Pump,Centrifugal | [5 empty] | Phosphorous Removal System, Pumps
134336 | THR-DRN-ADM | Administration Bldg., Work Area 3 | THR-DRN-WA3 | [6 empty] | Drains, Work Area 3
134337 | THR-DRN-DIG | Digester Area, Work Area 1 | THR-DRN-WA1 | [6 empty] | Drains, Work Area 1
134338 | THR-DRN-DIG | Digester Area, Work Area 1 | THR-GRK-GQ-WA1 | [6 empty] | Building & Grounds Equipment, Work Area 1
134340 | THR-DRN-FPW | Filtered Plant Water, Work Area 3 | THR-DRN-WA3 | [6 empty] | Drains, Work Area 3
134342 | THR-DRN-HPBB | High Pressure Blower Bldg., Work Area 3 | THR-DRN-WA3 | [6 empty] | Drains, Work Area 3
134343 | THR-DRN-OCS | Odour Control System, Work Area 1 | THR-DRN-WA1 | [6 empty] | Drains, Work Area 1
134344 | THR-DRN-PLT | Preliminary Treatment, Work Area 2 | THR-DRN-WA2 | [6 empty] | Drains, Work Area 2
134345 | THR-DRN-WA1 | Drains, Work Area 1 | THR-GRK-WA1 | [6 empty] | Building & Grounds Work Area 1
134346 | THR-DRN-WA2 | Drains, Work Area 2 | THR-GRK-PRTY-WA2 | [6 empty] | WA2 Property, Humber T. P. for DOS Work Orders
134476 | THR-ELS | Electrical Power System | THR WORK AREA 3 | [6 empty] | Plant Services
134477 | THR-ELS-ACB | Electrical System, Air Compressor Building | THR-ELS | [6 empty] | Electrical Power System
134646 | THR-ELS-COMM | Plant External & Internal Phone System | THR-ELS | Silencer | [5 empty] | Electrical Power System
134647 | THR-ELS-COMM | Plant External & Internal Phone System | THR-OCS-NEW | Silencer | [5 empty] | Odour Control, Biofilter
134660 | THR-ELS-DIS | Electrical System, Disinfection, Chlorine Building | THR-ELS | [6 empty] | Electrical Power System
134691 | THR-ELS-EMS | Electrical System, East Maintenance Shop | THR-ELS | [6 empty] | Electrical Power System
134692 | THR-ELS-FC | Electrical System, Ferrous Chloride Building | THR-ELS | [6 empty] | Electrical Power System
134693 | THR-ELS-FPW | Electrical System, Filtered Plant Water Building | THR-ELS | [6 empty] | Electrical Power System
134694 | THR-ELS-FST | Electrical System, Final Sedimentation Tanks & Galleries | THR-ELS | [6 empty] | Electrical Power System
134704 | THR-ELS-HH | Electrical System, Head House and Engine Room | THR-ELS | [6 empty] | Electrical Power System
134705 | THR-ELS-INQ | Instrument Equipment, Meter, Calibrators, Spectrophotometer | THR-ELS | [6 empty] | Electrical Power System
135000 | THR-ELS-SS | Electrical System, South Main Substation | THR-ELS | [6 empty] | Electrical Power System
135154 | THR-EPS | Effluent Pumping Station | THR WORK AREA 3 | [6 empty] | Plant Services
135221 | THR-FPW | Filtered Plant Water | THR WORK AREA 3 | [6 empty] | Plant Services
135222 | THR-FPW | Filtered Plant Water | THR WORK AREA 4 | [6 empty] | Liquid Handling 2
135238 | THR-FPW-F | Filtered Plant Water, Filter Beds | THR-FPW | [6 empty] | Filtered Plant Water
135248 | THR-FPW-FW | Filtered Plant Water, Flushing Water | THR-FPW | [6 empty] | Filtered Plant Water
135440 | THR-FT | Final Tank | THR WORK AREA 4 | [6 empty] | Liquid Handling 2
135471 | THR-FT-DRN | Final Tank, Drainage, Sump Pumps | THR-FT | [6 empty] | Final Tank
135632 | THR-FT-HWT | Final Tank, Plant Hot Water Tanks | THR-FT | [6 empty] | Final Tank
135899 | THR-FT-RPU | Final Tank, Remote Processor Unit, UPS & RTU | THR-FT | [6 empty] | Final Tank
135900 | THR-FT-RPU | Final Tank, Remote Processor Unit, UPS & RTU | THR-FT-T | [6 empty] | Final Sedimentation Tank & Dedicated WAS Pumping
135931 | THR-FT-T | Final Sedimentation Tank & Dedicated WAS Pumping | THR-FT | [6 empty] | Final Tank
135960 | THR-FT-T-SCUM | Final Tank, Scum Tanks | THR-FT | [6 empty] | Final Tank
136436 | THR-FT-WAS-P-N | Final Tank, Waste Activated Sludge Pumping-North | THR-FT-WAS-P | [6 empty] | Final Tank, Waste Activated Sludge Pumping
136439 | THR-GQ-ADM | Administration Bldg., Work Area 3 | THR-GQ-WA3 | [6 empty] | Grounds, Work Area 3
136441 | THR-GQ-ER | Engine Room, Work Area 3 | THR-GQ-WA3 | [6 empty] | Grounds, Work Area 3
136443 | THR-GQ-HPBB | High Pressure Blower Bldg., Work Area 3 | THR-GQ-WA3 | [6 empty] | Grounds, Work Area 3
136444 | THR-GQ-OCS | Odour Control, Work Area 1 | THR-GQ-WA1 | [6 empty] | Grounds, Work Area 1
136445 | THR-GQ-PLT | Preliminary Treatment, Work Area 2 | THR-GQ-WA2 | [6 empty] | Grounds, Work Area 2
136447 | THR-GQ-THK | Sludge Thickening, Work Area 1 | THR-GQ-WA1 | [6 empty] | Grounds, Work Area 1
136542 | THR-GRK-PRTY-WA2 | WA2 Property, Humber T. P. for DOS Work Orders | THR-GRK-WA2 | [6 empty] | Building & Grounds Work Area 2
136543 | THR-GRK-PRTY-WA3 | WA3 Property, Humber T. P. for DOS Work Orders | THR-GRK-WA3 | [6 empty] | Buildings & Grounds, Work Area 3
136544 | THR-GRK-PRTY-WA3 | WA3 Property, Humber T. P. for DOS Work Orders | THR-OCS-NEW | [6 empty] | Odour Control, Biofilter
136545 | THR-GRK-PRTY-WA4 | WA4 Property, Humber T. P. for DOS Work Oders | THR-GRK-WA4 | [6 empty] | Building & Grounds Work Area 4
136772 | THR-MCS-MT-0682 | Sand Blaster | THR-MT-WA3 |  |  |  | MT |  |  | Machine Tools
136783 | THR-MIXING-BLDG | Building Location | THR-EUS | [6 empty] | Production & End User Support
136791 | THR-NGS-CG | Natural Gas System, Co-Generation | THR-CG | [6 empty] | Co-Generation
136874 | THR-OCS | Odour Control System | THR WORK AREA 4 | [6 empty] | Liquid Handling 2
136878 | THR-OCS-BL | Odour Control System, Blowers | THR-OCS-SB | [6 empty] | Odour Control System, Scrubbers
136880 | THR-OCS-C | Compressor, Ozone Generator, Odour Control | THR-OCS | [6 empty] | Odour Control System
136934 | THR-OCS-HH | Odour Control, Headhouse | THR-OCS-NEW | UPS | [5 empty] | Odour Control, Biofilter
136947 | THR-OCS-NEW | Odour Control, Biofilter | THR WORK AREA 3 | [6 empty] | Plant Services
136948 | THR-OCS-OZ | Odour Control System, Ozonator | THR-OCS | [6 empty] | Odour Control System
136984 | THR-OCS-SB | Odour Control System, Scrubbers | THR-OCS | [6 empty] | Odour Control System
137080 | THR-OFFICE | Computer Location | THR-ADMIN-BLDG | [6 empty] | Building Location
137081 | THR-PCS-MAINSUB | PCS Equipment Serving the Main Substation | THR-ELS-MAINSUB | [6 empty] | Electrical Equipment at the Main Substation
137083 | THR-PIP-WA3 | Piping, Work Area 3 | THR-GRK-PRTY-WA3 | [6 empty] | WA3 Property, Humber T. P. for DOS Work Orders
137084 | THR-PIP-WA3 | Piping, Work Area 3 | THR-GRK-WA3 | [6 empty] | Buildings & Grounds, Work Area 3
137085 | THR-PIP-WA4 | Process Piping System, Work Area 4 | THR WORK AREA 4 | [6 empty] | Liquid Handling 2
137086 | THR-PLQ-DIG | Digester Area, Work Area 1 | THR-PLQ-WA1 | [6 empty] | Plumbing, Work Area 1
137087 | THR-PLQ-DIS | Disinfection, Work Area 1 | THR-PLQ-WA1 | [6 empty] | Plumbing, Work Area 1
137088 | THR-PLQ-ER | Engine Room, Work Area 3 | THR-PLQ-WA3 | [6 empty] | Plumbing, Work Area 3
137089 | THR-PLQ-FPW | Filtered Plant Water, Work Area 3 | THR-PLQ-WA3 | [6 empty] | Plumbing, Work Area 3
137091 | THR-PLQ-HPBB | High Pressure Blower Bldg., Work Area 3 | THR-PLQ-WA3 | [6 empty] | Plumbing, Work Area 3
137092 | THR-PLQ-OCS | Odour Control, Work Area 1 | THR-PLQ-WA1 | [6 empty] | Plumbing, Work Area 1
137093 | THR-PLQ-PLT | Preliminary Treatment, Work Area 2 | THR-PLQ-WA2 | [6 empty] | Plumbing, Work Area 2
137094 | THR-PLQ-PRM | Primary Treatment, Work Area 2 | THR-PLQ-WA2 | [6 empty] | Plumbing, Work Area 2
137095 | THR-PLQ-THK | Sludge Thickening, Work Area 1 | THR-PLQ-WA1 | [6 empty] | Plumbing, Work Area 1
137096 | THR-PLQ-WA1 | Plumbing, Work Area 1 | THR-GRK-PRTY-WA1 | [6 empty] | WA1 Property, Humber T. P. for DOS Work Orders
137097 | THR-PLQ-WA4 | Plumbing, Work Area 4 | THR-GRK-PRTY-WA4 | [6 empty] | WA4 Property, Humber T. P. for DOS Work Oders
137145 | THR-PLT-BL-GRIT | Preliminary Treatment, Grit Bldg. Blowers | THR-PLT-GRITS | [6 empty] | Gate,Sluice,Preliminary Treatment, Grit Building
137287 | THR-PLT-DRN | Preliminary Treatment, Drain & Sump Pump | THR-PLT | [6 empty] | Preliminary Treatment
137332 | THR-PLT-GRITS | Gate,Sluice,Preliminary Treatment, Grit Building | THR-PLT |  |  | 39917 |  |  |  | Preliminary Treatment
137333 | THR-PLT-HH | Preliminary Treatment, Head House | THR-PLT | [6 empty] | Preliminary Treatment
137485 | THR-PLT-T-HH | Tanks, Grit Vortex Prime, Headhouse | THR-PLT-HH | [6 empty] | Preliminary Treatment, Head House
137645 | THR-PLT-VX-P | Vortex Pumps, Preliminary Treatment, Headhouse | THR-PLT | [6 empty] | Preliminary Treatment
137663 | THR-PRM-BH | Bulk Head, Channel Gate Stop/Block, Primary | THR-PRM | [6 empty] | Primary Treatment
137664 | THR-PRM-BH-0002 | Bulk Head, Channel Gate Stop/Block, Primary | THR-PRM-BH |  |  |  | BH |  |  | Bulk Head, Channel Gate Stop/Block, Primary
137665 | THR-PRM-BH-0003 | Bulk Head, Channel Gate Stop/Block, Primary | THR-PRM-BH |  |  |  | BH |  |  | Bulk Head, Channel Gate Stop/Block, Primary
137666 | THR-PRM-BH-0004 | Bulk Head, Channel Gate Stop/Block, Primary | THR-PRM-BH |  |  |  | BH |  |  | Bulk Head, Channel Gate Stop/Block, Primary
137667 | THR-PRM-BH-0005 | Bulk Head, Channel Gate Stop/Block, Primary | THR-PRM-BH |  |  |  | BH |  |  | Bulk Head, Channel Gate Stop/Block, Primary
137668 | THR-PRM-BH-0010 | Bulk Head, Channel Gate Stop/Block, Primary | THR-PRM-BH |  |  |  | BH |  |  | Bulk Head, Channel Gate Stop/Block, Primary
137669 | THR-PRM-BH-0011 | Bulk Head, Channel Gate Stop/Block, Primary | THR-PRM-BH |  |  |  | BH |  |  | Bulk Head, Channel Gate Stop/Block, Primary
137670 | THR-PRM-BH-0012 | Bulk Head, Channel Gate Stop/Block, Primary | THR-PRM-BH |  |  |  | BH |  |  | Bulk Head, Channel Gate Stop/Block, Primary
137717 | THR-PRM-DRN | Primary Treatment, Drain & Sump Pumps | THR-PRM | [6 empty] | Primary Treatment
137781 | THR-PRM-HW | Hot Water, Flushing Primary Treatment | THR-PRM-NORTH | [6 empty] | Primary Treatment, North Primary
137790 | THR-PRM-NORTH | Primary Treatment, North Primary | THR-PRM | [6 empty] | Primary Treatment
137791 | THR-PRM-NPSS | Sludge and Scum Pumping, Primary Treatment, North Primary(9,10,11) | THR-PRM-NORTH | [6 empty] | Primary Treatment, North Primary
137861 | THR-PRM-SCP | Scum Pumping, Primary Treatment,North and South | THR-PRM | [6 empty] | Primary Treatment
137862 | THR-PRM-SCP | Scum Pumping, Primary Treatment,North and South | THR-PRM-NORTH | [6 empty] | Primary Treatment, North Primary
137863 | THR-PRM-SCP-N | Scum Pumping, Primary Treatment, North Primary(9,10,11) | THR-PRM-NORTH | [6 empty] | Primary Treatment, North Primary
137864 | THR-PRM-SCP-S | Scum Pumping, Primary Treatment, South Primary(1-8) | THR-PRM-SOUTH | [6 empty] | Primary Treatment, South Primary
137865 | THR-PRM-SCUM-T | Scum/Sludge Pumping, Tanks & Hopper, South Primary | THR-PRM | [6 empty] | Primary Treatment
137866 | THR-PRM-SCUM-T | Scum/Sludge Pumping, Tanks & Hopper, South Primary | THR-PRM-SOUTH | [6 empty] | Primary Treatment, South Primary
137867 | THR-PRM-SOUTH | Primary Treatment, South Primary | THR-PRM | [6 empty] | Primary Treatment
137872 | THR-PRM-STA-2 | South Primary Station 2 | THR-PRM-SOUTH |  |  |  | STA |  |  | Primary Treatment, South Primary
137894 | THR-PRM-T-N | Primary Sedimentation Tanks- North | THR-PRM | [6 empty] | Primary Treatment
137895 | THR-PRM-T-S | Primary Sedimentation Tanks- South | THR-PRM | [6 empty] | Primary Treatment
138128 | THR-PRS | Phosphorous Removal System | THR WORK AREA 4 | [6 empty] | Liquid Handling 2
138132 | THR-PRS-DRN | Phosphorous Removal System, Drain | THR-PRS | [6 empty] | Phosphorous Removal System
138133 | THR-PRS-F | Phosphorous Removal System, Filtration | THR-PRS | [6 empty] | Phosphorous Removal System
138276 | THR-PWA | Plant Water | THR-CG | [6 empty] | Co-Generation
138286 | THR-S-E | SUSPENDED ENTITY | THR | [6 empty] | Humber Treatment Plant
138303 | THR-SES-DS | Designated Substances | THR-SES-WA3 | Safety | [5 empty] | Safety & Environmental Services
138616 | THR-SES-FM | Respirator Fit Testing(by EHS Rep) | THR-SES-SCBA | [6 empty] | Self Contained Breathing Apparatus
138829 | THR-SPC | Process Control Systems - Services Area | THR | [6 empty] | Humber Treatment Plant
138830 | THR-SPC | Process Control Systems - Services Area | THR-ITM | [6 empty] | Integrated Technology Management
138900 | THR-STORE | Computer Storage Location | THR-EUS | [6 empty] | Production & End User Support
139012 | THR-THK-GRK1 | Thickening, Ground & Structural | THR-PRM | [6 empty] | Primary Treatment
139013 | THR-THK-GRK1 | Thickening, Ground & Structural | THR-THK | [6 empty] | Sludge Thickening
139094 | THR-THK-P-CENT | Centrate Transfer Pumps & Tanks | THR-THK | [6 empty] | Sludge Thickening
139095 | THR-THK-P-MTI | MTI Transfer Pumps & Sludge Holding Tanks | THR-THK | [6 empty] | Sludge Thickening
139096 | THR-THK-P-SUMP | Sump Pumps | THR-THK | [6 empty] | Sludge Thickening
139125 | THR-THK-POL | Polymer Systems, Sludge Thickening | THR-THK | [6 empty] | Sludge Thickening
139154 | THR-THK-SB | Scrubber, Thickening, Odour Control Units | THR-THK | [6 empty] | Sludge Thickening
139424 | THR-WA2-CI | Work Area 2 , Continuous Improvement Activities
139483 | THR-WA3-CI | Work Area 3 , Continuous Improvement Activities
139568 | THR-WAS-P-SUSP | Final Tank, Waste Activated Sludge Pumping-South | THR-FT-WAS-P |  |  | 38651 |  |  |  | Final Tank, Waste Activated Sludge Pumping
139626 | TNT-ACC-AC | HVAC- Air conditioner and cooling units | TNT-ACC | H.V.A.C. | [5 empty] | HVAC, Boilers
139633 | TNT-ACC-BLR | Boilers, Burners, Oil & gas Systems | TNT-ACC | [6 empty] | HVAC, Boilers
139659 | TNT-ACC-HTR | HVAC Heaters, | TNT-ACC | [6 empty] | HVAC, Boilers
139695 | TNT-ACC-HW | Hot water Circulation System | TNT-ACC | [6 empty] | HVAC, Boilers
139696 | TNT-ACC-HW-HEADER | Hot water Heades, Valves, Ect., | TNT-ACC-HW | [6 empty] | Hot water Circulation System
139702 | TNT-ACC-PROP | Propane Gas train, Exhaust, Boilers | TNT-ACC | [6 empty] | HVAC, Boilers
139820 | TNT-ADMIN-BLDG | Building Location | TNT-EUS | [6 empty] | Production & End User Support
139838 | TNT-AER-BLOW | Blowers, Aeration | TNT-AER | [6 empty] | Aeration Treatment
139880 | TNT-AER-ML-CHNL | Mixed liquer Channel | TNT-AER | [6 empty] | Aeration Treatment
139900 | TNT-AER-RX-0101 | Reactor, Mabr Cassette, Aeration Tank 1 - Mabr Cassette 1, Aeration | TNT-AER-T-0200 |  |  |  | RX |  |  | Tank,Aeration, # 2
139901 | TNT-AER-RX-0102 | Reactor, Mabr Cassette, Aeration Tank 1 - Mabr Cassette 2, Aeration | TNT-AER-T-0100 |  |  |  | RX |  |  | Tank,Aeration, # 1
139902 | TNT-AER-RX-0108 | Reactor, Mabr Cassette, Aeration Tank 1 - Mabr Cassette 8, Aeration | TNT-AER-T-0100 |  |  |  | RX |  |  | Tank,Aeration, # 1
139903 | TNT-AER-RX-0109 | Reactor, Mabr Cassette, Aeration Tank 1 - Mabr Cassette 9, Aeration | TNT-AER-T-0100 |  |  |  | RX |  |  | Tank,Aeration, # 1
139904 | TNT-AER-RX-0112 | Reactor, Mabr Cassette, Aeration Tank 1 - Mabr Cassette 12, Aeration | TNT-AER-T-0100 |  |  |  | RX |  |  | Tank,Aeration, # 1
139905 | TNT-AER-RX-0201 | Reactor, Mabr Cassette, Aeration Tank 2 - Mabr Cassette 1, Aeration | TNT-AER-T-0200 |  |  |  | RX |  |  | Tank,Aeration, # 2
139906 | TNT-AER-RX-0202 | Reactor, Mabr Cassette, Aeration Tank 2 - Mabr Cassette 2, Aeration | TNT-AER-T-0200 |  |  |  | RX |  |  | Tank,Aeration, # 2
139907 | TNT-AER-RX-0203 | Reactor, Mabr Cassette, Aeration Tank 2 - Mabr Cassette 3, Aeration | TNT-AER-T-0200 |  |  |  | RX |  |  | Tank,Aeration, # 2
139908 | TNT-AER-RX-0204 | Reactor, Mabr Cassette, Aeration Tank 2 - Mabr Cassette 4, Aeration | TNT-AER-T-0200 |  |  |  | RX |  |  | Tank,Aeration, # 2
139909 | TNT-AER-RX-0205 | Reactor, Mabr Cassette, Aeration Tank 2 - Mabr Cassette 5, Aeration | TNT-AER-T-0200 |  |  |  | RX |  |  | Tank,Aeration, # 2
139910 | TNT-AER-RX-0206 | Reactor, Mabr Cassette, Aeration Tank 2 - Mabr Cassette 6, Aeration | TNT-AER-T-0200 |  |  |  | RX |  |  | Tank,Aeration, # 2
139911 | TNT-AER-RX-0207 | Reactor, Mabr Cassette, Aeration Tank 2 - Mabr Cassette 7, Aeration | TNT-AER-T-0200 |  |  |  | RX |  |  | Tank,Aeration, # 2
139912 | TNT-AER-RX-0208 | Reactor, Mabr Cassette, Aeration Tank 2 - Mabr Cassette 8, Aeration | TNT-AER-T-0200 |  |  |  | RX |  |  | Tank,Aeration, # 2
139913 | TNT-AER-RX-0212 | Reactor, Mabr Cassette, Aeration Tank 2 - Mabr Cassette 12, Aeration | TNT-AER-T-0200 |  |  |  | RX |  |  | Tank,Aeration, # 2
140228 | TNT-DECOM | Building Location | TNT-EUS | [6 empty] | Production & End User Support
140250 | TNT-DIG-OFLOW | Overflow Liquor Headers, Digester | TNT-DIG | [6 empty] | Digestion
140262 | TNT-DIG-SD | Secondry Digester Tanks | TNT-DIG | [6 empty] | Digestion
140408 | TNT-DIS | Disinfection | TNT WORK AREA 9 | [6 empty] | North Toronto Treatment Plant
140443 | TNT-ELS | Instrument / Electrical | TNT WORK AREA 9 | [6 empty] | North Toronto Treatment Plant
140481 | TNT-ELS-LTG | Emergency lighting/Exit lighting | TNT-ELS |  |  | 41265 |  |  |  | Instrument / Electrical
140563 | TNT-FT-ML-CHNL | Mixed liquer Channel, Final Tanks | TNT-FT | [6 empty] | Final Tanks 1-5
140566 | TNT-FT-SUMP | Sump Pumps- Aeration Gallery Bsmt | TNT-FT | [6 empty] | Final Tanks 1-5
140575 | TNT-GAS | Administration | TNT WORK AREA 9 | [6 empty] | North Toronto Treatment Plant
140577 | TNT-GRK | Groundskeeping, Building services, Safety Equipment | TNT WORK AREA 9 | [6 empty] | North Toronto Treatment Plant
140578 | TNT-GRK-PRTY-1000 | Building Services | TNT-GRK |  |  |  | PRTY |  |  | Groundskeeping, Building services, Safety Equipment
140644 | TNT-OF | Outfall, Weirs, CSO and Detention Tanks | TNT WORK AREA 9 | [6 empty] | North Toronto Treatment Plant
140645 | TNT-OFFICE | Computer Location | TNT-ADMIN-BLDG | [6 empty] | Building Location
140663 | TNT-PRM | Primary Treatment | TNT WORK AREA 9 | [6 empty] | North Toronto Treatment Plant
140697 | TNT-PRS | Phosporus Removal System | TNT-STR | [6 empty] | Secondary Treatment
140731 | TNT-PWA | Plant Water | TNT WORK AREA 9 | [6 empty] | North Toronto Treatment Plant
140755 | TNT-SES-FEQ | Fire Extinguishers | TNT WORK AREA 9 |  |  | 41264 |  |  |  | North Toronto Treatment Plant
140882 | TRK-AGL | TRK (ALTERNATE GL) | DOS-AGL | [6 empty] | DOS ALTERNATE GL
140883 | TRK-COM | COMBINED SEWERS (ALTERNATE GL) | TRK-AGL | [6 empty] | TRK (ALTERNATE GL)
140884 | TRK-COM-DON | COMBINED SEWERS - DON DRAINAGE AREA | TRK-COM | [6 empty] | COMBINED SEWERS (ALTERNATE GL)
140885 | TRK-DIS | TRK Disinfection | TRK | [6 empty] | DOS - TRUNK SEWER SYSTEM
140886 | TRK-HCK | HIGHLAND CREEK DRAINAGE AREA | TRK | [6 empty] | DOS - TRUNK SEWER SYSTEM
140887 | TRK-HMR | HUMBER DRAINAGE AREA | TRK | [6 empty] | DOS - TRUNK SEWER SYSTEM
140888 | TRK-LVW | LAKEVIEW DRAINAGE AREA | TRK | [6 empty] | DOS - TRUNK SEWER SYSTEM
140889 | TRK-NTO | NORTH TORONTO DRAINAGE AREA | TRK | [6 empty] | DOS - TRUNK SEWER SYSTEM
140890 | TRK-SAN-HCK | SANITARY SEWERS - HIGHLAND CREEK DRAINAGE AREA | TRK-SAN | [6 empty] | SANITARY SEWERS (ALTERNATE GL)
140891 | TRK-SAN-LVW | SANITARY SEWERS - LAKEVIEW DRAINAGE AREA | TRK-SAN | [6 empty] | SANITARY SEWERS (ALTERNATE GL)
140892 | TRK-STM | STORM SEWERS (ALTERNATE GL) | TRK-AGL | [6 empty] | TRK (ALTERNATE GL)
140893 | TRK-STM-HMR | STORM SEWERS - HUMBER DRAINAGE AREA | TRK-STM | [6 empty] | STORM SEWERS (ALTERNATE GL)
140894 | TRK-STM-NTO | STORM SEWERS - NORTH TORONTO DRAINAGE AREA | TRK-STM | [6 empty] | STORM SEWERS (ALTERNATE GL)
140895 | TW SECURITY | TW Security | YTF-SPC1 | [6 empty] | Process Control Systems - Administrative
140919 | UE2027 | Rectifier | TAB-STR-ELQ | [6 empty] | Blower Building - Power Distribution & Electrical Equipment
140920 | UE2027C | Rectifier | TAB-STR-ELQ | [6 empty] | Blower Building - Power Distribution & Electrical Equipment
140941 | UF2001 | Transformer | TAB-ELS-TR | [6 empty] | Transformers near Plant Water Tower
140943 | UF2003 | Transformer | TAB-ELS-TR | [6 empty] | Transformers near Plant Water Tower
141022 | WIRELESS | Wireless | YTF-SPC1 | [6 empty] | Process Control Systems - Administrative
141103 | WR291 | Weir | TNT-OF | Door,Overhead | [5 empty] | Outfall, Weirs, CSO and Detention Tanks
141104 | WT&S | Water Treatment & Supply | TW | [6 empty] | Toronto Water
141117 | WTR ADMIN | Administration | WTR | [6 empty] | Water Supply
141118 | WTR COMMUNICATIONS | WTR Communications | WTR-SPC1 | [6 empty] | Process Control Systems - Administrative
141119 | WTR EUS SERVER ROOM | Communication Switch | WTR-WORK AREA 1 | [6 empty] | Building Location
141120 | WTR OIT | WTR OIT | WTR-SPC2 | [6 empty] | Process Control Systems - Equipment
141121 | WTR PLC | WTR PLC | WTR-SPC2 | [6 empty] | Process Control Systems - Equipment
141122 | WTR SCADA CLIENTS | WTR SCADA Clients | WTR-SPC2 | [6 empty] | Process Control Systems - Equipment
141123 | WTR SCADA SERVERS | WTR SCADA Servers | WTR-SPC1 | [6 empty] | Process Control Systems - Administrative
141124 | WTR SCADA SERVERS | WTR SCADA Servers | WTR-SPC2 | [6 empty] | Process Control Systems - Equipment
141125 | WTR SCADA SUPPORT | WTR SCADA Support | WTR-SPC1 | [6 empty] | Process Control Systems - Administrative
141126 | WTR SCADA SUPPORT | WTR SCADA Support | WTR-SPC2 | [6 empty] | Process Control Systems - Equipment
141977 | WTR-194-CH-0006A | Chamber,Revenue Meter,Keele-Steeles (Magmeter) | WTR-WEST-REV | Meter,Flow,Magmeter |  |  | CH |  |  | Revenue Metering
142266 | WTR-269-CH-0005 | Chamber,Revenue Meter,Woodbine-Steelcase (Magmeter) | WTR-EAST-REV | Chamber |  |  | CH |  |  | Revenue Metering
142346 | WTR-282-CH-0003 | Chamber,Revenue Meter,Yonge-Elgin (Magmeter) | WTR-EAST-REV | Chamber |  |  | CH |  |  | Revenue Metering
142545 | WTR-307-CH-0016 | Chamber,Revenue Meter,Adesso-Steeles (Magmeter) | WTR-WEST-REV | Chamber |  |  | CH |  |  | Revenue Metering
142906 | WTR-365-CH-0006 | Chamber,Revenue Meter,Dufferin-Steeles (Magmeter) | WTR-WEST-REV | Chamber |  |  | CH |  |  | Revenue Metering
142907 | WTR-365-FIT-0006A | Transmitter, Flow Indicating, Revenue, Forward Flow, Venturi | WTR-365-CH-0006 | Transmitter,Flow |  |  | FIT |  |  | Chamber,Revenue Meter,Dufferin-Steeles (Magmeter)
142908 | WTR-365-FIT-0006B | Transmitter,Flow Indicating,Revenue, Reverse Flow, Venturi | WTR-365-CH-0006 | Transmitter,Flow |  |  | FIT |  |  | Chamber,Revenue Meter,Dufferin-Steeles (Magmeter)
142909 | WTR-365-FQIR-0001 | Recorder, Paperless | WTR-365-CH-0006 | Recorder,Paperless |  |  | FQIR |  |  | Chamber,Revenue Meter,Dufferin-Steeles (Magmeter)
142911 | WTR-365-PIT-0001 | Transmitter,Pressure Indicating | WTR-365-CH-0006 | Transmitter,Pressure |  |  | PIT |  |  | Chamber,Revenue Meter,Dufferin-Steeles (Magmeter)
143028 | WTR-CENTRAL-REV | Revenue Metering | WTR-CENTRAL-RES | [6 empty] | Work Area 2 Central Reservoirs
143030 | WTR-EAST-PS | Work Area 1 EAST Pumping Station | WTR-EAST | [6 empty] | Water Supply Work Area 1 EAST
143031 | WTR-EAST-TNK | Work Area 1 EAST Tanks | WTR-EAST | [6 empty] | Water Supply Work Area 1 EAST
143032 | WTR-EUS | Production & End User Support | WTR-ITM | [6 empty] | Integrated Technology Management
143033 | WTR-OBSOLETE | WTR Suspended Entities
143038 | WTR-PAH-AMT | Atmospheric Monitoring | WTR-PAH | [6 empty] | Armour Heights Pumping Station
143039 | WTR-PAH-AUX | Auxiliary Equipment (Building Facilities) | WTR-PAH | [6 empty] | Armour Heights Pumping Station
143064 | WTR-PAH-GFI-0001 | Ground Fault Circuit Interrupter | WTR-PAH-AUX |  |  |  | GFI |  |  | Auxiliary Equipment (Building Facilities)
143065 | WTR-PAH-GFI-0002 | Ground Fault Circuit Interrupter | WTR-PAH-AUX |  |  |  | GFI |  |  | Auxiliary Equipment (Building Facilities)
143097 | WTR-PAH-P | Pumping | WTR-PAH | [6 empty] | Armour Heights Pumping Station
143105 | WTR-PAH-TRW | Treated Water (Transmission) | WTR-PAH | [6 empty] | Armour Heights Pumping Station
143141 | WTR-PBV-TRW | Treated Water (Transmission) | WTR-PBV | [6 empty] | Bayview Pumping Station
143145 | WTR-PDS-AUX | Auxiliary Equipment (Building Facilities) | WTR-PDSS | [6 empty] | Dorset Pumping station (Chamber Replaced with Pod)
143153 | WTR-PDS-ELS | Electrical System | WTR-PDSS | [6 empty] | Dorset Pumping station (Chamber Replaced with Pod)
143155 | WTR-PDS-FEQ-SUS | Fire Equipment, Dorset Pumping Station | WTR-SUSPENDED |  |  | 44941 |  |  |  | Suspended Obsolete entity for storage purpose
143168 | WTR-PDS-P | Pumping | WTR-PDS | [6 empty] | Dorset Pumping Station
143169 | WTR-PDS-P | Pumping | WTR-PDSS | [6 empty] | Dorset Pumping station (Chamber Replaced with Pod)
143193 | WTR-PDS-TRW | Treated Water (Transmission) | WTR-PDS | [6 empty] | Dorset Pumping Station
143194 | WTR-PDS-TRW | Treated Water (Transmission) | WTR-PDSS | [6 empty] | Dorset Pumping station (Chamber Replaced with Pod)
143248 | WTR-PEG-CW | City Water System | WTR-PEG | [6 empty] | Eglinton Pumping Station
143258 | WTR-PEG-FEQ-SUS | Fire Equipment, Eglington Pumping Station | WTR-SUSPENDED |  |  | 44948 |  |  |  | Suspended Obsolete entity for storage purpose
143305 | WTR-PEG-P | Pumping | WTR-PEG | [6 empty] | Eglinton Pumping Station
143328 | WTR-PEG-TRW | Treated Water (Transmission) | WTR-PEG | [6 empty] | Eglinton Pumping Station
143376 | WTR-PEL-ACC | Air Conditioning, Handling and Ventilation | WTR-PEL | [6 empty] | Ellesmere Pumping Station
143429 | WTR-PEL-CW | City Water System | WTR-PEL | [6 empty] | Ellesmere Pumping Station
143491 | WTR-PEL-FEQ-SUS | Fire Equipment, Ellesmere Pumping Station | WTR-PEL |  |  | 44968 |  |  |  | Ellesmere Pumping Station
143685 | WTR-PEL-P | Pumping | WTR-PEL | [6 empty] | Ellesmere Pumping Station
143741 | WTR-PEL-TRW | Treated Water (Transmission) | WTR-PEL | [6 empty] | Ellesmere Pumping Station
143887 | WTR-PHL-ACC | Air Conditioning, Heating and Ventilation | WTR-PHL | [6 empty] | High Level Pumping Station
143889 | WTR-PHL-AMT | Atmospheric Monitoring | WTR-PHL | [6 empty] | High Level Pumping Station
143892 | WTR-PHL-AUX | Auxiliary Equipment (Building Facilities) | WTR-PHL | [6 empty] | High Level Pumping Station
143974 | WTR-PHL-FEQ-SUS | Fire Equipment, High Level Pumping Station | WTR-PHL |  |  | 45018 |  |  |  | High Level Pumping Station
144148 | WTR-PHL-OFFICE | Computer Location | WTR-WORK AREA 3 | [6 empty] | Building Location
144150 | WTR-PHL-P | Pumping | WTR-PHL | [6 empty] | High Level Pumping Station
144224 | WTR-PHL-TRW | Treated Water (Transmission) | WTR-PHL | [6 empty] | High Level Pumping Station
144290 | WTR-PJO-AMT | Atmospheric Monitoring | WTR-PJO | [6 empty] | Wm. H. Johnston Pumping Station
144302 | WTR-PJO-CW | City Water System | WTR-PJO | [6 empty] | Wm. H. Johnston Pumping Station
144315 | WTR-PJO-GFI-0002 | Ground Fault Circuit Interrupter | WTR-PJO-AUX |  |  |  | GFI |  |  | Auxiliary Equipment (Building Facilities)
144316 | WTR-PJO-GFI-0004 | Ground Fault Circuit Interrupter | WTR-PJO-AUX |  |  |  | GFI |  |  | Auxiliary Equipment (Building Facilities)
144317 | WTR-PJO-GFI-0005 | Ground Fault Circuit Interrupter | WTR-PJO-AUX |  |  |  | GFI |  |  | Auxiliary Equipment (Building Facilities)
144346 | WTR-PJO-P | Pumping | WTR-PJO | [6 empty] | Wm. H. Johnston Pumping Station
144360 | WTR-PJO-TRW | Treated Water (Transmission) | WTR-PJO | [6 empty] | Wm. H. Johnston Pumping Station
144387 | WTR-PJS OFFICE | Computer Location | WTR-WA1 | [6 empty] | District East Location
144391 | WTR-PJS-AUX | Auxiliary Equipment (Building Facilities) | WTR-PJS | [6 empty] | John Street Pumping Station
144422 | WTR-PJS-CW | City Water System | WTR-PJS | [6 empty] | John Street Pumping Station
144427 | WTR-PJS-ELS | Electrical System | WTR-PJS | [6 empty] | John Street Pumping Station
144428 | WTR-PJS-ENW | Enwave Process | WTR-PJS | [6 empty] | John Street Pumping Station
144453 | WTR-PJS-FEQ-SUS | Fire Equipment, John Street Pumping Station | WTR-PJS |  |  | 45118 |  |  |  | John Street Pumping Station
144475 | WTR-PJS-HE-0001 | Heat Exchanger, DLWC, Enwave | WTR-PJS-ENW |  |  |  | HE |  |  | Enwave Process
144478 | WTR-PJS-HE-0002 | Heat Exchanger, DLWC, Enwave | WTR-PJS-ENW |  |  |  | HE |  |  | Enwave Process
144480 | WTR-PJS-HE-0003 | Heat Exchanger, DLWC, Enwave | WTR-PJS-ENW |  |  |  | HE |  |  | Enwave Process
144482 | WTR-PJS-HE-0004 | Heat Exchanger, DLWC, Enwave | WTR-PJS-ENW |  |  |  | HE |  |  | Enwave Process
144488 | WTR-PJS-HE-0008 | Heat Exchanger, DLWC, Enwave | WTR-PJS-ENW |  |  |  | HE |  |  | Enwave Process
144489 | WTR-PJS-HE-0010 | Heat Exchanger, DLWC, Enwave | WTR-PJS-ENW |  |  |  | HE |  |  | Enwave Process
144491 | WTR-PJS-HE-0013 | Heat Exchanger, DLWC, Enwave | WTR-PJS-ENW |  |  |  | HE |  |  | Enwave Process
144492 | WTR-PJS-HE-0014 | Heat Exchanger, DLWC, Enwave | WTR-PJS-ENW |  |  |  | HE |  |  | Enwave Process
144495 | WTR-PJS-HE-0015 | Heat Exchanger, DLWC, Enwave | WTR-PJS-ENW |  |  |  | HE |  |  | Enwave Process
144497 | WTR-PJS-HE-0016 | Heat Exchanger, DLWC, Enwave | WTR-PJS-ENW |  |  |  | HE |  |  | Enwave Process
144586 | WTR-PJS-P | Pumping | WTR-PJS | [6 empty] | John Street Pumping Station
144818 | WTR-PKL-FEQ-SUS | Fire Equipment, Keele Pumping Station | WTR-PKL |  |  | 45179 |  |  |  | Keele Pumping Station
144861 | WTR-PKL-OFFICE | Computer Location | WTR-WORK AREA 3 | [6 empty] | Building Location
144862 | WTR-PKL-P | Pumping | WTR-PKL | [6 empty] | Keele Pumping Station
144894 | WTR-PKL-TRW | Treated Water (Transmission) | WTR-PKL | [6 empty] | Keele Pumping Station
144928 | WTR-PKN-AMT | Atmospheric Monitoring | WTR-PKN | [6 empty] | Kennedy Pumping Station
144929 | WTR-PKN-AUX | Auxiliary Equipment (Building Facilities) | WTR-PKN | [6 empty] | Kennedy Pumping Station
144952 | WTR-PKN-FEQ-SUS | Fire Equipment, Kennedy Pumping Station | WTR-PKN |  |  | 45191 |  |  |  | Kennedy Pumping Station
144956 | WTR-PKN-GFI-0001 | Ground Fault Circuit Interrupter | WTR-PKN-AUX |  |  |  | GFI |  |  | Auxiliary Equipment (Building Facilities)
144984 | WTR-PKN-P | Pumping | WTR-PKN | [6 empty] | Kennedy Pumping Station
145030 | WTR-PLW-AMT | Atmosphere Monitoring | WTR-PLW | [6 empty] | Lawrence Pumping Station
145032 | WTR-PLW-AUX | Auxilliary Equipment (Building Facilities) | WTR-PLW | [6 empty] | Lawrence Pumping Station
145034 | WTR-PLW-BUS-0102 | Electrical Bus | WTR-PLW-TR-0101 |  |  |  | BUS |  |  | Transformer, Power, Line 1, 27.6 kV/2.3 kV
145035 | WTR-PLW-BUS-0202 | Electrical Bus | WTR-PLW-TR-0201 |  |  |  | BUS |  |  | Transformer, Power, Line 2, 27.6 kV/2.3 kV
145054 | WTR-PLW-CW | City Water System | WTR-PLW | [6 empty] | Lawrence Pumping Station
145057 | WTR-PLW-ELS | Electrical System | WTR-PLW | [6 empty] | Lawrence Pumping Station
145130 | WTR-PLW-OFFICE | Computer Location | WTR-WORK AREA 3 | [6 empty] | Building Location
145217 | WTR-PMI-AMT | Atmospheric Monitoring | WTR-PMI | [6 empty] | Milliken Pumping Station
145239 | WTR-PMI-CW | City Water System | WTR-PMI | [6 empty] | Milliken Pumping Station
145454 | WTR-PMI-P | Pumping | WTR-PMI | [6 empty] | Milliken Pumping Station
145616 | WTR-PPD-AMT | Atmospheric Monitoring | WTR-PPD | [6 empty] | Parkdale Pumping Station
145642 | WTR-PPD-CW | City Water System | WTR-PPD | [6 empty] | Parkdale Pumping Station
145779 | WTR-PRH-AUX | Auxiliary Equipment (Building Facilities) | WTR-PRH | [6 empty] | Rosehill Pumping Station
145905 | WTR-PRH-P | Pumping | WTR-PRH | [6 empty] | Rosehill Pumping Station
145970 | WTR-PRV-ACC | Air Conditioning, Heating and Ventilation | WTR-PRV | [6 empty] | Richview Pumping Station
146009 | WTR-PRV-FEQ-SUS | Fire Equipment, Richview Pumping Station | WTR-PRV |  |  | 45355 |  |  |  | Richview Pumping Station
146010 | WTR-PRV-FEQ-SUS | Fire Equipment, Richview Pumping Station | WTR-SUSPENDED |  |  | 45355 |  |  |  | Suspended Obsolete entity for storage purpose
146058 | WTR-PRV-P | Pumping | WTR-PRV | [6 empty] | Richview Pumping Station
146083 | WTR-PRV-TRW | Treated Water (Transmission) | WTR-PRV | [6 empty] | Richview Pumping Station
146125 | WTR-PSA-AMT | Atmospheric Monitoring | WTR-PSA | [6 empty] | St. Albans Pumping Station
146245 | WTR-PSA-YAN-0002 | Alarm, Horn | WTR-PSA-AUX |  |  |  | YAN |  |  | Auxiliary Equipment (Building Facilities)
146298 | WTR-PSC-ELS | Electrical System | WTR-PSC | [6 empty] | Scarborough Pumping Station
146472 | WTR-PTH-AUX | Auxiliary Equipment (Building Facilities) | WTR-PTH | [6 empty] | Thornhill Pumping Station
146477 | WTR-PTH-ELS | Electrical System | WTR-PTH | [6 empty] | Thornhill Pumping Station
146542 | WTR-PWT-AMT | Atmospheric Monitoring | WTR-PWT | [6 empty] | West Toronto Pumping Station
146559 | WTR-PWT-DR-0004 | Door, Overhead | WTR-PWT-AUX |  |  |  | DR |  |  | Auxiliary Equipment (Building Facilities)
146566 | WTR-PWT-FEQ-SUS | Fire Equipment, West Toronto Pumping Station | WTR-SUSPENDED |  |  | 45422 |  |  |  | Suspended Obsolete entity for storage purpose
146617 | WTR-PWT-P | Pumping | WTR-PWT | [6 empty] | West Toronto Pumping Station
146666 | WTR-RBV-ELS | Electrical System | WTR-RBV | [6 empty] | Bayview Reservoir
146713 | WTR-RDF-CW | City Water System | WTR-RDF | [6 empty] | Dufferin Reservoir
146825 | WTR-REB-TRW | Treated Water (Transmission) | WTR-REB |  |  | 35841 |  |  |  | East Woodbridge Tank
146830 | WTR-REG-AUX | Auxiliary Equipment (Building Facilities) | WTR-REG | [6 empty] | Eglinton Reservoir
146833 | WTR-REG-CW | City Water System | WTR-REG | [6 empty] | Eglinton Reservoir
146848 | WTR-REG-TRW | Treated Water (Transmission) | WTR-REG | [6 empty] | Eglinton Reservoir
146862 | WTR-REL-ELS | Electrical System | WTR-REL | [6 empty] | Ellesmere Reservoir
146874 | WTR-REL-TRW | Treated Water (Transmission) | WTR-REL | [6 empty] | Ellesmere Reservoir
146884 | WTR-RKL-AUX | Auxiliary Equipment (Building Facilities) | WTR-RKL | [6 empty] | Keele Reservoir
146890 | WTR-RKL-ELS | Electrical System | WTR-RKL | [6 empty] | Keele Reservoir
146907 | WTR-RKL-TRW | Treated Water (Transmission) | WTR-RKL | [6 empty] | Keele Reservoir
146937 | WTR-RLL-AUX | Auxiliary Equipment (Building Facilities) | WTR-RLL | [6 empty] | Leslie Tank
146939 | WTR-RLL-ELS | Electrical System | WTR-RLL | [6 empty] | Leslie Tank
146950 | WTR-RLL-TRW | Treated Water (Transmission) | WTR-RLL | [6 empty] | Leslie Tank
146956 | WTR-RLW-AMT | Atmospheric Monitoring | WTR-RLW | [6 empty] | Lawrence Reservoir
146975 | WTR-RLW-TRW | Treated Water (Transmission) | WTR-RLW | [6 empty] | Lawrence Reservoir
146988 | WTR-RMA-ELS | Electrical System | WTR-RMA | [6 empty] | Markham Reservoir
147010 | WTR-RMI-CW | City Water System | WTR-RMI | [6 empty] | Milliken Reservoir
147023 | WTR-RMI-ELS | Electrical System | WTR-RMI | [6 empty] | Milliken Reservoir
147057 | WTR-RMI-TRW | Treated Water (Transmission) | WTR-RMI | [6 empty] | Milliken Reservoir
147112 | WTR-RMP-ELSS | Electrical System | WTR-RMPS |  |  | 38609 |  |  |  | Maple Reservoir
147118 | WTR-RMT-ELS | Electrical System | WTR-RMT | [6 empty] | Milliken Tank
147120 | WTR-RMT-TRW | Treated Water (Transmission) | WTR-RMT | [6 empty] | Milliken Tank
147126 | WTR-RRG-AMT | Atmospheric Monitoring | WTR-RRG | [6 empty] | Rouge Tank
147127 | WTR-RRG-CW | City Water System | WTR-RRG | [6 empty] | Rouge Tank
147150 | WTR-RRG-TRW | Treated Water (Transmission) | WTR-RRG | [6 empty] | Rouge Tank
147163 | WTR-RRH-AMT | Atmospheric Monitoring | WTR-RRH | [6 empty] | Rosehill Reservoir
147208 | WTR-RRH-TRW | Treated Water (Transmission) | WTR-RRH | [6 empty] | Rosehill Reservoir
147278 | WTR-RRV-AMT | Atmospheric Monitoring | WTR-RRV | [6 empty] | Richview Reservoir
147316 | WTR-RST-AMT | Atmospheric Monitoring | WTR-RST | [6 empty] | St.Clair Reservoir
147352 | WTR-RST-TRW | Treated Water (Transmission) | WTR-RST | [6 empty] | St.Clair Reservoir
147367 | WTR-RWA-ACC | Air Conditioning, Heating and Ventilation | WTR-RWA | [6 empty] | Warden Tank
147370 | WTR-RWA-CW | City Water System | WTR-RWA | [6 empty] | Warden Tank
147377 | WTR-RWA-TRW | Treated Water (Transmission) | WTR-RWA | [6 empty] | Warden Tank
147388 | WTR-RWL-AUX | Auxiliary Equipment (Building Facilities) | WTR-RWL | [6 empty] | Whitlam Tank
147401 | WTR-SCT | Water Supply Work Area 2 SYSTEM CONTROL | WTR | [6 empty] | Water Supply
147402 | WTR-SCT-SYP | Work Area 2 Central System Pressure, | WTR-SCT | [6 empty] | Water Supply Work Area 2 SYSTEM CONTROL
147403 | WTR-SPC | Process Control Systems - Services Area | WTR | [6 empty] | Water Supply
147404 | WTR-SPC1 | Process Control Systems - Administrative | WTR | [6 empty] | Water Supply
147406 | WTR-STORE | Computer Storage Location | WTR-EUS | [6 empty] | Production & End User Support
147417 | WTR-WA1 | District East Location | WTR-SPC2 | [6 empty] | Process Control Systems - Equipment
147418 | WTR-WA3 | District West Location | WTR-SPC2 | [6 empty] | Process Control Systems - Equipment
147419 | WTR-WEST-PS | Work Area 3 WEST Pumping Stations | WTR-WEST | [6 empty] | Water Supply Work Area 3 WEST
147420 | WTR-WEST-REV | Revenue Metering | WTR-WEST | [6 empty] | Water Supply Work Area 3 WEST
147421 | WTR-WEST-SES | Safety & Lifting Devices | WTR-WEST | [6 empty] | Water Supply Work Area 3 WEST
147422 | WTR-WEST-SYP | Work Area 3 WEST System Pressure | WTR-WEST | [6 empty] | Water Supply Work Area 3 WEST
147423 | WTR-WEST-TNK | Work Area 3 WEST Tanks | WTR-WEST | [6 empty] | Water Supply Work Area 3 WEST
147424 | WTR-WORK AREA 3 | Building Location | WTR-EUS | [6 empty] | Production & End User Support
147472 | WWT | Wastewater Treatment | TW | [6 empty] | Toronto Water
147503 | YCH-ADMIN-BLDG | Building Location | YMH-EUS | [6 empty] | Production & End User Support
147567 | YCS EUS SERVER ROOM | Communication Switch | YCS-ADMIN-BLDG | [6 empty] | Building Location
147568 | YCS-ADMIN BLDG | Building Location | YCS-SPC | [6 empty] | Process Control Systems
147569 | YCS-ITM | Integrated Technology Management | YCS | [6 empty] | Commissioners Street
147570 | YCS-OFFICE | Computer Location | YCS-ADMIN-BLDG | [6 empty] | Building Location
147571 | YDA | Dee Avenue | BUS | [6 empty] | Business Unit Support
147572 | YDA EUS SERVER ROOM | Communication Switch | YDA-ADMIN-BLDG | [6 empty] | Building Location
147573 | YDA-IWC-OFFICE | Computer Location | YDA-ADMIN-BLDG | [6 empty] | Building Location
147574 | YDA-STORE | Computer Storage Location | YDA-EUS | [6 empty] | Production & End User Support
147581 | YME | Merton Yard | BUS | [6 empty] | Business Unit Support
147585 | YMH-19TH-OFFICE | Computer Location | YMH-ADMIN-BLDG | [6 empty] | Building Location
147586 | YMH-21ST-OFFICE | Computer Location | YMH-ADMIN-BLDG | [6 empty] | Building Location
147587 | YMH-ADMIN-BLDG | Building Location | YMH-EUS | [6 empty] | Production & End User Support
147588 | YMH-DECOM | Building Location | YMH-EUS | [6 empty] | Production & End User Support
147589 | YMH-EUS | Production & End User Support | YMH-ITM | [6 empty] | Integrated Technology Management
147592 | YQQ-OFFICE | Computer Location | YQQ-ADMIN-BLDG | [6 empty] | Building Location
147593 | YTF | Tiffield Data Center | BUS | [6 empty] | Business Unit Support
147594 | YTF BLDG-A OFFICE | Computer Location | YTF-A-BLDG | [6 empty] | Building Location
147595 | YTF BLDG-B OFFICE | Computer Location | YTF-B-BLDG | [6 empty] | Building Location
147596 | YTF BLDG-C OFFICE | Computer Location | YTF-A-BLDG | [6 empty] | Building Location
147598 | YTF COMMUNUCATION | YTF Communucation | YTF-SPC1 | [6 empty] | Process Control Systems - Administrative
147599 | YTF EUS | Production & End User Support | YTF | [6 empty] | Tiffield Data Center
147600 | YTF EUS | Production & End User Support | YTF-ITM | [6 empty] | Integrated Technology Management
147601 | YTF EUS SERVER ROOM | Communication Switch | YTF-A-BLDG | [6 empty] | Building Location
147603 | YTF SPC | Process Control Systems - Services Area | YTF-ITM | [6 empty] | Integrated Technology Management
147604 | YTF-A BLDG | Building Location | YTF SPC | [6 empty] | Process Control Systems - Services Area
147605 | YTF-ACC | HVAC Equipment | YTF-BLDG | [6 empty] | Bullding Services
147713 | YTF-CW | City Water | YTF-BLDG | [6 empty] | Bullding Services
147764 | YTF-ELS-LTG-3000 | Outdoor Electrical Equipment | YTF-ELS |  |  |  | LTG |  |  | Electrical Equipment
147765 | YTF-ELS-LTX-1000 | Exit Signs | YTF-ELS |  |  |  | LTX |  |  | Electrical Equipment
147782 | YTF-GRK | Buildings and Grounds | YTF-BLDG | [6 empty] | Bullding Services
147784 | YTF-NGS | HVAC, Natural Gas | YTF-BLDG | [6 empty] | Bullding Services
147812 | YTF-SS | Security Systems | YTF | [6 empty] | Tiffield Data Center
147821 | ZDATA PILOT | ZCity of Toronto |  |  |  | 39026
147822 | ZXDP ENTITY COL | DO NOT USE - City of Toronto
147823 | ZXDP OTHER COL | DO NOT USE - DP Other Entities
38975 | TAB-ACC-CU-1845 | Conditioner, Air, Blwr Bldg Extens, Breaker Rm-Blwr Bldg | TAB-ACC-CI | H.V.A.C.,Air Conditioner | Condensing Unit |  | CU | http://www.toronto.ca/TWONTO#AC_condenser_unit |  | Chiller and Air Coolers
68378 | FHO-ACC-CU-0702 | Condensing Unit, D-0702, TWPS, S5, TRW Sample Area | FHO-ACC-D-0702 |  | Condensing Unit |  | CU | http://www.toronto.ca/TWONTO#AC_condenser_unit |  | Dehumidifier, TWPS, S5, TRW Sample Area
72531 | THR-ACC-CU-0713 | Condensing Unit, Air Conditioning, Digester Gas Compressor Bldg., South | THR-ACC-DIG | Air Handling Unit,Blow Thru | Condensing Unit |  | CU | http://www.toronto.ca/TWONTO#AC_condenser_unit |  | Air Conditioning, HVAC, Digesters
106075 | TAB-ACC-CU-0402 | Condensing Unit, Bio-Solid Bay, Workshop Roof | TAB-ACC-AHU | Air Handling Unit | Condensing Unit |  | CU | http://www.toronto.ca/TWONTO#AC_condenser_unit |  | Air Handling Unit & Supply Fan
106076 | TAB-ACC-CU-0402 | Condensing Unit, Bio-Solid Bay, Workshop Roof | TAB-ACC-CI | Air Handling Unit | Condensing Unit |  | CU | http://www.toronto.ca/TWONTO#AC_condenser_unit |  | Chiller and Air Coolers
147467 | WU2001A | Condenser, 404A | TAB-SLD-P | Vessel | Condensing Unit |  |  | ? |  | Pelletizer Bldg. - Thermal Oil Heating System, Pumps, Strainer & Expanasion Tanks
147468 | WU2002A | Condenser, 404B | TAB-SLD-P | Vessel | Condensing Unit |  |  | ? |  | Pelletizer Bldg. - Thermal Oil Heating System, Pumps, Strainer & Expanasion Tanks
65894 | THC-ELS-PS-0001-A | Primary Power Equipment, Building A | THC-ELS-PS-0001 |  | Control Panel,MCC |  | PS | http://www.toronto.ca/TWONTO#collection_of_assets |  | Primary Power Equipment
65895 | THC-ELS-PS-0001-C | Primary Power Equipment, Building C | THC-ELS-PS-0001 |  | Control Panel,MCC |  | PS | http://www.toronto.ca/TWONTO#collection_of_assets |  | Primary Power Equipment
65896 | THC-ELS-PS-0001-E | Primary Power Equipment, Building E | THC-ELS-PS-0001 |  | Control Panel,MCC |  | PS | http://www.toronto.ca/TWONTO#collection_of_assets |  | Primary Power Equipment
65897 | THC-ELS-PS-0001-G | Primary Power Equipment, Building G | THC-ELS-PS-0001 |  | Control Panel,MCC |  | PS | http://www.toronto.ca/TWONTO#collection_of_assets |  | Primary Power Equipment
65898 | THC-ELS-PS-0001-I | Primary Power Equipment, Building I | THC-ELS-PS-0001 |  | Control Panel,MCC |  | PS | http://www.toronto.ca/TWONTO#collection_of_assets |  | Primary Power Equipment
65899 | THC-ELS-PS-0001-K | Primary Power Equipment, Building K | THC-ELS-PS-0001 |  | Control Panel,MCC |  | PS | http://www.toronto.ca/TWONTO#collection_of_assets |  | Primary Power Equipment
65900 | THC-ELS-PS-0001-M | Primary Power Equipment, Building M | THC-ELS-PS-0001 |  | Control Panel,MCC |  | PS | http://www.toronto.ca/TWONTO#collection_of_assets |  | Primary Power Equipment
65901 | THC-ELS-PS-0001-O | Primary Power Equipment, Building O | THC-ELS-PS-0001 |  | Control Panel,MCC |  | PS | http://www.toronto.ca/TWONTO#collection_of_assets |  | Primary Power Equipment
65902 | THC-ELS-PS-0001-O | Primary Power Equipment, Building O | THC-GRK-ELS-O |  | Control Panel,MCC |  | PS | http://www.toronto.ca/TWONTO#collection_of_assets |  | Building O
65903 | THC-ELS-PS-0001-Q | Primary Power Equipment, Building Q | THC-ELS-PS-0001 |  | Control Panel,MCC |  | PS | http://www.toronto.ca/TWONTO#collection_of_assets |  | Primary Power Equipment
65904 | THC-ELS-PS-0001-S | Primary Power Equipment, Building S | THC-ELS-PS-0001 |  | Control Panel,MCC |  | PS | http://www.toronto.ca/TWONTO#collection_of_assets |  | Primary Power Equipment
65905 | THC-ELS-PS-0001-TUN | Primary Power Equipment, Building Tunels | THC-ELS-PS-0001 |  | Control Panel,MCC |  | PS | http://www.toronto.ca/TWONTO#collection_of_assets |  | Primary Power Equipment
65906 | THC-ELS-PS-0001-U | Primary Power Equipment, Building U | THC-ELS-PS-0001 |  | Control Panel,MCC |  | PS | http://www.toronto.ca/TWONTO#collection_of_assets |  | Primary Power Equipment
96557 | WTR-PTH-MCC-0101 | Control Panel, MCC | WTR-PTH-ELS | Control Panel,MCC | Control Panel,MCC |  | MCC | http://www.toronto.ca/TWONTO#LV_electrical_panel |  | Electrical System
96558 | WTR-PTH-MCC-0101 | Control Panel, MCC | WTR-PTH-TR-0101 | Control Panel,MCC | Control Panel,MCC |  | MCC | http://www.toronto.ca/TWONTO#LV_electrical_panel |  | Transformer, Power, Oil Filled, Line 1, 27.6 kV/600 V
125186 | THC-ELS-PS-0001-A | Primary Power Equipment, Building A | THC-GRK-ELS-A |  | Control Panel,MCC |  | PS | http://www.toronto.ca/TWONTO#collection_of_assets |  | Building A
125187 | THC-ELS-PS-0001-B | Primary Power Equipment, Building B | THC-ELS-PS-0001 |  | Control Panel,MCC |  | PS | http://www.toronto.ca/TWONTO#collection_of_assets |  | Primary Power Equipment
125188 | THC-ELS-PS-0001-B | Primary Power Equipment, Building B | THC-GRK-ELS-B |  | Control Panel,MCC |  | PS | http://www.toronto.ca/TWONTO#collection_of_assets |  | Building B
125189 | THC-ELS-PS-0001-C | Primary Power Equipment, Building C | THC-GRK-ELS-C |  | Control Panel,MCC |  | PS | http://www.toronto.ca/TWONTO#collection_of_assets |  | Building C
125190 | THC-ELS-PS-0001-D | Primary Power Equipment, Building D | THC-ELS-PS-0001 |  | Control Panel,MCC |  | PS | http://www.toronto.ca/TWONTO#collection_of_assets |  | Primary Power Equipment
125191 | THC-ELS-PS-0001-D | Primary Power Equipment, Building D | THC-GRK-ELS-D |  | Control Panel,MCC |  | PS | http://www.toronto.ca/TWONTO#collection_of_assets |  | Building D
125192 | THC-ELS-PS-0001-E | Primary Power Equipment, Building E | THC-GRK-ELS-E |  | Control Panel,MCC |  | PS | http://www.toronto.ca/TWONTO#collection_of_assets |  | Building E
125193 | THC-ELS-PS-0001-F | Primary Power Equipment, Building F | THC-ELS-PS-0001 |  | Control Panel,MCC |  | PS | http://www.toronto.ca/TWONTO#collection_of_assets |  | Primary Power Equipment
125194 | THC-ELS-PS-0001-F | Primary Power Equipment, Building F | THC-GRK-ELS-F |  | Control Panel,MCC |  | PS | http://www.toronto.ca/TWONTO#collection_of_assets |  | Building F
125195 | THC-ELS-PS-0001-G | Primary Power Equipment, Building G | THC-GRK-ELS-G |  | Control Panel,MCC |  | PS | http://www.toronto.ca/TWONTO#collection_of_assets |  | Building G
125196 | THC-ELS-PS-0001-H | Primary Power Equipment, Building H | THC-ELS-PS-0001 |  | Control Panel,MCC |  | PS | http://www.toronto.ca/TWONTO#collection_of_assets |  | Primary Power Equipment
125197 | THC-ELS-PS-0001-H | Primary Power Equipment, Building H | THC-GRK-ELS-H |  | Control Panel,MCC |  | PS | http://www.toronto.ca/TWONTO#collection_of_assets |  | Building H
125198 | THC-ELS-PS-0001-I | Primary Power Equipment, Building I | THC-GRK-ELS-I |  | Control Panel,MCC |  | PS | http://www.toronto.ca/TWONTO#collection_of_assets |  | Building I
125199 | THC-ELS-PS-0001-K | Primary Power Equipment, Building K | THC-GRK-ELS-K |  | Control Panel,MCC |  | PS | http://www.toronto.ca/TWONTO#collection_of_assets |  | Building K
125200 | THC-ELS-PS-0001-L | Primary Power Equipment, Building L | THC-ELS-PS-0001 |  | Control Panel,MCC |  | PS | http://www.toronto.ca/TWONTO#collection_of_assets |  | Primary Power Equipment
125201 | THC-ELS-PS-0001-L | Primary Power Equipment, Building L | THC-GRK-ELS-L |  | Control Panel,MCC |  | PS | http://www.toronto.ca/TWONTO#collection_of_assets |  | Building L
125202 | THC-ELS-PS-0001-M | Primary Power Equipment, Building M | THC-GRK-ELS-M |  | Control Panel,MCC |  | PS | http://www.toronto.ca/TWONTO#collection_of_assets |  | Building M
125203 | THC-ELS-PS-0001-P | Primary Power Equipment, Building P | THC-ELS-PS-0001 |  | Control Panel,MCC |  | PS | http://www.toronto.ca/TWONTO#collection_of_assets |  | Primary Power Equipment
125204 | THC-ELS-PS-0001-P | Primary Power Equipment, Building P | THC-GRK-ELS-P |  | Control Panel,MCC |  | PS | http://www.toronto.ca/TWONTO#collection_of_assets |  | Building P
125205 | THC-ELS-PS-0001-Q | Primary Power Equipment, Building Q | THC-GRK-ELS-Q |  | Control Panel,MCC |  | PS | http://www.toronto.ca/TWONTO#collection_of_assets |  | Building Q
125206 | THC-ELS-PS-0001-S | Primary Power Equipment, Building S | THC-GRK-ELS-S |  | Control Panel,MCC |  | PS | http://www.toronto.ca/TWONTO#collection_of_assets |  | Building S
125207 | THC-ELS-PS-0001-T | Primary Power Equipment, Building T | THC-ELS-PS-0001 |  | Control Panel,MCC |  | PS | http://www.toronto.ca/TWONTO#collection_of_assets |  | Primary Power Equipment
125208 | THC-ELS-PS-0001-T | Primary Power Equipment, Building T | THC-GRK-ELS-T |  | Control Panel,MCC |  | PS | http://www.toronto.ca/TWONTO#collection_of_assets |  | Building T
125209 | THC-ELS-PS-0001-U | Primary Power Equipment, Building U | THC-GRK-ELS-U |  | Control Panel,MCC |  | PS | http://www.toronto.ca/TWONTO#collection_of_assets |  | Building U, Anaerobic Digesters Bldg.
146560 | WTR-PTH-MCC-0201 | Control Panel, MCC | WTR-PTH-ELS | Control Panel,MCC | Control Panel,MCC |  | MCC | http://www.toronto.ca/TWONTO#LV_electrical_panel |  | Electrical System
146561 | WTR-PTH-MCC-0201 | Control Panel, MCC | WTR-PTH-TR-0201 | Control Panel,MCC | Control Panel,MCC |  | MCC | http://www.toronto.ca/TWONTO#LV_electrical_panel |  | Transformer, Power, Oil Filled, Line 2, 27.6 kV/600 V

## Gate_Pivot (hidden)
Row Labels | Count of Valid_Class
http://www.toronto.ca/TWONTO#channel_gate | 119
http://www.toronto.ca/TWONTO#door | 16
http://www.toronto.ca/TWONTO#roll_up_door | 2
http://www.toronto.ca/TWONTO#valve | 66
Grand Total | 203

## Gate (hidden)
Column1 | Entity_number | Description | Parent | Category | Class | Suspended | Tag | Valid_Class
11235 | COL-MTI-G-1401C | Gate 1,Rosedale Valley Control Chamber No.14C, MTI | COL-MTI | Valve,Gate,Sluice,Act. | Gate |  | G | http://www.toronto.ca/TWONTO#channel_gate
11236 | COL-MTI-G-1401C | Gate 1,Rosedale Valley Control Chamber No.14C, MTI | COL-MTI-CH-1400C | Valve,Gate,Sluice,Act. | Gate |  | G | http://www.toronto.ca/TWONTO#channel_gate
2690 | COL-MTI-G-2000C | Sluice Gate, Scott Control Chamber #20C | COL-MTI-CH-2000C |  | Gate |  | G | http://www.toronto.ca/TWONTO#channel_gate
2691 | COL-MTI-G-2000C | Sluice Gate, Scott Control Chamber #20C | COL-MTI-CH-2300C |  | Gate |  | G | http://www.toronto.ca/TWONTO#channel_gate
2695 | COL-MTI-G-2301B | Gate 1,Simcoe Control Chamber No.23B, MTI | COL-MTI-CH-2300B | Valve,Gate,Sluice,Act. | Gate |  | G | http://www.toronto.ca/TWONTO#channel_gate
11242 | COL-MTI-G-2301B | Gate 1,Simcoe Control Chamber No.23B, MTI | COL-MTI | Valve,Gate,Sluice,Act. | Gate |  | G | http://www.toronto.ca/TWONTO#channel_gate
11243 | COL-MTI-G-2301C | Gate 1,Simcoe Control Chamber No.23C, MTI | COL-MTI | Valve,Gate,Sluice,Act. | Gate |  | G | http://www.toronto.ca/TWONTO#channel_gate
11244 | COL-MTI-G-2301C | Gate 1,Simcoe Control Chamber No.23C, MTI | COL-MTI-CH-2300C | Valve,Gate,Sluice,Act. | Gate |  | G | http://www.toronto.ca/TWONTO#channel_gate
11245 | COL-MTI-G-2301D | Sluice Gate, Simcoe Control Chamber No.2300D, MTI | COL-MTI-CH-2300D |  | Gate |  | G | http://www.toronto.ca/TWONTO#channel_gate
2700 | COL-MTI-G-2901 | Gate 1,Roxton St. Control Chamber No.29, MTI | COL-MTI | Valve,Gate,Sluice,Act. | Gate |  | G | http://www.toronto.ca/TWONTO#channel_gate
11248 | COL-MTI-G-2901 | Gate 1,Roxton St. Control Chamber No.29, MTI | COL-MTI-CH-2900 | Valve,Gate,Sluice,Act. | Gate |  | G | http://www.toronto.ca/TWONTO#channel_gate
2701 | COL-MTI-G-2902 | Gate 2,Roxton St. Control Chamber No.29, MTI | COL-MTI | Valve,Gate,Sluice,Act. | Gate |  | G | http://www.toronto.ca/TWONTO#channel_gate
11249 | COL-MTI-G-2902 | Gate 2,Roxton St. Control Chamber No.29, MTI | COL-MTI-CH-2900 | Valve,Gate,Sluice,Act. | Gate |  | G | http://www.toronto.ca/TWONTO#channel_gate
2702 | COL-MTI-G-2903 | Gate 3,Roxton St. Control Chamber No.29, MTI | COL-MTI | Valve,Gate,Sluice,Act. | Gate |  | G | http://www.toronto.ca/TWONTO#channel_gate
11250 | COL-MTI-G-2903 | Gate 3,Roxton St. Control Chamber No.29, MTI | COL-MTI-CH-2900 | Valve,Gate,Sluice,Act. | Gate |  | G | http://www.toronto.ca/TWONTO#channel_gate
2703 | COL-MTI-G-3401 | Gate 1,Parkside St. Control Chamber No.34, MTI | COL-MTI-CH-3400 | Valve,Gate,Sluice,Act. | Gate |  | G | http://www.toronto.ca/TWONTO#channel_gate
11251 | COL-MTI-G-3401 | Gate 1,Parkside St. Control Chamber No.34, MTI | COL-MTI | Valve,Gate,Sluice,Act. | Gate |  | G | http://www.toronto.ca/TWONTO#channel_gate
18784 | FHA-GRK-DR-0100 | Door, Main Property Entrance Gate, South | FHA-GRK-PRTY-0001 | Door,Overhead | Gate |  | DR | http://www.toronto.ca/TWONTO#roll_up_door
61770 | FHA-GRK-DR-0200 | Door, Main Property Entrance Gate, North | FHA-GRK-PRTY-0001 | Door,Overhead | Gate |  | DR | http://www.toronto.ca/TWONTO#roll_up_door
113507 | TAB-GRK-DR-34556 | Security Gate, North | TAB-WORK-AREA-7 |  | Gate |  | DR | http://www.toronto.ca/TWONTO#door
113508 | TAB-GRK-DR-34556 | Security Gate, North | TAB-WORK-AREA-WWPW |  | Gate |  | DR | http://www.toronto.ca/TWONTO#door
113509 | TAB-GRK-DR-34557 | Security Gate, South | TAB-WORK-AREA-7 |  | Gate |  | DR | http://www.toronto.ca/TWONTO#door
113510 | TAB-GRK-DR-34557 | Security Gate, South | TAB-WORK-AREA-WWPW |  | Gate |  | DR | http://www.toronto.ca/TWONTO#door
114482 | TAB-PLT-G-0103 | Gate, Slide, Unwatering Drain, Screen Channel No. 1 Effluent | TAB-PLT-SC-0100 | Gate,Sluice,Act. | Gate |  | G | http://www.toronto.ca/TWONTO#channel_gate
114483 | TAB-PLT-G-0104 | Gate, Slide, Motorized, Isolation, Screen Channel No. 1 Effluent | TAB-PLT-SC-0100 | Gate,Sluice,Act. | Gate |  | G | http://www.toronto.ca/TWONTO#channel_gate
114484 | TAB-PLT-G-0112 | Gate, Slide, Motorized, Isolation, Screen Channel No. 1 Influent | TAB-PLT-SC-0100 | Gate,Sluice,Act. | Gate |  | G | http://www.toronto.ca/TWONTO#channel_gate
114490 | TAB-PLT-G-0203 | Gate, Slide, Unwatering Drain, Screen Channel No. 2 Effluent | TAB-PLT-SC-0200 | Gate,Sluice,Act. | Gate |  | G | http://www.toronto.ca/TWONTO#channel_gate
114491 | TAB-PLT-G-0204 | Gate, Slide, Motorized, Isolation, Screen Channel No. 2 Effluent | TAB-PLT-SC-0200 | Gate,Sluice,Act. | Gate |  | G | http://www.toronto.ca/TWONTO#channel_gate
52904 | TAB-PLT-G-0212 | Gate, Slide, Motorized, Isolation, Screen Channel No. 2 Influent | TAB-PLT-SC-0200 | Gate,Sluice,Act. | Gate |  | G | http://www.toronto.ca/TWONTO#channel_gate
52909 | TAB-PLT-G-0303 | Gate, Slide, Unwatering Drain, Screen Channel No. 3 Effluent | TAB-PLT-SC-0300 | Gate,Sluice,Act. | Gate |  | G | http://www.toronto.ca/TWONTO#channel_gate
52910 | TAB-PLT-G-0304 | Gate, Slide, Motorized, Isolation, Screen Channel No. 3 Effluent | TAB-PLT-SC-0300 | Gate,Sluice,Act. | Gate |  | G | http://www.toronto.ca/TWONTO#channel_gate
52911 | TAB-PLT-G-0312 | Gate, Slide, Motorized, Isolation, Screen Channel No. 3 Influent | TAB-PLT-SC-0300 | Gate,Sluice,Act. | Gate |  | G | http://www.toronto.ca/TWONTO#channel_gate
114497 | TAB-PLT-G-0403 | Gate, Slide, Unwatering Drain, Screen Channel No. 4 Effluent | TAB-PLT-SC-0400 | Gate,Sluice,Act. | Gate |  | G | http://www.toronto.ca/TWONTO#channel_gate
52915 | TAB-PLT-G-0404 | Gate, Slide, Motorized, Isolation, Screen Channel No. 4 Effluent | TAB-PLT-SC-0400 | Gate,Sluice,Act. | Gate |  | G | http://www.toronto.ca/TWONTO#channel_gate
52916 | TAB-PLT-G-0412 | Gate, Slide, Motorized, Isolation, Screen Channel No. 4 Influent | TAB-PLT-SC-0400 | Gate,Sluice,Act. | Gate |  | G | http://www.toronto.ca/TWONTO#channel_gate
52919 | TAB-PLT-G-0503 | Gate, Slide, Unwatering Drain, Screen Channel No. 5 Effluent | TAB-PLT-SC-0400 | Gate,Sluice,Act. | Gate |  | G | http://www.toronto.ca/TWONTO#channel_gate
114502 | TAB-PLT-G-0503 | Gate, Slide, Unwatering Drain, Screen Channel No. 5 Effluent | TAB-PLT-SC-0500 | Gate,Sluice,Act. | Gate |  | G | http://www.toronto.ca/TWONTO#channel_gate
114503 | TAB-PLT-G-0504 | Gate, Slide, Motorized, Isolation, Screen Channel No. 5 Effluent | TAB-PLT-SC-0500 | Gate,Sluice,Act. | Gate |  | G | http://www.toronto.ca/TWONTO#channel_gate
52920 | TAB-PLT-G-0512 | Gate, Slide, Motorized, Isolation, Screen Channel No. 5 Influent | TAB-PLT-SC-0500 | Gate,Sluice,Act. | Gate |  | G | http://www.toronto.ca/TWONTO#channel_gate
52939 | TAB-PLT-G-3601 | Gate, Knife Gate, Pneumatic, Discharge, Grit Receiving Conveyor 3600, Conveyor Area | TAB-PLT-CV-3600 | Valve,Knife Gate | Gate |  | G | http://www.toronto.ca/TWONTO#valve
114524 | TAB-PLT-G-3801 | Gate, Knife Gate, Pneumatic, Discharge, Grit Receiving Conveyor 3800, Conveyor Area | TAB-PLT-CV-3800 | Valve,Knife Gate | Gate |  | G | http://www.toronto.ca/TWONTO#valve
52940 | TAB-PLT-G-4001 | Gate, Knife Gate, Pneumatic, Grit Outloading Conveyor 4000, Conveyor Area | TAB-PLT-CV-4000 | Valve,Knife Gate | Gate |  | G | http://www.toronto.ca/TWONTO#valve
52941 | TAB-PLT-G-4002 | Gate, Knife Gate, Pneumatic, Grit Outloading Conveyor 4000, Conveyor Area | TAB-PLT-CV-4000 | Valve,Knife Gate | Gate |  | G | http://www.toronto.ca/TWONTO#valve
52942 | TAB-PLT-G-4003 | Gate, Knife Gate, Pneumatic, Grit Outloading Conveyor 4000, Conveyor Area | TAB-PLT-CV-4000 | Valve,Knife Gate | Gate |  | G | http://www.toronto.ca/TWONTO#valve
52943 | TAB-PLT-G-4004 | Gate, Knife Gate, Pneumatic, Grit Outloading Conveyor 4000, Conveyor Area | TAB-PLT-CV-4000 | Valve,Knife Gate | Gate |  | G | http://www.toronto.ca/TWONTO#valve
52944 | TAB-PLT-G-4101 | Gate, Knife Gate, Pneumatic, Grit Outloading Conveyor 4100, Conveyor Area | TAB-PLT-CV-4100 | Valve,Knife Gate | Gate |  | G | http://www.toronto.ca/TWONTO#valve
52945 | TAB-PLT-G-4102 | Gate, Knife Gate, Pneumatic, Grit Outloading Conveyor 4100, Conveyor Area | TAB-PLT-CV-4100 | Valve,Knife Gate | Gate |  | G | http://www.toronto.ca/TWONTO#valve
52946 | TAB-PLT-G-4103 | Gate, Knife Gate, Pneumatic, Grit Outloading Conveyor 4100, Conveyor Area | TAB-PLT-CV-4100 | Valve,Knife Gate | Gate |  | G | http://www.toronto.ca/TWONTO#valve
52947 | TAB-PLT-G-4201 | Gate, Knife Gate, Pneumatic, Grit Outloading Conveyor 4200, Conveyor Area | TAB-PLT-CV-4200 | Valve,Knife Gate | Gate |  | G | http://www.toronto.ca/TWONTO#valve
52948 | TAB-PLT-G-4202 | Gate, Knife Gate, Pneumatic, Grit Outloading Conveyor 4200, Conveyor Area | TAB-PLT-CV-4200 | Valve,Knife Gate | Gate |  | G | http://www.toronto.ca/TWONTO#valve
114525 | TAB-PLT-G-4203 | Gate, Knife Gate, Pneumatic, Grit Outloading Conveyor 4200, Conveyor Area | TAB-PLT-CV-4200 | Valve,Knife Gate | Gate |  | G | http://www.toronto.ca/TWONTO#valve
114526 | TAB-PLT-G-4204 | Gate, Knife Gate, Pneumatic, Grit Outloading Conveyor 4200, Conveyor Area | TAB-PLT-CV-4200 | Valve,Knife Gate | Gate |  | G | http://www.toronto.ca/TWONTO#valve
52949 | TAB-PLT-G-4301 | Gate, Knife Gate, Pneumatic, Grit Outloading Conveyor 4300, Conveyor Area | TAB-PLT-CV-4200 | Valve,Knife Gate | Gate |  | G | http://www.toronto.ca/TWONTO#valve
52950 | TAB-PLT-G-4301 | Gate, Knife Gate, Pneumatic, Grit Outloading Conveyor 4300, Conveyor Area | TAB-PLT-CV-4300 | Valve,Knife Gate | Gate |  | G | http://www.toronto.ca/TWONTO#valve
114527 | TAB-PLT-G-4302 | Gate, Knife Gate, Pneumatic, Grit Outloading Conveyor 4300, Conveyor Area | TAB-PLT-CV-4300 | Valve,Knife Gate | Gate |  | G | http://www.toronto.ca/TWONTO#valve
52951 | TAB-PLT-G-4303 | Gate, Knife Gate, Pneumatic, Grit Outloading Conveyor 4300, Conveyor Area | TAB-PLT-CV-4300 | Valve,Knife Gate | Gate |  | G | http://www.toronto.ca/TWONTO#valve
114528 | TAB-PLT-G-4401 | Gate, Knife Gate, Pneumatic, Discharge, Screenings Receiving Conveyor 4400, Conveyor Area | TAB-PLT-CV-4400 | Valve,Knife Gate | Gate |  | G | http://www.toronto.ca/TWONTO#valve
114529 | TAB-PLT-G-4402 | Gate, Knife Gate, Pneumatic, Discharge, Screenings Receiving Conveyor 4400, Conveyor Area | TAB-PLT-CV-4400 | Valve,Knife Gate | Gate |  | G | http://www.toronto.ca/TWONTO#valve
114530 | TAB-PLT-G-4501 | Gate, Knife Gate, Pneumatic, Discharge, Screenings Receiving Conveyor 4500, Conveyor Area | TAB-PLT-CV-4500 | Valve,Knife Gate | Gate |  | G | http://www.toronto.ca/TWONTO#valve
114531 | TAB-PLT-G-4601 | Gate, Knife Gate, Pneumatic, Discharge, Screenings Receiving Conveyor 4600, Conveyor Area | TAB-PLT-CV-4600 | Valve,Knife Gate | Gate |  | G | http://www.toronto.ca/TWONTO#valve
114532 | TAB-PLT-G-4602 | Gate, Knife Gate, Pneumatic, Discharge, Screenings Receiving Conveyor 4600, Conveyor Area | TAB-PLT-CV-4600 | Valve,Knife Gate | Gate |  | G | http://www.toronto.ca/TWONTO#valve
114533 | TAB-PLT-G-4701 | Gate, Knife Gate, Pneumatic, Discharge, Screenings Receiving Conveyor 4700, Conveyor Area | TAB-PLT-CV-4700 | Valve,Knife Gate | Gate |  | G | http://www.toronto.ca/TWONTO#valve
114534 | TAB-PLT-G-4801 | Gate, Knife Gate, Pneumatic, Screenings Outloading Conveyor 4800, Conveyor Area | TAB-PLT-CV-4800 | Valve,Knife Gate | Gate |  | G | http://www.toronto.ca/TWONTO#valve
114535 | TAB-PLT-G-4802 | Gate, Knife Gate, Pneumatic, Screenings Outloading Conveyor 4800, Conveyor Area | TAB-PLT-CV-4800 | Valve,Knife Gate | Gate |  | G | http://www.toronto.ca/TWONTO#valve
52952 | TAB-PLT-G-4803 | Gate, Knife Gate, Pneumatic, Screenings Outloading Conveyor 4800, Conveyor Area | TAB-PLT-CV-4800 | Valve,Knife Gate | Gate |  | G | http://www.toronto.ca/TWONTO#valve
114536 | TAB-PLT-G-4804 | Gate, Knife Gate, Pneumatic, Screenings Outloading Conveyor 4800, Conveyor Area | TAB-PLT-CV-4800 | Valve,Knife Gate | Gate |  | G | http://www.toronto.ca/TWONTO#valve
114537 | TAB-PLT-G-4805 | Gate, Knife Gate, Pneumatic, Screenings Outloading Conveyor 4800, Conveyor Area | TAB-PLT-CV-4800 | Valve,Knife Gate | Gate |  | G | http://www.toronto.ca/TWONTO#valve
52953 | TAB-PLT-G-4901 | Gate, Knife Gate, Pneumatic, Screenings Outloading Conveyor 4900, Conveyor Area | TAB-PLT-CV-4900 | Valve,Knife Gate | Gate |  | G | http://www.toronto.ca/TWONTO#valve
52954 | TAB-PLT-G-4902 | Gate, Knife Gate, Pneumatic, Screenings Outloading Conveyor 4900, Conveyor Area | TAB-PLT-CV-4900 | Valve,Knife Gate | Gate |  | G | http://www.toronto.ca/TWONTO#valve
52955 | TAB-PLT-G-4903 | Gate, Knife Gate, Pneumatic, Screenings Outloading Conveyor 4900, Conveyor Area | TAB-PLT-CV-4900 | Valve,Knife Gate | Gate |  | G | http://www.toronto.ca/TWONTO#valve
114538 | TAB-PLT-G-4904 | Gate, Knife Gate, Pneumatic, Screenings Outloading Conveyor 4900, Conveyor Area | TAB-PLT-CV-4900 | Valve,Knife Gate | Gate |  | G | http://www.toronto.ca/TWONTO#valve
52956 | TAB-PLT-G-5001 | Gate, Knife Gate, Pneumatic, Screenings Outloading Conveyor 5000, Conveyor Area | TAB-PLT-CV-5000 | Valve,Knife Gate | Gate |  | G | http://www.toronto.ca/TWONTO#valve
52957 | TAB-PLT-G-5002 | Gate, Knife Gate, Pneumatic, Screenings Outloading Conveyor 5000, Conveyor Area | TAB-PLT-CV-5000 | Valve,Knife Gate | Gate |  | G | http://www.toronto.ca/TWONTO#valve
52958 | TAB-PLT-G-5003 | Gate, Knife Gate, Pneumatic, Screenings Outloading Conveyor 5000, Conveyor Area | TAB-PLT-CV-5000 | Valve,Knife Gate | Gate |  | G | http://www.toronto.ca/TWONTO#valve
114539 | TAB-PLT-G-5004 | Gate, Knife Gate, Pneumatic, Screenings Outloading Conveyor 5000, Conveyor Area | TAB-PLT-CV-5000 | Valve,Knife Gate | Gate |  | G | http://www.toronto.ca/TWONTO#valve
52959 | TAB-PLT-G-5005 | Gate, Knife Gate, Pneumatic, Screenings Outloading Conveyor 5000, Conveyor Area | TAB-PLT-CV-5000 | Valve,Knife Gate | Gate |  | G | http://www.toronto.ca/TWONTO#valve
52960 | TAB-PLT-G-5101 | Gate, Knife Gate, Pneumatic, Screenings Outloading Conveyor 5100, Conveyor Area | TAB-PLT-CV-5100 | Valve,Knife Gate | Gate |  | G | http://www.toronto.ca/TWONTO#valve
114540 | TAB-PLT-G-5102 | Gate, Knife Gate, Pneumatic, Screenings Outloading Conveyor 5100, Conveyor Area | TAB-PLT-CV-5100 | Valve,Knife Gate | Gate |  | G | http://www.toronto.ca/TWONTO#valve
114541 | TAB-PLT-G-5103 | Gate, Knife Gate, Pneumatic, Screenings Outloading Conveyor 5100, Conveyor Area | TAB-PLT-CV-5100 | Valve,Knife Gate | Gate |  | G | http://www.toronto.ca/TWONTO#valve
114542 | TAB-PLT-G-5104 | Gate, Knife Gate, Pneumatic, Screenings Outloading Conveyor 5100, Conveyor Area | TAB-PLT-CV-5100 | Valve,Knife Gate | Gate |  | G | http://www.toronto.ca/TWONTO#valve
114543 | TAB-PLT-G-5201 | Gate, Knife Gate, Pneumatic, Screenings Outloading Conveyor 5200, Conveyor Area | TAB-PLT-CV-5200 | Valve,Knife Gate | Gate |  | G | http://www.toronto.ca/TWONTO#valve
114544 | TAB-PLT-G-5202 | Gate, Knife Gate, Pneumatic, Screenings Outloading Conveyor 5200, Conveyor Area | TAB-PLT-CV-5200 | Valve,Knife Gate | Gate |  | G | http://www.toronto.ca/TWONTO#valve
52961 | TAB-PLT-G-5203 | Gate, Knife Gate, Pneumatic, Screenings Outloading Conveyor 5200, Conveyor Area | TAB-PLT-CV-5200 | Valve,Knife Gate | Gate |  | G | http://www.toronto.ca/TWONTO#valve
114545 | TAB-PLT-G-5204 | Gate, Knife Gate, Pneumatic, Screenings Outloading Conveyor 5200, Conveyor Area | TAB-PLT-CV-5200 | Valve,Knife Gate | Gate |  | G | http://www.toronto.ca/TWONTO#valve
52962 | TAB-PLT-G-5205 | Gate, Knife Gate, Pneumatic, Screenings Outloading Conveyor 5200, Conveyor Area | TAB-PLT-CV-5200 | Valve,Knife Gate | Gate |  | G | http://www.toronto.ca/TWONTO#valve
52963 | TAB-PLT-G-5301 | Gate, Knife Gate, Pneumatic, Screenings Outloading Conveyor 5300, Conveyor Area | TAB-PLT-CV-5200 | Valve,Knife Gate | Gate |  | G | http://www.toronto.ca/TWONTO#valve
114546 | TAB-PLT-G-5301 | Gate, Knife Gate, Pneumatic, Screenings Outloading Conveyor 5300, Conveyor Area | TAB-PLT-CV-5300 | Valve,Knife Gate | Gate |  | G | http://www.toronto.ca/TWONTO#valve
52964 | TAB-PLT-G-5302 | Gate, Knife Gate, Pneumatic, Screenings Outloading Conveyor 5300, Conveyor Area | TAB-PLT-CV-5300 | Valve,Knife Gate | Gate |  | G | http://www.toronto.ca/TWONTO#valve
52965 | TAB-PLT-G-5303 | Gate, Knife Gate, Pneumatic, Screenings Outloading Conveyor 5300, Conveyor Area | TAB-PLT-CV-5300 | Valve,Knife Gate | Gate |  | G | http://www.toronto.ca/TWONTO#valve
114547 | TAB-PLT-G-5304 | Gate, Knife Gate, Pneumatic, Screenings Outloading Conveyor 5300, Conveyor Area | TAB-PLT-CV-5300 | Valve,Knife Gate | Gate |  | G | http://www.toronto.ca/TWONTO#valve
52966 | TAB-PLT-G-5401 | Gate, Knife Gate, Pneumatic, Screenings Outloading Conveyor 5400, Conveyor Area | TAB-PLT-CV-5400 | Valve,Knife Gate | Gate |  | G | http://www.toronto.ca/TWONTO#valve
114548 | TAB-PLT-G-5402 | Gate, Knife Gate, Pneumatic, Screenings Outloading Conveyor 5400, Conveyor Area | TAB-PLT-CV-5400 | Valve,Knife Gate | Gate |  | G | http://www.toronto.ca/TWONTO#valve
114549 | TAB-PLT-G-5403 | Gate, Knife Gate, Pneumatic, Screenings Outloading Conveyor 5400, Conveyor Area | TAB-PLT-CV-5400 | Valve,Knife Gate | Gate |  | G | http://www.toronto.ca/TWONTO#valve
114550 | TAB-PLT-G-5404 | Gate, Knife Gate, Pneumatic, Screenings Outloading Conveyor 5400, Conveyor Area | TAB-PLT-CV-5400 | Valve,Knife Gate | Gate |  | G | http://www.toronto.ca/TWONTO#valve
114551 | TAB-PLT-G-5405 | Gate, Knife Gate, Pneumatic, Screenings Outloading Conveyor 5400, Conveyor Area | TAB-PLT-CV-5400 | Valve,Knife Gate | Gate |  | G | http://www.toronto.ca/TWONTO#valve
52967 | TAB-PLT-G-5501 | Gate, Knife Gate, Pneumatic, Screenings Outloading Conveyor 5500, Conveyor Area | TAB-PLT-CV-5500 | Valve,Knife Gate | Gate |  | G | http://www.toronto.ca/TWONTO#valve
52968 | TAB-PLT-G-5502 | Gate, Knife Gate, Pneumatic, Screenings Outloading Conveyor 5500, Conveyor Area | TAB-PLT-CV-5500 | Valve,Knife Gate | Gate |  | G | http://www.toronto.ca/TWONTO#valve
114552 | TAB-PLT-G-5503 | Gate, Knife Gate, Pneumatic, Screenings Outloading Conveyor 5500, Conveyor Area | TAB-PLT-CV-5500 | Valve,Knife Gate | Gate |  | G | http://www.toronto.ca/TWONTO#valve
114553 | TAB-PLT-G-5504 | Gate, Knife Gate, Pneumatic, Screenings Outloading Conveyor 5500, Conveyor Area | TAB-PLT-CV-5500 | Valve,Knife Gate | Gate |  | G | http://www.toronto.ca/TWONTO#valve
56182 | TAB-RSP-G-1104 | Gate, Sluice, Actuated, Connecting M.T.I. & Wet Wells T-1100 & T-1101 | TAB-RSP-G-T | Valve,Sluice Gate | Gate |  | G | http://www.toronto.ca/TWONTO#channel_gate
56183 | TAB-RSP-G-1104 | Gate, Sluice, Actuated, Connecting M.T.I. & Wet Wells T-1100 & T-1101 | TAB-RSP-T-1100 | Valve,Sluice Gate | Gate |  | G | http://www.toronto.ca/TWONTO#channel_gate
56184 | TAB-RSP-G-1105 | Gate, Sluice, Actuated, Connecting M.T.I. & Wet Wells T-1100 & T-1101 | TAB-RSP-T-1100 | Valve,Sluice Gate | Gate |  | G | http://www.toronto.ca/TWONTO#channel_gate
117175 | TAB-RSP-G-1105 | Gate, Sluice, Actuated, Connecting M.T.I. & Wet Wells T-1100 & T-1101 | TAB-RSP-G-T | Valve,Sluice Gate | Gate |  | G | http://www.toronto.ca/TWONTO#channel_gate
56185 | TAB-RSP-G-1106 | Gate, Sluice, Actuated, Connecting M.T.I. & Wet Wells T-1100 & T-1101 | TAB-RSP-T-1100 | Valve,Sluice Gate | Gate |  | G | http://www.toronto.ca/TWONTO#channel_gate
117176 | TAB-RSP-G-1106 | Gate, Sluice, Actuated, Connecting M.T.I. & Wet Wells T-1100 & T-1101 | TAB-RSP-G-T | Valve,Sluice Gate | Gate |  | G | http://www.toronto.ca/TWONTO#channel_gate
56186 | TAB-RSP-G-1107 | Gate, Sluice, Actuated, High Level, Low level or Lake Front Interceptor to wet well T-1101 | TAB-RSP-G-T | Valve,Sluice Gate | Gate |  | G | http://www.toronto.ca/TWONTO#channel_gate
56187 | TAB-RSP-G-1107 | Gate, Sluice, Actuated, High Level, Low level or Lake Front Interceptor to wet well T-1101 | TAB-RSP-T-1101 | Valve,Sluice Gate | Gate |  | G | http://www.toronto.ca/TWONTO#channel_gate
56188 | TAB-RSP-G-1210B | Gate, Sluice, Actuated, Raw Sewage Pump #1 Outlet to Upper Ring | TAB-RSP-P-1210 | Valve,Sluice Gate | Gate |  | G | http://www.toronto.ca/TWONTO#channel_gate
117177 | TAB-RSP-G-1220B | Gate, Sluice, Actuated, Raw Sewage Pump #2 Outlet to Upper Ring | TAB-RSP-P-1220 | Valve,Sluice Gate | Gate |  | G | http://www.toronto.ca/TWONTO#channel_gate
56189 | TAB-RSP-G-1230B | Gate, Sluice, Actuated, Raw Sewage Pump #3 Outlet to Upper Ring | TAB-RSP-P-1230 | Valve,Sluice Gate | Gate |  | G | http://www.toronto.ca/TWONTO#channel_gate
56190 | TAB-RSP-G-1240B | Gate, Sluice, Actuated, Raw Sewage Pump #4 Outlet to Upper Ring | TAB-RSP-P-1240 | Valve,Sluice Gate | Gate |  | G | http://www.toronto.ca/TWONTO#channel_gate
117178 | TAB-RSP-G-1250B | Gate, Sluice, Actuated, Raw Sewage Transfer Pump #5 Outlet to Upper Ring | TAB-RSP-P-1250 | Valve,Sluice Gate | Gate |  | G | http://www.toronto.ca/TWONTO#channel_gate
56193 | TAB-RSP-G-2015B | Sluice Gate, Raw Sewage Outlet from Screens # 5 to Low Level Wet Well | TAB-RSP-SC-M | Valve,Sluice Gate | Gate |  | G | http://www.toronto.ca/TWONTO#channel_gate
117184 | TAB-RSP-G-2015B | Sluice Gate, Raw Sewage Outlet from Screens # 5 to Low Level Wet Well | TAB-RSP-SC-2015 | Valve,Sluice Gate | Gate |  | G | http://www.toronto.ca/TWONTO#channel_gate
56195 | TAB-RSP-G-2016B | Sluice Gate, Raw Sewage Outlet from Screen # 6 to Low Level Wet Well | TAB-RSP-SC-2016 | Valve,Sluice Gate | Gate |  | G | http://www.toronto.ca/TWONTO#channel_gate
117186 | TAB-RSP-G-2016B | Sluice Gate, Raw Sewage Outlet from Screen # 6 to Low Level Wet Well | TAB-RSP-SC-M | Valve,Sluice Gate | Gate |  | G | http://www.toronto.ca/TWONTO#channel_gate
56196 | TAB-RSP-G-2101 | Sluice Gate, Raw Sewage Influent from Low Level Wet Well | TAB-RSP-G-M | Valve,Sluice Gate | Gate |  | G | http://www.toronto.ca/TWONTO#channel_gate
117187 | TAB-RSP-G-2101 | Sluice Gate, Raw Sewage Influent from Low Level Wet Well | TAB-RSP-T-2100 | Valve,Sluice Gate | Gate |  | G | http://www.toronto.ca/TWONTO#channel_gate
122661 | THC-DEW-G-6421 | Gate,Slide,BTU Hopper Extraction Conveyor 6420,Solid Treatment | THC-DEW-CV-6420 |  | Gate |  | G | http://www.toronto.ca/TWONTO#channel_gate
122662 | THC-DEW-G-6441 | Gate,Slide,BTU Hopper Extraction Conveyor 6440,Solid Treatment | THC-DEW-CV-6440 |  | Gate |  | G | http://www.toronto.ca/TWONTO#channel_gate
63146 | THC-DEW-G-6461 | Gate,Slide,Pneumatic,BTU Feed Conveyor 6460,Solid Treatment | THC-DEW-CV-6460 |  | Gate |  | G | http://www.toronto.ca/TWONTO#channel_gate
63147 | THC-DEW-G-6481 | Gate,Slide,Pneumatic,BTU Feed Conveyor 6480,Solid Treatment | THC-DEW-CV-6480 |  | Gate |  | G | http://www.toronto.ca/TWONTO#channel_gate
63148 | THC-DEW-G-6521 | Gate,Slide,BTU Hopper Extraction Conveyor 6520,Solid Treatment | THC-DEW-CV-6520 | Valve,Gate | Gate |  | G | http://www.toronto.ca/TWONTO#valve
122663 | THC-DEW-G-6541 | Gate,Slide,BTU Hopper Extraction Conveyor 6540,Solid Treatment | THC-DEW-CV-6540 | Valve,Gate | Gate |  | G | http://www.toronto.ca/TWONTO#valve
63149 | THC-DEW-G-6561 | Gate,Slide,Pneumatic,BTU Feed Conveyor 6560,Solid Treatment | THC-DEW-CV-6560 | Valve,Gate | Gate |  | G | http://www.toronto.ca/TWONTO#valve
122664 | THC-DEW-G-6581 | Gate,Slide,Pneumatic,BTU Feed Conveyor 6580,Solid Treatment | THC-DEW-CV-6580 | Valve,Gate | Gate |  | G | http://www.toronto.ca/TWONTO#valve
126030 | THC-INC-G-1001 | Gate,Slide,Pneumatic,Sludge Feed to BTU 1000,Biosolids Building West | THC-INC-FU-1000 |  | Gate |  | G | http://www.toronto.ca/TWONTO#channel_gate
126031 | THC-INC-G-1002 | Gate,Slide,Pneumatic,Sludge Feed to BTU 1000,Biosolids Building West | THC-INC-FU-1000 |  | Gate |  | G | http://www.toronto.ca/TWONTO#channel_gate
66995 | THC-INC-G-2001 | Gate,Slide,Pneumatic,Sludge Feed to BTU 2000,Biosolids Building West | THC-INC-FU-2000 | Valve,Gate | Gate |  | G | http://www.toronto.ca/TWONTO#valve
66996 | THC-INC-G-2002 | Gate,Slide,Pneumatic,Sludge Feed to BTU 2000,Biosolids Building West | THC-INC-FU-2000 | Valve,Gate | Gate |  | G | http://www.toronto.ca/TWONTO#valve
127009 | THC-PLT-G-0001 | Gate, Sluice, Motorized, Perforate Screen Influent channel, Inlet Raw Sewage Screening (virtual entity) | THC-PLT-BLDG-0001 |  | Gate |  | G | http://www.toronto.ca/TWONTO#channel_gate
127010 | THC-PLT-G-0001 | Gate, Sluice, Motorized, Perforate Screen Influent channel, Inlet Raw Sewage Screening (virtual entity) | THC-PLT-G-0151 |  | Gate |  | G | http://www.toronto.ca/TWONTO#channel_gate
127011 | THC-PLT-G-0101 | Valve, Sluice Gate, Motorized, Inlet, Raw Sewage, Grit Tank 0100, Headhouse | THC-PLT-T-0100 | Valve,Sluice Gate | Gate | 39992 | G | http://www.toronto.ca/TWONTO#channel_gate
127012 | THC-PLT-G-0120 | Gate, Sluice, Motorized, Pedestal Actuator, Perforate Screen, Influent channel, Raw Sewage Screening | THC-PLT-BLDG-0001 | Gate,Sluice | Gate |  | G | http://www.toronto.ca/TWONTO#channel_gate
127013 | THC-PLT-G-0121 | Gate, Sluice, Motorized, Pedestal Actuator, Perforate Screen, Influent channel, Raw Sewage Screening | THC-PLT-BLDG-0001 | Gate,Sluice | Gate |  | G | http://www.toronto.ca/TWONTO#channel_gate
127014 | THC-PLT-G-0121 | Gate, Sluice, Motorized, Pedestal Actuator, Perforate Screen, Influent channel, Raw Sewage Screening | THC-PLT-SC-0150 | Gate,Sluice | Gate |  | G | http://www.toronto.ca/TWONTO#channel_gate
127015 | THC-PLT-G-0132 | Gate, Sluice, Motorized, EMB Actuator, Perforate Screen, Influent channel, Raw Sewage Screening | THC-PLT-BLDG-0001 | Gate,Sluice | Gate |  | G | http://www.toronto.ca/TWONTO#channel_gate
127016 | THC-PLT-G-0133 | Gate, Sluice, Motorized, EMB Actuator, Perforate Screen, Influent channel, Raw Sewage Screening | THC-PLT-BLDG-0001 | Gate,Sluice | Gate |  | G | http://www.toronto.ca/TWONTO#channel_gate
127018 | THC-PLT-G-0151 | Gate, Sluice, Motorized, EMB Actuator, Perforate Screen SC-0150 Influent channel, Raw Sewage Screening | THC-PLT-SC-0150 | Gate,Sluice | Gate |  | G | http://www.toronto.ca/TWONTO#channel_gate
68333 | THC-PLT-G-0152 | Gate, Sluice, Motorized, Perforate Screen SC-0150 Effluent Channel, Raw Sewage Screening | THC-PLT-SC-0150 | Gate,Sluice | Gate |  | G | http://www.toronto.ca/TWONTO#channel_gate
68334 | THC-PLT-G-0160 | Gate, Diverter, Actuated, Perforated Screen SC-0150, Screen Room, Raw Sewage Screening | THC-PLT-SC-0150 | Gate | Gate |  | G | http://www.toronto.ca/TWONTO#channel_gate
127019 | THC-PLT-G-0251 | Gate, Sluice, Motorized, EMB Actuator, Perforate Screen SC-0250 Influent Channel, Raw Sewage Screening | THC-PLT-SC-0250 | Gate,Sluice | Gate |  | G | http://www.toronto.ca/TWONTO#channel_gate
127020 | THC-PLT-G-0252 | Gate, Sluice, Motorized, Perforate Screen SC-0250 Effluent Channel, Raw Sewage Screening | THC-PLT-SC-0250 | Gate,Sluice | Gate |  | G | http://www.toronto.ca/TWONTO#channel_gate
68338 | THC-PLT-G-0260 | Gate, Diverter, Actuated, Perforated Screen SC-0250, Screen Room, Raw Sewage Screening | THC-PLT-SC-0250 | Gate | Gate |  | G | http://www.toronto.ca/TWONTO#channel_gate
127024 | THC-PLT-G-0351 | Gate, Sluice, Motorized, EMB Actuator, Perforate Screen SC-0350 Influent Channel, Raw Sewage Screening | THC-PLT-SC-0350 | Gate,Sluice | Gate |  | G | http://www.toronto.ca/TWONTO#channel_gate
127025 | THC-PLT-G-0352 | Gate, Sluice, Motorized, Perforate Screen SC-0350 Effluent Channel, Raw Sewage Screening | THC-PLT-SC-0350 | Gate,Sluice | Gate |  | G | http://www.toronto.ca/TWONTO#channel_gate
127026 | THC-PLT-G-0360 | Gate, Diverter, Actuated, Perforated Screen SC-0350, Screen Room, Raw Sewage Screening | THC-PLT-SC-0350 | Gate | Gate |  | G | http://www.toronto.ca/TWONTO#channel_gate
127028 | THC-PLT-G-0451 | Gate, Sluice, Motorized, EMB Actuator, Perforate Screen SC-0450 Influent Channel, Raw Sewage Screening | THC-PLT-SC-0450 | Gate,Sluice | Gate |  | G | http://www.toronto.ca/TWONTO#channel_gate
68341 | THC-PLT-G-0452 | Gate, Sluice, Motorized, Perforate Screen SC-0450 Effluent Channel, Raw Sewage Screening | THC-PLT-SC-0450 | Gate,Sluice | Gate |  | G | http://www.toronto.ca/TWONTO#channel_gate
127029 | THC-PLT-G-0460 | Gate, Diverter, Actuated, Perforated Screen SC-0450, Screen Room, Raw Sewage Screening | THC-PLT-SC-0450 | Gate | Gate |  | G | http://www.toronto.ca/TWONTO#channel_gate
68342 | THC-PLT-G-0551 | Gate, Sluice, Motorized, EMB Actuator, Perforate Screen SC-0550 Influent Channel, Raw Sewage Screening | THC-PLT-SC-0550 | Gate,Sluice | Gate |  | G | http://www.toronto.ca/TWONTO#channel_gate
68343 | THC-PLT-G-0552 | Gate, Sluice, Motorized, Perforate Screen SC-0550 Effluent Channel, Raw Sewage Screening | THC-PLT-SC-0550 | Gate,Sluice | Gate |  | G | http://www.toronto.ca/TWONTO#channel_gate
68344 | THC-PLT-G-0560 | Gate, Diverter, Actuated, Perforated Screen SC-0550, Screen Room, Raw Sewage Screening | THC-PLT-SC-0550 | Gate | Gate |  | G | http://www.toronto.ca/TWONTO#channel_gate
127033 | THC-PLT-G-0911 | Gate, Isolation, Motorized, Vortex CYC-0910 Influent Channel, Grit Removal | THC-PLT-CYC-0910 | Gate | Gate |  | G | http://www.toronto.ca/TWONTO#channel_gate
127034 | THC-PLT-G-0912 | Gate, Isolation, Motorized, Vortex CYC-0910 Effluent Channel, Grit Removal | THC-PLT-CYC-0910 | Gate | Gate |  | G | http://www.toronto.ca/TWONTO#channel_gate
68345 | THC-PLT-G-0931 | Gate, Isolation, Motorized, Vortex CYC-0930 Influent Channel, Grit Removal | THC-PLT-CYC-0930 | Gate | Gate |  | G | http://www.toronto.ca/TWONTO#channel_gate
127035 | THC-PLT-G-0932 | Gate, Isolation, Motorized, Vortex CYC-0930 Effluent Channel, Grit Removal | THC-PLT-CYC-0930 | Gate | Gate |  | G | http://www.toronto.ca/TWONTO#channel_gate
127036 | THC-PLT-G-0951 | Gate, Isolation, Motorized, Vortex CYC-0950 Influent Channel, Grit Removal | THC-PLT-CYC-0950 | Gate,Sluice | Gate |  | G | http://www.toronto.ca/TWONTO#channel_gate
68346 | THC-PLT-G-0952 | Gate, Isolation, Motorized, Vortex CYC-0950 Effluent Channel, Grit Removal | THC-PLT-CYC-0950 | Gate,Sluice | Gate |  | G | http://www.toronto.ca/TWONTO#channel_gate
127037 | THC-PLT-G-0971 | Gate, Isolation, Motorized, Vortex CYC-0970 Influent Channel, Grit Removal | THC-PLT-CYC-0970 | Gate,Sluice | Gate |  | G | http://www.toronto.ca/TWONTO#channel_gate
127038 | THC-PLT-G-0972 | Gate, Isolation, Motorized, Vortex CYC-0970 Effluent Channel, Grit Removal | THC-PLT-CYC-0970 | Gate,Sluice | Gate |  | G | http://www.toronto.ca/TWONTO#channel_gate
68347 | THC-PLT-G-1801 | Gate, Sluice, Bypass Channel, Dual Actuator, Raw Sewage Screening | THC-PLT-BLDG-0001 | Gate,Sluice | Gate |  | G | http://www.toronto.ca/TWONTO#channel_gate
68348 | THC-PLT-G-1802 | Gate, Sluice, Bypass Channel, Dual Actuator, Raw Sewage Screening | THC-PLT | Gate,Sluice | Gate |  | G | http://www.toronto.ca/TWONTO#channel_gate
68349 | THC-PLT-G-1802 | Gate, Sluice, Bypass Channel, Dual Actuator, Raw Sewage Screening | THC-PLT-BLDG-0001 | Gate,Sluice | Gate |  | G | http://www.toronto.ca/TWONTO#channel_gate
68350 | THC-PLT-G-1811 | Gate, Isolation, Motorized, Bypass Channel, Grit Removal | THC-PLT | Gate,Sluice | Gate |  | G | http://www.toronto.ca/TWONTO#channel_gate
68351 | THC-PLT-G-1811 | Gate, Isolation, Motorized, Bypass Channel, Grit Removal | THC-PLT-BLDG-0001 | Gate,Sluice | Gate |  | G | http://www.toronto.ca/TWONTO#channel_gate
127039 | THC-PLT-G-1812 | Gate, Isolation, Motorized, Dual Actuator, Bypass Channel, Grit Removal | THC-PLT | Gate,Sluice | Gate |  | G | http://www.toronto.ca/TWONTO#channel_gate
127040 | THC-PLT-G-1812 | Gate, Isolation, Motorized, Dual Actuator, Bypass Channel, Grit Removal | THC-PLT-BLDG-0001 | Gate,Sluice | Gate |  | G | http://www.toronto.ca/TWONTO#channel_gate
68876 | THC-PRM-G-0903 | Valve, Ball, Effluent, Sample Sink, Flush Water, T33 | THC-PRM-T-0900 | Valve,Sluice Gate | Gate |  | G | http://www.toronto.ca/TWONTO#channel_gate
127472 | THC-PRM-G-1103 | Gate, Sluice, Primary Scum Inlet Gate, Primary Clarifier 1100, NW Plant | THC-PRM-T-1100 | Valve,Sluice Gate | Gate |  | G | http://www.toronto.ca/TWONTO#channel_gate
127476 | THC-PRM-G-1203 | Gate, Sluice, Primary Scum Inlet Gate, Tank 1200, Primary Clarifier, NW Plant | THC-PRM-T-1200 | Valve,Sluice Gate | Gate |  | G | http://www.toronto.ca/TWONTO#channel_gate
68891 | THC-PRM-G-5121 | Valve, Ball, Effluent, Sample Sink, Flush Water, T33 | THC-PRM-CH-5120 | Valve,Sluice Gate | Gate |  | G | http://www.toronto.ca/TWONTO#channel_gate
127481 | THC-PRM-G-5121 | Valve, Ball, Effluent, Sample Sink, Flush Water, T33 | THC-PRM-CLAR | Valve,Sluice Gate | Gate |  | G | http://www.toronto.ca/TWONTO#channel_gate
127482 | THC-PRM-G-5121 | Valve, Ball, Effluent, Sample Sink, Flush Water, T33 | THC-PRM-T-0900 | Valve,Sluice Gate | Gate |  | G | http://www.toronto.ca/TWONTO#channel_gate
68892 | THC-PRM-G-5141 | Gate, Sluice, Primary Influent Gate, Primary Clarifier 1100, NW Plant | THC-PRM-T-1100 | Valve,Sluice Gate | Gate |  | G | http://www.toronto.ca/TWONTO#channel_gate
127483 | THC-PRM-G-5141 | Gate, Sluice, Primary Influent Gate, Primary Clarifier 1100, NW Plant | THC-PRM-CLAR | Valve,Sluice Gate | Gate |  | G | http://www.toronto.ca/TWONTO#channel_gate
68893 | THC-PRM-G-5151 | Gate, Sluice, Primary Clarifier 11 and 12 Effluent Chamber (CH-5150) Bypass Gate, NW Plant | THC-PRM-CH-5150 | Valve,Sluice Gate | Gate |  | G | http://www.toronto.ca/TWONTO#channel_gate
68894 | THC-PRM-G-5151 | Gate, Sluice, Primary Clarifier 11 and 12 Effluent Chamber (CH-5150) Bypass Gate, NW Plant | THC-PRM-CLAR | Valve,Sluice Gate | Gate |  | G | http://www.toronto.ca/TWONTO#channel_gate
127485 | THC-PRM-G-5151 | Gate, Sluice, Primary Clarifier 11 and 12 Effluent Chamber (CH-5150) Bypass Gate, NW Plant | THC-PRM-T-1100 | Valve,Sluice Gate | Gate |  | G | http://www.toronto.ca/TWONTO#channel_gate
72862 | THR-AER-G-0502 | Gate, Drain for Tank 0510, Aeration - South | THR-AER-T-0510 | Valve,Gate,Sluice,Act. | Gate |  | G | http://www.toronto.ca/TWONTO#channel_gate
78884 | THR-GRK-DR-0500 | Main Gate, Motorized, Main Entrance Roadway Near Burner House | THR-DR-WA3 | Gate | Gate |  | DR | http://www.toronto.ca/TWONTO#door
78885 | THR-GRK-DR-0500 | Main Gate, Motorized, Main Entrance Roadway Near Burner House | THR-SS-WA3 | Gate | Gate |  | DR | http://www.toronto.ca/TWONTO#door
136479 | THR-GRK-DR-0500 | Main Gate, Motorized, Main Entrance Roadway Near Burner House | THR-DR-WA1 | Gate | Gate |  | DR | http://www.toronto.ca/TWONTO#door
78886 | THR-GRK-DR-0500A | Personnel Turnstile, Main Gate, Main Entrance Roadway Near Burner House | THR-GRK-DR-0500 | Gate | Gate |  | DR | http://www.toronto.ca/TWONTO#door
78887 | THR-GRK-DR-0501 | South Gate, South Entrance Roadway on Queensway | THR-DR-WA3 | Gate | Gate |  | DR | http://www.toronto.ca/TWONTO#door
78888 | THR-GRK-DR-0501 | South Gate, South Entrance Roadway on Queensway | THR-SS-WA3 | Gate | Gate |  | DR | http://www.toronto.ca/TWONTO#door
78889 | THR-GRK-DR-0501A | Personnel Turnstile, South Gate, South Entrance Roadway on Queensway | THR-GRK-DR-0501 | Gate | Gate |  | DR | http://www.toronto.ca/TWONTO#door
136488 | THR-GRK-FE | Perimeter Security Fencing around Humber Treatment Plant | THR-SS-WA3 | Gate | Gate |  |  | http://www.toronto.ca/TWONTO#door
136489 | THR-GRK-FE-E | Perimeter Security Fencing,EAST, around Humber Treatment Plant | THR-GRK-FE | Gate | Gate |  |  | http://www.toronto.ca/TWONTO#door
136490 | THR-GRK-FE-N | Perimeter Security Fencing,NORTH, around Humber Treatment Plant | THR-GRK-FE | Gate | Gate |  |  | http://www.toronto.ca/TWONTO#door
136491 | THR-GRK-FE-S | Perimeter Security Fencing,SOUTH, around Humber Treatment Plant | THR-GRK-FE | Gate | Gate |  |  | http://www.toronto.ca/TWONTO#door
136492 | THR-GRK-FE-W | Perimeter Security Fencing,WEST, around Humber Treatment Plant | THR-GRK-FE | Gate | Gate |  |  | http://www.toronto.ca/TWONTO#door
137827 | THR-PRM-G-N | Gates, Sluice, Actuator, North Primary | THR-PRM-NORTH | Gate,Sluice | Gate |  |  | http://www.toronto.ca/TWONTO#channel_gate
80682 | THR-PRM-G-S | Gates, Sluice, Actuator, South Primary | THR-PRM-SOUTH | Gate,Sluice | Gate |  |  | http://www.toronto.ca/TWONTO#channel_gate
83982 | TNT-CSO-G-0101 | Gate, Sluice, Actuated | TNT-CSO-T-0600 | Gate,Sluice | Gate |  | G | http://www.toronto.ca/TWONTO#channel_gate
83983 | TNT-CSO-G-0201 | Gate, Sluice, Actuated | TNT-CSO-T-0600 | Gate,Sluice | Gate |  | G | http://www.toronto.ca/TWONTO#channel_gate
83984 | TNT-CSO-G-0301 | Gate, Sluice, Actuated | TNT-CSO-T-0600 | Gate,Sluice | Gate |  | G | http://www.toronto.ca/TWONTO#channel_gate
83985 | TNT-CSO-G-0401 | Gate, Sluice, Actuated | TNT-CSO-T-0600 | Gate,Sluice | Gate |  | G | http://www.toronto.ca/TWONTO#channel_gate
140156 | TNT-CSO-G-1001 | Gate, Sluice, Storm Tank Dry Weather Drain | TNT-CSO-T-0600 | Gate,Sluice | Gate |  | G | http://www.toronto.ca/TWONTO#channel_gate
83986 | TNT-CSO-G-1101 | Gate, Sluice, Storm Tank Dry Weather Drain | TNT-CSO-T-0600 | Gate,Sluice | Gate |  | G | http://www.toronto.ca/TWONTO#channel_gate
83987 | TNT-CSO-G-1201 | Gate, Sluice, Storm Tank Dry Weather Drain | TNT-CSO-T-0600 | Gate,Sluice | Gate |  | G | http://www.toronto.ca/TWONTO#channel_gate
83988 | TNT-CSO-G-1301 | Gate, Sluice, Storm Tank Dry Weather Drain | TNT-CSO-T-0600 | Gate,Sluice | Gate |  | G | http://www.toronto.ca/TWONTO#channel_gate
140721 | TNT-PLT-G-0001 | Gate, Gate Valve, Inlet Isolation 750mm Gate (Actuated), Preliminary Treatment | TNT-PLT | Valve,Gate,Sluice,Act. | Gate |  | G | http://www.toronto.ca/TWONTO#channel_gate

## Air_Instrument_Pivot (hidden)
Row Labels | Count of Valid_Class
http://www.toronto.ca/TWONTO#pneumatic_control_system | 3
project | 1
http://www.toronto.ca/TWONTO#collection_of_assets | 1
Grand Total | 5

## Air_Instrument (hidden)
Column1 | Entity_number | Description | Parent | Category | Class | Suspended | Tag | Valid_Class
27363 | DU2021A | Digester 9-12 Air Receiver | TAB-AI |  | Air Instrument |  |  | http://www.toronto.ca/TWONTO#pneumatic_control_system
73304 | THR-AI | Air, Instrument, Compressors | THR WORK AREA 3 |  | Air Instrument |  |  | http://www.toronto.ca/TWONTO#collection_of_assets
118148 | TAB-SLO-PRJ-0002 | Service Air Upgrade Projects | TAB-AUX-C | Compressor,Stationary | Air Instrument |  | PRJ | project
125902 | THC-INC-AI-1000 | Instrument Air System, Incinerator 1000 | THC-INC-FU-1000 |  | Air Instrument |  | AI | http://www.toronto.ca/TWONTO#pneumatic_control_system
125903 | THC-INC-AI-2000 | Instrument Air System, Incinerator 2000 | THC-INC-FU-2000 |  | Air Instrument |  | AI | http://www.toronto.ca/TWONTO#pneumatic_control_system

## Ultraviolet_Disinfection_Pivot (hidden)
Row Labels | Count of Valid_Class
http://www.toronto.ca/TWONTO#RPU_panel | 1
http://www.toronto.ca/TWONTO#UV_disinfection_assembly | 1
Grand Total | 2

## Ultraviolet_Disinfection (hidden)
Column1 | Entity_number | Description | Parent | Category | Class | Suspended | Tag | Valid_Class
105323 | RPU-27589 | RPU | TAB-DIG-ELQ-T1-4 | SCADA | Ultraviolet Disinfection |  |  | http://www.toronto.ca/TWONTO#RPU_panel
129100 | THC-STW-UV-0001 | UV Unit, Storm Water System, Admin Building Storm Water System | THC-STW |  | Ultraviolet Disinfection |  | UV | http://www.toronto.ca/TWONTO#UV_disinfection_assembly

## Door_Pivot (hidden)
Row Labels | Count of Valid_Class
http://www.toronto.ca/TWONTO#door | 247
http://www.toronto.ca/TWONTO#fire_rated_door | 389
http://www.toronto.ca/TWONTO#roll_up_door | 188
Grand Total | 824

## Door (hidden)
Column1 | Entity_number | Description | Parent | Category | Class | Suspended | Tag | Valid_Class
72 | 20127 | Door,Overhead, Pellet Silo South | TAB-MCS-DR | Door,Overhead | Door |  |  | http://www.toronto.ca/TWONTO#roll_up_door
73 | 20128 | Door,Overhead, Pellet Silo, North | TAB-MCS-DR | Door,Overhead | Door |  |  | http://www.toronto.ca/TWONTO#roll_up_door
8081 | COL-PWR-SS-0001 | Security System -front door | COL-PWR | Security System | Door | 35063 | SS | http://www.toronto.ca/TWONTO#door
8082 | COL-PWR-SS-0001 | Security System -front door | COL-PWR-MISC | Security System | Door | 35063 | SS | http://www.toronto.ca/TWONTO#door
8083 | COL-PWR-SS-0002 | Security System -back door | COL-PWR-MISC | Security System | Door | 35064 | SS | http://www.toronto.ca/TWONTO#door
8084 | COL-PWR-SS-0003 | Security System -control room door | COL-PWR-SUSPENDED | Security System | Door | 35065 | SS | http://www.toronto.ca/TWONTO#door
11159 | FCL-CL-DR-0101 | Door, Overhead, Gaseous Chemical Building Chlorine Storage Room | FCL-GRK | Door,Overhead | Door |  | DR | http://www.toronto.ca/TWONTO#roll_up_door
11160 | FCL-CL-DR-0101 | Door, Overhead, Gaseous Chemical Building Chlorine Storage Room | FCL-GRK-DR | Door,Overhead | Door |  | DR | http://www.toronto.ca/TWONTO#roll_up_door
13287 | FCL-FLT-DR-0101 | Door, Overhead High Lift loading area | FCL-GRK | Door,Overhead | Door |  | DR | http://www.toronto.ca/TWONTO#roll_up_door
13288 | FCL-FLT-DR-0101 | Door, Overhead High Lift loading area | FCL-GRK-DR | Door,Overhead | Door |  | DR | http://www.toronto.ca/TWONTO#roll_up_door
14119 | FCL-RW-DR-0401 | Door, Overhead, Screen Room Entrance, Low Lift Building | FCL-GRK-DR | Door,Overhead | Door |  | DR | http://www.toronto.ca/TWONTO#roll_up_door
15749 | FCL-WWW-DR-0200 | Door, Overhead Centrifuge building Sludge bin Area North | FCL-GRK-DR | Door,Overhead | Door |  | DR | http://www.toronto.ca/TWONTO#roll_up_door
15942 | FH2001A | Door,Overhead, Accs Building | TAB-MCS-DR | Door,Overhead | Door |  |  | http://www.toronto.ca/TWONTO#roll_up_door
18785 | FHA-GRK-DR-0101 | Door, Overhead, RMF, Car Parking, First Garage West | FHA-GRK-PRTY-0001 | Door,Overhead | Door |  | DR | http://www.toronto.ca/TWONTO#roll_up_door
18786 | FHA-GRK-DR-0201 | Door, Overhead, RMF, RMF, Welding Shop/Storage Area | FHA-GRK-PRTY-0001 | Door,Overhead | Door |  | DR | http://www.toronto.ca/TWONTO#roll_up_door
18787 | FHA-GRK-DR-0301 | Door, Emergency Exit | FHA-GRK-PRTY-0001 | Door,Overhead | Door |  | DR | http://www.toronto.ca/TWONTO#roll_up_door
18788 | FHA-GRK-DR-0701 | Door, Overhead, RMF,HVAC Last Garage East | FHA-GRK-PRTY-0001 | Door,Overhead | Door |  | DR | http://www.toronto.ca/TWONTO#roll_up_door
18791 | FHA-GRK-FEQ-0001 | Fire Doors | FHA-GRK-PRTY-0001 | Door | Door |  | FEQ | http://www.toronto.ca/TWONTO#fire_rated_door
23636 | COL-PWR-SS-0001 | Security System -front door | COL-PWR-SUSPENDED | Security System | Door | 35063 | SS | http://www.toronto.ca/TWONTO#door
23637 | COL-PWR-SS-0002 | Security System -back door | COL-PWR-SUSPENDED | Security System | Door | 35064 | SS | http://www.toronto.ca/TWONTO#door
23638 | COL-PWR-SS-0003 | Security System -control room door | COL-PWR-MISC | Security System | Door | 35065 | SS | http://www.toronto.ca/TWONTO#door
23639 | COL-PWR-SS-0004 | Security System -wet well door | COL-PWR-MISC | Security System | Door | 35066 | SS | http://www.toronto.ca/TWONTO#door
23640 | COL-PWR-SS-0004 | Security System -wet well door | COL-PWR-SUSPENDED | Security System | Door | 35066 | SS | http://www.toronto.ca/TWONTO#door
26114 | FHO-GRK-DR-0001S | Door, (FD-S10-1), Fire Rated, Raw Water Building, S10, Stairway 1 | FHO-GRK-FEQ-0001 | Fire Prevention,Door | Door |  | DR | http://www.toronto.ca/TWONTO#fire_rated_door
26116 | FHO-GRK-DR-0003S | Door, (FD-S10-3), Fire Rated, Raw Water Building, S10, Stairway 2, North East | FHO-GRK-FEQ-0001 | Fire Prevention,Door | Door |  | DR | http://www.toronto.ca/TWONTO#fire_rated_door
26118 | FHO-GRK-DR-0004S | Door, (FD-S10-4), Fire Rated, Raw Water Building, S10.5, Raw Water Sampling Area | FHO-GRK-FEQ-0001 | Fire Prevention,Door | Door |  | DR | http://www.toronto.ca/TWONTO#fire_rated_door
26119 | FHO-GRK-DR-0101 | Door, Overhead- S2 Chemical Storage Room | FHO-GRK-PRTY-0001 | Door,Overhead | Door |  | DR | http://www.toronto.ca/TWONTO#roll_up_door
26120 | FHO-GRK-DR-0201 | Door, Overhead, Admin Building S2 Loading Bay West Door | FHO-GRK-PRTY-0001 | Door,Overhead | Door |  | DR | http://www.toronto.ca/TWONTO#roll_up_door
26121 | FHO-GRK-DR-0402 | Delivery Gate, Between Clarifier and Standby Power Building | FHO-GRK-PRTY-0001 |  | Door |  | DR | http://www.toronto.ca/TWONTO#door
26122 | FHO-GRK-DR-1001L | Door, (FD-1-01), Fire Rated, Flocculation Building, L1, West Emergency Exit | FHO-GRK-FEQ-0001 | Fire Prevention,Door | Door |  | DR | http://www.toronto.ca/TWONTO#fire_rated_door
26123 | FHO-GRK-DR-1001SB | Door, (SB-1), Single Door, Surge Building, Main Level, Entrance to Staircase, West | FHO-GRK-FEQ-0001 | Fire Prevention,Door | Door |  | DR | http://www.toronto.ca/TWONTO#fire_rated_door
26124 | FHO-GRK-DR-1002L | Door, (FD-1-02), Fire Rated, Flocculation Building, L1, Electrical Room | FHO-GRK-FEQ-0001 | Fire Prevention,Door | Door |  | DR | http://www.toronto.ca/TWONTO#fire_rated_door
26125 | FHO-GRK-DR-1002S | Door, (FD-S1-02), Fire Rated, Admin Building, S1, HVAC Room, East | FHO-GRK-FEQ-0001 | Fire Prevention,Door | Door |  | DR | http://www.toronto.ca/TWONTO#fire_rated_door
26126 | FHO-GRK-DR-1002SB | Door, (SB-2),Double Doors, Surge Building, Main Level, Entrance to Compressors, West | FHO-GRK-FEQ-0001 | Fire Prevention,Door | Door |  | DR | http://www.toronto.ca/TWONTO#fire_rated_door
26127 | FHO-GRK-DR-1003L | Door, (FD-1-03), Fire Rated, Flocculation Building, L1, First Aid Room | FHO-GRK-FEQ-0001 | Fire Prevention,Door | Door |  | DR | http://www.toronto.ca/TWONTO#fire_rated_door
26128 | FHO-GRK-DR-1004L | Door, (FD-1-04), Fire Rated, Flocculation Building, L1, Lou Vogele Room, West | FHO-GRK-FEQ-0001 | Fire Prevention,Door | Door |  | DR | http://www.toronto.ca/TWONTO#fire_rated_door
26129 | FHO-GRK-DR-1004S | Door, (FD-S1-04), Fire Rated, Admin Building, S1, Stairway 6 | FHO-GRK-FEQ-0001 | Fire Prevention,Door | Door |  | DR | http://www.toronto.ca/TWONTO#fire_rated_door
26130 | FHO-GRK-DR-1007S | Door, (FD-S1-07), Fire Rated, Ozone Building, S1, Mechanical Room 3 | FHO-GRK-FEQ-0001 | Fire Prevention,Door | Door |  | DR | http://www.toronto.ca/TWONTO#fire_rated_door
26131 | FHO-GRK-DR-1008L | Door, (FD-1-08), Fire Rated, Admin Building, L1, Exit to South Parking Lot | FHO-GRK-FEQ-0001 | Fire Prevention,Door | Door |  | DR | http://www.toronto.ca/TWONTO#fire_rated_door
26132 | FHO-GRK-DR-1008S | Door, (FD-S1-08), Fire Rated, Standby Power Building, S1, Vestibule 5 South, From StairWay 8 | FHO-GRK-FEQ-0001 | Fire Prevention,Door | Door |  | DR | http://www.toronto.ca/TWONTO#fire_rated_door
26133 | FHO-GRK-DR-1009S | Door, (FD-S1-09), Fire Rated, Standby Power Building, S1, Vestibule 5 North | FHO-GRK-FEQ-0001 | Fire Prevention,Door | Door |  | DR | http://www.toronto.ca/TWONTO#fire_rated_door
26134 | FHO-GRK-DR-1010L | Door, (FD-1-10), Fire Rated, Admin Building, L1, Stairway 6, North | FHO-GRK-FEQ-0001 | Fire Prevention,Door | Door |  | DR | http://www.toronto.ca/TWONTO#fire_rated_door
26135 | FHO-GRK-DR-1010S | Door, (FD-S1-10), Fire Rated, Standby Power Building, S1, Vestibule 4 South | FHO-GRK-FEQ-0001 | Fire Prevention,Door | Door |  | DR | http://www.toronto.ca/TWONTO#fire_rated_door
26136 | FHO-GRK-DR-1011L | Door, (FD-1-11), Fire Rated, Flocculation Building, L1, Corridor to Main Entrance | FHO-GRK-FEQ-0001 | Fire Prevention,Door | Door |  | DR | http://www.toronto.ca/TWONTO#fire_rated_door
26137 | FHO-GRK-DR-1012L | Door, (FD-1-12), Fire Rated, Admin Building, L1, Admin Corridor, Janitor Room | FHO-GRK-FEQ-0001 | Fire Prevention,Door | Door |  | DR | http://www.toronto.ca/TWONTO#fire_rated_door
26138 | FHO-GRK-DR-1013L | Door, (FD-1-13), Fire Rated, Admin Building, L1, Mens Washroom | FHO-GRK-FEQ-0001 | Fire Prevention,Door | Door |  | DR | http://www.toronto.ca/TWONTO#fire_rated_door
26139 | FHO-GRK-DR-1016L | Door, (FD-1-16), Fire Rated, Admin Building, L1, Main Entrance Vestibul, North | FHO-GRK-FEQ-0001 | Fire Prevention,Door | Door |  | DR | http://www.toronto.ca/TWONTO#fire_rated_door
26140 | FHO-GRK-DR-1019L | Door, (FD-1-19), Fire Rated, Admin Building, L1, Conference Room, South West | FHO-GRK-FEQ-0001 | Fire Prevention,Door | Door |  | DR | http://www.toronto.ca/TWONTO#fire_rated_door
26141 | FHO-GRK-DR-1022L | Door, (FD-1-22), Fire Rated, Admin Building, L1, Conference Room, Storage | FHO-GRK-FEQ-0001 | Fire Prevention,Door | Door |  | DR | http://www.toronto.ca/TWONTO#fire_rated_door
26142 | FHO-GRK-DR-1023L | Door, (FD-1-23), Fire Rated, Admin Building, L1, Conference Room Vestibul, South | FHO-GRK-FEQ-0001 | Fire Prevention,Door | Door |  | DR | http://www.toronto.ca/TWONTO#fire_rated_door
26143 | FHO-GRK-DR-1031L | Door, (FD-1-31), Fire Rated, Admin Building, L1, Control Room, Old Kitchen | FHO-GRK-FEQ-0001 | Fire Prevention,Door | Door |  | DR | http://www.toronto.ca/TWONTO#fire_rated_door
26144 | FHO-GRK-DR-1033L | Door, (FD-1-33), Fire Rated, Admin Building, L1, Control Room, Old Luch Room | FHO-GRK-FEQ-0001 | Fire Prevention,Door | Door |  | DR | http://www.toronto.ca/TWONTO#fire_rated_door
26145 | FHO-GRK-DR-1034L | Door, (FD-1-34), Fire Rated, Admin Building, L1, Control Room, Old Luch Room | FHO-GRK-FEQ-0001 | Fire Prevention,Door | Door |  | DR | http://www.toronto.ca/TWONTO#fire_rated_door
26146 | FHO-GRK-DR-1036L | Door, (FD-1-36), Fire Rated, Admin Building, L1, Control Room, PCS Server Room, North | FHO-GRK-FEQ-0001 | Fire Prevention,Door | Door |  | DR | http://www.toronto.ca/TWONTO#fire_rated_door
26147 | FHO-GRK-DR-1037L | Door, (FD-1-37), Fire Rated, Admin Building, L1, Control Room, HVAC Room, South | FHO-GRK-FEQ-0001 | Fire Prevention,Door | Door |  | DR | http://www.toronto.ca/TWONTO#fire_rated_door
26148 | FHO-GRK-DR-1039L | Door, (FD-1-39), Fire Rated, Admin Building, L1, Control Room, North | FHO-GRK-FEQ-0001 | Fire Prevention,Door | Door |  | DR | http://www.toronto.ca/TWONTO#fire_rated_door
26149 | FHO-GRK-DR-1041L | Door, (FD-1-41), Fire Rated, Admin Building, L1, Control Room, North Office | FHO-GRK-FEQ-0001 | Fire Prevention,Door | Door |  | DR | http://www.toronto.ca/TWONTO#fire_rated_door
26150 | FHO-GRK-DR-1042L | Door, (FD-1-42), Fire Rated, Admin Building, L1, Operator File Room | FHO-GRK-FEQ-0001 | Fire Prevention,Door | Door |  | DR | http://www.toronto.ca/TWONTO#fire_rated_door
26151 | FHO-GRK-DR-1046L | Door, (FD-1-46), Fire Rated, West Filter Building, L1,Operating Gallery, South | FHO-GRK-FEQ-0001 | Fire Prevention,Door | Door |  | DR | http://www.toronto.ca/TWONTO#fire_rated_door
26152 | FHO-GRK-DR-1047L | Door, (FD-1-47), Fire Rated, West Filter Building, L1, Filter 0101 | FHO-GRK-FEQ-0001 | Fire Prevention,Door | Door |  | DR | http://www.toronto.ca/TWONTO#fire_rated_door
26153 | FHO-GRK-DR-1048L | Door, (FD-1-48), Fire Rated, West Filter Building, L1, Filter 0201 | FHO-GRK-FEQ-0001 | Fire Prevention,Door | Door |  | DR | http://www.toronto.ca/TWONTO#fire_rated_door
26154 | FHO-GRK-DR-1049L | Door, (FD-1-49), Fire Rated, West Filter Building, L1, Filter 0301 | FHO-GRK-FEQ-0001 | Fire Prevention,Door | Door |  | DR | http://www.toronto.ca/TWONTO#fire_rated_door
26155 | FHO-GRK-DR-1051L | Door, (FD-1-51), Fire Rated, West Filter Building, L1, Filter 0501 | FHO-GRK-FEQ-0001 | Fire Prevention,Door | Door |  | DR | http://www.toronto.ca/TWONTO#fire_rated_door
26156 | FHO-GRK-DR-1053L | Door, (FD-1-53), Fire Rated, West Filter Building, L1, Even Filters, North | FHO-GRK-FEQ-0001 | Fire Prevention,Door | Door |  | DR | http://www.toronto.ca/TWONTO#fire_rated_door
26157 | FHO-GRK-DR-1054L | Door, (FD-1-54), Fire Rated, WestFilter Building, L1, To Roof Hatch | FHO-GRK-FEQ-0001 | Fire Prevention,Door | Door |  | DR | http://www.toronto.ca/TWONTO#fire_rated_door
26158 | FHO-GRK-DR-1055L | Door, (FD-1-55), Fire Rated, West Filter Building, L1, Odd Filters, North | FHO-GRK-FEQ-0001 | Fire Prevention,Door | Door |  | DR | http://www.toronto.ca/TWONTO#fire_rated_door
26159 | FHO-GRK-DR-1056L | Door, (FD-1-56), Fire Rated, West Filter Building, L1, North | FHO-GRK-FEQ-0001 | Fire Prevention,Door | Door |  | DR | http://www.toronto.ca/TWONTO#fire_rated_door
26160 | FHO-GRK-DR-1059L | Door, (FD-1-59), Fire Rated, Ozone Building, L1, MCC Room West | FHO-GRK-FEQ-0001 | Fire Prevention,Door | Door |  | DR | http://www.toronto.ca/TWONTO#fire_rated_door
26161 | FHO-GRK-DR-1064L | Door, (FD-1-64), Fire Rated, East Filter Building, L1, Exit to Roof | FHO-GRK-FEQ-0001 | Fire Prevention,Door | Door |  | DR | http://www.toronto.ca/TWONTO#fire_rated_door
26162 | FHO-GRK-DR-1066L | Door, (FD-1-66), Fire Rated, East Filter Building, L1, South East | FHO-GRK-FEQ-0001 | Fire Prevention,Door | Door |  | DR | http://www.toronto.ca/TWONTO#fire_rated_door
26163 | FHO-GRK-DR-1067L | Door, (FD-1-67), Fire Rated, East Filter Building, L1, Mechanical Room 1, West | FHO-GRK-FEQ-0001 | Fire Prevention,Door | Door |  | DR | http://www.toronto.ca/TWONTO#fire_rated_door
26164 | FHO-GRK-DR-1068L | Door, (FD-1-68), Fire Rated, East Filter Building, L1, Mechanical Room, North | FHO-GRK-FEQ-0001 | Fire Prevention,Door | Door |  | DR | http://www.toronto.ca/TWONTO#fire_rated_door
26165 | FHO-GRK-DR-1069L | Door, (FD-1-69), Fire Rated, Ozone Building, L1, Equipment Room, South West | FHO-GRK-FEQ-0001 | Fire Prevention,Door | Door |  | DR | http://www.toronto.ca/TWONTO#fire_rated_door
26166 | FHO-GRK-DR-1070L | Door, (FD-1-70), Fire Rated, Ozone Building, L1, Equipment Room, Loading Bay North | FHO-GRK-FEQ-0001 | Fire Prevention,Door | Door |  | DR | http://www.toronto.ca/TWONTO#fire_rated_door
26167 | FHO-GRK-DR-1073L | Door, (FD-1-73), Fire Rated, Ozone Building, L1, Washroom | FHO-GRK-FEQ-0001 | Fire Prevention,Door | Door |  | DR | http://www.toronto.ca/TWONTO#fire_rated_door
26168 | FHO-GRK-DR-1075L | Door, (FD-1-75), Fire Rated, Ozone Building, L1, East to Delivery Roof | FHO-GRK-FEQ-0001 | Fire Prevention,Door | Door |  | DR | http://www.toronto.ca/TWONTO#fire_rated_door
26169 | FHO-GRK-DR-1077L | Door, (FD-1-77), Fire Rated, East Filter Building, L1, North East | FHO-GRK-FEQ-0001 | Fire Prevention,Door | Door |  | DR | http://www.toronto.ca/TWONTO#fire_rated_door
26170 | FHO-GRK-DR-1078L | Door, (FD-1-78), Fire Rated, East Filter Building, L1, North West | FHO-GRK-FEQ-0001 | Fire Prevention,Door | Door |  | DR | http://www.toronto.ca/TWONTO#fire_rated_door
26171 | FHO-GRK-DR-1081L | Door, (FD-1-81), Fire Rated, L1, Hallway 7 | FHO-GRK-FEQ-0001 | Fire Prevention,Door | Door |  | DR | http://www.toronto.ca/TWONTO#fire_rated_door
26172 | FHO-GRK-DR-1084L | Door, (FD-1-84), Fire Rated, Chemical Building, L1, Opeartor Lab | FHO-GRK-FEQ-0001 | Fire Prevention,Door | Door |  | DR | http://www.toronto.ca/TWONTO#fire_rated_door
26173 | FHO-GRK-DR-1085L | Door, (FD-1-85), Fire Rated, Chemical Building, L1, Gaseous Feed Room, South | FHO-GRK-FEQ-0001 | Fire Prevention,Door | Door |  | DR | http://www.toronto.ca/TWONTO#fire_rated_door
26242 | FHO-GRK-DR-1088L | Door, (FD-1-88), Fire Rated, Chemical Building, L1, South West To Roof | FHO-GRK-FEQ-0001 | Fire Prevention,Door | Door |  | DR | http://www.toronto.ca/TWONTO#fire_rated_door
26243 | FHO-GRK-DR-1091L | Door, (FD-1-91), Fire Rated, Chemical Building, L1, Fluoride Dilution Tank, East | FHO-GRK-FEQ-0001 | Fire Prevention,Door | Door |  | DR | http://www.toronto.ca/TWONTO#fire_rated_door
26244 | FHO-GRK-DR-1093L | Door, (FD-1-93), Fire Rated, Chemical Building, L1, To Roof North West | FHO-GRK-FEQ-0001 | Fire Prevention,Door | Door |  | DR | http://www.toronto.ca/TWONTO#fire_rated_door
26245 | FHO-GRK-DR-1095L | Door, (FD-1-95), Fire Rated, Chemical Building, L1, Lab and PVC Storage, East | FHO-GRK-FEQ-0001 | Fire Prevention,Door | Door |  | DR | http://www.toronto.ca/TWONTO#fire_rated_door
26246 | FHO-GRK-DR-2001L | Door, (FD-2-01), Fire Rated, Admin Building, L2, West Emergency Exit | FHO-GRK-FEQ-0001 | Fire Prevention,Door | Door |  | DR | http://www.toronto.ca/TWONTO#fire_rated_door
26247 | FHO-GRK-DR-2003L | Door, (FD-2-03), Fire Rated, Admin Building, L2, Men's Washroom | FHO-GRK-FEQ-0001 | Fire Prevention,Door | Door |  | DR | http://www.toronto.ca/TWONTO#fire_rated_door
26248 | FHO-GRK-DR-2005L | Door, (FD-2-05), Fire Rated, Admin Building, L2, Locker Room | FHO-GRK-FEQ-0001 | Fire Prevention,Door | Door |  | DR | http://www.toronto.ca/TWONTO#fire_rated_door
26249 | FHO-GRK-DR-2005S | Door, (FD-S2-05), Fire Rated, Admin Building, S2, Security Office | FHO-GRK-FEQ-0001 | Fire Prevention,Door | Door |  | DR | http://www.toronto.ca/TWONTO#fire_rated_door
26250 | FHO-GRK-DR-2006S | Door, (FD-S2-06), Fire Rated, Admin Building, S2, Employee Entrance Vestibul, North | FHO-GRK-FEQ-0001 | Fire Prevention,Door | Door |  | DR | http://www.toronto.ca/TWONTO#fire_rated_door
26251 | FHO-GRK-DR-2008L | Door, (FD-2-08), Fire Rated, Admin Building, L2, File Room | FHO-GRK-FEQ-0001 | Fire Prevention,Door | Door |  | DR | http://www.toronto.ca/TWONTO#fire_rated_door
26252 | FHO-GRK-DR-2008S | Door, (FD-S2-08), Fire Rated, Admin Building, S2, Employee Entrance Vestibul, South | FHO-GRK-FEQ-0001 | Fire Prevention,Door | Door |  | DR | http://www.toronto.ca/TWONTO#fire_rated_door
26253 | FHO-GRK-DR-2008SB | Door, (SB-8),Mini Door, Surge Building, Exit East Wall In Surge Tank Room, South | FHO-GRK-FEQ-0001 | Fire Prevention,Door | Door |  | DR | http://www.toronto.ca/TWONTO#fire_rated_door
26254 | FHO-GRK-DR-2009L | Door, (FD-2-09), Fire Rated, Admin Building, L2, Unisex Washroom | FHO-GRK-FEQ-0001 | Fire Prevention,Door | Door |  | DR | http://www.toronto.ca/TWONTO#fire_rated_door
26255 | FHO-GRK-DR-2009S | Door, (FD-S2-09), Fire Rated, Admin Building, S2, Loading Bay West | FHO-GRK-FEQ-0001 | Fire Prevention,Door | Door |  | DR | http://www.toronto.ca/TWONTO#fire_rated_door
26256 | FHO-GRK-DR-2010S | Door, (FD-S2-10), Fire Rated, Admin Building, S2, Oil Storage, South | FHO-GRK-FEQ-0001 | Fire Prevention,Door | Door |  | DR | http://www.toronto.ca/TWONTO#fire_rated_door
26257 | FHO-GRK-DR-2011L | Door, (FD-2-11), Fire Rated, Admin Building, L2, EI Specialist Office | FHO-GRK-FEQ-0001 | Fire Prevention,Door | Door |  | DR | http://www.toronto.ca/TWONTO#fire_rated_door
26258 | FHO-GRK-DR-2013L | Door, (FD-2-13), Fire Rated, Admin Building, L2, Area Supervisor Process Office | FHO-GRK-FEQ-0001 | Fire Prevention,Door | Door |  | DR | http://www.toronto.ca/TWONTO#fire_rated_door
26259 | FHO-GRK-DR-2013S | Door, (FD-S2-13), Fire Rated, Admin Building, S2, Men's Locker Room Shower, North | FHO-GRK-FEQ-0001 | Fire Prevention,Door | Door |  | DR | http://www.toronto.ca/TWONTO#fire_rated_door
26260 | FHO-GRK-DR-2014L | Door, (FD-2-14), Fire Rated, Admin Building, L2, Senior Engineer Office | FHO-GRK-FEQ-0001 | Fire Prevention,Door | Door |  | DR | http://www.toronto.ca/TWONTO#fire_rated_door
26261 | FHO-GRK-DR-2015L | Door, (FD-2-15), Fire Rated, Admin Building, L2, Library | FHO-GRK-FEQ-0001 | Fire Prevention,Door | Door |  | DR | http://www.toronto.ca/TWONTO#fire_rated_door
26262 | FHO-GRK-DR-2016L | Door, (FD-2-16), Fire Rated, Admin Building, L2, West Conference Room, West | FHO-GRK-FEQ-0001 | Fire Prevention,Door | Door |  | DR | http://www.toronto.ca/TWONTO#fire_rated_door
26263 | FHO-GRK-DR-2016S | Door, (FD-S2-16), Fire Rated, Admin Building, S2, Stairway 6 | FHO-GRK-FEQ-0001 | Fire Prevention,Door | Door |  | DR | http://www.toronto.ca/TWONTO#fire_rated_door
26264 | FHO-GRK-DR-2017L | Door, (FD-2-17), Fire Rated, Admin Building, L2, West Conference Room, East | FHO-GRK-FEQ-0001 | Fire Prevention,Door | Door |  | DR | http://www.toronto.ca/TWONTO#fire_rated_door
26265 | FHO-GRK-DR-2018S | Door, (FD-S2-18), Fire Rated, Admin Building, S2, WMS & Liberary Room, South | FHO-GRK-FEQ-0001 | Fire Prevention,Door | Door |  | DR | http://www.toronto.ca/TWONTO#fire_rated_door
26266 | FHO-GRK-DR-2020S | Door, (FD-S2-20), Fire Rated, Admin Building, S2, Great Room | FHO-GRK-FEQ-0001 | Fire Prevention,Door | Door |  | DR | http://www.toronto.ca/TWONTO#fire_rated_door
26267 | FHO-GRK-DR-2021L | Door, (FD-2-21), Fire Rated, Admin Building, L2, West Roof | FHO-GRK-FEQ-0001 | Fire Prevention,Door | Door |  | DR | http://www.toronto.ca/TWONTO#fire_rated_door
26268 | FHO-GRK-DR-2022L | Door, (FD-2-22), Fire Rated, Admin Building, L2, PPFA Office | FHO-GRK-FEQ-0001 | Fire Prevention,Door | Door |  | DR | http://www.toronto.ca/TWONTO#fire_rated_door
26269 | FHO-GRK-DR-2023L | Door, (FD-2-23), Fire Rated, Admin Building, L2, East Conference Room | FHO-GRK-FEQ-0001 | Fire Prevention,Door | Door |  | DR | http://www.toronto.ca/TWONTO#fire_rated_door
26270 | FHO-GRK-DR-2023S | Door, (FD-S2-23), Fire Rated, West Filter Building, S2, Pipe Gallery, HVAC Room | FHO-GRK-FEQ-0001 | Fire Prevention,Door | Door |  | DR | http://www.toronto.ca/TWONTO#fire_rated_door
26271 | FHO-GRK-DR-2024L | Door, (FD-2-24), Fire Rated, Admin Building, L2, Acting Area Supervisor Office | FHO-GRK-FEQ-0001 | Fire Prevention,Door | Door |  | DR | http://www.toronto.ca/TWONTO#fire_rated_door
26272 | FHO-GRK-DR-2024S | Door, (FD-S2-24), Fire Rated, West Filter Building, S2, Pipe Gallery, South | FHO-GRK-FEQ-0001 | Fire Prevention,Door | Door |  | DR | http://www.toronto.ca/TWONTO#fire_rated_door
26273 | FHO-GRK-DR-2025L | Door, (FD-2-25), Fire Rated, Admin Building, L2, Senior Engineer Tech Service Office | FHO-GRK-FEQ-0001 | Fire Prevention,Door | Door |  | DR | http://www.toronto.ca/TWONTO#fire_rated_door
26274 | FHO-GRK-DR-2026L | Door, (FD-2-26), Fire Rated, Admin Building, L2, ETT1 Office | FHO-GRK-FEQ-0001 | Fire Prevention,Door | Door |  | DR | http://www.toronto.ca/TWONTO#fire_rated_door
26275 | FHO-GRK-DR-2027L | Door, (FD-2-27), Fire Rated, Admin Building, L2, EH&S Field Rep. Office | FHO-GRK-FEQ-0001 | Fire Prevention,Door | Door |  | DR | http://www.toronto.ca/TWONTO#fire_rated_door
26276 | FHO-GRK-DR-2028S | Door, (FD-S2-28), Fire Rated, Admin Building, S2, Stairway 1 | FHO-GRK-FEQ-0001 | Fire Prevention,Door | Door |  | DR | http://www.toronto.ca/TWONTO#fire_rated_door
26277 | FHO-GRK-DR-2029S | Door, (FD-S2-29), Fire Rated, S2, Chlorine Analyzers, North | FHO-GRK-FEQ-0001 | Fire Prevention,Door | Door |  | DR | http://www.toronto.ca/TWONTO#fire_rated_door
26278 | FHO-GRK-DR-2030L | Door, (FD-2-30), Fire Rated, Admin Building, L2, Fan Room | FHO-GRK-FEQ-0001 | Fire Prevention,Door | Door |  | DR | http://www.toronto.ca/TWONTO#fire_rated_door
26279 | FHO-GRK-DR-2032S | Door, (FD-S2-32), Fire Rated, Ozone Building, S2, TRW Water Gallery to Ozone Building Hallway1 | FHO-GRK-FEQ-0001 | Fire Prevention,Door | Door |  | DR | http://www.toronto.ca/TWONTO#fire_rated_door
26280 | FHO-GRK-DR-2033L | Door, (FD-2-33), Fire Rated, Admin Building, L2, East Admin to Stairway | FHO-GRK-FEQ-0001 | Fire Prevention,Door | Door |  | DR | http://www.toronto.ca/TWONTO#fire_rated_door
26281 | FHO-GRK-DR-2034L | Door, (FD-2-34), Fire Rated, Admin Building, L2, East Emergency Exit | FHO-GRK-FEQ-0001 | Fire Prevention,Door | Door |  | DR | http://www.toronto.ca/TWONTO#fire_rated_door
26282 | FHO-GRK-DR-2037L | Door, (FD-2-37), Fire Rated, Chemical Building, L2, South Penthouse, Dark Room in Vestibule | FHO-GRK-FEQ-0001 | Fire Prevention,Door | Door |  | DR | http://www.toronto.ca/TWONTO#fire_rated_door
26283 | FHO-GRK-DR-2037S | Door, (FD-S2-37), Fire Rated, Ozone Building, S2, Raw Water Process Room, South West | FHO-GRK-FEQ-0001 | Fire Prevention,Door | Door |  | DR | http://www.toronto.ca/TWONTO#fire_rated_door
26284 | FHO-GRK-DR-2038L | Door, (FD-2-38), Fire Rated, Chemical Building, L2, South Penthouse, South Vestibule to Stairs | FHO-GRK-FEQ-0001 | Fire Prevention,Door | Door |  | DR | http://www.toronto.ca/TWONTO#fire_rated_door
26285 | FHO-GRK-DR-2039S | Door, (FD-S2-39), Fire Rated, Ozone Building, S2, Ozone Pipe Gallery 1, South | FHO-GRK-FEQ-0001 | Fire Prevention,Door | Door |  | DR | http://www.toronto.ca/TWONTO#fire_rated_door
26286 | FHO-GRK-DR-2040S | Door, (FD-S2-40), Fire Rated, Ozone Building, S2, DOZ 2 Vestibule, North | FHO-GRK-FEQ-0001 | Fire Prevention,Door | Door |  | DR | http://www.toronto.ca/TWONTO#fire_rated_door
26287 | FHO-GRK-DR-2041L | Door, (FD-2-41), Fire Rated, Chemical Building, L2, North Penthouse, South Entrance From Roof | FHO-GRK-FEQ-0001 | Fire Prevention,Door | Door |  | DR | http://www.toronto.ca/TWONTO#fire_rated_door
26288 | FHO-GRK-DR-2041S | Door, (FD-S2-41), Fire Rated, Ozone Building, S2, DOZ 2 Vestibule, East | FHO-GRK-FEQ-0001 | Fire Prevention,Door | Door |  | DR | http://www.toronto.ca/TWONTO#fire_rated_door
26289 | FHO-GRK-DR-2043L | Door, (FD-2-43), Fire Rated, Ozone Building, L2, South West Ozone Roof | FHO-GRK-FEQ-0001 | Fire Prevention,Door | Door |  | DR | http://www.toronto.ca/TWONTO#fire_rated_door
26290 | FHO-GRK-DR-2043S | Door, (FD-S2-43), Fire Rated, Ozone Building, S2, Stairway to Dispersion Pump Room | FHO-GRK-FEQ-0001 | Fire Prevention,Door | Door |  | DR | http://www.toronto.ca/TWONTO#fire_rated_door
26291 | FHO-GRK-DR-2044L | Door, (FD-2-44), Fire Rated, Ozone Building, L2, Stairway, DOZ 1 to Green Roof | FHO-GRK-FEQ-0001 | Fire Prevention,Door | Door |  | DR | http://www.toronto.ca/TWONTO#fire_rated_door
26292 | FHO-GRK-DR-2046L | Door, (FD-2-46), Fire Rated, Ozone Building, L2, North East Roof to DOZ 1 Stairs | FHO-GRK-FEQ-0001 | Fire Prevention,Door | Door |  | DR | http://www.toronto.ca/TWONTO#fire_rated_door
26293 | FHO-GRK-DR-2046S | Door, (FD-S2-46), Fire Rated, Ozone Building, S2, Dispersion Pump Room, North to Outdoor | FHO-GRK-FEQ-0001 | Fire Prevention,Door | Door |  | DR | http://www.toronto.ca/TWONTO#fire_rated_door
26294 | FHO-GRK-DR-2048S | Door, (FD-S2-48), Fire Rated, Ozone Building, S2, East Exit From DOZ 5 | FHO-GRK-FEQ-0001 | Fire Prevention,Door | Door |  | DR | http://www.toronto.ca/TWONTO#fire_rated_door
26295 | FHO-GRK-DR-2049L | Door, (FD-2-49), Fire Rated, Ozone Building, L2, Vestibule to Gate Room | FHO-GRK-FEQ-0001 | Fire Prevention,Door | Door |  | DR | http://www.toronto.ca/TWONTO#fire_rated_door
26296 | FHO-GRK-DR-2052S | Door, (FD-S2-52), Fire Rated, Ozone Building, S2, Exit to LOX PAD | FHO-GRK-FEQ-0001 | Fire Prevention,Door | Door |  | DR | http://www.toronto.ca/TWONTO#fire_rated_door
26297 | FHO-GRK-DR-2053S | Door, (FD-S2-53), Fire Rated, Ozone Building, S2, DOZ 1 Vestibule to Service Platform 4 | FHO-GRK-FEQ-0001 | Fire Prevention,Door | Door |  | DR | http://www.toronto.ca/TWONTO#fire_rated_door
26298 | FHO-GRK-DR-2054L | Door, (FD-5-15A), Fire Rated, Admin Building, L2, Admin Closet | FHO-GRK-FEQ-0001 | Fire Prevention,Door | Door |  | DR | http://www.toronto.ca/TWONTO#fire_rated_door
26299 | FHO-GRK-DR-2056S | Door, (FD-S2-56), Fire Rated, Ozone Building, S2, Raw Water Process Room, North | FHO-GRK-FEQ-0001 | Fire Prevention,Door | Door |  | DR | http://www.toronto.ca/TWONTO#fire_rated_door
26300 | FHO-GRK-DR-2057S | Door, (FD-S2-57), Fire Rated, Ozone Building, S2, Service Platform 3, East | FHO-GRK-FEQ-0001 | Fire Prevention,Door | Door |  | DR | http://www.toronto.ca/TWONTO#fire_rated_door
26301 | FHO-GRK-DR-2058S | Door, (FD-S2-58), Fire Rated, Ozone Building, S2, Plant Stores, East | FHO-GRK-FEQ-0001 | Fire Prevention,Door | Door |  | DR | http://www.toronto.ca/TWONTO#fire_rated_door
26302 | FHO-GRK-DR-2059S | Door, (FD-S2-59), Fire Rated, Ozone Building, S2, Stairway 2, Exit to Outdoor | FHO-GRK-FEQ-0001 | Fire Prevention,Door | Door |  | DR | http://www.toronto.ca/TWONTO#fire_rated_door
26303 | FHO-GRK-DR-2061S | Door, (FD-S2-61), Fire Rated, Admin Building, S2, Ladies Locker Room | FHO-GRK-FEQ-0001 | Fire Prevention,Door | Door |  | DR | http://www.toronto.ca/TWONTO#fire_rated_door
26304 | FHO-GRK-DR-2066S | Door, (FD-S2-66), Fire Rated, Admin Building, S2, EICT Shop, East | FHO-GRK-FEQ-0001 | Fire Prevention,Door | Door |  | DR | http://www.toronto.ca/TWONTO#fire_rated_door
26305 | FHO-GRK-DR-2067S | Door, (FD-S2-67), Fire Rated, Admin Building, S2, EICT Shop, West | FHO-GRK-FEQ-0001 | Fire Prevention,Door | Door |  | DR | http://www.toronto.ca/TWONTO#fire_rated_door
26306 | FHO-GRK-DR-2068S | Door, (FD-S2-68), Fire Rated, Admin Building, S2, IMMAP Training Centre, East | FHO-GRK-FEQ-0001 | Fire Prevention,Door | Door |  | DR | http://www.toronto.ca/TWONTO#fire_rated_door
26307 | FHO-GRK-DR-2071S | Door, (FD-S2-71), Fire Rated, Admin Building, S2, Maintenance Office | FHO-GRK-FEQ-0001 | Fire Prevention,Door | Door |  | DR | http://www.toronto.ca/TWONTO#fire_rated_door
26308 | FHO-GRK-DR-2072S | Door, (FD-S2-72), Fire Rated, Admin Building, S2, WMS & Liberary, North | FHO-GRK-FEQ-0001 | Fire Prevention,Door | Door |  | DR | http://www.toronto.ca/TWONTO#fire_rated_door
26309 | FHO-GRK-DR-2078S | Door, (FD-S2-78), Fire Rated, Admin Building, S2, Stairway 7 | FHO-GRK-FEQ-0001 | Fire Prevention,Door | Door |  | DR | http://www.toronto.ca/TWONTO#fire_rated_door
26310 | FHO-GRK-DR-2079S | Door, (FD-S2-79), Fire Rated, Chemical Building, S2, Cooling Coil Room by Gasous Storage | FHO-GRK-FEQ-0001 | Fire Prevention,Door | Door |  | DR | http://www.toronto.ca/TWONTO#fire_rated_door
26311 | FHO-GRK-DR-2082S | Door, (FD-S2-82), Fire Rated, Chemical Building, S2, Unloading Vestibule, West, Exit To Outdoor | FHO-GRK-FEQ-0001 | Fire Prevention,Door | Door |  | DR | http://www.toronto.ca/TWONTO#fire_rated_door
26312 | FHO-GRK-DR-2084S | Door, (FD-S2-84), Fire Rated, Chemical Building, S2, Gaseous Storage East | FHO-GRK-FEQ-0001 | Fire Prevention,Door | Door |  | DR | http://www.toronto.ca/TWONTO#fire_rated_door
26313 | FHO-GRK-DR-2085S | Door, (FD-S2-85), Fire Rated, Chemical Building, S2, North Breezeway, South | FHO-GRK-FEQ-0001 | Fire Prevention,Door | Door |  | DR | http://www.toronto.ca/TWONTO#fire_rated_door
26314 | FHO-GRK-DR-2087S | Door, (FD-S2-87), Fire Rated, Chemical Building, S2, North Breezeway, North | FHO-GRK-FEQ-0001 | Fire Prevention,Door | Door |  | DR | http://www.toronto.ca/TWONTO#fire_rated_door
26315 | FHO-GRK-DR-2088S | Door, (FD-S2-88), Fire Rated, Chemical Building, S2, North Breezeway, North West To Vestibule | FHO-GRK-FEQ-0001 | Fire Prevention,Door | Door |  | DR | http://www.toronto.ca/TWONTO#fire_rated_door
26316 | FHO-GRK-DR-2093S | Door, (FD-S2-93), Fire Rated, Standby Power Building, S2, West To Outside | FHO-GRK-FEQ-0001 | Fire Prevention,Door | Door |  | DR | http://www.toronto.ca/TWONTO#fire_rated_door
26317 | FHO-GRK-DR-2097S | Door, (FD-S2-97), Fire Rated, Standby Power Building, S2, Vestibule 2 | FHO-GRK-FEQ-0001 | Fire Prevention,Door | Door |  | DR | http://www.toronto.ca/TWONTO#fire_rated_door
26318 | FHO-GRK-DR-2099S | Door, (FD-S2-99), Fire Rated, Standby Power Building, S2, Stairway 1, North | FHO-GRK-FEQ-0001 | Fire Prevention,Door | Door |  | DR | http://www.toronto.ca/TWONTO#fire_rated_door
26319 | FHO-GRK-DR-2178S | Door, (FD-S2-78A), Fire Rated, Chemical Building, S2, Lighting Panel Room by Gasous Storage | FHO-GRK-FEQ-0001 | Fire Prevention,Door | Door |  | DR | http://www.toronto.ca/TWONTO#fire_rated_door
26320 | FHO-GRK-DR-3001S | Door, (FD-S3-01), Fire Rated, S3, Stairway3 | FHO-GRK-FEQ-0001 | Fire Prevention,Door | Door |  | DR | http://www.toronto.ca/TWONTO#fire_rated_door
26321 | FHO-GRK-DR-3002S | Door, (FD-S3-02), Fire Rated, TRW Building, S3, TRW Pump Room, South West | FHO-GRK-FEQ-0001 | Fire Prevention,Door | Door |  | DR | http://www.toronto.ca/TWONTO#fire_rated_door
26322 | FHO-GRK-DR-3004S | Door, (FD-S3-04), Fire Rated, S3, Valve Chamber Room, Reservoir & Channels | FHO-GRK-FEQ-0001 | Fire Prevention,Door | Door |  | DR | http://www.toronto.ca/TWONTO#fire_rated_door
26323 | FHO-GRK-DR-3005S | Door, (FD-S3-05), Fire Rated, TRW Building, S3, Stairway 4 | FHO-GRK-FEQ-0001 | Fire Prevention,Door | Door |  | DR | http://www.toronto.ca/TWONTO#fire_rated_door
26324 | FHO-GRK-DR-3008S | Door, (FD-S3-08), Fire Rated, TRW Building, S3, TRW Pump Floor, East | FHO-GRK-FEQ-0001 | Fire Prevention,Door | Door |  | DR | http://www.toronto.ca/TWONTO#fire_rated_door
26325 | FHO-GRK-DR-3009S | Door, (FD-S3-09), Fire Rated, TRW Building, S3, TRW Pump Floor, North West | FHO-GRK-FEQ-0001 | Fire Prevention,Door | Door |  | DR | http://www.toronto.ca/TWONTO#fire_rated_door
26326 | FHO-GRK-DR-3010S | Door, (FD-S3-10), Fire Rated, Ozone Building, S3, Stairway 6 | FHO-GRK-FEQ-0001 | Fire Prevention,Door | Door |  | DR | http://www.toronto.ca/TWONTO#fire_rated_door
26327 | FHO-GRK-DR-4003S | Door, (FD-S4-03), Fire Rated, Admin Building, S4, Stairway 6 | FHO-GRK-FEQ-0001 | Fire Prevention,Door | Door |  | DR | http://www.toronto.ca/TWONTO#fire_rated_door
26328 | FHO-GRK-DR-4004S | Door, (FD-S4-04), Fire Rated, Admin Building, S4, MCC Room, South West | FHO-GRK-FEQ-0001 | Fire Prevention,Door | Door |  | DR | http://www.toronto.ca/TWONTO#fire_rated_door
26329 | FHO-GRK-DR-4005S | Door, (FD-S4-05), Fire Rated, Admin Building, S4, MCC Room, South Middle | FHO-GRK-FEQ-0001 | Fire Prevention,Door | Door |  | DR | http://www.toronto.ca/TWONTO#fire_rated_door
26330 | FHO-GRK-DR-4006S | Door, (FD-S4-06), Fire Rated, Admin Building, S4, UPS Battery Room | FHO-GRK-FEQ-0001 | Fire Prevention,Door | Door |  | DR | http://www.toronto.ca/TWONTO#fire_rated_door
26331 | FHO-GRK-DR-4008S | Door, (FD-S4-08), Fire Rated, Admin Building, S4, Passenger Elevator Mechanical Room | FHO-GRK-FEQ-0001 | Fire Prevention,Door | Door |  | DR | http://www.toronto.ca/TWONTO#fire_rated_door
26332 | FHO-GRK-DR-4009S | Door, (FD-S4-09), Fire Rated, Admin Building, S4,Telephone Room | FHO-GRK-FEQ-0001 | Fire Prevention,Door | Door |  | DR | http://www.toronto.ca/TWONTO#fire_rated_door
26333 | FHO-GRK-DR-4010S | Door, (FD-S4-10), Fire Rated, Admin Building, S4, Cable Shaft Passenger Elevator | FHO-GRK-FEQ-0001 | Fire Prevention,Door | Door |  | DR | http://www.toronto.ca/TWONTO#fire_rated_door
26334 | FHO-GRK-DR-4012S | Door, (FD-S4-12), Fire Rated, Chemical Building, S4, Emergency Diesel Room, East | FHO-GRK-FEQ-0001 | Fire Prevention,Door | Door |  | DR | http://www.toronto.ca/TWONTO#fire_rated_door
26335 | FHO-GRK-DR-4014S | Door, (FD-S4-14), Fire Rated, Chemical Building, S4, MCC Room, North | FHO-GRK-FEQ-0001 | Fire Prevention,Door | Door |  | DR | http://www.toronto.ca/TWONTO#fire_rated_door
26336 | FHO-GRK-DR-4015S | Door, (FD-S4-15), Fire Rated, Chemical Building, S4, 27 KV Transformer Room, South | FHO-GRK-FEQ-0001 | Fire Prevention,Door | Door |  | DR | http://www.toronto.ca/TWONTO#fire_rated_door
26337 | FHO-GRK-DR-4018S | Door, (FD-S4-18), Fire Rated, Chemical Building, S4, SBS Feed Room | FHO-GRK-FEQ-0001 | Fire Prevention,Door | Door |  | DR | http://www.toronto.ca/TWONTO#fire_rated_door
26409 | FHO-GRK-DR-4019S | Door, (FD-S4-19), Fire Rated, Chemical Building, S4, SBS Storage Room | FHO-GRK-FEQ-0001 | Fire Prevention,Door | Door |  | DR | http://www.toronto.ca/TWONTO#fire_rated_door
26410 | FHO-GRK-DR-4021S | Door, (FD-S4-21), Fire Rated, Standby Power Building, S4, Stairway 8 | FHO-GRK-FEQ-0001 | Fire Prevention,Door | Door |  | DR | http://www.toronto.ca/TWONTO#fire_rated_door
26411 | FHO-GRK-DR-4023S | Door, (FD-S4-23), Fire Rated, Bladder Surge Building, S4, Storage Room, South East | FHO-GRK-FEQ-0001 | Fire Prevention,Door | Door |  | DR | http://www.toronto.ca/TWONTO#fire_rated_door
26412 | FHO-GRK-DR-4024S | Door, (FD-S4-24), Fire Rated, Bladder Surge Building, S4, Storage Room, North East | FHO-GRK-FEQ-0001 | Fire Prevention,Door | Door |  | DR | http://www.toronto.ca/TWONTO#fire_rated_door
26413 | FHO-GRK-DR-4030S | Door, (FD-S4-30), Fire Rated, Chemical Building, S4, Flouride Storage/Feed Room, North | FHO-GRK-FEQ-0001 | Fire Prevention,Door | Door |  | DR | http://www.toronto.ca/TWONTO#fire_rated_door
26414 | FHO-GRK-DR-4035S | Door, (FD-S4-35), Fire Rated, TRW Building, S4, West Ventilation Room, West | FHO-GRK-FEQ-0001 | Fire Prevention,Door | Door |  | DR | http://www.toronto.ca/TWONTO#fire_rated_door
26415 | FHO-GRK-DR-4038S | Door, (FD-S4-38), Fire Rated, TRW Building, S4, East Ventilation Room, West | FHO-GRK-FEQ-0001 | Fire Prevention,Door | Door |  | DR | http://www.toronto.ca/TWONTO#fire_rated_door
26416 | FHO-GRK-DR-5005S | Door, (FD-S5-05), Fire Rated, TRW Building, S5, South West | FHO-GRK-FEQ-0001 | Fire Prevention,Door | Door |  | DR | http://www.toronto.ca/TWONTO#fire_rated_door
26417 | FHO-GRK-DR-5008S | Door, (FD-S5-08), Fire Rated, Admin Building, S5, Cable Tray Room, Stairway 5 | FHO-GRK-FEQ-0001 | Fire Prevention,Door | Door |  | DR | http://www.toronto.ca/TWONTO#fire_rated_door
26418 | FHO-GRK-DR-5010S | Door, (FD-S5-10), Fire Rated, TRW Building, S5, TRW Suction Station, South East of Storage Room | FHO-GRK-FEQ-0001 | Fire Prevention,Door | Door |  | DR | http://www.toronto.ca/TWONTO#fire_rated_door
26419 | FHO-GRK-DR-5011S | Door, (FD-S5-11), Fire Rated, TRW Building, S5, TRW Suction Station, South East, Stairway 4 | FHO-GRK-FEQ-0001 | Fire Prevention,Door | Door |  | DR | http://www.toronto.ca/TWONTO#fire_rated_door
26420 | FHO-GRK-DR-5013S | Door, (FD-S5-13), Fire Rated, TRW Building, S5, Waster Water Transfer Pump Area, North | FHO-GRK-FEQ-0001 | Fire Prevention,Door | Door |  | DR | http://www.toronto.ca/TWONTO#fire_rated_door
26421 | FHO-GRK-DR-6003S | Door, (FD-S6-03), Fire Rated, Raw Water Building, S6, Stairway 2 | FHO-GRK-FEQ-0001 | Fire Prevention,Door | Door |  | DR | http://www.toronto.ca/TWONTO#fire_rated_door
26422 | FHO-GRK-DR-7003S | Door, (FD-S7-03), Fire Rated, Raw Water Building, S7, MCC Electrical Room | FHO-GRK-FEQ-0001 | Fire Prevention,Door | Door |  | DR | http://www.toronto.ca/TWONTO#fire_rated_door
26423 | FHO-GRK-DR-7004S | Door, (FD-S7-04), Fire Rated, Raw Water Building, S7, Stairway 2 | FHO-GRK-FEQ-0001 | Fire Prevention,Door | Door |  | DR | http://www.toronto.ca/TWONTO#fire_rated_door
26424 | FHO-GRK-DR-8001S | Door, (FD-S8-01), Fire Rated, Raw Water Building, S8, Stairway 1 | FHO-GRK-FEQ-0001 | Fire Prevention,Door | Door |  | DR | http://www.toronto.ca/TWONTO#fire_rated_door
26425 | FHO-GRK-DR-8002S | Door, (FD-S8-02), Fire Rated, Raw Water Building, S8, Electrical Cable Shaft | FHO-GRK-FEQ-0001 | Fire Prevention,Door | Door |  | DR | http://www.toronto.ca/TWONTO#fire_rated_door
26426 | FHO-GRK-DR-9001S | Door, (FD-S9-01), Fire Rated, Raw Water Building, S9, Electrical Cable Shaft | FHO-GRK-FEQ-0001 | Fire Prevention,Door | Door |  | DR | http://www.toronto.ca/TWONTO#fire_rated_door
26427 | FHO-GRK-DR-9003S | Door, (FD-S9-03), Fire Rated, Raw Water Building, S9, Stairway 2 | FHO-GRK-FEQ-0001 | Fire Prevention,Door | Door |  | DR | http://www.toronto.ca/TWONTO#fire_rated_door
26471 | FHO-MCS-DR-1501 | Overhead Door, 206E, Ozone Building | FHO-GRK-PRTY-0001 |  | Door |  | DR | http://www.toronto.ca/TWONTO#roll_up_door
26472 | FHO-MCS-DR-1502 | Overhead Door, 206G, Ozone Building | FHO-GRK-PRTY-0001 |  | Door |  | DR | http://www.toronto.ca/TWONTO#roll_up_door
26473 | FHO-MCS-DR-1503 | Overhead Door, 116A, Ozone Building | FHO-GRK-PRTY-0001 |  | Door |  | DR | http://www.toronto.ca/TWONTO#roll_up_door
27909 | EH2601A | Door,Overhead, Plant Water Pumping | TAB-MCS-DR | Door,Overhead | Door |  |  | http://www.toronto.ca/TWONTO#roll_up_door
27910 | EH2602A | Door,Overhead, Plant Water Pumping | TAB-MCS-DR | Door,Overhead | Door |  |  | http://www.toronto.ca/TWONTO#roll_up_door
29943 | FIS-AUX-DR-0100 | Island Plant, North Gate | FIS-GRK-0002 | Gate | Door |  | DR | http://www.toronto.ca/TWONTO#door
30924 | FIS-FEQ-DR-0005 | Door, Fire,, Admin. Building | FIS-GRK-STRC-0001 |  | Door |  | DR | http://www.toronto.ca/TWONTO#fire_rated_door
30925 | FIS-FEQ-DR-0008 | Door, Fire,Filter Complex | FIS-GRK-STRC-0001 |  | Door |  | DR | http://www.toronto.ca/TWONTO#fire_rated_door
30926 | FIS-FEQ-DR-0012(S) | Door, Fire, Filter Complex | FIS-GRK-STRC-0001 |  | Door |  | DR | http://www.toronto.ca/TWONTO#fire_rated_door
30927 | FIS-FEQ-DR-0013 | Door, Fire, Filter Complex | FIS-GRK-STRC-0001 |  | Door |  | DR | http://www.toronto.ca/TWONTO#fire_rated_door
30928 | FIS-FEQ-DR-0015 | Door, Fire, Filter Complex | FIS-GRK-STRC-0001 |  | Door |  | DR | http://www.toronto.ca/TWONTO#fire_rated_door
30929 | FIS-FEQ-DR-0016(S) | Door, Filter Complex | FIS-GRK-STRC-0001 |  | Door |  | DR | http://www.toronto.ca/TWONTO#door
30930 | FIS-FEQ-DR-0019 | Door, Fire, Raw Water Channel Walkway | FIS-GRK-STRC-0001 |  | Door |  | DR | http://www.toronto.ca/TWONTO#fire_rated_door
30931 | FIS-FEQ-DR-0023(S) | Door, Fire, Raw Water Building | FIS-GRK-STRC-0001 |  | Door |  | DR | http://www.toronto.ca/TWONTO#fire_rated_door
30932 | FIS-FEQ-DR-0027(S) | Door, Fire, Storage Building | FIS-GRK-STRC-0001 |  | Door |  | DR | http://www.toronto.ca/TWONTO#fire_rated_door
30933 | FIS-FEQ-DR-0031(S) | Door, Fire, Workshop & Office Building | FIS-GRK-STRC-0001 |  | Door |  | DR | http://www.toronto.ca/TWONTO#fire_rated_door
30934 | FIS-FEQ-DR-0034(S) | Door, Fire, Workshop & Office Building | FIS-GRK-STRC-0001 |  | Door |  | DR | http://www.toronto.ca/TWONTO#fire_rated_door
30935 | FIS-FEQ-DR-0035(S) | Door, Fire, Workshop & Office Building | FIS-GRK-STRC-0001 |  | Door |  | DR | http://www.toronto.ca/TWONTO#fire_rated_door
30936 | FIS-FEQ-DR-0037(S) | Door, Fire, Workshop & Office Building | FIS-GRK-STRC-0001 |  | Door |  | DR | http://www.toronto.ca/TWONTO#fire_rated_door
30937 | FIS-FEQ-DR-0040 | Door, Fire, Workshop & Office Building | FIS-GRK-STRC-0001 |  | Door |  | DR | http://www.toronto.ca/TWONTO#fire_rated_door
30938 | FIS-FEQ-DR-0043 | Door, Fire, Workshop & Office Building | FIS-GRK-STRC-0001 |  | Door |  | DR | http://www.toronto.ca/TWONTO#fire_rated_door
30939 | FIS-FEQ-DR-0045 | Door, Fire, Workshop & Office Building | FIS-GRK-STRC-0001 |  | Door |  | DR | http://www.toronto.ca/TWONTO#fire_rated_door
30940 | FIS-FEQ-DR-0047(S) | Door, Fire, Workshop & Office Building | FIS-GRK-STRC-0001 |  | Door |  | DR | http://www.toronto.ca/TWONTO#fire_rated_door
30941 | FIS-FEQ-DR-0049(S) | Door, Fire, Workshop & Office Building | FIS-GRK-STRC-0001 |  | Door |  | DR | http://www.toronto.ca/TWONTO#fire_rated_door
30942 | FIS-FEQ-DR-0051 | Door, Fire, Pipe Gallery | FIS-FEQ-DR-0011 |  | Door |  | DR | http://www.toronto.ca/TWONTO#fire_rated_door
30943 | FIS-FEQ-DR-0051 | Door, Fire, Pipe Gallery | FIS-GRK-STRC-0001 |  | Door |  | DR | http://www.toronto.ca/TWONTO#fire_rated_door
30944 | FIS-FEQ-DR-0052 | Door, Fire, Chlorine & SO2 Building | FIS-GRK-STRC-0001 |  | Door |  | DR | http://www.toronto.ca/TWONTO#fire_rated_door
30945 | FIS-FEQ-DR-0053 | Door, Fire, Chlorine & SO2 Building | FIS-GRK-STRC-0001 |  | Door |  | DR | http://www.toronto.ca/TWONTO#fire_rated_door
30946 | FIS-FEQ-DR-0054 | Door, Fire, Chlorine & SO2 Building | FIS-GRK-STRC-0001 |  | Door |  | DR | http://www.toronto.ca/TWONTO#fire_rated_door
30947 | FIS-FEQ-DR-0059(S) | Door, Fire, Chlorine & SO2 Building | FIS-GRK-STRC-0001 |  | Door |  | DR | http://www.toronto.ca/TWONTO#fire_rated_door
30948 | FIS-FEQ-DR-0061(S) | Door, Fire, Chlorine & SO2 Building | FIS-GRK-STRC-0001 |  | Door |  | DR | http://www.toronto.ca/TWONTO#fire_rated_door
30949 | FIS-FEQ-DR-0064(S) | Door, Fire, Flourode & Ammonia Building | FIS-GRK-STRC-0001 |  | Door |  | DR | http://www.toronto.ca/TWONTO#fire_rated_door
30950 | FIS-FEQ-DR-0065(S) | Door, Fire, Flourode & Ammonia Building | FIS-GRK-STRC-0001 |  | Door |  | DR | http://www.toronto.ca/TWONTO#fire_rated_door
30951 | FIS-FEQ-DR-0067 | Door, Fire, Flourode & Ammonia Building | FIS-GRK-STRC-0001 |  | Door |  | DR | http://www.toronto.ca/TWONTO#fire_rated_door
30952 | FIS-FEQ-DR-0068(S) | Door, Fire, Flourode & Ammonia Building | FIS-GRK-STRC-0001 |  | Door |  | DR | http://www.toronto.ca/TWONTO#fire_rated_door
30953 | FIS-FEQ-DR-0070 | Door, Fire, Flourode & Ammonia Building | FIS-GRK-STRC-0001 |  | Door |  | DR | http://www.toronto.ca/TWONTO#fire_rated_door
30954 | FIS-FEQ-DR-0072(S) | Door, Fire, Flourode & Ammonia Building | FIS-GRK-STRC-0001 |  | Door |  | DR | http://www.toronto.ca/TWONTO#fire_rated_door
31379 | FIS-GRK-DR-0001 | Door Overhead, Raw Water PS Building, Pump Room North | FIS-GRK-STRC-0001 | Door,Overhead | Door |  | DR | http://www.toronto.ca/TWONTO#roll_up_door
31380 | FIS-GRK-DR-0002 | Door Overhead, Filter Complex, Mezzanine Loading Dock West | FIS-GRK-0001 | Door,Overhead | Door |  | DR | http://www.toronto.ca/TWONTO#roll_up_door
31381 | FIS-GRK-DR-0002 | Door Overhead, Filter Complex, Mezzanine Loading Dock West | FIS-GRK-STRC-0001 | Door,Overhead | Door |  | DR | http://www.toronto.ca/TWONTO#roll_up_door
31382 | FIS-GRK-DR-0003 | Overhead Door, Storage Building, West | FIS-GRK-STRC-0001 | Door,Overhead | Door |  | DR | http://www.toronto.ca/TWONTO#roll_up_door
31383 | FIS-GRK-DR-0005SUS | Overhead Door, Marine Yard Building, West Side | FIS-GRK-0001 | Door,Overhead | Door | 39078 | DR | http://www.toronto.ca/TWONTO#roll_up_door
31384 | FIS-GRK-DR-0005SUS | Overhead Door, Marine Yard Building, West Side | FIS-GRK-STRC-0001 | Door,Overhead | Door | 39078 | DR | http://www.toronto.ca/TWONTO#roll_up_door
31385 | FIS-GRK-DR-0007 | Overhead Door, Polymer Building, South Side | FIS-GRK-STRC-0001 |  | Door |  | DR | http://www.toronto.ca/TWONTO#roll_up_door
33742 | HH2406A | Door, Loading, T Building | TAB-MCS-DR | Door | Door |  |  | http://www.toronto.ca/TWONTO#door
33763 | IH2006A | Door,Overhead, Incineration | TAB-MCS-DR | Door,Overhead | Door |  |  | http://www.toronto.ca/TWONTO#roll_up_door
33767 | IH2028A | Door,Overhead, Heat Recovery | TAB-MCS-DR | Door,Overhead | Door |  |  | http://www.toronto.ca/TWONTO#roll_up_door
33768 | IH2031A | Door,Overhead, Auxilliary Building | TAB-MCS-DR | Door,Overhead | Door |  |  | http://www.toronto.ca/TWONTO#roll_up_door
33769 | IH2032A | Door,Overhead, Auxilliary Building | TAB-MCS-DR | Door,Overhead | Door |  |  | http://www.toronto.ca/TWONTO#roll_up_door
33772 | IH311 | Door, Overhead, Building M | THC-GRK-DR-M | Door,Overhead | Door | 32200 |  | http://www.toronto.ca/TWONTO#roll_up_door
33773 | IH312 | Door, Overhead, Building M | THC-SUSPENDED | Door,Overhead | Door | 32201 |  | http://www.toronto.ca/TWONTO#roll_up_door
33828 | JH2005A | Door,Overhead, Z Building. | TAB-MCS-DR | Door,Overhead | Door |  |  | http://www.toronto.ca/TWONTO#roll_up_door
33829 | JH2006A | Door,Overhead, Z Building | TAB-MCS-DR | Door,Overhead | Door |  |  | http://www.toronto.ca/TWONTO#roll_up_door
40856 | OH2004A | Door,Overhead, Dewater Buildind | TAB-MCS-DR | Door,Overhead | Door |  |  | http://www.toronto.ca/TWONTO#roll_up_door
40857 | OH2006A | Door,Overhead, Polymer Building | TAB-MCS-DR | Door,Overhead | Door |  |  | http://www.toronto.ca/TWONTO#roll_up_door
40900 | PH2204A | Door,Overhead, P Bldg, Grit Works, East Door | TAB-MCS-DR | Door,Overhead | Door |  |  | http://www.toronto.ca/TWONTO#roll_up_door
40901 | PH2206A | Door,Overhead, P Building | TAB-MCS-DR | Door,Overhead | Door |  |  | http://www.toronto.ca/TWONTO#roll_up_door
40903 | PH2405A | Door,Overhead, D Building | TAB-MCS-DR | Door,Overhead | Door |  |  | http://www.toronto.ca/TWONTO#roll_up_door
40904 | PH2407A | Door,Overhead D Building | TAB-MCS-DR | Door,Overhead | Door |  |  | http://www.toronto.ca/TWONTO#roll_up_door
41074 | QQ7001A | Gate, Turnstiles, Guard House, Parking Lot | QQ7001 | Door | Door |  |  | http://www.toronto.ca/TWONTO#door
44120 | FCL-GRK-DR | Door, Overhead PM Link | FCL-GRK | Door,Overhead | Door |  |  | http://www.toronto.ca/TWONTO#roll_up_door
44363 | FCL-PAC-DR-0101 | Door, Overhead, PAC Area, Dry Chemical Building, Loading Dock | FCL-GRK | Door,Overhead | Door |  | DR | http://www.toronto.ca/TWONTO#roll_up_door
44364 | FCL-PAC-DR-0101 | Door, Overhead, PAC Area, Dry Chemical Building, Loading Dock | FCL-GRK-DR | Door,Overhead | Door |  | DR | http://www.toronto.ca/TWONTO#roll_up_door
45290 | FCL-RW-DR-0401 | Door, Overhead, Screen Room Entrance, Low Lift Building | FCL-GRK | Door,Overhead | Door |  | DR | http://www.toronto.ca/TWONTO#roll_up_door
45291 | FCL-RW-DR-0402 | Door, Overhead, Low Lift PS, Mezzanine, Electrical Service Room | FCL-GRK | Door,Overhead | Door |  | DR | http://www.toronto.ca/TWONTO#roll_up_door
45292 | FCL-RW-DR-0402 | Door, Overhead, Low Lift PS, Mezzanine, Electrical Service Room | FCL-GRK-DR | Door,Overhead | Door |  | DR | http://www.toronto.ca/TWONTO#roll_up_door
49223 | FCL-TRW-DR-0401 | Door, Overhead, Treated Water Pumping Station | FCL-GRK-DR | Door,Overhead | Door |  | DR | http://www.toronto.ca/TWONTO#roll_up_door
51190 | FCL-WWW-DR-0100 | Door, Overhead Centrifuge building Sludge bin Area South | FCL-GRK | Door,Overhead | Door |  | DR | http://www.toronto.ca/TWONTO#roll_up_door
51191 | FCL-WWW-DR-0100 | Door, Overhead Centrifuge building Sludge bin Area South | FCL-GRK-DR | Door,Overhead | Door |  | DR | http://www.toronto.ca/TWONTO#roll_up_door
51192 | FCL-WWW-DR-0200 | Door, Overhead Centrifuge building Sludge bin Area North | FCL-GRK | Door,Overhead | Door |  | DR | http://www.toronto.ca/TWONTO#roll_up_door
52807 | TAB-PLT-DR-4014 | Door, Roll up | TAB-PLT-LOA-D | Door,Overhead | Door |  | DR | http://www.toronto.ca/TWONTO#roll_up_door
52808 | TAB-PLT-DR-4016 | Door, Roll up | TAB-PLT-LOA-D | Door,Overhead | Door |  | DR | http://www.toronto.ca/TWONTO#roll_up_door
52809 | TAB-PLT-DR-4024 | Door, Roll up | TAB-PLT-LOA-D | Door,Overhead | Door |  | DR | http://www.toronto.ca/TWONTO#roll_up_door
52810 | TAB-PLT-DR-4026 | Door, Roll up | TAB-PLT-LOA-D | Door,Overhead | Door |  | DR | http://www.toronto.ca/TWONTO#roll_up_door
57057 | TAB-SLO-DR-0383 | Door, Overhead, Entrance, Truck Loading Bay, East | TAB-SLO-STRC | Door,Overhead | Door |  | DR | http://www.toronto.ca/TWONTO#roll_up_door
57058 | TAB-SLO-DR-0385 | Door, Overhead, Entrance, Truck Loading Bay, West | TAB-SLO-STRC | Door,Overhead | Door |  | DR | http://www.toronto.ca/TWONTO#roll_up_door
57059 | TAB-SLO-DR-0386 | Door, Overhead, Exit, Truck Loading Bay, West | TAB-SLO-STRC | Door,Overhead | Door |  | DR | http://www.toronto.ca/TWONTO#roll_up_door
59434 | THC - A01 - D003 | Door, Building A | THC-GRK-DR-A |  | Door |  |  | http://www.toronto.ca/TWONTO#door
59435 | THC - A01 - D007 | Door, Building A | THC-GRK-DR-A |  | Door |  |  | http://www.toronto.ca/TWONTO#door
59436 | THC - A01 - D019 | Door, Building A | THC-GRK-DR-A |  | Door |  |  | http://www.toronto.ca/TWONTO#door
59437 | THC - A01 - S008 | Door, Building A | THC-GRK-DR-A |  | Door |  |  | http://www.toronto.ca/TWONTO#door
59438 | THC - A01 - S144 | Door, Final # F8 Access House | THC-GRK-DR-TUNNEL |  | Door |  |  | http://www.toronto.ca/TWONTO#door
59439 | THC - A01 - S149 | Door, Final # F6 Access House | THC-GRK-DR-TUNNEL |  | Door |  |  | http://www.toronto.ca/TWONTO#door
59440 | THC - A01 - S154 | Door, Final # F5 Access House | THC-GRK-DR-TUNNEL |  | Door |  |  | http://www.toronto.ca/TWONTO#door
59441 | THC - A01 - S160 | Door, Final # F3 Access House | THC-GRK-DR-TUNNEL |  | Door |  |  | http://www.toronto.ca/TWONTO#door
59442 | THC - A01 - S163 | Door, Final # F1 Access House | THC-GRK-DR-TUNNEL |  | Door |  |  | http://www.toronto.ca/TWONTO#door
59443 | THC - A01 - S167 | Door, Primary # P1 Access House | THC-GRK-DR-TUNNEL |  | Door |  |  | http://www.toronto.ca/TWONTO#door
59444 | THC - A01 - S170 | Door, Prim. # P2/P3 Access House | THC-GRK-DR-TUNNEL |  | Door |  |  | http://www.toronto.ca/TWONTO#door
59445 | THC - A01 - S178 | Door, Primary # P5 Access House | THC-GRK-DR-TUNNEL |  | Door |  |  | http://www.toronto.ca/TWONTO#door
59446 | THC - A01 - S191 | Door, Building A | THC-GRK-DR-A |  | Door |  |  | http://www.toronto.ca/TWONTO#door
59447 | THC - A01 - S193 | Door, Building A | THC-GRK-DR-A |  | Door |  |  | http://www.toronto.ca/TWONTO#door
59448 | THC - B01 - 0001 | Door, Building B | THC-GRK-DR-B |  | Door |  |  | http://www.toronto.ca/TWONTO#door
59449 | THC - B01 - 0002 | Door, Building B | THC-GRK-DR-B |  | Door |  |  | http://www.toronto.ca/TWONTO#door
59450 | THC - B01 - 0003 | Door, Building B | THC-GRK-DR-B |  | Door |  |  | http://www.toronto.ca/TWONTO#door
59451 | THC - C01 - D177 | Door, Building C | THC-GRK-DR-C |  | Door |  |  | http://www.toronto.ca/TWONTO#door
59452 | THC - C01 - S246 | Door, Building C | THC-GRK-DR-C |  | Door |  |  | http://www.toronto.ca/TWONTO#door
59453 | THC - D01 - 0001 | Door, Building D | THC-GRK-DR-C |  | Door |  |  | http://www.toronto.ca/TWONTO#door
59454 | THC - D01 - 0001 | Door, Building D | THC-GRK-DR-D |  | Door |  |  | http://www.toronto.ca/TWONTO#door
59455 | THC - STR - T - 0300 | Door, Old Plant Aeration Tk # A3 | THC-GRK-DR-A |  | Door |  |  | http://www.toronto.ca/TWONTO#door
59456 | THC - STR - T - 0400 | Door, Old Plant Aeration Tk # A4 | THC-GRK-DR-A |  | Door |  |  | http://www.toronto.ca/TWONTO#door
59457 | THC - STR - T - 0700 | Door, Old Plant Aeration Tk # A7 | THC-GRK-DR-A |  | Door |  |  | http://www.toronto.ca/TWONTO#door
59458 | THC - STR - T - 0800 | Door, Old Plant Aeration Tk # A8 | THC-GRK-DR-A |  | Door |  |  | http://www.toronto.ca/TWONTO#door
59464 | THC-A0-S11155 | Door, Primary # P6 Access House | THC-GRK-DR-TUNNEL |  | Door |  |  | http://www.toronto.ca/TWONTO#door
59791 | THC-ACC-DR-0600 | Door,Overhead,SW Trucking Bay,Bldg M | THC-GRK-DR-M | Door,Overhead | Door |  | DR | http://www.toronto.ca/TWONTO#roll_up_door
59792 | THC-ACC-DR-0602 | Door, Overhead, SE Trucking Bay, Bldg M | THC-GRK-DR-M | Door,Overhead | Door |  | DR | http://www.toronto.ca/TWONTO#roll_up_door
61771 | FHA-GRK-DR-0401 | Door, Overhead, RMF, RMF, Sludge Bin Loading West Side | FHA-GRK-PRTY-0001 | Door,Overhead | Door |  | DR | http://www.toronto.ca/TWONTO#roll_up_door
61772 | FHA-GRK-DR-0501 | Door, Overhead, RMF, RMF, Sludge Bin Loading East Side | FHA-GRK-PRTY-0001 | Door,Overhead | Door |  | DR | http://www.toronto.ca/TWONTO#roll_up_door
61773 | FHA-GRK-DR-0601 | Door, Overhead, RMF, Oil Storage Area | FHA-GRK-PRTY-0001 | Door,Overhead | Door |  | DR | http://www.toronto.ca/TWONTO#roll_up_door
61774 | FHA-GRK-DR-1001 | Exterior Doors | FHA-GRK-PRTY-0001 | Door | Door |  | DR | http://www.toronto.ca/TWONTO#door
65108 | THC-DIS-DR-0001 | Door, Overhead, Building B | THC-GRK-DR-B | Door,Overhead | Door |  | DR | http://www.toronto.ca/TWONTO#roll_up_door
66763 | THC-GRK-DR-0100 | Door, Overhead, Building G | THC-GRK-DR-G | Door,Overhead | Door |  | DR | http://www.toronto.ca/TWONTO#roll_up_door
66764 | THC-GRK-DR-0102 | Door, Overhead, Building I | THC-GRK-DR-I | Door,Overhead | Door |  | DR | http://www.toronto.ca/TWONTO#roll_up_door
66765 | THC-GRK-DR-0103 | Door, Overhead, Building I | THC-GRK-DR-I | Door,Overhead | Door |  | DR | http://www.toronto.ca/TWONTO#roll_up_door
66766 | THC-GRK-DR-1001 | Door, Interior, Plant wide | THC-GRK-DR-G |  | Door |  | DR | http://www.toronto.ca/TWONTO#door
66767 | THC-GRK-DR-A | Doors, Building A | THC-GRK-PRTY-0001 |  | Door |  |  | http://www.toronto.ca/TWONTO#door
66768 | THC-GRK-DR-B | Doors, Building B | THC-GRK-MAINT |  | Door |  |  | http://www.toronto.ca/TWONTO#door
66769 | THC-GRK-DR-C | Doors, Building C | THC-GRK-PRTY-0001 |  | Door |  |  | http://www.toronto.ca/TWONTO#door
66770 | THC-GRK-DR-D | Doors, Building D | THC-GRK-ELS-D |  | Door |  |  | http://www.toronto.ca/TWONTO#door
66771 | THC-GRK-DR-E | Doors, Building E | THC-GRK-ELS-E |  | Door |  |  | http://www.toronto.ca/TWONTO#door
66772 | THC-GRK-DR-F | Doors, Building F | THC-GRK-ELS-F |  | Door |  |  | http://www.toronto.ca/TWONTO#door
66773 | THC-GRK-DR-G | Doors, Building G | THC-GRK-ELS-B |  | Door |  |  | http://www.toronto.ca/TWONTO#door
66774 | THC-GRK-DR-G | Doors, Building G | THC-GRK-ELS-G |  | Door |  |  | http://www.toronto.ca/TWONTO#door
66775 | THC-GRK-DR-J | Doors, Building J | THC-GRK-MAINT |  | Door |  |  | http://www.toronto.ca/TWONTO#door
66776 | THC-GRK-DR-K | Doors, Building K | THC-GRK-ELS-K |  | Door |  |  | http://www.toronto.ca/TWONTO#door
66777 | THC-GRK-DR-K | Doors, Building K | THC-GRK-MAINT |  | Door |  |  | http://www.toronto.ca/TWONTO#door
66778 | THC-GRK-DR-L | Doors, Building L | THC-GRK-ELS-L |  | Door |  |  | http://www.toronto.ca/TWONTO#door
66779 | THC-GRK-DR-M | Doors, Building M | THC-GRK-ELS-M |  | Door |  |  | http://www.toronto.ca/TWONTO#door
66780 | THC-GRK-DR-N | Doors, Building N | THC-GRK-ELS-N |  | Door |  |  | http://www.toronto.ca/TWONTO#door
66781 | THC-GRK-DR-Q | Doors, Building Q | THC-GRK-ELS-Q |  | Door |  |  | http://www.toronto.ca/TWONTO#door
66782 | THC-GRK-DR-S | Doors, Building S | THC-GRK-ELS-R |  | Door |  |  | http://www.toronto.ca/TWONTO#door
67360 | THC-MCS-DR-0001 | Door, Overhead, Building B | THC-GRK-DR-B | Door,Overhead | Door |  | DR | http://www.toronto.ca/TWONTO#roll_up_door
67361 | THC-MCS-DR-0002 | Door, Overhead, Building K | THC-GRK-DR-K | Door,Overhead | Door |  | DR | http://www.toronto.ca/TWONTO#roll_up_door
70742 | THC-STR-T-0100 | Aeration Tank, Old Plant (door) | THC-GRK-DR-A |  | Door |  | T | http://www.toronto.ca/TWONTO#door
76587 | THR-DR-BH-0501 | Overhead Door, High Pressure Blower Building | THR-DR-WA3 | Door,Overhead | Door |  | BH | http://www.toronto.ca/TWONTO#roll_up_door
76588 | THR-DR-BH-0501 | Overhead Door, High Pressure Blower Building | THR-DR-WA4 | Door,Overhead | Door |  | BH | http://www.toronto.ca/TWONTO#roll_up_door
76589 | THR-DR-BH-0514 | Overhead Door, Engine Room | THR-DR-WA2 | Door,Overhead | Door |  | BH | http://www.toronto.ca/TWONTO#roll_up_door
76590 | THR-DR-BH-0515 | Overhead Door, Engine Room Basement | THR-DR-WA2 | Door,Overhead | Door |  | BH | http://www.toronto.ca/TWONTO#roll_up_door
76592 | THR-DR-DH-0512 | Overhead Door, Digester Tank 9-10 Loading Bay west | THR-DR-WA1 | Door,Overhead | Door |  | DH | http://www.toronto.ca/TWONTO#roll_up_door
76593 | THR-DR-DH-0512 | Overhead Door, Digester Tank 9-10 Loading Bay west | THR-DR-WA3 | Door,Overhead | Door |  | DH | http://www.toronto.ca/TWONTO#roll_up_door
76594 | THR-DR-DIS-0002 | Overhead Door, Diisinfection Building, Workshop North | THR-DR-WA4 | Door,Overhead | Door |  | DIS | http://www.toronto.ca/TWONTO#roll_up_door
76595 | THR-DR-DIS-0516 | Overhead Door, Disinfection Building, Dechlorination Simulator Room | THR-DR-WA1 | Door,Overhead | Door |  | DIS | http://www.toronto.ca/TWONTO#roll_up_door
76596 | THR-DR-DIS-0516 | Overhead Door, Disinfection Building, Dechlorination Simulator Room | THR-DR-WA4 | Door,Overhead | Door |  | DIS | http://www.toronto.ca/TWONTO#roll_up_door
76597 | THR-DR-DIS-0518 | Overhead Door, Disinfection Building, Truck Door North | THR-DR-WA3 | Door,Overhead | Door |  | DIS | http://www.toronto.ca/TWONTO#roll_up_door
76598 | THR-DR-FH-0500 | Overhead Door, Filtered Plant Water | THR-DR-WA4 | Door,Overhead | Door |  | FH | http://www.toronto.ca/TWONTO#roll_up_door
76599 | THR-DR-HH-0513 | Overhead Door, Head House | THR-DR-WA2 | Door,Overhead | Door |  | HH | http://www.toronto.ca/TWONTO#roll_up_door
76600 | THR-DR-HH-0514 | Overhead Door(New), Head House | THR-DR-WA2 | Door,Overhead | Door |  | HH | http://www.toronto.ca/TWONTO#roll_up_door
76601 | THR-DR-HH-0533 | Overhead Door, Grit Bldg, Stores Delivery Door | THR-DR-WA3 | Door,Overhead | Door |  | HH | http://www.toronto.ca/TWONTO#roll_up_door
76602 | THR-DR-HH-0534 | Overhead Door, Grit Building Truck Door West | THR-DR-WA2 | Door,Overhead | Door |  | HH | http://www.toronto.ca/TWONTO#roll_up_door
76603 | THR-DR-HH-0534 | Overhead Door, Grit Building Truck Door West | THR-DR-WA3 | Door,Overhead | Door |  | HH | http://www.toronto.ca/TWONTO#roll_up_door
76604 | THR-DR-HH-0535 | Overhead Door, Grit Building Truck Door East | THR-DR-WA2 | Door,Overhead | Door |  | HH | http://www.toronto.ca/TWONTO#roll_up_door
76605 | THR-DR-PH-0513 | Overhead Door, Primary Pumping Station 2 | THR-DR-WA3 | Door,Overhead | Door |  | PH | http://www.toronto.ca/TWONTO#roll_up_door
76606 | THR-DR-RH-0514S | Overhead Door, Manual, Returns Low Pressure Blower Building | THR-DR-WA3 | Door,Overhead | Door | 34487 | RH | http://www.toronto.ca/TWONTO#roll_up_door
76607 | THR-DR-RH-0514S | Overhead Door, Manual, Returns Low Pressure Blower Building | THR-DR-WA4 | Door,Overhead | Door | 34487 | RH | http://www.toronto.ca/TWONTO#roll_up_door
76608 | THR-DR-RH-0514S | Overhead Door, Manual, Returns Low Pressure Blower Building | THR-S-E | Door,Overhead | Door | 34487 | RH | http://www.toronto.ca/TWONTO#roll_up_door
76609 | THR-DR-SH-0500 | Overhead Door, STB North Main Entrance | THR-DR-WA1 | Door,Overhead | Door |  | SH | http://www.toronto.ca/TWONTO#roll_up_door
76610 | THR-DR-SH-0503 | Overhead Door, STB South Main Loading Area | THR-DR-WA1 | Door,Overhead | Door |  | SH | http://www.toronto.ca/TWONTO#roll_up_door
76611 | THR-DR-WA2 | Overhead Doors, Work Area2 | THR-MCS-WA2 | Door,Overhead | Door |  |  | http://www.toronto.ca/TWONTO#roll_up_door
76612 | THR-DR-WA4 | Overhead Doors, Work Area4 | THR-MCS-WA4 | Door,Overhead | Door |  |  | http://www.toronto.ca/TWONTO#roll_up_door
76613 | THR-DR-WH-0508 | Overhead Door, Effluent Pumping Station | THR-DR-WA3 | Door,Overhead | Door |  | WH | http://www.toronto.ca/TWONTO#roll_up_door
78890 | THR-GRK-DR-3802 | Door, Access, Main Substation | THR-DR-WA4 | Door,Access | Door |  | DR | http://www.toronto.ca/TWONTO#door
78891 | THR-GRK-DR-3803 | Door, Access, Main Substation | THR-DR-WA4 | Door,Access | Door |  | DR | http://www.toronto.ca/TWONTO#door
78892 | THR-GRK-DR-4233 | Door, Access, Old Substation building, West door | THR-DR-WA4 | Door,Access | Door |  | DR | http://www.toronto.ca/TWONTO#door
78893 | THR-GRK-DR-4801 | Door, Access, West Electrical Substation | THR-DR-WA4 | Door,Access | Door |  | DR | http://www.toronto.ca/TWONTO#door
78894 | THR-GRK-DR-4802 | Door, Access, West Electrical Substation | THR-DR-WA4 | Door,Access | Door |  | DR | http://www.toronto.ca/TWONTO#door
79118 | THR-MCS-DR-0101S | Door, Overhead Roll Up, New Maintenance Bldg. | THR-GRK-NMB | Door,Overhead | Door | 39016 | DR | http://www.toronto.ca/TWONTO#roll_up_door
79119 | THR-MCS-DR-0102S | Door, Overhead Roll Up, New Maintenance Bldg. | THR-GRK-NMB | Door,Overhead | Door | 39017 | DR | http://www.toronto.ca/TWONTO#roll_up_door
80087 | THR-PLT-DR-2534S | Door, Over-Head, North Grit Loading Bay, East | THR-DR-WA2 | Door,Overhead | Door | 38663 | DR | http://www.toronto.ca/TWONTO#roll_up_door
80088 | THR-PLT-DR-2535S | Door, Over-Head, North Grit Loading Bay, West | THR-DR-WA2 | Door,Overhead | Door | 38664 | DR | http://www.toronto.ca/TWONTO#roll_up_door
82442 | THR-SS-DR1 | Doors, Security System | THR-SS-WA1 | Door,Overhead | Door |  |  | http://www.toronto.ca/TWONTO#roll_up_door
84487 | TNT-MCS-DR-0101 | Door, Roll Up, Screening - Rack House | TNT-PLT | Door,Overhead | Door |  | DR | http://www.toronto.ca/TWONTO#roll_up_door
84950 | WH4002A | Door, Overhead #2, Truck Loading Odour Control(rear), North-West | TAB-MCS-DR | Door,Overhead | Door |  |  | http://www.toronto.ca/TWONTO#roll_up_door
84951 | WH4003A | Door, Overhead #3, Bio-Solid Truck Loading,(front), South-West | TAB-MCS-DR | Door,Overhead | Door |  |  | http://www.toronto.ca/TWONTO#roll_up_door
84952 | WH4004A | Door, Overhead #4,Bio-Solid Truck Loading (front), South-East | TAB-MCS-DR | Door,Overhead | Door |  |  | http://www.toronto.ca/TWONTO#roll_up_door
84953 | WH4005A | Door, Overhead , Odor Control Bldg. West side | TAB-MCS-DR | Door,Overhead | Door |  |  | http://www.toronto.ca/TWONTO#roll_up_door
84954 | WH4006A | Door, Overhead # 1 Old Bio-Solid Truck Load-Out Facility | TAB-MCS-DR | Door,Overhead | Door |  |  | http://www.toronto.ca/TWONTO#roll_up_door
84955 | WH4008A | Door, Overhead # 3 Old Bio-Solid Truck Load-Out Facility | TAB-MCS-DR | Door,Overhead | Door |  |  | http://www.toronto.ca/TWONTO#roll_up_door
87095 | WTR-PAH-DR-0003 | Door | WTR-PAH-AUX | Door,Access | Door |  | DR | http://www.toronto.ca/TWONTO#door
87290 | WTR-PEG-DR-0002 | Door, High Voltage Electrical Room | WTR-PEG-AUX | Door | Door |  | DR | http://www.toronto.ca/TWONTO#door
87291 | WTR-PEG-DR-0004 | Door | WTR-PEG-AUX | Door | Door |  | DR | http://www.toronto.ca/TWONTO#door
87498 | WTR-PEL-DR-0006 | Door | WTR-PEL-AUX | Door | Door |  | DR | http://www.toronto.ca/TWONTO#door
87499 | WTR-PEL-DR-0007 | Door | WTR-PEL-AUX | Door | Door |  | DR | http://www.toronto.ca/TWONTO#door
87500 | WTR-PEL-DR-0008 | Door | WTR-PEL-AUX | Door | Door |  | DR | http://www.toronto.ca/TWONTO#door
87501 | WTR-PEL-DR-0009 | Door | WTR-PEL-AUX | Door | Door |  | DR | http://www.toronto.ca/TWONTO#door
87502 | WTR-PEL-DR-0010 | Door | WTR-PEL-AUX | Door | Door |  | DR | http://www.toronto.ca/TWONTO#door
87503 | WTR-PEL-DR-1001 | Door, Access, Generator Building, Generator Room | WTR-PEL-AUX | Door,Access | Door |  | DR | http://www.toronto.ca/TWONTO#door
87504 | WTR-PEL-DR-1002 | Door, Access, Generator Building, Generator Room | WTR-PEL-AUX | Door,Access | Door |  | DR | http://www.toronto.ca/TWONTO#door
87505 | WTR-PEL-DR-1003 | Door, Access, Generator Building, Generator Room | WTR-PEL-AUX | Door,Access | Door |  | DR | http://www.toronto.ca/TWONTO#door
87506 | WTR-PEL-DR-1004 | Door, Access, Generator Building, Product Handling Room | WTR-PEL-AUX | Door,Access | Door |  | DR | http://www.toronto.ca/TWONTO#door
87990 | WTR-PHL-DR-0001 | Door, Overhead | WTR-PHL-AUX | Fire Prevention | Door |  | DR | http://www.toronto.ca/TWONTO#fire_rated_door
87991 | WTR-PHL-DR-0004 | Door | WTR-PHL-AUX | Fire Prevention | Door |  | DR | http://www.toronto.ca/TWONTO#fire_rated_door
88348 | WTR-PJO-DR-0001 | Overhead Sliding Door | WTR-PJO-AUX | Door | Door |  | DR | http://www.toronto.ca/TWONTO#roll_up_door
88349 | WTR-PJO-DR-0002 | Door | WTR-PJO-AUX | Door,Access | Door |  | DR | http://www.toronto.ca/TWONTO#door
88458 | WTR-PJS-DR-0001 | Door, Overhead | WTR-PJS-AUX | Door,Overhead | Door |  | DR | http://www.toronto.ca/TWONTO#roll_up_door
88459 | WTR-PJS-DR-0002 | Door, Overhead | WTR-PJS-AUX | Door,Overhead | Door |  | DR | http://www.toronto.ca/TWONTO#roll_up_door
89009 | WTR-PKN-DR-0003 | Door | WTR-PKN-AUX | Door,Access | Door |  | DR | http://www.toronto.ca/TWONTO#door
89169 | WTR-PLW-DR-0002 | Door | WTR-PLW-AUX | Door | Door |  | DR | http://www.toronto.ca/TWONTO#door
89170 | WTR-PLW-DR-0003 | Door | WTR-PLW-AUX | Door | Door |  | DR | http://www.toronto.ca/TWONTO#door
89171 | WTR-PLW-DR-0004 | Door | WTR-PLW-AUX | Door | Door |  | DR | http://www.toronto.ca/TWONTO#door
89842 | WTR-PPD-DR-0001 | Door | WTR-PPD-AUX | Door,Access | Door |  | DR | http://www.toronto.ca/TWONTO#door
89843 | WTR-PPD-DR-0003 | Door | WTR-PPD-AUX | Door,Access | Door |  | DR | http://www.toronto.ca/TWONTO#door
89844 | WTR-PPD-DR-0004 | Door | WTR-PPD-AUX | Door,Access | Door |  | DR | http://www.toronto.ca/TWONTO#door
90041 | WTR-PRH-DR-0004 | Door | WTR-PRH-AUX | Door,Access | Door |  | DR | http://www.toronto.ca/TWONTO#door
90042 | WTR-PRH-DR-0005 | Door | WTR-PRH-AUX | Door,Access | Door |  | DR | http://www.toronto.ca/TWONTO#door
90528 | WTR-PSA-DR-0004 | Door | WTR-PSA-AUX | Door,Access | Door |  | DR | http://www.toronto.ca/TWONTO#door
90676 | WTR-PSC-DR-0001 | Door, Non Motorized Roll-up | WTR-PSC-AUX | Door | Door |  | DR | http://www.toronto.ca/TWONTO#door
90677 | WTR-PSC-DR-0002 | Door, Room, Main Entrance | WTR-PSC-AUX | Door | Door |  | DR | http://www.toronto.ca/TWONTO#door
91078 | WTR-PWT-DR-0001 | Door, Overhead, Pump Room | WTR-PWT-AUX | Door,Overhead | Door |  | DR | http://www.toronto.ca/TWONTO#roll_up_door
91079 | WTR-PWT-DR-0002 | Door | WTR-PWT-AUX | Door,Access | Door |  | DR | http://www.toronto.ca/TWONTO#door
91316 | WTR-RDF-DR-0001 | Door, Hatch, Due-North | WTR-RDF-AUX | Door | Door |  | DR | http://www.toronto.ca/TWONTO#door
91317 | WTR-RDF-DR-0003 | Door, Hatch, Due-East of Northeast basin | WTR-RDF-AUX | Door | Door |  | DR | http://www.toronto.ca/TWONTO#door
91318 | WTR-RDF-DR-0004 | Door, Hatch, Southeast of Northeast basin | WTR-RDF-AUX | Door | Door |  | DR | http://www.toronto.ca/TWONTO#door
91319 | WTR-RDF-DR-0005 | Door, Hatch, East divider between East basins | WTR-RDF-AUX | Door | Door |  | DR | http://www.toronto.ca/TWONTO#door
91320 | WTR-RDF-DR-0007 | Door, Hatch, Due-South | WTR-RDF-AUX | Door | Door |  | DR | http://www.toronto.ca/TWONTO#door
91321 | WTR-RDF-DR-0008 | Door, Hatch, East divider between West basins | WTR-RDF-AUX | Door | Door |  | DR | http://www.toronto.ca/TWONTO#door
91322 | WTR-RDF-DR-0009 | Door, Hatch, West divider between West basins | WTR-RDF-AUX | Door | Door |  | DR | http://www.toronto.ca/TWONTO#door
91323 | WTR-RDF-DR-0010 | Door, Hatch, Southwest of Northwest basin | WTR-RDF-AUX | Door | Door |  | DR | http://www.toronto.ca/TWONTO#door
91324 | WTR-RDF-DR-0011 | Door, Hatch, Middle-Southwest | WTR-RDF-AUX | Door | Door |  | DR | http://www.toronto.ca/TWONTO#door
91325 | WTR-RDF-DR-0012 | Door, Hatch, Middle-Northwest | WTR-RDF-AUX | Door | Door |  | DR | http://www.toronto.ca/TWONTO#door
91326 | WTR-RDF-DR-0013 | Door, Hatch, Northwest | WTR-RDF-AUX | Door | Door |  | DR | http://www.toronto.ca/TWONTO#door
91327 | WTR-RDF-DR-0014 | Door, Hatch, Middle-North | WTR-RDF-AUX | Door | Door |  | DR | http://www.toronto.ca/TWONTO#door
91445 | WTR-REG-DR-0001 | Door | WTR-REG-AUX | Door | Door |  | DR | http://www.toronto.ca/TWONTO#door
91683 | WTR-RLW-DR-0001 | Door, East Basins | WTR-RLW-AUX | Door | Door |  | DR | http://www.toronto.ca/TWONTO#door
91684 | WTR-RLW-DR-0002 | Door, West Basins | WTR-RLW-AUX | Door | Door |  | DR | http://www.toronto.ca/TWONTO#door
91743 | WTR-RMI-DR-0001 | Door, Hatch, Middle-Southeast | WTR-RMI-AUX | Door | Door |  | DR | http://www.toronto.ca/TWONTO#door
91744 | WTR-RMI-DR-0002 | Door, Hatch, Southeast | WTR-RMI-AUX | Door | Door |  | DR | http://www.toronto.ca/TWONTO#door
91745 | WTR-RMI-DR-0003 | Door, Hatch, South of Access House | WTR-RMI-AUX | Door | Door |  | DR | http://www.toronto.ca/TWONTO#door
91746 | WTR-RMI-DR-0004 | Door, Hatch, Due-South | WTR-RMI-AUX | Door | Door |  | DR | http://www.toronto.ca/TWONTO#door
91747 | WTR-RMI-DR-0005 | Door, Hatch, Southwest | WTR-RMI-AUX | Door | Door |  | DR | http://www.toronto.ca/TWONTO#door
91748 | WTR-RMI-DR-0009 | Door, Hatch, North of Access House | WTR-RMI-AUX | Door | Door |  | DR | http://www.toronto.ca/TWONTO#door
91749 | WTR-RMI-DR-0012 | Door, Hatch, Middle-Northeast | WTR-RMI-AUX | Door | Door |  | DR | http://www.toronto.ca/TWONTO#door
91906 | WTR-RRG-DR-0002 | Door, Roll-Up | WTR-RRG-AUX | Door,Overhead | Door |  | DR | http://www.toronto.ca/TWONTO#roll_up_door
92463 | YTF-ACC-DR-0002 | Door, RN150, North-East, Electric Door Operators | YTF-ACC | Door | Door |  | DR | http://www.toronto.ca/TWONTO#door
92464 | YTF-ACC-DR-0003 | Door, RN149, North, Electric Door Operators | YTF-ACC | Door | Door |  | DR | http://www.toronto.ca/TWONTO#door
92465 | YTF-ACC-DR-0004 | Door, RN150, South, Electric Door Operators | YTF-ACC | Door | Door |  | DR | http://www.toronto.ca/TWONTO#door
92466 | YTF-ACC-DR-0005 | Door, RN149, South, Electric Door Operators | YTF-ACC | Door | Door |  | DR | http://www.toronto.ca/TWONTO#door
92467 | YTF-ACC-DR-0007 | Door, Rn146, East, Electric Door Operators | YTF-ACC | Door | Door |  | DR | http://www.toronto.ca/TWONTO#door
93176 | FHO-GRK-DR-0002S | Door, (FD-S10-2), Fire Rated, Raw Water Building, S10, Stairway 2, North West | FHO-GRK-FEQ-0001 | Fire Prevention,Door | Door |  | DR | http://www.toronto.ca/TWONTO#fire_rated_door
93177 | FHO-GRK-DR-0301 | Door, Overhead, Admin Building S2 Loading Bay East Door | FHO-GRK-PRTY-0001 | Door,Overhead | Door |  | DR | http://www.toronto.ca/TWONTO#roll_up_door
93178 | FHO-GRK-DR-0401 | Main Gate, West Side | FHO-GRK-PRTY-0001 | Door,Access | Door |  | DR | http://www.toronto.ca/TWONTO#door
93179 | FHO-GRK-DR-0501 | Main Gate, LOX | FHO-GRK-PRTY-0001 | Door,Access | Door |  | DR | http://www.toronto.ca/TWONTO#door
93180 | FHO-GRK-DR-0502 | Main Gate, East | FHO-GRK-PRTY-0001 | Door,Access | Door |  | DR | http://www.toronto.ca/TWONTO#door
93181 | FHO-GRK-DR-0601 | Door, Overhead, Chemical Building, S2, Storage Room Breezeway | FHO-GRK-PRTY-0001 | Door,Overhead | Door |  | DR | http://www.toronto.ca/TWONTO#roll_up_door
93182 | FHO-GRK-DR-1001S | Door, (FD-S1-01), Fire Rated, Admin Building, S1, Stairway 5 | FHO-GRK-FEQ-0001 | Fire Prevention,Door | Door |  | DR | http://www.toronto.ca/TWONTO#fire_rated_door
93183 | FHO-GRK-DR-1003S | Door, (FD-S1-03), Fire Rated, Admin Building, S1, Chiller Recirculation, East | FHO-GRK-FEQ-0001 | Fire Prevention,Door | Door |  | DR | http://www.toronto.ca/TWONTO#fire_rated_door
93184 | FHO-GRK-DR-1005L | Door, (FD-1-05), Fire Rated, Flocculation Building, L1, Lou Vogele Room, South | FHO-GRK-FEQ-0001 | Fire Prevention,Door | Door |  | DR | http://www.toronto.ca/TWONTO#fire_rated_door
93185 | FHO-GRK-DR-1005S | Door, (FD-S1-05), Fire Rated, Ozone Building, S1, Stairwat to DOZ 2 | FHO-GRK-FEQ-0001 | Fire Prevention,Door | Door |  | DR | http://www.toronto.ca/TWONTO#fire_rated_door
93186 | FHO-GRK-DR-1006L | Door, (FD-1-06), Fire Rated, Flocculation Building, L1, South East | FHO-GRK-FEQ-0001 | Fire Prevention,Door | Door |  | DR | http://www.toronto.ca/TWONTO#fire_rated_door
93187 | FHO-GRK-DR-1006S | Door, (FD-S1-06), Fire Rated, Ozone Building, S1, Stairwat to DOZ 1 | FHO-GRK-FEQ-0001 | Fire Prevention,Door | Door |  | DR | http://www.toronto.ca/TWONTO#fire_rated_door
93188 | FHO-GRK-DR-1007L | Door, (FD-1-07), Fire Rated, Flocculation Building, L1, East Corridor, Emergency Exit | FHO-GRK-FEQ-0001 | Fire Prevention,Door | Door |  | DR | http://www.toronto.ca/TWONTO#fire_rated_door
93189 | FHO-GRK-DR-1009L | Door, (FD-1-09), Fire Rated, Admin Building, L1, Stairway 6, West | FHO-GRK-FEQ-0001 | Fire Prevention,Door | Door |  | DR | http://www.toronto.ca/TWONTO#fire_rated_door
93190 | FHO-GRK-DR-1011S | Door, (FD-S1-11), Fire Rated, Standby Power Building, S1, Stairway 1 | FHO-GRK-FEQ-0001 | Fire Prevention,Door | Door |  | DR | http://www.toronto.ca/TWONTO#fire_rated_door
93191 | FHO-GRK-DR-1014L | Door, (FD-1-14), Fire Rated, Admin Building, L1, Womens Washroom | FHO-GRK-FEQ-0001 | Fire Prevention,Door | Door |  | DR | http://www.toronto.ca/TWONTO#fire_rated_door
93192 | FHO-GRK-DR-1015L | Door, (FD-1-15), Fire Rated, Admin Building, L1, Womens Washroom< Inner Door | FHO-GRK-FEQ-0001 | Fire Prevention,Door | Door |  | DR | http://www.toronto.ca/TWONTO#fire_rated_door
93193 | FHO-GRK-DR-1017L | Door, (FD-1-17), Fire Rated, Admin Building, L1, Main Entrance Vestibul, South | FHO-GRK-FEQ-0001 | Fire Prevention,Door | Door |  | DR | http://www.toronto.ca/TWONTO#fire_rated_door
93194 | FHO-GRK-DR-1018L | Door, (FD-1-18), Fire Rated, Admin Building, L1, Main Entrance From Lobby | FHO-GRK-FEQ-0001 | Fire Prevention,Door | Door |  | DR | http://www.toronto.ca/TWONTO#fire_rated_door
93195 | FHO-GRK-DR-1020L | Door, (FD-1-20), Fire Rated, Admin Building, L1, Conference Room, ITM (PCS) Office | FHO-GRK-FEQ-0001 | Fire Prevention,Door | Door |  | DR | http://www.toronto.ca/TWONTO#fire_rated_door
93196 | FHO-GRK-DR-1021L | Door, (FD-1-21), Fire Rated, Admin Building, L1, Conference Room, ITM (Admin) Office | FHO-GRK-FEQ-0001 | Fire Prevention,Door | Door |  | DR | http://www.toronto.ca/TWONTO#fire_rated_door
93197 | FHO-GRK-DR-1024L | Door, (FD-1-24), Fire Rated, Admin Building, L1, Conference Room Vestibul, East | FHO-GRK-FEQ-0001 | Fire Prevention,Door | Door |  | DR | http://www.toronto.ca/TWONTO#fire_rated_door
93198 | FHO-GRK-DR-1025L | Door, (FD-1-25), Fire Rated, Admin Building, L1, Conference Room Vestibul, Roof Exit | FHO-GRK-FEQ-0001 | Fire Prevention,Door | Door |  | DR | http://www.toronto.ca/TWONTO#fire_rated_door
93199 | FHO-GRK-DR-1026L | Door, (FD-1-26), Fire Rated, Admin Building, L1, Conference Room, South East | FHO-GRK-FEQ-0001 | Fire Prevention,Door | Door |  | DR | http://www.toronto.ca/TWONTO#fire_rated_door
93200 | FHO-GRK-DR-1027L | Door, (FD-1-27), Fire Rated, Admin Building, L1, Operators Lunch Room, North West | FHO-GRK-FEQ-0001 | Fire Prevention,Door | Door |  | DR | http://www.toronto.ca/TWONTO#fire_rated_door
93201 | FHO-GRK-DR-1028L | Door, (FD-1-28), Fire Rated, Admin Building, L1, Operators Lunch Room, South East | FHO-GRK-FEQ-0001 | Fire Prevention,Door | Door |  | DR | http://www.toronto.ca/TWONTO#fire_rated_door
93202 | FHO-GRK-DR-1029L | Door, (FD-1-29), Fire Rated, Admin Building, L1, Operators Lunch Room, North East | FHO-GRK-FEQ-0001 | Fire Prevention,Door | Door |  | DR | http://www.toronto.ca/TWONTO#fire_rated_door
93203 | FHO-GRK-DR-1030L | Door, (FD-1-30), Fire Rated, Admin Building, L1, Control Room, South | FHO-GRK-FEQ-0001 | Fire Prevention,Door | Door |  | DR | http://www.toronto.ca/TWONTO#fire_rated_door
93204 | FHO-GRK-DR-1032L | Door, (FD-1-32), Fire Rated, Admin Building, L1, Control Room, Washroom | FHO-GRK-FEQ-0001 | Fire Prevention,Door | Door |  | DR | http://www.toronto.ca/TWONTO#fire_rated_door
93205 | FHO-GRK-DR-1035L | Door, (FD-1-35), Fire Rated, Admin Building, L1, Control Room, Old Luch Room, Cable Shaft | FHO-GRK-FEQ-0001 | Fire Prevention,Door | Door |  | DR | http://www.toronto.ca/TWONTO#fire_rated_door
93206 | FHO-GRK-DR-1038L | Door, (FD-1-38), Fire Rated, Admin Building, L1, Control Room, HVAC Room, North | FHO-GRK-FEQ-0001 | Fire Prevention,Door | Door |  | DR | http://www.toronto.ca/TWONTO#fire_rated_door
93207 | FHO-GRK-DR-1040L | Door, (FD-1-40), Fire Rated, Admin Building, L1, South Vestibul, South | FHO-GRK-FEQ-0001 | Fire Prevention,Door | Door |  | DR | http://www.toronto.ca/TWONTO#fire_rated_door
93208 | FHO-GRK-DR-1043L | Door, (FD-1-43), Fire Rated, Admin Building, L1, Control Room to TRW Gallery | FHO-GRK-FEQ-0001 | Fire Prevention,Door | Door |  | DR | http://www.toronto.ca/TWONTO#fire_rated_door
93209 | FHO-GRK-DR-1044L | Door, (FD-1-44), Fire Rated, Admin Building, L1, Stairway 5 | FHO-GRK-FEQ-0001 | Fire Prevention,Door | Door |  | DR | http://www.toronto.ca/TWONTO#fire_rated_door
93210 | FHO-GRK-DR-1045L | Door, (FD-1-45), Fire Rated, West Filter Building, L1, Exit to Field | FHO-GRK-FEQ-0001 | Fire Prevention,Door | Door |  | DR | http://www.toronto.ca/TWONTO#fire_rated_door
93211 | FHO-GRK-DR-1050L | Door, (FD-1-50), Fire Rated, West Filter Building, L1, Filter 0401 | FHO-GRK-FEQ-0001 | Fire Prevention,Door | Door |  | DR | http://www.toronto.ca/TWONTO#fire_rated_door
93212 | FHO-GRK-DR-1052L | Door, (FD-1-52), Fire Rated, West Filter Building, L1, Filter 0601 | FHO-GRK-FEQ-0001 | Fire Prevention,Door | Door |  | DR | http://www.toronto.ca/TWONTO#fire_rated_door
93213 | FHO-GRK-DR-1057L | Door, (FD-1-57), Fire Rated, Admin Building, L1, Cable Shaft By Freight Elevator | FHO-GRK-FEQ-0001 | Fire Prevention,Door | Door |  | DR | http://www.toronto.ca/TWONTO#fire_rated_door
93214 | FHO-GRK-DR-1058L | Door, (FD-1-58), Fire Rated, Admin Building, L1, Stairway 1 | FHO-GRK-FEQ-0001 | Fire Prevention,Door | Door |  | DR | http://www.toronto.ca/TWONTO#fire_rated_door
93215 | FHO-GRK-DR-1060L | Door, (FD-1-60), Fire Rated, Ozone Building, L1, MCC Room South | FHO-GRK-FEQ-0001 | Fire Prevention,Door | Door |  | DR | http://www.toronto.ca/TWONTO#fire_rated_door
93216 | FHO-GRK-DR-1061L | Door, (FD-1-61), Fire Rated, Ozone Building, L1, Janitor Room | FHO-GRK-FEQ-0001 | Fire Prevention,Door | Door |  | DR | http://www.toronto.ca/TWONTO#fire_rated_door
93217 | FHO-GRK-DR-1062L | Door, (FD-1-62), Fire Rated, East Filter Building, L1, South West | FHO-GRK-FEQ-0001 | Fire Prevention,Door | Door |  | DR | http://www.toronto.ca/TWONTO#fire_rated_door
93218 | FHO-GRK-DR-1063L | Door, (FD-1-63), Fire Rated, East Filter Building, L1, Hallway South Side to Exit | FHO-GRK-FEQ-0001 | Fire Prevention,Door | Door |  | DR | http://www.toronto.ca/TWONTO#fire_rated_door
93219 | FHO-GRK-DR-1065L | Door, (FD-1-65), Fire Rated, East Filter Building, L1, Emergency Exit to South West DOZ 2 | FHO-GRK-FEQ-0001 | Fire Prevention,Door | Door |  | DR | http://www.toronto.ca/TWONTO#fire_rated_door
93220 | FHO-GRK-DR-1071L | Door, (FD-1-71), Fire Rated, Ozone Building, L1, Equipment Room, North | FHO-GRK-FEQ-0001 | Fire Prevention,Door | Door |  | DR | http://www.toronto.ca/TWONTO#fire_rated_door
93221 | FHO-GRK-DR-1072L | Door, (FD-1-72), Fire Rated, Ozone Building, L1, Storage Room 3 | FHO-GRK-FEQ-0001 | Fire Prevention,Door | Door |  | DR | http://www.toronto.ca/TWONTO#fire_rated_door
93222 | FHO-GRK-DR-1074L | Door, (FD-1-74), Fire Rated, Ozone Building, L1, Stairway DOZ 1, East | FHO-GRK-FEQ-0001 | Fire Prevention,Door | Door |  | DR | http://www.toronto.ca/TWONTO#fire_rated_door
93223 | FHO-GRK-DR-1076L | Door, (FD-1-76), Fire Rated, Ozone Building, L1, Loading Bay to Delivery Roof | FHO-GRK-FEQ-0001 | Fire Prevention,Door | Door |  | DR | http://www.toronto.ca/TWONTO#fire_rated_door
93224 | FHO-GRK-DR-1079L | Door, (FD-1-79), Fire Rated, East Filter Building, L1, Mechanical Room 2 | FHO-GRK-FEQ-0001 | Fire Prevention,Door | Door |  | DR | http://www.toronto.ca/TWONTO#fire_rated_door
93225 | FHO-GRK-DR-1080L | Door, (FD-1-80), Fire Rated, Ozone Building, L1, Hallway 4, North West | FHO-GRK-FEQ-0001 | Fire Prevention,Door | Door |  | DR | http://www.toronto.ca/TWONTO#fire_rated_door
93226 | FHO-GRK-DR-1082L | Door, (FD-1-82), Fire Rated, L1, South Vestibul, North East | FHO-GRK-FEQ-0001 | Fire Prevention,Door | Door |  | DR | http://www.toronto.ca/TWONTO#fire_rated_door
93227 | FHO-GRK-DR-1083L | Door, (FD-1-83), Fire Rated, L1, South Vestibul, North West | FHO-GRK-FEQ-0001 | Fire Prevention,Door | Door |  | DR | http://www.toronto.ca/TWONTO#fire_rated_door
93228 | FHO-GRK-DR-1086L | Door, (FD-1-86), Fire Rated, Chemical Building, L1, Gaseous Feed Room, North | FHO-GRK-FEQ-0001 | Fire Prevention,Door | Door |  | DR | http://www.toronto.ca/TWONTO#fire_rated_door
93229 | FHO-GRK-DR-1087L | Door, (FD-1-87), Fire Rated, Chemical Building, L1, Gaseous Feed Room, North West | FHO-GRK-FEQ-0001 | Fire Prevention,Door | Door |  | DR | http://www.toronto.ca/TWONTO#fire_rated_door
93230 | FHO-GRK-DR-1089L | Door, (FD-1-89), Fire Rated, Chemical Building, L1, Workshop West | FHO-GRK-FEQ-0001 | Fire Prevention,Door | Door |  | DR | http://www.toronto.ca/TWONTO#fire_rated_door
93231 | FHO-GRK-DR-1090L | Door, (FD-1-90), Fire Rated, Chemical Building, L1, Workshop East | FHO-GRK-FEQ-0001 | Fire Prevention,Door | Door |  | DR | http://www.toronto.ca/TWONTO#fire_rated_door
93232 | FHO-GRK-DR-1092L | Door, (FD-1-92), Fire Rated, Chemical Building, L1, Fluoride Dilution Tank, West | FHO-GRK-FEQ-0001 | Fire Prevention,Door | Door |  | DR | http://www.toronto.ca/TWONTO#fire_rated_door
93233 | FHO-GRK-DR-1094L | Door, (FD-1-94), Fire Rated, Chemical Building, L1, Lab and PVC Storage, West | FHO-GRK-FEQ-0001 | Fire Prevention,Door | Door |  | DR | http://www.toronto.ca/TWONTO#fire_rated_door
93234 | FHO-GRK-DR-1096L | Door, (FD-1-96), Fire Rated, L1, Stairway 8 | FHO-GRK-FEQ-0001 | Fire Prevention,Door | Door |  | DR | http://www.toronto.ca/TWONTO#fire_rated_door
93235 | FHO-GRK-DR-1098L | Door, (1-98) Exit To Roof, Chemical Building, Exit To Roof From Stairway EPG1( Standby Power Gen) | FHO-GRK-FEQ-0001 | Fire Prevention,Door | Door |  | DR | http://www.toronto.ca/TWONTO#fire_rated_door
93236 | FHO-GRK-DR-2001S | Door, (FD-S2-01), Fire Rated, Clarifier Building, S2, West | FHO-GRK-FEQ-0001 | Fire Prevention,Door | Door |  | DR | http://www.toronto.ca/TWONTO#fire_rated_door
93237 | FHO-GRK-DR-2002L | Door, (FD-2-02), Fire Rated, Admin Building, L2, Shower | FHO-GRK-FEQ-0001 | Fire Prevention,Door | Door |  | DR | http://www.toronto.ca/TWONTO#fire_rated_door
93238 | FHO-GRK-DR-2002S | Door, (FD-S2-02), Fire Rated, Clarifier Building, S2, Clarifier 2 Entrance | FHO-GRK-FEQ-0001 | Fire Prevention,Door | Door |  | DR | http://www.toronto.ca/TWONTO#fire_rated_door
93239 | FHO-GRK-DR-2003S | Door, (FD-S2-03), Fire Rated, Clarifier Building, S2, Clarifier 1 Entrance | FHO-GRK-FEQ-0001 | Fire Prevention,Door | Door |  | DR | http://www.toronto.ca/TWONTO#fire_rated_door
93240 | FHO-GRK-DR-2004L | Door, (FD-2-04), Fire Rated, Admin Building, L2, Women's Washroom | FHO-GRK-FEQ-0001 | Fire Prevention,Door | Door |  | DR | http://www.toronto.ca/TWONTO#fire_rated_door
93241 | FHO-GRK-DR-2004S | Door, (FD-S2-04), Fire Rated, Clarifier Building, S2, Clarifier Entrance to Parking Lot | FHO-GRK-FEQ-0001 | Fire Prevention,Door | Door |  | DR | http://www.toronto.ca/TWONTO#fire_rated_door
93242 | FHO-GRK-DR-2006L | Door, (FD-2-06), Fire Rated, Admin Building, L2, Cooling Tower Room | FHO-GRK-FEQ-0001 | Fire Prevention,Door | Door |  | DR | http://www.toronto.ca/TWONTO#fire_rated_door
93243 | FHO-GRK-DR-2007L | Door, (FD-2-07), Fire Rated, Admin Building, L2, Cooling Tower Roof Hatch | FHO-GRK-FEQ-0001 | Fire Prevention,Door | Door |  | DR | http://www.toronto.ca/TWONTO#fire_rated_door
93244 | FHO-GRK-DR-2007S | Door, (FD-S2-07), Fire Rated, Admin Building, S2, Janitor Refuse Room | FHO-GRK-FEQ-0001 | Fire Prevention,Door | Door |  | DR | http://www.toronto.ca/TWONTO#fire_rated_door
93245 | FHO-GRK-DR-2007SB | Door, (SB-7),Roof Hatch, Surge Building, In Corner Of Surge Tank Room, South East | FHO-GRK-FEQ-0001 | Fire Prevention,Door | Door |  | DR | http://www.toronto.ca/TWONTO#fire_rated_door
93246 | FHO-GRK-DR-2010L | Door, (FD-2-10), Fire Rated, Admin Building, L2, Supervisor Process Office | FHO-GRK-FEQ-0001 | Fire Prevention,Door | Door |  | DR | http://www.toronto.ca/TWONTO#fire_rated_door
93247 | FHO-GRK-DR-2011S | Door, (FD-S2-11), Fire Rated, Admin Building, S2, Oil Storage, North | FHO-GRK-FEQ-0001 | Fire Prevention,Door | Door |  | DR | http://www.toronto.ca/TWONTO#fire_rated_door
93248 | FHO-GRK-DR-2012L | Door, (FD-2-12), Fire Rated, Admin Building, L2, Manager Office | FHO-GRK-FEQ-0001 | Fire Prevention,Door | Door |  | DR | http://www.toronto.ca/TWONTO#fire_rated_door
93249 | FHO-GRK-DR-2012S | Door, (FD-S2-12), Fire Rated, Admin Building, S2, Men's Locker Room, East | FHO-GRK-FEQ-0001 | Fire Prevention,Door | Door |  | DR | http://www.toronto.ca/TWONTO#fire_rated_door
93250 | FHO-GRK-DR-2014S | Door, (FD-S2-14), Fire Rated, Admin Building, S2, Men's Locker Room Shower, South | FHO-GRK-FEQ-0001 | Fire Prevention,Door | Door |  | DR | http://www.toronto.ca/TWONTO#fire_rated_door
93251 | FHO-GRK-DR-2015S | Door, (FD-S2-15), Fire Rated, Admin Building, S2, Men's Locker Room, West | FHO-GRK-FEQ-0001 | Fire Prevention,Door | Door |  | DR | http://www.toronto.ca/TWONTO#fire_rated_door
93252 | FHO-GRK-DR-2017S | Door, (FD-S2-17), Fire Rated, Admin Building, S2, Loading Bay Area, South | FHO-GRK-FEQ-0001 | Fire Prevention,Door | Door |  | DR | http://www.toronto.ca/TWONTO#fire_rated_door
93253 | FHO-GRK-DR-2018L | Door, (FD-2-18), Fire Rated, Admin Building, L2, West Admin Entrance | FHO-GRK-FEQ-0001 | Fire Prevention,Door | Door |  | DR | http://www.toronto.ca/TWONTO#fire_rated_door
93254 | FHO-GRK-DR-2019L | Door, (FD-2-19), Fire Rated, Admin Building, L2, West Admin Vestibul | FHO-GRK-FEQ-0001 | Fire Prevention,Door | Door |  | DR | http://www.toronto.ca/TWONTO#fire_rated_door
93255 | FHO-GRK-DR-2019S | Door, (FD-S2-19), Fire Rated, Admin Building, S2, WMS & Liberary Room, East | FHO-GRK-FEQ-0001 | Fire Prevention,Door | Door |  | DR | http://www.toronto.ca/TWONTO#fire_rated_door
93256 | FHO-GRK-DR-2020L | Door, (FD-2-20), Fire Rated, Admin Building, L2, East | FHO-GRK-FEQ-0001 | Fire Prevention,Door | Door |  | DR | http://www.toronto.ca/TWONTO#fire_rated_door
93257 | FHO-GRK-DR-2021S | Door, (FD-S2-21), Fire Rated, Admin Building, S2, Janitor Room | FHO-GRK-FEQ-0001 | Fire Prevention,Door | Door |  | DR | http://www.toronto.ca/TWONTO#fire_rated_door
93258 | FHO-GRK-DR-2022S | Door, (FD-S2-22), Fire Rated, West Filter Building, S2, Pipe Gallery, North | FHO-GRK-FEQ-0001 | Fire Prevention,Door | Door |  | DR | http://www.toronto.ca/TWONTO#fire_rated_door
93259 | FHO-GRK-DR-2025S | Door, (FD-S2-25), Fire Rated, West Filter Building, S2, MCC Room, West | FHO-GRK-FEQ-0001 | Fire Prevention,Door | Door |  | DR | http://www.toronto.ca/TWONTO#fire_rated_door
93260 | FHO-GRK-DR-2026S | Door, (FD-S2-26), Fire Rated, West Filter Building, S2, MCC Room, North | FHO-GRK-FEQ-0001 | Fire Prevention,Door | Door |  | DR | http://www.toronto.ca/TWONTO#fire_rated_door
93261 | FHO-GRK-DR-2027S | Door, (FD-S2-27), Fire Rated, Admin Building, S2, Vent Shaft Freight Elevator | FHO-GRK-FEQ-0001 | Fire Prevention,Door | Door |  | DR | http://www.toronto.ca/TWONTO#fire_rated_door
93262 | FHO-GRK-DR-2028L | Door, (FD-2-28), Fire Rated, Admin Building, L2, ETT1-OMU Office | FHO-GRK-FEQ-0001 | Fire Prevention,Door | Door |  | DR | http://www.toronto.ca/TWONTO#fire_rated_door
93263 | FHO-GRK-DR-2029L | Door, (FD-2-29), Fire Rated, Admin Building, L2, East | FHO-GRK-FEQ-0001 | Fire Prevention,Door | Door |  | DR | http://www.toronto.ca/TWONTO#fire_rated_door
93264 | FHO-GRK-DR-2030S | Door, (FD-S2-30), Fire Rated, S2, Chlorine Analyzers, South | FHO-GRK-FEQ-0001 | Fire Prevention,Door | Door |  | DR | http://www.toronto.ca/TWONTO#fire_rated_door
93265 | FHO-GRK-DR-2031L | Door, (FD-2-31), Fire Rated, Admin Building, L2, Freight Elevator Machine Room | FHO-GRK-FEQ-0001 | Fire Prevention,Door | Door |  | DR | http://www.toronto.ca/TWONTO#fire_rated_door
93266 | FHO-GRK-DR-2031S | Door, (FD-S2-31), Fire Rated, S2, Reservoir Entrance | FHO-GRK-FEQ-0001 | Fire Prevention,Door | Door |  | DR | http://www.toronto.ca/TWONTO#fire_rated_door
93267 | FHO-GRK-DR-2032L | Door, (FD-2-32), Fire Rated, Admin Building, L2, East Admin to East Vestibul 2 | FHO-GRK-FEQ-0001 | Fire Prevention,Door | Door |  | DR | http://www.toronto.ca/TWONTO#fire_rated_door
93268 | FHO-GRK-DR-2033S | Door, (FD-S2-33), Fire Rated, Ozone Building, S2, Tservice Platform 2, West | FHO-GRK-FEQ-0001 | Fire Prevention,Door | Door |  | DR | http://www.toronto.ca/TWONTO#fire_rated_door
93269 | FHO-GRK-DR-2034S | Door, (FD-S2-34), Fire Rated, Ozone Building, S2, Tservice Platform 2, South | FHO-GRK-FEQ-0001 | Fire Prevention,Door | Door |  | DR | http://www.toronto.ca/TWONTO#fire_rated_door
93270 | FHO-GRK-DR-2035L | Door, (FD-2-35), Fire Rated, Admin Building, L2, Energe Recovery Wheel | FHO-GRK-FEQ-0001 | Fire Prevention,Door | Door |  | DR | http://www.toronto.ca/TWONTO#fire_rated_door
93271 | FHO-GRK-DR-2035S | Door, (FD-S2-35), Fire Rated, Ozone Building, S2, DOZ 2 Stairway, West | FHO-GRK-FEQ-0001 | Fire Prevention,Door | Door |  | DR | http://www.toronto.ca/TWONTO#fire_rated_door
93272 | FHO-GRK-DR-2036L | Door, (FD-2-36), Fire Rated, Chemical Building, L2, South Penthouse, South Entrance | FHO-GRK-FEQ-0001 | Fire Prevention,Door | Door |  | DR | http://www.toronto.ca/TWONTO#fire_rated_door
93273 | FHO-GRK-DR-2036S | Door, (FD-S2-36), Fire Rated, Ozone Building, S2, DOZ 2 Stairway, North | FHO-GRK-FEQ-0001 | Fire Prevention,Door | Door |  | DR | http://www.toronto.ca/TWONTO#fire_rated_door
93274 | FHO-GRK-DR-2038S | Door, (FD-S2-38), Fire Rated, Ozone Building, S2, Service Pipe Gallery, West | FHO-GRK-FEQ-0001 | Fire Prevention,Door | Door |  | DR | http://www.toronto.ca/TWONTO#fire_rated_door
93275 | FHO-GRK-DR-2039L | Door, (FD-2-39), Fire Rated, Chemical Building, L2, South Penthouse, Machine Room, South | FHO-GRK-FEQ-0001 | Fire Prevention,Door | Door |  | DR | http://www.toronto.ca/TWONTO#fire_rated_door
93276 | FHO-GRK-DR-2040L | Door, (FD-2-40), Fire Rated, Chemical Building, L2, South Penthouse, Machine Room, North Exit | FHO-GRK-FEQ-0001 | Fire Prevention,Door | Door |  | DR | http://www.toronto.ca/TWONTO#fire_rated_door
93277 | FHO-GRK-DR-2042L | Door, (FD-2-42), Fire Rated, Chemical Building, L2, North Penthouse, To North Stairway | FHO-GRK-FEQ-0001 | Fire Prevention,Door | Door |  | DR | http://www.toronto.ca/TWONTO#fire_rated_door
93278 | FHO-GRK-DR-2042S | Door, (FD-S2-42), Fire Rated, Ozone Building, S2, Stairway DOZ 3, Emergency Exit | FHO-GRK-FEQ-0001 | Fire Prevention,Door | Door |  | DR | http://www.toronto.ca/TWONTO#fire_rated_door
93279 | FHO-GRK-DR-2044S | Door, (FD-S2-44), Fire Rated, Ozone Building, S2, DOZ 4, Exit to Outdoor Valves | FHO-GRK-FEQ-0001 | Fire Prevention,Door | Door |  | DR | http://www.toronto.ca/TWONTO#fire_rated_door
93280 | FHO-GRK-DR-2045L | Door, (FD-2-45), Fire Rated, Ozone Building, L2, North East to Green Roof | FHO-GRK-FEQ-0001 | Fire Prevention,Door | Door |  | DR | http://www.toronto.ca/TWONTO#fire_rated_door
93281 | FHO-GRK-DR-2045S | Door, (FD-S2-45), Fire Rated, Ozone Building, S2, Dispersion Pump Room, West | FHO-GRK-FEQ-0001 | Fire Prevention,Door | Door |  | DR | http://www.toronto.ca/TWONTO#fire_rated_door
93282 | FHO-GRK-DR-2047L | Door, (FD-2-47), Fire Rated, Ozone Building, L2, South East, Stairway DOZ 3 to Vestibule 4 | FHO-GRK-FEQ-0001 | Fire Prevention,Door | Door |  | DR | http://www.toronto.ca/TWONTO#fire_rated_door
93283 | FHO-GRK-DR-2047S | Door, (FD-S2-47), Fire Rated, Ozone Building, S2, DOZ 5 Stairway | FHO-GRK-FEQ-0001 | Fire Prevention,Door | Door |  | DR | http://www.toronto.ca/TWONTO#fire_rated_door
93284 | FHO-GRK-DR-2048L | Door, (FD-2-48), Fire Rated, Ozone Building, L2, Exit to Roof | FHO-GRK-FEQ-0001 | Fire Prevention,Door | Door |  | DR | http://www.toronto.ca/TWONTO#fire_rated_door
93285 | FHO-GRK-DR-2049S | Door, (FD-S2-49), Fire Rated, Ozone Building, S2, Pipe Gallery 1, Hallway 2, East | FHO-GRK-FEQ-0001 | Fire Prevention,Door | Door |  | DR | http://www.toronto.ca/TWONTO#fire_rated_door
93286 | FHO-GRK-DR-2050L | Door, (FD-2-50), Fire Rated, Ozone Building, L2, Gate Room Unloading Room 1 | FHO-GRK-FEQ-0001 | Fire Prevention,Door | Door |  | DR | http://www.toronto.ca/TWONTO#fire_rated_door
93287 | FHO-GRK-DR-2050S | Door, (FD-S2-50), Fire Rated, Ozone Building, S2, DOZ 1 Stairway | FHO-GRK-FEQ-0001 | Fire Prevention,Door | Door |  | DR | http://www.toronto.ca/TWONTO#fire_rated_door
93288 | FHO-GRK-DR-2051L | Door, (FD-2-51), Fire Rated, Ozone Building, L2, Equipment Storage Room 2 | FHO-GRK-FEQ-0001 | Fire Prevention,Door | Door |  | DR | http://www.toronto.ca/TWONTO#fire_rated_door
93289 | FHO-GRK-DR-2051S | Door, (FD-S2-51), Fire Rated, Ozone Building, S2, DOZ 1 Vestibule, East | FHO-GRK-FEQ-0001 | Fire Prevention,Door | Door |  | DR | http://www.toronto.ca/TWONTO#fire_rated_door
93290 | FHO-GRK-DR-2052L | Door, (FD-2-52), Fire Rated, Ozone Building, L2, Gate Room, Unloading Room 2 | FHO-GRK-FEQ-0001 | Fire Prevention,Door | Door |  | DR | http://www.toronto.ca/TWONTO#fire_rated_door
93291 | FHO-GRK-DR-2053AS | Door, (S2-53A), Roll Up Door, Ozone Building, S2, Roll Up Door at Service Platform # DOZ-4 | FHO-GRK-FEQ-0001 | Fire Prevention,Door | Door |  | DR | http://www.toronto.ca/TWONTO#fire_rated_door
93292 | FHO-GRK-DR-2053L | Door, (FD-2-53), Fire Rated, Ozone Building, L2, Gate Roomto DOZ 4 Stairway | FHO-GRK-FEQ-0001 | Fire Prevention,Door | Door |  | DR | http://www.toronto.ca/TWONTO#fire_rated_door
93293 | FHO-GRK-DR-2054S | Door, (FD-S2-54), Fire Rated, Ozone Building, S2, Standpipe Fire Pump Room | FHO-GRK-FEQ-0001 | Fire Prevention,Door | Door |  | DR | http://www.toronto.ca/TWONTO#fire_rated_door
93294 | FHO-GRK-DR-2055S | Door, (FD-S2-55), Fire Rated, Ozone Building, S2, Service Platform 4, South | FHO-GRK-FEQ-0001 | Fire Prevention,Door | Door |  | DR | http://www.toronto.ca/TWONTO#fire_rated_door
93295 | FHO-GRK-DR-2060S | Door, (FD-S2-60), Fire Rated, Admin Building, S2, Stairway 2 | FHO-GRK-FEQ-0001 | Fire Prevention,Door | Door |  | DR | http://www.toronto.ca/TWONTO#fire_rated_door
93296 | FHO-GRK-DR-2062S | Door, (FD-S2-62), Fire Rated, Admin Building, S2, Maintenance Lunch Room, East | FHO-GRK-FEQ-0001 | Fire Prevention,Door | Door |  | DR | http://www.toronto.ca/TWONTO#fire_rated_door
93297 | FHO-GRK-DR-2063S | Door, (FD-S2-63), Fire Rated, Admin Building, S2, Maintenance Lunch Room, West | FHO-GRK-FEQ-0001 | Fire Prevention,Door | Door |  | DR | http://www.toronto.ca/TWONTO#fire_rated_door
93298 | FHO-GRK-DR-2064S | Door, (FD-S2-64), Fire Rated, Admin Building, S2, South Breezway, East | FHO-GRK-FEQ-0001 | Fire Prevention,Door | Door |  | DR | http://www.toronto.ca/TWONTO#fire_rated_door
93299 | FHO-GRK-DR-2065S | Door, (FD-S2-65), Fire Rated, Admin Building, S2, Cable Shaft, Passenger Elevator | FHO-GRK-FEQ-0001 | Fire Prevention,Door | Door |  | DR | http://www.toronto.ca/TWONTO#fire_rated_door
93300 | FHO-GRK-DR-2069S | Door, (FD-S2-69), Fire Rated, Admin Building, S2, IMMAP Training Centre, South | FHO-GRK-FEQ-0001 | Fire Prevention,Door | Door |  | DR | http://www.toronto.ca/TWONTO#fire_rated_door
93301 | FHO-GRK-DR-2070S | Door, (FD-S2-70), Fire Rated, Admin Building, S2, IMMAP Office | FHO-GRK-FEQ-0001 | Fire Prevention,Door | Door |  | DR | http://www.toronto.ca/TWONTO#fire_rated_door
93302 | FHO-GRK-DR-2073S | Door, (FD-S2-73), Fire Rated, Admin Building, S2, West Loading Bay Door | FHO-GRK-FEQ-0001 | Fire Prevention,Door | Door |  | DR | http://www.toronto.ca/TWONTO#fire_rated_door
93303 | FHO-GRK-DR-2074S | Door, (FD-S2-74), Fire Rated, Admin Building, S2, East Loading Bay Door | FHO-GRK-FEQ-0001 | Fire Prevention,Door | Door |  | DR | http://www.toronto.ca/TWONTO#fire_rated_door
93304 | FHO-GRK-DR-2075S | Door, (FD-S2-75), Fire Rated, Admin Building, S2, East Loading Bay Rollup, South Breezway | FHO-GRK-FEQ-0001 | Fire Prevention,Door | Door |  | DR | http://www.toronto.ca/TWONTO#fire_rated_door
93305 | FHO-GRK-DR-2076S | Door, (FD-S2-76), Fire Rated, Admin Building, S2, West Loading Bay Rollup, South Breezway | FHO-GRK-FEQ-0001 | Fire Prevention,Door | Door |  | DR | http://www.toronto.ca/TWONTO#fire_rated_door
93306 | FHO-GRK-DR-2077S | Door, (FD-S2-77), Fire Rated, Admin Building, S2, South Breezway, West | FHO-GRK-FEQ-0001 | Fire Prevention,Door | Door |  | DR | http://www.toronto.ca/TWONTO#fire_rated_door
93307 | FHO-GRK-DR-2080S | Door, (FD-S2-80), Fire Rated, Chemical Building, S2, Gasous Storage, South | FHO-GRK-FEQ-0001 | Fire Prevention,Door | Door |  | DR | http://www.toronto.ca/TWONTO#fire_rated_door
93308 | FHO-GRK-DR-2081S | Door, (FD-S2-81), Fire Rated, Chemical Building, S2, Chemical Unloading Vestibule, East | FHO-GRK-FEQ-0001 | Fire Prevention,Door | Door |  | DR | http://www.toronto.ca/TWONTO#fire_rated_door
93309 | FHO-GRK-DR-2083S | Door, (FD-S2-83), Fire Rated, Chemical Building, S2, Gaseous Storage Loading Bay Door | FHO-GRK-FEQ-0001 | Fire Prevention,Door | Door |  | DR | http://www.toronto.ca/TWONTO#fire_rated_door
93310 | FHO-GRK-DR-2086S | Door, (FD-S2-86), Fire Rated, Chemical Building, S2, Stairway 8 | FHO-GRK-FEQ-0001 | Fire Prevention,Door | Door |  | DR | http://www.toronto.ca/TWONTO#fire_rated_door
93311 | FHO-GRK-DR-2089S | Door, (FD-S2-89), Fire Rated, Chemical Building, S2, Vestibule South to Stairway 8 | FHO-GRK-FEQ-0001 | Fire Prevention,Door | Door |  | DR | http://www.toronto.ca/TWONTO#fire_rated_door
93312 | FHO-GRK-DR-2090S | Door, (FD-S2-90), Fire Rated, Chemical Building, S2, Vestibule West to Employee Parking | FHO-GRK-FEQ-0001 | Fire Prevention,Door | Door |  | DR | http://www.toronto.ca/TWONTO#fire_rated_door
93313 | FHO-GRK-DR-2091S | Door, (FD-S2-91), Fire Rated, Standby Power Building, S2, South | FHO-GRK-FEQ-0001 | Fire Prevention,Door | Door |  | DR | http://www.toronto.ca/TWONTO#fire_rated_door
93314 | FHO-GRK-DR-2092S | Door, (FD-S2-92), Fire Rated, Standby Power Building, S2, Loading Bay Door | FHO-GRK-FEQ-0001 | Fire Prevention,Door | Door |  | DR | http://www.toronto.ca/TWONTO#fire_rated_door
93315 | FHO-GRK-DR-2094S | Door, (FD-S2-94), Fire Rated, Standby Power Building, S2, Electrical Room, East | FHO-GRK-FEQ-0001 | Fire Prevention,Door | Door |  | DR | http://www.toronto.ca/TWONTO#fire_rated_door
93316 | FHO-GRK-DR-2095S | Door, (FD-S2-95), Fire Rated, Standby Power Building, S2, Electrical Room, West To Outdorr | FHO-GRK-FEQ-0001 | Fire Prevention,Door | Door |  | DR | http://www.toronto.ca/TWONTO#fire_rated_door
93317 | FHO-GRK-DR-2096S | Door, (FD-S2-96), Fire Rated, Standby Power Building, S2, Janitor Room | FHO-GRK-FEQ-0001 | Fire Prevention,Door | Door |  | DR | http://www.toronto.ca/TWONTO#fire_rated_door
93318 | FHO-GRK-DR-2098S | Door, (FD-S2-98), Fire Rated, Standby Power Building, S2, Vestibule 1, West | FHO-GRK-FEQ-0001 | Fire Prevention,Door | Door |  | DR | http://www.toronto.ca/TWONTO#fire_rated_door
93319 | FHO-GRK-DR-2100S | Door, (S2-100), Hatch, Chemical Building, Flocc Decant Room Hatch | FHO-GRK-FEQ-0001 | Fire Prevention,Door | Door |  | DR | http://www.toronto.ca/TWONTO#fire_rated_door
93320 | FHO-GRK-DR-2164S | Door, (FD-S2-64A), Fire Rated, Admin Building, S2, Stairway 5 | FHO-GRK-FEQ-0001 | Fire Prevention,Door | Door |  | DR | http://www.toronto.ca/TWONTO#fire_rated_door
93321 | FHO-GRK-DR-3003S | Door, (FD-S3-03), Fire Rated, TRW Pump Building, S3, Air Compressor Room, East | FHO-GRK-FEQ-0001 | Fire Prevention,Door | Door |  | DR | http://www.toronto.ca/TWONTO#fire_rated_door
93322 | FHO-GRK-DR-3006S | Door, (FD-S3-06), Fire Rated, TRW Building, S3, TRW Pump Room, South East | FHO-GRK-FEQ-0001 | Fire Prevention,Door | Door |  | DR | http://www.toronto.ca/TWONTO#fire_rated_door
93323 | FHO-GRK-DR-3007S | Door, (FD-S3-07), Fire Rated, TRW Building, S3, Ozone Building Entrance to TRW Pump Floor, East | FHO-GRK-FEQ-0001 | Fire Prevention,Door | Door |  | DR | http://www.toronto.ca/TWONTO#fire_rated_door
93324 | FHO-GRK-DR-3011S | Door, (FD-S3-11), Fire Rated, Ozone Building, S3, Meter Room, South East of Pipe Gallery | FHO-GRK-FEQ-0001 | Fire Prevention,Door | Door |  | DR | http://www.toronto.ca/TWONTO#fire_rated_door
93325 | FHO-GRK-DR-4001S | Door, (FD-S4-01), Fire Rated, S4, Stairway 1 | FHO-GRK-FEQ-0001 | Fire Prevention,Door | Door |  | DR | http://www.toronto.ca/TWONTO#fire_rated_door
93326 | FHO-GRK-DR-4002S | Door, (FD-S4-02), Fire Rated, TRW Building, S4, Backwash rate Control Valve Room, North | FHO-GRK-FEQ-0001 | Fire Prevention,Door | Door |  | DR | http://www.toronto.ca/TWONTO#fire_rated_door
93327 | FHO-GRK-DR-4007S | Door, (FD-S4-07), Fire Rated, Admin Building, S4, MCC Room, South East | FHO-GRK-FEQ-0001 | Fire Prevention,Door | Door |  | DR | http://www.toronto.ca/TWONTO#fire_rated_door
93328 | FHO-GRK-DR-4011S | Door, (FD-S4-11), Fire Rated, Admin Building, S4, Stairway 5 | FHO-GRK-FEQ-0001 | Fire Prevention,Door | Door |  | DR | http://www.toronto.ca/TWONTO#fire_rated_door
93329 | FHO-GRK-DR-4013S | Door, (FD-S4-13), Fire Rated, Chemical Building, S4, Emergency Diesel Room, West | FHO-GRK-FEQ-0001 | Fire Prevention,Door | Door |  | DR | http://www.toronto.ca/TWONTO#fire_rated_door
93330 | FHO-GRK-DR-4016S | Door, (FD-S4-16), Fire Rated, Chemical Building, S4, Flouride Feed Room, South | FHO-GRK-FEQ-0001 | Fire Prevention,Door | Door |  | DR | http://www.toronto.ca/TWONTO#fire_rated_door
93331 | FHO-GRK-DR-4017S | Door, (FD-S4-17), Fire Rated, Chemical Building, S4, Ammonia Feed Room, South | FHO-GRK-FEQ-0001 | Fire Prevention,Door | Door |  | DR | http://www.toronto.ca/TWONTO#fire_rated_door
93332 | FHO-GRK-DR-4020S | Door, (FD-S4-20), Fire Rated, Standby Power Building, S4, Vestibul 1, East | FHO-GRK-FEQ-0001 | Fire Prevention,Door | Door |  | DR | http://www.toronto.ca/TWONTO#fire_rated_door
93333 | FHO-GRK-DR-4022S | Door, (FD-S4-22), Fire Rated, Standby Power Building, S4, South | FHO-GRK-FEQ-0001 | Fire Prevention,Door | Door |  | DR | http://www.toronto.ca/TWONTO#fire_rated_door
93334 | FHO-GRK-DR-4025S | Door, (FD-S4-25), Fire Rated, Bladder Surge Building, S4, Surge Tank Room, South East | FHO-GRK-FEQ-0001 | Fire Prevention,Door | Door |  | DR | http://www.toronto.ca/TWONTO#fire_rated_door
93335 | FHO-GRK-DR-4026S | Door, (FD-S4-26), Fire Rated, Bladder Surge Building, S4, Surge Tank Room, North East | FHO-GRK-FEQ-0001 | Fire Prevention,Door | Door |  | DR | http://www.toronto.ca/TWONTO#fire_rated_door
93336 | FHO-GRK-DR-4027S | Door, (FD-S4-27), Fire Rated, Standby Power Building, S4, Stairway 3 | FHO-GRK-FEQ-0001 | Fire Prevention,Door | Door |  | DR | http://www.toronto.ca/TWONTO#fire_rated_door
93337 | FHO-GRK-DR-4028S | Door, (FD-S4-28), Fire Rated, Standby Power Building, S4, Vestibule 1, West | FHO-GRK-FEQ-0001 | Fire Prevention,Door | Door |  | DR | http://www.toronto.ca/TWONTO#fire_rated_door
93338 | FHO-GRK-DR-4029S | Door, (FD-S4-29), Fire Rated, Chemical Building, S4, Ammonia Storage/Feed Room, North | FHO-GRK-FEQ-0001 | Fire Prevention,Door | Door |  | DR | http://www.toronto.ca/TWONTO#fire_rated_door
93339 | FHO-GRK-DR-4031S | Door, (FD-S4-31), Fire Rated, Chemical Building, S4, 27KV Transformer Room, North West | FHO-GRK-FEQ-0001 | Fire Prevention,Door | Door |  | DR | http://www.toronto.ca/TWONTO#fire_rated_door
93340 | FHO-GRK-DR-4032S | Door, (FD-S4-32), Fire Rated, Chemical Building, S4, 27KV Transformer Room, North East | FHO-GRK-FEQ-0001 | Fire Prevention,Door | Door |  | DR | http://www.toronto.ca/TWONTO#fire_rated_door
93341 | FHO-GRK-DR-4033S | Door, (FD-S4-33), Fire Rated, Chemical Building, S4, Stairway 7, Lower Level | FHO-GRK-FEQ-0001 | Fire Prevention,Door | Door |  | DR | http://www.toronto.ca/TWONTO#fire_rated_door
93342 | FHO-GRK-DR-4034S | Door, (FD-S4-34), Fire Rated, Chemical Building, S4, Stairway 7, Upper Level | FHO-GRK-FEQ-0001 | Fire Prevention,Door | Door |  | DR | http://www.toronto.ca/TWONTO#fire_rated_door
93343 | FHO-GRK-DR-4036S | Door, (FD-S4-36), Fire Rated, TRW Building, S4, West Ventilation Room, East | FHO-GRK-FEQ-0001 | Fire Prevention,Door | Door |  | DR | http://www.toronto.ca/TWONTO#fire_rated_door
93344 | FHO-GRK-DR-4037S | Door, (FD-S4-37), Fire Rated, TRW Building, S4, Stairway 2 | FHO-GRK-FEQ-0001 | Fire Prevention,Door | Door |  | DR | http://www.toronto.ca/TWONTO#fire_rated_door
93345 | FHO-GRK-DR-5001S | Door, (FD-S5-01), Fire Rated, Admin Building, S5, Cable Tray Room, North | FHO-GRK-FEQ-0001 | Fire Prevention,Door | Door |  | DR | http://www.toronto.ca/TWONTO#fire_rated_door
93346 | FHO-GRK-DR-5002S | Door, (FD-S5-02), Fire Rated, Admin Building, S5, Cable Tray Room South to Blower Room | FHO-GRK-FEQ-0001 | Fire Prevention,Door | Door |  | DR | http://www.toronto.ca/TWONTO#fire_rated_door
93347 | FHO-GRK-DR-5003S | Door, (FD-S5-03), Fire Rated, Admin Building, S5, WW Air Blowers, East | FHO-GRK-FEQ-0001 | Fire Prevention,Door | Door |  | DR | http://www.toronto.ca/TWONTO#fire_rated_door
93348 | FHO-GRK-DR-5004S | Door, (FD-S5-04), Fire Rated, Admin Building, S5, Stairway 1 | FHO-GRK-FEQ-0001 | Fire Prevention,Door | Door |  | DR | http://www.toronto.ca/TWONTO#fire_rated_door
93349 | FHO-GRK-DR-5006S | Door, (FD-S5-06), Fire Rated, TRW Building, S5, South West of Storage Room | FHO-GRK-FEQ-0001 | Fire Prevention,Door | Door |  | DR | http://www.toronto.ca/TWONTO#fire_rated_door
93350 | FHO-GRK-DR-5007S | Door, (FD-S5-07), Fire Rated, TRW Building, S5, West To Cable Tray Room | FHO-GRK-FEQ-0001 | Fire Prevention,Door | Door |  | DR | http://www.toronto.ca/TWONTO#fire_rated_door
93351 | FHO-GRK-DR-5009S | Door, (FD-S5-09), Fire Rated, TRW Building, S5, TRW Suction Station, North | FHO-GRK-FEQ-0001 | Fire Prevention,Door | Door |  | DR | http://www.toronto.ca/TWONTO#fire_rated_door
93352 | FHO-GRK-DR-5012S | Door, (FD-S5-12), Fire Rated, TRW Building, S5, TRW Suction Station East to Ozone Building | FHO-GRK-FEQ-0001 | Fire Prevention,Door | Door |  | DR | http://www.toronto.ca/TWONTO#fire_rated_door
93353 | FHO-GRK-DR-6001S | Door, (FD-S6-01), Fire Rated, Raw Water Building, S6, Electrical Cable Shaft | FHO-GRK-FEQ-0001 | Fire Prevention,Door | Door |  | DR | http://www.toronto.ca/TWONTO#fire_rated_door
93354 | FHO-GRK-DR-6002S | Door, (FD-S6-02), Fire Rated, Raw Water Building, S6, Stairway 1 | FHO-GRK-FEQ-0001 | Fire Prevention,Door | Door |  | DR | http://www.toronto.ca/TWONTO#fire_rated_door
93355 | FHO-GRK-DR-7001S | Door, (FD-S7-01), Fire Rated, Raw Water Building, S7, Electrical Cable Shaft | FHO-GRK-FEQ-0001 | Fire Prevention,Door | Door |  | DR | http://www.toronto.ca/TWONTO#fire_rated_door
93356 | FHO-GRK-DR-7002S | Door, (FD-S7-02), Fire Rated, Raw Water Building, S7, Stairway 1 | FHO-GRK-FEQ-0001 | Fire Prevention,Door | Door |  | DR | http://www.toronto.ca/TWONTO#fire_rated_door
93357 | FHO-GRK-DR-8003S | Door, (FD-S8-03), Fire Rated, Raw Water Building, S8, Stairway 2 | FHO-GRK-FEQ-0001 | Fire Prevention,Door | Door |  | DR | http://www.toronto.ca/TWONTO#fire_rated_door
93358 | FHO-GRK-DR-9002S | Door, (FD-S9-02), Fire Rated, Raw Water Building, S9, Stairway 1 | FHO-GRK-FEQ-0001 | Fire Prevention,Door | Door |  | DR | http://www.toronto.ca/TWONTO#fire_rated_door
93361 | FHO-GRK-FEQ-0001 | Fire Doors | FHO-SES |  | Door |  | FEQ | http://www.toronto.ca/TWONTO#fire_rated_door
96082 | FIS-AUX-DR-0100 | Island Plant, North Gate | FIS-AUX | Gate | Door |  | DR | http://www.toronto.ca/TWONTO#door
96083 | FIS-AUX-DR-0100 | Island Plant, North Gate | FIS-GRK-0001 | Gate | Door |  | DR | http://www.toronto.ca/TWONTO#door
96107 | FIS-BRK-DR-0004SUS | Overhead Door, Marine Yard Building, East Side | FIS-GRK-0001 | Door,Overhead | Door | 39077 | DR | http://www.toronto.ca/TWONTO#roll_up_door
96108 | FIS-BRK-DR-0004SUS | Overhead Door, Marine Yard Building, East Side | FIS-GRK-STRC-0001 | Door,Overhead | Door | 39077 | DR | http://www.toronto.ca/TWONTO#roll_up_door
96920 | FIS-FEQ-DR-0001 | Door, Fire, Admin. Building | FIS-GRK-STRC-0001 |  | Door |  | DR | http://www.toronto.ca/TWONTO#door
96921 | FIS-FEQ-DR-0002 | Door, Fire, Admin. Building | FIS-GRK-STRC-0001 |  | Door |  | DR | http://www.toronto.ca/TWONTO#door
96922 | FIS-FEQ-DR-0003 | Door, Fire, Admin. Building | FIS-GRK-STRC-0001 |  | Door |  | DR | http://www.toronto.ca/TWONTO#door
96923 | FIS-FEQ-DR-0004 | Door, Fire, Admin. Building | FIS-GRK-STRC-0001 |  | Door |  | DR | http://www.toronto.ca/TWONTO#door
96924 | FIS-FEQ-DR-0006 | Door, Fire, Lab, Admin. Building | FIS-GRK-STRC-0001 |  | Door |  | DR | http://www.toronto.ca/TWONTO#door
96925 | FIS-FEQ-DR-0007 | Door, Fire, Filter Complex | FIS-GRK-STRC-0001 |  | Door |  | DR | http://www.toronto.ca/TWONTO#door
96926 | FIS-FEQ-DR-0009 | Door, Fire, Filter Complex | FIS-GRK-STRC-0001 |  | Door |  | DR | http://www.toronto.ca/TWONTO#door
96927 | FIS-FEQ-DR-0010 | Door, Fire, Filter Complex | FIS-GRK-STRC-0001 |  | Door |  | DR | http://www.toronto.ca/TWONTO#door
96928 | FIS-FEQ-DR-0011 | Door, Fire, Filter Complex | FIS-GRK-STRC-0001 |  | Door |  | DR | http://www.toronto.ca/TWONTO#door
96929 | FIS-FEQ-DR-0014 | Door, Fire, Raw Water Channel Walkway | FIS-GRK-STRC-0001 |  | Door |  | DR | http://www.toronto.ca/TWONTO#door
96930 | FIS-FEQ-DR-0017 | Door, Fire, Raw Water Channel Walkway | FIS-GRK-STRC-0001 |  | Door |  | DR | http://www.toronto.ca/TWONTO#door
96931 | FIS-FEQ-DR-0018(S) | Door, Fire, Raw Water Channel Walkway | FIS-GRK-STRC-0001 |  | Door |  | DR | http://www.toronto.ca/TWONTO#door
96932 | FIS-FEQ-DR-0020 | Door, Fire, Raw Water Channel Walkway | FIS-GRK-STRC-0001 |  | Door |  | DR | http://www.toronto.ca/TWONTO#door
96933 | FIS-FEQ-DR-0021(S) | Door, Fire, Raw Water Channel Walkway | FIS-GRK-STRC-0001 |  | Door |  | DR | http://www.toronto.ca/TWONTO#door
96934 | FIS-FEQ-DR-0022(S) | Door, Fire, Raw Water Channel Walkway | FIS-GRK-STRC-0001 |  | Door |  | DR | http://www.toronto.ca/TWONTO#door
96935 | FIS-FEQ-DR-0024(S) | Door, Fire, Raw Water Building | FIS-GRK-STRC-0001 |  | Door |  | DR | http://www.toronto.ca/TWONTO#door
96936 | FIS-FEQ-DR-0025(S) | Door, Fire, Storage Building | FIS-GRK-STRC-0001 |  | Door |  | DR | http://www.toronto.ca/TWONTO#door
96937 | FIS-FEQ-DR-0026(S) | Door, Fire, Storage Building | FIS-GRK-STRC-0001 |  | Door |  | DR | http://www.toronto.ca/TWONTO#door
96938 | FIS-FEQ-DR-0028(S) | Door, Fire, Storage Building | FIS-GRK-STRC-0001 |  | Door |  | DR | http://www.toronto.ca/TWONTO#door
96939 | FIS-FEQ-DR-0029(S) | Door, Fire, Workshop & Office Building | FIS-GRK-STRC-0001 |  | Door |  | DR | http://www.toronto.ca/TWONTO#door
96940 | FIS-FEQ-DR-0030(S) | Door, Fire, Workshop & Office Building | FIS-GRK-STRC-0001 |  | Door |  | DR | http://www.toronto.ca/TWONTO#door
96941 | FIS-FEQ-DR-0032(S) | Door, Fire, Workshop & Office Building | FIS-GRK-STRC-0001 |  | Door |  | DR | http://www.toronto.ca/TWONTO#door
96942 | FIS-FEQ-DR-0033(S) | Door, Fire, Workshop & Office Building | FIS-GRK-STRC-0001 |  | Door |  | DR | http://www.toronto.ca/TWONTO#door
96943 | FIS-FEQ-DR-0036(S) | Door, Fire,, Admin. Building | FIS-GRK-STRC-0001 |  | Door |  | DR | http://www.toronto.ca/TWONTO#door
96944 | FIS-FEQ-DR-0038(S) | Door, Fire, Workshop & Office Building | FIS-GRK-STRC-0001 |  | Door |  | DR | http://www.toronto.ca/TWONTO#door
96945 | FIS-FEQ-DR-0039(S) | Door, Fire, Workshop & Office Building | FIS-GRK-STRC-0001 |  | Door |  | DR | http://www.toronto.ca/TWONTO#door
96946 | FIS-FEQ-DR-0041(S) | Door, Fire, Workshop & Office Building | FIS-GRK-STRC-0001 |  | Door |  | DR | http://www.toronto.ca/TWONTO#door
96947 | FIS-FEQ-DR-0042 | Door, Fire, Workshop & Office Building | FIS-GRK-STRC-0001 |  | Door |  | DR | http://www.toronto.ca/TWONTO#door
96948 | FIS-FEQ-DR-0046(S) | Door, Fire, Workshop & Office Building | FIS-GRK-STRC-0001 |  | Door |  | DR | http://www.toronto.ca/TWONTO#door
96949 | FIS-FEQ-DR-0048 | Door, Fire, Workshop & Office Building | FIS-GRK-STRC-0001 |  | Door |  | DR | http://www.toronto.ca/TWONTO#door
96950 | FIS-FEQ-DR-0050(S) | Door, Fire, Workshop & Office Building | FIS-GRK-STRC-0001 |  | Door |  | DR | http://www.toronto.ca/TWONTO#door
96951 | FIS-FEQ-DR-0055 | Door, Fire, Chlorine & SO2 Building | FIS-GRK-STRC-0001 |  | Door |  | DR | http://www.toronto.ca/TWONTO#door
96952 | FIS-FEQ-DR-0056 | Door, Fire, Chlorine & SO2 Building | FIS-GRK-STRC-0001 |  | Door |  | DR | http://www.toronto.ca/TWONTO#door
96953 | FIS-FEQ-DR-0057(S) | Door, Fire, Chlorine & SO2 Building | FIS-GRK-STRC-0001 |  | Door |  | DR | http://www.toronto.ca/TWONTO#door
96954 | FIS-FEQ-DR-0058 | Door, Fire, Chlorine & SO2 Building | FIS-GRK-STRC-0001 |  | Door |  | DR | http://www.toronto.ca/TWONTO#door
96955 | FIS-FEQ-DR-0060 | Door, Fire, Chlorine & SO2 Building | FIS-GRK-STRC-0001 |  | Door |  | DR | http://www.toronto.ca/TWONTO#door
96956 | FIS-FEQ-DR-0062 | Door, Fire, Flourode & Ammonia Building | FIS-GRK-STRC-0001 |  | Door |  | DR | http://www.toronto.ca/TWONTO#door
96957 | FIS-FEQ-DR-0063(S) | Door, Fire, Flourode & Ammonia Building | FIS-GRK-STRC-0001 |  | Door |  | DR | http://www.toronto.ca/TWONTO#door
96958 | FIS-FEQ-DR-0066(S) | Door, Fire, Flourode & Ammonia Building | FIS-GRK-STRC-0001 |  | Door |  | DR | http://www.toronto.ca/TWONTO#door
96959 | FIS-FEQ-DR-0069(S) | Door, Fire, Flourode & Ammonia Building | FIS-GRK-STRC-0001 |  | Door |  | DR | http://www.toronto.ca/TWONTO#door
96960 | FIS-FEQ-DR-0071(S) | Door, Fire, Raw Water Channel Walkway | FIS-GRK-STRC-0001 |  | Door |  | DR | http://www.toronto.ca/TWONTO#door
96961 | FIS-FEQ-DR-0073 | Door, Fire, Flourode & Ammonia Building | FIS-GRK-STRC-0001 |  | Door |  | DR | http://www.toronto.ca/TWONTO#door
97331 | FIS-GRK-DR-0001 | Door Overhead, Raw Water PS Building, Pump Room North | FIS-GRK-0001 | Door,Overhead | Door |  | DR | http://www.toronto.ca/TWONTO#roll_up_door
97332 | FIS-GRK-DR-0003 | Overhead Door, Storage Building, West | FIS-GRK-0001 | Door,Overhead | Door |  | DR | http://www.toronto.ca/TWONTO#roll_up_door
97333 | FIS-GRK-DR-0006 | Overhead Door, Workshop Building, East Side | FIS-GRK-STRC-0001 | Door,Overhead | Door |  | DR | http://www.toronto.ca/TWONTO#roll_up_door
98840 | HH2405A | Door, Loading, T Building | TAB-MCS-DR | Door | Door |  |  | http://www.toronto.ca/TWONTO#door
98851 | IH2007A | Door,Overhead, Incineration | TAB-MCS-DR | Door,Overhead | Door |  |  | http://www.toronto.ca/TWONTO#roll_up_door
98852 | IH2008A | Door,Overhead, Incineration | TAB-MCS-DR | Door,Overhead | Door |  |  | http://www.toronto.ca/TWONTO#roll_up_door
98854 | IH2026A | Door,Overhead, Heat Recovery | TAB-MCS-DR | Door,Overhead | Door |  |  | http://www.toronto.ca/TWONTO#roll_up_door
98855 | IH2027A | Door,Overhead, Heat Recovery | TAB-MCS-DR | Door,Overhead | Door |  |  | http://www.toronto.ca/TWONTO#roll_up_door
98857 | IH2403A | Door,Overhead, Incineration | TAB-MCS-DR | Door,Overhead | Door |  |  | http://www.toronto.ca/TWONTO#roll_up_door
98860 | IH311 | Door, Overhead, Building M | THC-SUSPENDED | Door,Overhead | Door | 32200 |  | http://www.toronto.ca/TWONTO#roll_up_door
98861 | IH312 | Door, Overhead, Building M | THC-GRK-DR-M | Door,Overhead | Door | 32201 |  | http://www.toronto.ca/TWONTO#roll_up_door
98863 | IH5001A | Door,Overhead, Incineration | TAB-MCS-DR | Door,Overhead | Door |  |  | http://www.toronto.ca/TWONTO#roll_up_door
105165 | OH2005A | Door,Overhead, Dewater Building | TAB-MCS-DR | Door,Overhead | Door |  |  | http://www.toronto.ca/TWONTO#roll_up_door
105199 | PH2205A | Door,Overhead, P Bldg, Grit Works, West Door | TAB-MCS-DR | Door,Overhead | Door |  |  | http://www.toronto.ca/TWONTO#roll_up_door
105201 | PH2406A | Door,Overhead, D Building | TAB-MCS-DR | Door,Overhead | Door |  |  | http://www.toronto.ca/TWONTO#roll_up_door
105305 | QQ7001 | Gate, Turnstiles, Guard House, Parking Lot | TAB-GRK-DR-34556 |  | Door |  |  | http://www.toronto.ca/TWONTO#door
105306 | QQ7002 | Gate, Turnstiles, East Side, Entrance of Tunnel | TAB-GRK-DR-34556 |  | Door |  |  | http://www.toronto.ca/TWONTO#door
105307 | QQ7002A | Gate, Turnstiles, East Side, Entrance of Tunnel | QQ7002 | Door | Door |  |  | http://www.toronto.ca/TWONTO#door
118068 | TAB-SLO-DR-0384 | Door, Overhead, Exit, Truck Loading Bay, East | TAB-SLO-STRC | Door,Overhead | Door |  | DR | http://www.toronto.ca/TWONTO#roll_up_door
120192 | THC - A01 - D004 | Door, Building A | THC-GRK-DR-A |  | Door |  |  | http://www.toronto.ca/TWONTO#door
120193 | THC - A01 - D192 | Door, Building A | THC-GRK-DR-A |  | Door |  |  | http://www.toronto.ca/TWONTO#door
120194 | THC - A01 - S157 | Door, Final # F4 Access House | THC-GRK-DR-TUNNEL |  | Door |  |  | http://www.toronto.ca/TWONTO#door
120195 | THC - A01 - S189 | Door, Primary # P8 Access House | THC-GRK-DR-TUNNEL |  | Door |  |  | http://www.toronto.ca/TWONTO#door
120196 | THC - C01 - S153 | Door, Building C | THC-GRK-DR-C |  | Door |  |  | http://www.toronto.ca/TWONTO#door
120197 | THC - C01 - S246 | Door, Building C | THC-GRK-DR-B |  | Door |  |  | http://www.toronto.ca/TWONTO#door
120198 | THC - C01 - S247 | Door, Building C | THC-GRK-DR-C |  | Door |  |  | http://www.toronto.ca/TWONTO#door
120199 | THC - STR - T - 0200 | Door, Old Plant Aeration Tk # A2 | THC-GRK-DR-A |  | Door |  |  | http://www.toronto.ca/TWONTO#door
120200 | THC - STR - T - 0500 | Door, Old Plant Aeration Tk # A5 | THC-GRK-DR-A |  | Door |  |  | http://www.toronto.ca/TWONTO#door
120201 | THC - STR - T - 0600 | Door, Old Plant Aeration Tk # A6 | THC-GRK-DR-A |  | Door |  |  | http://www.toronto.ca/TWONTO#door
120205 | THC-A01-S002 | Door, Building A | THC-GRK-DR-A |  | Door |  |  | http://www.toronto.ca/TWONTO#door
120206 | THC-A01-S190 | Door, Building A | THC-GRK-DR-A |  | Door |  |  | http://www.toronto.ca/TWONTO#door
120542 | THC-ACC-DR-0601 | Door, Overhead, 2nd Floor Elevator, Bldg M | THC-GRK-DR-M | Door,Overhead | Door |  | DR | http://www.toronto.ca/TWONTO#roll_up_door
124391 | THC-DIS-DR-0002 | Door, Overhead, Building B | THC-GRK-DR-B |  | Door |  | DR | http://www.toronto.ca/TWONTO#roll_up_door
125798 | THC-GRK-DR-0310 | Door, Overhead, Building M | THC-GRK-DR-M | Door,Overhead | Door |  | DR | http://www.toronto.ca/TWONTO#roll_up_door
125799 | THC-GRK-DR-0311 | Door, Overhead, Building M | THC-GRK-DR-M | Door,Overhead | Door |  | DR | http://www.toronto.ca/TWONTO#roll_up_door
125800 | THC-GRK-DR-0312 | Door, Overhead, Building M | THC-GRK-DR-M | Door,Overhead | Door |  | DR | http://www.toronto.ca/TWONTO#roll_up_door
125801 | THC-GRK-DR-0313 | Door, Overhead, Building M | THC-GRK-DR-M | Door,Overhead | Door |  | DR | http://www.toronto.ca/TWONTO#roll_up_door
125802 | THC-GRK-DR-0316 | Door, Overhead, Building M | THC-GRK-DR-M | Door,Overhead | Door |  | DR | http://www.toronto.ca/TWONTO#roll_up_door
125803 | THC-GRK-DR-1001 | Door, Interior, Plant wide | THC-GRK-PRTY-0001 |  | Door |  | DR | http://www.toronto.ca/TWONTO#door
125804 | THC-GRK-DR-A | Doors, Building A | THC-GRK-ELS-A |  | Door |  |  | http://www.toronto.ca/TWONTO#door
125805 | THC-GRK-DR-B | Doors, Building B | THC-GRK-ELS-B |  | Door |  |  | http://www.toronto.ca/TWONTO#door
125806 | THC-GRK-DR-B | Doors, Building B | THC-GRK-PRTY-0001 |  | Door |  |  | http://www.toronto.ca/TWONTO#door
125807 | THC-GRK-DR-C | Doors, Building C | THC-GRK-ELS-C |  | Door |  |  | http://www.toronto.ca/TWONTO#door
125808 | THC-GRK-DR-E | Doors, Building E | THC-GRK-ELS-D |  | Door |  |  | http://www.toronto.ca/TWONTO#door
125809 | THC-GRK-DR-G | Doors, Building G | THC-GRK-MAINT |  | Door |  |  | http://www.toronto.ca/TWONTO#door
125810 | THC-GRK-DR-H | Doors, Building H | THC-GRK-ELS-G |  | Door |  |  | http://www.toronto.ca/TWONTO#door
125811 | THC-GRK-DR-H | Doors, Building H | THC-GRK-ELS-H |  | Door |  |  | http://www.toronto.ca/TWONTO#door
125812 | THC-GRK-DR-I | Doors, Building I | THC-GRK-ELS-I |  | Door |  |  | http://www.toronto.ca/TWONTO#door
125813 | THC-GRK-DR-I | Doors, Building I | THC-GRK-MAINT |  | Door |  |  | http://www.toronto.ca/TWONTO#door
125814 | THC-GRK-DR-J | Doors, Building J | THC-GRK-ELS-J |  | Door |  |  | http://www.toronto.ca/TWONTO#door
125815 | THC-GRK-DR-L | Doors, Building L | THC-GRK-ELS-M |  | Door |  |  | http://www.toronto.ca/TWONTO#door
125816 | THC-GRK-DR-M | Doors, Building M | THC-GRK-MAINT |  | Door |  |  | http://www.toronto.ca/TWONTO#door
125817 | THC-GRK-DR-N | Doors, Building N | THC-GRK-ELS-M |  | Door |  |  | http://www.toronto.ca/TWONTO#door
125818 | THC-GRK-DR-O | Doors, Building O | THC-GRK-ELS-Q |  | Door |  |  | http://www.toronto.ca/TWONTO#door
125819 | THC-GRK-DR-P | Doors, Building P | THC-GRK-ELS-P |  | Door |  |  | http://www.toronto.ca/TWONTO#door
125820 | THC-GRK-DR-R | Doors, Building R | THC-GRK-ELS-R |  | Door |  |  | http://www.toronto.ca/TWONTO#door
125821 | THC-GRK-DR-S | Doors, Building S | THC-GRK-ELS-S |  | Door |  |  | http://www.toronto.ca/TWONTO#door
125822 | THC-GRK-DR-TUNNEL | Doors, Access House to Tunnel | THC-GRK-ELS-TUNNEL |  | Door |  |  | http://www.toronto.ca/TWONTO#door
125823 | THC-GRK-DR-U | DoorsBuilding U | THC-GRK-ELS-M |  | Door |  |  | http://www.toronto.ca/TWONTO#door
125824 | THC-GRK-DR-U | DoorsBuilding U | THC-GRK-ELS-U |  | Door |  |  | http://www.toronto.ca/TWONTO#door
125825 | THC-GRK-DR-U | DoorsBuilding U | THC-GRK-STRC-U |  | Door |  |  | http://www.toronto.ca/TWONTO#door
126306 | THC-M01-D086 | Door, Building M | THC-GRK-DR-M |  | Door |  |  | http://www.toronto.ca/TWONTO#door
134328 | THR-DR-BH-0514 | Overhead Door, Engine Room | THR-DR-WA3 | Door,Overhead | Door |  | BH | http://www.toronto.ca/TWONTO#roll_up_door
134329 | THR-DR-BH-0515 | Overhead Door, Engine Room Basement | THR-DR-WA3 | Door,Overhead | Door |  | BH | http://www.toronto.ca/TWONTO#roll_up_door
134330 | THR-DR-DH-0508 | Overhead Door, Digester Gas Compressor Bldg. | THR-DR-WA1 | Door,Overhead | Door |  | DH | http://www.toronto.ca/TWONTO#roll_up_door
134331 | THR-DR-DH-0508 | Overhead Door, Digester Gas Compressor Bldg. | THR-DR-WA3 | Door,Overhead | Door |  | DH | http://www.toronto.ca/TWONTO#roll_up_door
134332 | THR-DR-DH-0511 | Overhead Door, Digester Tank 9-10 Loading Bay East | THR-DR-WA1 | Door,Overhead | Door |  | DH | http://www.toronto.ca/TWONTO#roll_up_door
134333 | THR-DR-DH-0511 | Overhead Door, Digester Tank 9-10 Loading Bay East | THR-DR-WA3 | Door,Overhead | Door |  | DH | http://www.toronto.ca/TWONTO#roll_up_door
134334 | THR-DR-DIS-0516 | Overhead Door, Disinfection Building, Dechlorination Simulator Room | THR-DR-WA3 | Door,Overhead | Door |  | DIS | http://www.toronto.ca/TWONTO#roll_up_door
134335 | THR-DR-DIS-0517 | Overhead Door, Disinfection Building, Truck Door South | THR-DR-WA1 | Door,Overhead | Door |  | DIS | http://www.toronto.ca/TWONTO#roll_up_door
134336 | THR-DR-DIS-0517 | Overhead Door, Disinfection Building, Truck Door South | THR-DR-WA3 | Door,Overhead | Door |  | DIS | http://www.toronto.ca/TWONTO#roll_up_door
134337 | THR-DR-DIS-0517 | Overhead Door, Disinfection Building, Truck Door South | THR-DR-WA4 | Door,Overhead | Door |  | DIS | http://www.toronto.ca/TWONTO#roll_up_door
134338 | THR-DR-DIS-0518 | Overhead Door, Disinfection Building, Truck Door North | THR-DR-WA1 | Door,Overhead | Door |  | DIS | http://www.toronto.ca/TWONTO#roll_up_door
134339 | THR-DR-DIS-0518 | Overhead Door, Disinfection Building, Truck Door North | THR-DR-WA4 | Door,Overhead | Door |  | DIS | http://www.toronto.ca/TWONTO#roll_up_door
134340 | THR-DR-HH-0513 | Overhead Door, Head House | THR-DR-WA3 | Door,Overhead | Door |  | HH | http://www.toronto.ca/TWONTO#roll_up_door
134341 | THR-DR-HH-0533 | Overhead Door, Grit Bldg, Stores Delivery Door | THR-DR-WA2 | Door,Overhead | Door |  | HH | http://www.toronto.ca/TWONTO#roll_up_door
134342 | THR-DR-HH-0535 | Overhead Door, Grit Building Truck Door East | THR-DR-WA3 | Door,Overhead | Door |  | HH | http://www.toronto.ca/TWONTO#roll_up_door
134343 | THR-DR-MH-0500 | Overhead Door,East,New Maintenance Building | THR-DR-WA4 | Door,Overhead | Door |  | MH | http://www.toronto.ca/TWONTO#roll_up_door
134344 | THR-DR-MH-0501 | Overhead Door,North,New Maintenance Building | THR-DR-WA4 | Door,Overhead | Door |  | MH | http://www.toronto.ca/TWONTO#roll_up_door
134345 | THR-DR-PH-0512 | Overhead Door, Primary Pumping Station 1 | THR-DR-WA2 | Door,Overhead | Door |  | PH | http://www.toronto.ca/TWONTO#roll_up_door
134346 | THR-DR-PH-0512 | Overhead Door, Primary Pumping Station 1 | THR-DR-WA3 | Door,Overhead | Door |  | PH | http://www.toronto.ca/TWONTO#roll_up_door
134347 | THR-DR-PH-0513 | Overhead Door, Primary Pumping Station 2 | THR-DR-WA2 | Door,Overhead | Door |  | PH | http://www.toronto.ca/TWONTO#roll_up_door
134348 | THR-DR-QH-0505 | Overhead Door, East Maintenance Shop | THR-DR-WA3 | Door,Overhead | Door |  | QH | http://www.toronto.ca/TWONTO#roll_up_door
134349 | THR-DR-QH-0505 | Overhead Door, East Maintenance Shop | THR-DR-WA4 | Door,Overhead | Door |  | QH | http://www.toronto.ca/TWONTO#roll_up_door
134350 | THR-DR-QH-0519 | Overhead Door, Machine Shop | THR-DR-WA2 | Door,Overhead | Door |  | QH | http://www.toronto.ca/TWONTO#roll_up_door
134351 | THR-DR-QH-0519 | Overhead Door, Machine Shop | THR-DR-WA3 | Door,Overhead | Door |  | QH | http://www.toronto.ca/TWONTO#roll_up_door
134352 | THR-DR-RH-0513 | Overhead Door, Returns Sludge Pumping Station | THR-DR-WA3 | Door,Overhead | Door |  | RH | http://www.toronto.ca/TWONTO#roll_up_door
134353 | THR-DR-RH-0513 | Overhead Door, Returns Sludge Pumping Station | THR-DR-WA4 | Door,Overhead | Door |  | RH | http://www.toronto.ca/TWONTO#roll_up_door
134354 | THR-DR-SH-0500 | Overhead Door, STB North Main Entrance | THR-DR-WA3 | Door,Overhead | Door |  | SH | http://www.toronto.ca/TWONTO#roll_up_door
134355 | THR-DR-SH-0501 | Overhead Door, STB East Polymer Loading Area | THR-DR-WA1 | Door,Overhead | Door |  | SH | http://www.toronto.ca/TWONTO#roll_up_door
134356 | THR-DR-SH-0501 | Overhead Door, STB East Polymer Loading Area | THR-DR-WA3 | Door,Overhead | Door |  | SH | http://www.toronto.ca/TWONTO#roll_up_door
134357 | THR-DR-SH-0502 | Overhead Door, STB South East, Electrical Room | THR-DR-WA1 | Door,Overhead | Door |  | SH | http://www.toronto.ca/TWONTO#roll_up_door
134358 | THR-DR-SH-0502 | Overhead Door, STB South East, Electrical Room | THR-DR-WA3 | Door,Overhead | Door |  | SH | http://www.toronto.ca/TWONTO#roll_up_door
134359 | THR-DR-SH-0503 | Overhead Door, STB South Main Loading Area | THR-DR-WA3 | Door,Overhead | Door |  | SH | http://www.toronto.ca/TWONTO#roll_up_door
134360 | THR-DR-WA1 | Overhead Doors, Work Area1 | THR-MCS-WA1 | Door,Overhead | Door |  |  | http://www.toronto.ca/TWONTO#roll_up_door
134361 | THR-DR-WA3 | Overhead Doors, Work Area3 | THR-MCS-WA3 | Door,Overhead | Door |  |  | http://www.toronto.ca/TWONTO#roll_up_door
134362 | THR-DR-WH-0508 | Overhead Door, Effluent Pumping Station | THR-DR-WA4 | Door,Overhead | Door |  | WH | http://www.toronto.ca/TWONTO#roll_up_door
136480 | THR-GRK-DR-3801 | Door, Access, Main Substation | THR-DR-WA4 | Door,Access | Door |  | DR | http://www.toronto.ca/TWONTO#door
136481 | THR-GRK-DR-4231 | Door, Access, Old Substation building, East door | THR-DR-WA4 | Door,Access | Door |  | DR | http://www.toronto.ca/TWONTO#door
136482 | THR-GRK-DR-4232 | Door, Access,Old Substation building, Center door | THR-DR-WA4 | Door,Access | Door |  | DR | http://www.toronto.ca/TWONTO#door
136483 | THR-GRK-DR-4527 | Door, Access, Main floor, Storage Room 1, South Returns Sludge Pumping Station | THR-DR-WA4 | Door,Access | Door |  | DR | http://www.toronto.ca/TWONTO#door
136484 | THR-GRK-DR-4528 | Door, Access, Main floor, Storage Room 2, South Returns Sludge Pumping Station | THR-DR-WA4 | Door,Access | Door |  | DR | http://www.toronto.ca/TWONTO#door
136485 | THR-GRK-DR-4803 | Door, Access, West Electrical Substation | THR-DR-WA4 | Door,Access | Door |  | DR | http://www.toronto.ca/TWONTO#door
136656 | THR-MCS-DR-0101 | OVERHEAD DOOR, NORTH FACING,NEW MAINTENANCE BUILDING | THR-DR-WA4 | Door,Overhead | Door |  | DR | http://www.toronto.ca/TWONTO#roll_up_door
136657 | THR-MCS-DR-0102 | OVERHEAD DOOR, NORTH FACING,NEW MAINTENANCE BUILDING | THR-DR-WA4 | Door,Overhead | Door |  | DR | http://www.toronto.ca/TWONTO#roll_up_door
137336 | THR-PLT-DR-0180S | Door, Over-Head, HeadHouse Loading Bay | THR-DR-WA2 | Door,Overhead | Door | 38662 | DR | http://www.toronto.ca/TWONTO#roll_up_door
138965 | THR-SS-DR | Door, Security System, Admin Bldg. | THR-SS-WA2 | Door,Overhead | Door |  |  | http://www.toronto.ca/TWONTO#roll_up_door
138966 | THR-SS-DR1 | Doors, Security System | THR-SS-WA3 | Door,Overhead | Door |  |  | http://www.toronto.ca/TWONTO#roll_up_door
140654 | TNT-MCS-DR-0301 | Door, Roll Up, Boiler Bldg, Bsmt, Anti Room | TNT-MCS-SHOP | Door,Overhead | Door |  | DR | http://www.toronto.ca/TWONTO#roll_up_door
140655 | TNT-MCS-DR-0302 | Door, Roll Up, Boiler Bldg, Maintenance Shop | TNT-MCS-SHOP | Door,Overhead | Door |  | DR | http://www.toronto.ca/TWONTO#roll_up_door
141063 | WH4001A | Door, Overhead #1, Truck Loading Odour Control (rear), North-East | TAB-MCS-DR | Door,Overhead | Door |  |  | http://www.toronto.ca/TWONTO#roll_up_door
141064 | WH4007A | Door, Overhead # 2 Old Bio-Solid Truck Load-Out Facility | TAB-MCS-DR | Door,Overhead | Door |  |  | http://www.toronto.ca/TWONTO#roll_up_door
141065 | WH4009A | Door, Overhead # 4 Old Bio-Solid Truck Load-Out Facility | TAB-MCS-DR | Door,Overhead | Door |  |  | http://www.toronto.ca/TWONTO#roll_up_door
143169 | WTR-PAH-DR-0001 | Overhead Sliding Door | WTR-PAH-AUX | Door | Door |  | DR | http://www.toronto.ca/TWONTO#roll_up_door
143170 | WTR-PAH-DR-0002 | Door | WTR-PAH-AUX | Door,Access | Door |  | DR | http://www.toronto.ca/TWONTO#door
143364 | WTR-PEG-DR-0001 | Door, High Voltage Electrical Room | WTR-PEG-AUX | Door | Door |  | DR | http://www.toronto.ca/TWONTO#door
143365 | WTR-PEG-DR-0003 | Door | WTR-PEG-AUX | Door | Door |  | DR | http://www.toronto.ca/TWONTO#door
143592 | WTR-PEL-DR-0001 | Door, Roll Up | WTR-PEL-AUX | Door | Door |  | DR | http://www.toronto.ca/TWONTO#door
143593 | WTR-PEL-DR-0002 | Door | WTR-PEL-AUX | Door | Door |  | DR | http://www.toronto.ca/TWONTO#door
143594 | WTR-PEL-DR-0003 | Door | WTR-PEL-AUX | Door | Door |  | DR | http://www.toronto.ca/TWONTO#door
143595 | WTR-PEL-DR-0004 | Door | WTR-PEL-AUX | Door | Door |  | DR | http://www.toronto.ca/TWONTO#door
143596 | WTR-PEL-DR-0005 | Door | WTR-PEL-AUX | Door | Door |  | DR | http://www.toronto.ca/TWONTO#door
143597 | WTR-PEL-DR-1005 | Door, Access, Generator Building, Bulk Storage Room | WTR-PEL-AUX | Door,Access | Door |  | DR | http://www.toronto.ca/TWONTO#door
143598 | WTR-PEL-DR-1006 | Door, Access, Generator Building, Bulk Storage Room | WTR-PEL-AUX | Door,Access | Door |  | DR | http://www.toronto.ca/TWONTO#door
143994 | WTR-PHL-DR-0001 | Door, Overhead | WTR-PHL-FEQ-SUS | Fire Prevention | Door |  | DR | http://www.toronto.ca/TWONTO#fire_rated_door
143995 | WTR-PHL-DR-0002 | Door | WTR-PHL-AUX | Fire Prevention | Door |  | DR | http://www.toronto.ca/TWONTO#fire_rated_door
143996 | WTR-PHL-DR-0003 | Door | WTR-PHL-AUX | Fire Prevention | Door |  | DR | http://www.toronto.ca/TWONTO#fire_rated_door
143997 | WTR-PHL-DR-0005 | Door | WTR-PHL-AUX | Fire Prevention | Door |  | DR | http://www.toronto.ca/TWONTO#fire_rated_door
143998 | WTR-PHL-DR-0009 | Door | WTR-PHL-AUX | Fire Prevention | Door |  | DR | http://www.toronto.ca/TWONTO#fire_rated_door
143999 | WTR-PHL-DR-0010 | Door | WTR-PHL-AUX | Fire Prevention | Door |  | DR | http://www.toronto.ca/TWONTO#fire_rated_door
144000 | WTR-PHL-DR-0011 | Door | WTR-PHL-AUX | Fire Prevention | Door |  | DR | http://www.toronto.ca/TWONTO#fire_rated_door
144487 | WTR-PJS-DR-0003 | Door, Overhead | WTR-PJS-AUX | Door,Overhead | Door |  | DR | http://www.toronto.ca/TWONTO#roll_up_door
144488 | WTR-PJS-DR-0004 | Door, Overhead | WTR-PJS-AUX | Door,Overhead | Door |  | DR | http://www.toronto.ca/TWONTO#roll_up_door
144896 | WTR-PKL-DR-0001 | Door | WTR-PKL-AUX | Door,Access | Door |  | DR | http://www.toronto.ca/TWONTO#door
144897 | WTR-PKL-DR-0002 | Door | WTR-PKL-AUX | Door,Access | Door |  | DR | http://www.toronto.ca/TWONTO#door
145043 | WTR-PKN-DR-0001 | Rollup Door | WTR-PKN-AUX | Door | Door |  | DR | http://www.toronto.ca/TWONTO#door
145044 | WTR-PKN-DR-0002 | Door | WTR-PKN-AUX | Door,Access | Door |  | DR | http://www.toronto.ca/TWONTO#door
145149 | WTR-PLW-DR-0001 | Door | WTR-PLW-AUX | Door | Door |  | DR | http://www.toronto.ca/TWONTO#door
145352 | WTR-PMI-DR-0001 | Door, Truck Loading, East Pump Room | WTR-PMI-AUX | Door | Door |  | DR | http://www.toronto.ca/TWONTO#door
145353 | WTR-PMI-DR-0002 | Door, Truck Loading West Pump Room | WTR-PMI-AUX | Door | Door |  | DR | http://www.toronto.ca/TWONTO#door
145354 | WTR-PMI-DR-0003 | Door, Truck Loading, N/W Corner | WTR-PMI-AUX | Door | Door |  | DR | http://www.toronto.ca/TWONTO#door
145700 | WTR-PPD-DR-0002 | Door | WTR-PPD-AUX | Door,Access | Door |  | DR | http://www.toronto.ca/TWONTO#door
145879 | WTR-PRH-DR-0002 | Door | WTR-PRH-AUX | Door,Access | Door |  | DR | http://www.toronto.ca/TWONTO#door
145880 | WTR-PRH-DR-0003 | Door | WTR-PRH-AUX | Door,Access | Door |  | DR | http://www.toronto.ca/TWONTO#door
146071 | WTR-PRV-DR-0001 | Door,Overhead,Pump Room Mezzanine | WTR-PRV-AUX | Door,Overhead | Door |  | DR | http://www.toronto.ca/TWONTO#roll_up_door
146204 | WTR-PSA-DR-0001 | Door | WTR-PSA-AUX | Door | Door |  | DR | http://www.toronto.ca/TWONTO#door
146205 | WTR-PSA-DR-0002 | Door | WTR-PSA-AUX | Door,Access | Door |  | DR | http://www.toronto.ca/TWONTO#door
146206 | WTR-PSA-DR-0003 | Door | WTR-PSA-AUX | Door,Access | Door |  | DR | http://www.toronto.ca/TWONTO#door
146536 | WTR-PTH-DR-0001 | Door, Rollup | WTR-PTH-AUX | Door | Door |  | DR | http://www.toronto.ca/TWONTO#door
146776 | WTR-RDF-DR-0002 | Door, Hatch, Northeast | WTR-RDF-AUX | Door | Door |  | DR | http://www.toronto.ca/TWONTO#door
146777 | WTR-RDF-DR-0006 | Door, Hatch, West divider between East basins | WTR-RDF-AUX | Door | Door |  | DR | http://www.toronto.ca/TWONTO#door
146778 | WTR-RDF-DR-0015 | Door, Hatch, Middle-South | WTR-RDF-AUX | Door | Door |  | DR | http://www.toronto.ca/TWONTO#door
147057 | WTR-RMI-DR-0006 | Door, Hatch, Middle-Southwest | WTR-RMI-AUX | Door | Door |  | DR | http://www.toronto.ca/TWONTO#door
147058 | WTR-RMI-DR-0007 | Door, Hatch, Middle-Northwest | WTR-RMI-AUX | Door | Door |  | DR | http://www.toronto.ca/TWONTO#door
147059 | WTR-RMI-DR-0008 | Door, Hatch, Northwest | WTR-RMI-AUX | Door | Door |  | DR | http://www.toronto.ca/TWONTO#door
147060 | WTR-RMI-DR-0010 | Door, Hatch, Due-North | WTR-RMI-AUX | Door | Door |  | DR | http://www.toronto.ca/TWONTO#door
147061 | WTR-RMI-DR-0011 | Door, Hatch, Northeast | WTR-RMI-AUX | Door | Door |  | DR | http://www.toronto.ca/TWONTO#door
147166 | WTR-RRG-DR-0001 | Door, Roll-Up | WTR-RRG-AUX | Door,Overhead | Door |  | DR | http://www.toronto.ca/TWONTO#roll_up_door
147686 | YTF-ACC-DR-0001 | Door, RN150, North-West, Electric Door Operators | YTF-ACC | Door | Door |  | DR | http://www.toronto.ca/TWONTO#door
147687 | YTF-ACC-DR-0006 | Door, Rn146, West, Electric Door Operators | YTF-ACC | Door | Door |  | DR | http://www.toronto.ca/TWONTO#door
147688 | YTF-ACC-DR-0008 | Door, RN146, South, Electric Door Operators | YTF-ACC | Door | Door |  | DR | http://www.toronto.ca/TWONTO#door
147689 | YTF-ACC-DR-0009 | Door, RN142, South, Electric Door Operators | YTF-ACC | Door | Door |  | DR | http://www.toronto.ca/TWONTO#door

## Vehicle_Pivot (hidden)
Row Labels | Count of Valid_Class
cart | 8
http://www.toronto.ca/TWONTO#boat | 1
http://www.toronto.ca/TWONTO#forklift | 48
http://www.toronto.ca/TWONTO#golf_cart | 192
http://www.toronto.ca/TWONTO#passenger_vehicle | 42
http://www.toronto.ca/TWONTO#pickup_truck | 147
http://www.toronto.ca/TWONTO#vehicle | 4
power_mobile_equipment | 22
storage_container | 6
trailer | 35
http://www.toronto.ca/TWONTO#collection_of_assets | 11
Grand Total | 516

## Vehicle (hidden)
Column1 | Entity_number | Description | Parent | Category | Class | Suspended | Tag | Valid_Class | TH Suggestion
44125 | FCL-GRK-VEH-0003 | Vehicle, Cart 3 wheel | FCL-MCS-7 | Vehicle,Unlicensed | Vehicle |  | VEH | cart
44126 | FCL-GRK-VEH-0003-SU | Vehicle, Cart D 3 wheel | FCL-MCS-7 | Groundskeeping | Vehicle | 33388 | VEH | cart
44127 | FCL-GRK-VEH-0003-SU | Vehicle, Cart D 3 wheel | FCL-MCS-CRN | Groundskeeping | Vehicle | 33388 | VEH | cart
44128 | FCL-GRK-VEH-0003-SU | Vehicle, Cart D 3 wheel | FCL-OBSOLETE | Groundskeeping | Vehicle | 33388 | VEH | cart
44129 | FCL-GRK-VEH-0004 | Vehicle, Cart 3 wheel | FCL-MCS-7 | Vehicle,Unlicensed | Vehicle |  | VEH | cart
44130 | FCL-GRK-VEH-0004-SU | Vehicle, Cart E 3 wheel | FCL-MCS-7 | Groundskeeping | Vehicle | 33389 | VEH | cart
44131 | FCL-GRK-VEH-0004-SU | Vehicle, Cart E 3 wheel | FCL-OBSOLETE | Groundskeeping | Vehicle | 33389 | VEH | cart
44132 | FCL-GRK-VEH-0006 | Vehicle, Cart 3 wheel | FCL-MCS-7 | Vehicle,Unlicensed | Vehicle |  | VEH | cart
9552 | DOS-YCM-VEH-416001 | 2002 SEASWIRL OUTBOARD - Vehicle Unit# 416001 | FAC-YCM-VEH | Vehicle,Licensed | Vehicle |  | VEH | http://www.toronto.ca/TWONTO#boat
9566 | DOS-YCM-VEH-TRL | EQUIPMENT-LICENSED-Vehicle Trainlers | FAC-YCM-VEH | Vehicle,Licensed | Vehicle |  |  | http://www.toronto.ca/TWONTO#collection_of_assets
9806 | FAC-YCM-VEH | EQUIPMENT-LICENSED | FAC-YCM-EQUIP | Vehicle,Licensed | Vehicle |  |  | http://www.toronto.ca/TWONTO#collection_of_assets
51616 | TAB-GRK-VEH | Vehicles - All-Terrain | TAB-VEH | Vehicle,Unlicensed | Vehicle |  |  | http://www.toronto.ca/TWONTO#collection_of_assets
58597 | TAB-VEH | Fleet and Mobile Equipment | TAB-WORK-AREA-7 |  | Vehicle |  |  | http://www.toronto.ca/TWONTO#collection_of_assets
58598 | TAB-VEH | Fleet and Mobile Equipment | TAB-WORK-AREA-WWPW |  | Vehicle |  |  | http://www.toronto.ca/TWONTO#collection_of_assets
78928 | THR-GRK-GQ-WA1 | Building & Grounds Equipment, Work Area 1 | THR-GRK-WA1 |  | Vehicle |  |  | http://www.toronto.ca/TWONTO#collection_of_assets
78929 | THR-GRK-GQ-WA3 | Building & Grounds Equipment, Work Area 3 | THR-GRK-WA3 |  | Vehicle |  |  | http://www.toronto.ca/TWONTO#collection_of_assets
98658 | FIS-VEH | Vehicles & Mobile Equipment | FIS-MCS |  | Vehicle |  |  | http://www.toronto.ca/TWONTO#collection_of_assets
113555 | TAB-GRK-VEH2 | Vehicles - Loaders and Multi-Purpose | TAB-VEH | Vehicle,Unlicensed | Vehicle |  |  | http://www.toronto.ca/TWONTO#collection_of_assets
136522 | THR-GRK-GQ-WA2 | Building & Grounds Equipment, Work Area 2 | THR-GRK-WA2 |  | Vehicle |  |  | http://www.toronto.ca/TWONTO#collection_of_assets
136523 | THR-GRK-GQ-WA4 | Building & Grounds Equipment, Work Area 4 | THR-GRK-WA4 |  | Vehicle |  |  | http://www.toronto.ca/TWONTO#collection_of_assets
217 | 329007SUS | Forklift, Propane, Hyster H65XM, WA-9 | TAB-GRK-VEH2 | Forklift,Propane | Vehicle | 46838 |  | http://www.toronto.ca/TWONTO#forklift
218 | 329007SUS | Forklift, Propane, Hyster H65XM, WA-9 | TAB-SUSPENDED ENTITY | Forklift,Propane | Vehicle | 46838 |  | http://www.toronto.ca/TWONTO#forklift
265 | 329007SUS | Forklift, Propane, Hyster H65XM, WA-9 | TAB-MCS-CRN | Forklift,Propane | Vehicle | 46838 |  | http://www.toronto.ca/TWONTO#forklift
266 | 329008SUS | Forklift, Propane, Hyster H65XM, WA-3 | TAB-GRK-VEH2 | Forklift,Propane | Vehicle | 46839 |  | http://www.toronto.ca/TWONTO#forklift
267 | 329008SUS | Forklift, Propane, Hyster H65XM, WA-3 | TAB-MCS-CRN | Forklift,Propane | Vehicle | 46839 |  | http://www.toronto.ca/TWONTO#forklift
268 | 329008SUS | Forklift, Propane, Hyster H65XM, WA-3 | TAB-SUSPENDED ENTITY | Forklift,Propane | Vehicle | 46839 |  | http://www.toronto.ca/TWONTO#forklift
9069 | COL-YKP-VEH-0100 | Forklift, Hyster H70FT, P177V10491S | COL-YKP | Vehicle,Unlicensed | Vehicle |  | VEH | http://www.toronto.ca/TWONTO#forklift
9541 | DOS-YCM-VEH-329010 | 2002 YALE GLP050RG - Vehicle Unit# 329010 | FAC-YCM-VEH | Vehicle,Licensed | Vehicle |  | VEH | http://www.toronto.ca/TWONTO#forklift
13711 | FCL-GRK-VEH-0002 | Vehicle, Forklift | FCL-MCS-7 | Vehicle,Unlicensed | Vehicle |  | VEH | http://www.toronto.ca/TWONTO#forklift
13712 | FCL-GRK-VEH-0002 | Vehicle, Forklift | FCL-SES | Vehicle,Unlicensed | Vehicle |  | VEH | http://www.toronto.ca/TWONTO#forklift
18806 | FHA-GRK-VEH-0201 | Vehicle, Forklift, Plant | FHA-MCS-VEH | Groundskeeping | Vehicle |  | VEH | http://www.toronto.ca/TWONTO#forklift
27139 | DOS-YCM-LD-VEH20084Z | Forklift in storeroom - Vehicle Unit# A875B20084Z | FAC-YCM-VEH | Forklift,Propane | Vehicle |  |  | http://www.toronto.ca/TWONTO#forklift
40897 | PE1041SUS | Forklift, Electric, Primemover PMX-1 | TAB-MCS-CRN | Forklift,Electric | Vehicle | 47471 |  | http://www.toronto.ca/TWONTO#forklift
40898 | PE1043SUS | Forklift, Electric, Walk Behind, Clark HWP40B | TAB-SUSPENDED ENTITY | Forklift,Electric | Vehicle | 47475 |  | http://www.toronto.ca/TWONTO#forklift
40899 | PE1067SUS | Forklift, Gas/Propane Dual Fuel, Caterpillar, GP30 | TAB-MCS-CRN | Forklift,Gas/Propane Dual Fuel | Vehicle | 47470 |  | http://www.toronto.ca/TWONTO#forklift
51626 | TAB-GRK-VEH-329006SUS | Forklift, Electric, Indoor Tires, Hyster E50XM2-27, WA-3 | TAB-MCS-CRN | Forklift,Electric | Vehicle | 47576 | VEH | http://www.toronto.ca/TWONTO#forklift
51627 | TAB-GRK-VEH-329006SUS | Forklift, Electric, Indoor Tires, Hyster E50XM2-27, WA-3 | TAB-SUSPENDED ENTITY | Forklift,Electric | Vehicle | 47576 | VEH | http://www.toronto.ca/TWONTO#forklift
51628 | TAB-GRK-VEH-329030 | Forklift, Electric, Indoor Tires, No 35, Hyster N35ZRS - 14.5 | TAB-GRK-VEH2 | Forklift,Electric | Vehicle |  | VEH | http://www.toronto.ca/TWONTO#forklift
51629 | TAB-GRK-VEH-329030 | Forklift, Electric, Indoor Tires, No 35, Hyster N35ZRS - 14.5 | TAB-MCS-CRN | Forklift,Electric | Vehicle |  | VEH | http://www.toronto.ca/TWONTO#forklift
51630 | TAB-GRK-VEH-329051 | Forklift, Propane, Hyster , WA-4 | TAB-GRK-VEH2 | Forklift,Propane | Vehicle |  | VEH | http://www.toronto.ca/TWONTO#forklift
51631 | TAB-GRK-VEH-329059 | Forklift, Propane, CAT , WA-7 | TAB-GRK-VEH2 | Forklift,Propane | Vehicle |  | VEH | http://www.toronto.ca/TWONTO#forklift
51632 | TAB-GRK-VEH-329060 | Forklift, Propane, CAT , TNT | TAB-GRK-VEH2 | Forklift,Propane | Vehicle |  | VEH | http://www.toronto.ca/TWONTO#forklift
51633 | TAB-GRK-VEH-329077 | Forklift, Propane, CAT , SOPS | TAB-GRK-VEH2 | Forklift,Propane | Vehicle |  | VEH | http://www.toronto.ca/TWONTO#forklift
51710 | TAB-GRK-VEH-PE1040 | Forklift, Electric, Walk Behind, Multiton, WM30 27X48, WA-5 | TAB-MCS-CRN | Forklift,Electric | Vehicle |  |  | http://www.toronto.ca/TWONTO#forklift
61785 | FHA-GRK-VEH-0201 | Vehicle, Forklift, Plant | FHA-GRK-PRTY-0002 | Groundskeeping | Vehicle |  | VEH | http://www.toronto.ca/TWONTO#forklift
66856 | THC-GRK-VEH-329027 | Vehicle, 2008 Clark C35L Fork Lift (WA3) | THC-GRK-VEHICLES | Forklift,Gas/Propane Dual Fuel | Vehicle | 43531 | VEH | http://www.toronto.ca/TWONTO#forklift
78986 | THR-GRK-VEH-0555 | Fork Lift, Clark, ZP-555, Unlicensed, Work Area 4 (SUSPENDED) | THR-GRK-GQ-WA4 | Vehicle,Unlicensed | Vehicle | 35623 | VEH | http://www.toronto.ca/TWONTO#forklift
78989 | THR-GRK-VEH-329011S | Fork Lift, Yale, ZP-712, Digester 9 Loading Bay, WA1 | THR-GRK-GQ-WA1 | Forklift,Gas/Propane Dual Fuel | Vehicle | 38728 | VEH | http://www.toronto.ca/TWONTO#forklift
79005 | THR-GRK-ZP-712 | Fork Lift, Yale, Unlicensed | THR-GRK-GQ-WA3 | Vehicle,Unlicensed | Vehicle |  | ZP | http://www.toronto.ca/TWONTO#forklift
79006 | THR-GRK-ZP-712 | Fork Lift, Yale, Unlicensed | THR-GRK-WA3 | Vehicle,Unlicensed | Vehicle |  | ZP | http://www.toronto.ca/TWONTO#forklift
84481 | TNT-GRK-VEH-0003SUS | Fork Lift, Hyster 65, WA-9 | TNT-GRK | Vehicle,Unlicensed | Vehicle | 47502 | VEH | http://www.toronto.ca/TWONTO#forklift
97353 | FIS-GRK-VEH-0103 | Forklift | FIS-VEH | Forklift,Propane | Vehicle |  | VEH | http://www.toronto.ca/TWONTO#forklift
105194 | PE1041SUS | Forklift, Electric, Primemover PMX-1 | TAB-SUSPENDED ENTITY | Forklift,Electric | Vehicle | 47471 |  | http://www.toronto.ca/TWONTO#forklift
105195 | PE1043SUS | Forklift, Electric, Walk Behind, Clark HWP40B | TAB-MCS-CRN | Forklift,Electric | Vehicle | 47475 |  | http://www.toronto.ca/TWONTO#forklift
105196 | PE1067SUS | Forklift, Gas/Propane Dual Fuel, Caterpillar, GP30 | TAB-GRK-VEH2 | Forklift,Gas/Propane Dual Fuel | Vehicle | 47470 |  | http://www.toronto.ca/TWONTO#forklift
105197 | PE1067SUS | Forklift, Gas/Propane Dual Fuel, Caterpillar, GP30 | TAB-SUSPENDED ENTITY | Forklift,Gas/Propane Dual Fuel | Vehicle | 47470 |  | http://www.toronto.ca/TWONTO#forklift
113522 | TAB-GRK-VEH-329006SUS | Forklift, Electric, Indoor Tires, Hyster E50XM2-27, WA-3 | TAB-GRK-VEH2 | Forklift,Electric | Vehicle | 47576 | VEH | http://www.toronto.ca/TWONTO#forklift
113523 | TAB-GRK-VEH-329046 | Forklift, Propane, Hyster , WA-7 | TAB-GRK-VEH2 | Forklift,Propane | Vehicle |  | VEH | http://www.toronto.ca/TWONTO#forklift
113524 | TAB-GRK-VEH-329062 | Forklift, Propane, WWPW | TAB-GRK-VEH2 | Forklift,Propane | Vehicle |  | VEH | http://www.toronto.ca/TWONTO#forklift
113551 | TAB-GRK-VEH-PE1040 | Forklift, Electric, Walk Behind, Multiton, WM30 27X48, WA-5 | TAB-GRK-VEH2 | Forklift,Electric | Vehicle |  |  | http://www.toronto.ca/TWONTO#forklift
113552 | TAB-GRK-VEH-PE1042 | Forklift, Electric, Walk Behind, Crown 30WBTL, WA-3 | TAB-GRK-VEH2 | Forklift,Electric | Vehicle |  |  | http://www.toronto.ca/TWONTO#forklift
113553 | TAB-GRK-VEH-PE1042 | Forklift, Electric, Walk Behind, Crown 30WBTL, WA-3 | TAB-MCS-CRN | Forklift,Electric | Vehicle |  |  | http://www.toronto.ca/TWONTO#forklift
125880 | THC-GRK-VEH-329073 | Vehicle, Model 2EPC6000 Fork Lift (WA3) | THC-GRK-VEHICLES | Forklift,Gas/Propane Dual Fuel | Vehicle |  | VEH | http://www.toronto.ca/TWONTO#forklift
136569 | THR-GRK-VEH-0555 | Fork Lift, Clark, ZP-555, Unlicensed, Work Area 4 (SUSPENDED) | THR-GRK-VEH-378138 | Vehicle,Unlicensed | Vehicle | 35623 | VEH | http://www.toronto.ca/TWONTO#forklift
136575 | THR-GRK-VEH-329009S | Fork Lift, Toyota, ZP-711, Unlicensed, WA3 | THR-GRK-GQ-WA3 | Forklift,Gas/Propane Dual Fuel | Vehicle | 38727 | VEH | http://www.toronto.ca/TWONTO#forklift
136576 | THR-GRK-VEH-329045 | Fork Lift, HYSTER50, , Unlicensed, WA1 | THR-GRK-GQ-WA3 | Forklift,Gas/Propane Dual Fuel | Vehicle |  | VEH | http://www.toronto.ca/TWONTO#forklift
136577 | THR-GRK-VEH-329053 | Fork Lift, HYSTER, H90FT, Unlicensed, WA3 | THR-GRK-GQ-WA3 | Forklift,Gas/Propane Dual Fuel | Vehicle |  | VEH | http://www.toronto.ca/TWONTO#forklift
140650 | TNT-GRK-VEH-0003SUS | Fork Lift, Hyster 65, WA-9 | TAB-SUSPENDED ENTITY | Vehicle,Unlicensed | Vehicle | 47502 | VEH | http://www.toronto.ca/TWONTO#forklift
127 | 378062 | Polaris, Gator 4X2, WA-7 | TAB-SUSPENDED ENTITY | Vehicle,Unlicensed | Vehicle | 35277 |  | http://www.toronto.ca/TWONTO#golf_cart | UTV or golf cart
162 | 378062 | Polaris, Gator 4X2, WA-7 | TAB-GRK-VEH | Vehicle,Unlicensed | Vehicle | 35277 |  | http://www.toronto.ca/TWONTO#golf_cart
222 | 378118SUS | John Deere, Gator 4X2, WA-1 | TAB-GRK-VEH | Vehicle,Unlicensed | Vehicle | 35274 |  | http://www.toronto.ca/TWONTO#golf_cart
223 | 378118SUS | John Deere, Gator 4X2, WA-1 | TAB-SUSPENDED ENTITY | Vehicle,Unlicensed | Vehicle | 35274 |  | http://www.toronto.ca/TWONTO#golf_cart
224 | 378119SUS | John Deere, Gator 4X2, WA-8 | TAB-GRK-VEH | Vehicle,Unlicensed | Vehicle | 35275 |  | http://www.toronto.ca/TWONTO#golf_cart
225 | 378120SUS | John Deere, Gator 4X2, WWPW | TAB-SUSPENDED ENTITY | Vehicle,Unlicensed | Vehicle | 46845 |  | http://www.toronto.ca/TWONTO#golf_cart
226 | 378121SUS | John Geere, Gator 4X2, WA-6 | TAB-SUSPENDED ENTITY | Vehicle,Unlicensed | Vehicle | 46868 |  | http://www.toronto.ca/TWONTO#golf_cart
227 | 378122SUS | John Deere, Gator 4X2, WA-7 | TAB-GRK-VEH | Vehicle,Unlicensed | Vehicle | 35271 |  | http://www.toronto.ca/TWONTO#golf_cart
228 | 378123SUS | John Deere, Gator 4X2, WA-5 | TAB-GRK-VEH | Vehicle,Unlicensed | Vehicle | 47469 |  | http://www.toronto.ca/TWONTO#golf_cart
229 | 378161SUS | Kubota- WA3 | TAB-GRK-VEH | Vehicle,Unlicensed | Vehicle | 46869 |  | http://www.toronto.ca/TWONTO#golf_cart
230 | 378162SUS | Kubota- WA2 | TAB-GRK-VEH | Vehicle,Unlicensed | Vehicle | 47465 |  | http://www.toronto.ca/TWONTO#golf_cart
231 | 378163SUS | Vehicle, Utility, Kubota RTV 900 - WA4 | TAB-GRK-VEH | Vehicle,Unlicensed | Vehicle | 46879 |  | http://www.toronto.ca/TWONTO#golf_cart
232 | 378167SUS | Kubota-WA5 | TAB-SUSPENDED ENTITY | Vehicle,Unlicensed | Vehicle | 46880 |  | http://www.toronto.ca/TWONTO#golf_cart
233 | 378168SUS | Kubota-WA1 | TAB-SUSPENDED ENTITY | Vehicle,Unlicensed | Vehicle | 47472 |  | http://www.toronto.ca/TWONTO#golf_cart
234 | 378169SUS | Kubota-WA5 | TAB-GRK-VEH | Vehicle,Unlicensed | Vehicle | 46881 |  | http://www.toronto.ca/TWONTO#golf_cart
235 | 378171SUS | Kubota-WA7 | TAB-GRK-VEH | Vehicle,Unlicensed | Vehicle | 46883 |  | http://www.toronto.ca/TWONTO#golf_cart
236 | 378172SUS | Kubota-WA7 | TAB-GRK-VEH | Vehicle,Unlicensed | Vehicle | 46884 |  | http://www.toronto.ca/TWONTO#golf_cart
237 | 378172SUS | Kubota-WA7 | TAB-SUSPENDED ENTITY | Vehicle,Unlicensed | Vehicle | 46884 |  | http://www.toronto.ca/TWONTO#golf_cart
238 | 378173SUS | Kubota-WA7 | TAB-SUSPENDED ENTITY | Vehicle,Unlicensed | Vehicle | 47409 |  | http://www.toronto.ca/TWONTO#golf_cart
239 | 378176SUS | John Deere, Gator 4X2, WA-7 | TAB-GRK-VEH | Vehicle,Unlicensed | Vehicle | 47410 |  | http://www.toronto.ca/TWONTO#golf_cart
240 | 378177SUS | John Deere, Gator 4X2, WA9 | TAB-GRK-VEH | Vehicle,Unlicensed | Vehicle | 47411 |  | http://www.toronto.ca/TWONTO#golf_cart
243 | 378322SUS | Kubota- 1100 Series - WA7 | TAB-SUSPENDED ENTITY | Vehicle,Unlicensed | Vehicle |  |  | http://www.toronto.ca/TWONTO#golf_cart
271 | 378119SUS | John Deere, Gator 4X2, WA-8 | TAB-SUSPENDED ENTITY | Vehicle,Unlicensed | Vehicle | 35275 |  | http://www.toronto.ca/TWONTO#golf_cart
272 | 378120SUS | John Deere, Gator 4X2, WWPW | TAB-GRK-VEH | Vehicle,Unlicensed | Vehicle | 46845 |  | http://www.toronto.ca/TWONTO#golf_cart
273 | 378121SUS | John Geere, Gator 4X2, WA-6 | TAB-GRK-VEH | Vehicle,Unlicensed | Vehicle | 46868 |  | http://www.toronto.ca/TWONTO#golf_cart
274 | 378122SUS | John Deere, Gator 4X2, WA-7 | TAB-SUSPENDED ENTITY | Vehicle,Unlicensed | Vehicle | 35271 |  | http://www.toronto.ca/TWONTO#golf_cart
275 | 378123SUS | John Deere, Gator 4X2, WA-5 | TAB-SUSPENDED ENTITY | Vehicle,Unlicensed | Vehicle | 47469 |  | http://www.toronto.ca/TWONTO#golf_cart
276 | 378161SUS | Kubota- WA3 | TAB-SUSPENDED ENTITY | Vehicle,Unlicensed | Vehicle | 46869 |  | http://www.toronto.ca/TWONTO#golf_cart
277 | 378162SUS | Kubota- WA2 | TAB-SUSPENDED ENTITY | Vehicle,Unlicensed | Vehicle | 47465 |  | http://www.toronto.ca/TWONTO#golf_cart
278 | 378163SUS | Vehicle, Utility, Kubota RTV 900 - WA4 | TAB-SUSPENDED ENTITY | Vehicle,Unlicensed | Vehicle | 46879 |  | http://www.toronto.ca/TWONTO#golf_cart
279 | 378167SUS | Kubota-WA5 | TAB-GRK-VEH | Vehicle,Unlicensed | Vehicle | 46880 |  | http://www.toronto.ca/TWONTO#golf_cart
280 | 378168SUS | Kubota-WA1 | TAB-GRK-VEH | Vehicle,Unlicensed | Vehicle | 47472 |  | http://www.toronto.ca/TWONTO#golf_cart
281 | 378169SUS | Kubota-WA5 | TAB-SUSPENDED ENTITY | Vehicle,Unlicensed | Vehicle | 46881 |  | http://www.toronto.ca/TWONTO#golf_cart
282 | 378170SUS | Kubota-WA6 | TAB-GRK-VEH | Vehicle,Unlicensed | Vehicle | 46882 |  | http://www.toronto.ca/TWONTO#golf_cart
283 | 378170SUS | Kubota-WA6 | TAB-SUSPENDED ENTITY | Vehicle,Unlicensed | Vehicle | 46882 |  | http://www.toronto.ca/TWONTO#golf_cart
284 | 378171SUS | Kubota-WA7 | TAB-SUSPENDED ENTITY | Vehicle,Unlicensed | Vehicle | 46883 |  | http://www.toronto.ca/TWONTO#golf_cart
285 | 378173SUS | Kubota-WA7 | TAB-GRK-VEH | Vehicle,Unlicensed | Vehicle | 47409 |  | http://www.toronto.ca/TWONTO#golf_cart
286 | 378176SUS | John Deere, Gator 4X2, WA-7 | TAB-SUSPENDED ENTITY | Vehicle,Unlicensed | Vehicle | 47410 |  | http://www.toronto.ca/TWONTO#golf_cart
287 | 378177SUS | John Deere, Gator 4X2, WA9 | TAB-SUSPENDED ENTITY | Vehicle,Unlicensed | Vehicle | 47411 |  | http://www.toronto.ca/TWONTO#golf_cart
292 | 378322SUS | Kubota- 1100 Series - WA7 | TAB-GRK-VEH | Vehicle,Unlicensed | Vehicle |  |  | http://www.toronto.ca/TWONTO#golf_cart
293 | 378323SUS | Kubota- 1100 Series - WA7 | TAB-GRK-VEH | Vehicle,Unlicensed | Vehicle | 40175 |  | http://www.toronto.ca/TWONTO#golf_cart
294 | 378323SUS | Kubota- 1100 Series - WA7 | TAB-SUSPENDED ENTITY | Vehicle,Unlicensed | Vehicle | 40175 |  | http://www.toronto.ca/TWONTO#golf_cart
9534 | DOS-YCM-VEH-324021 | 2015 JOHN DDERE 318E - Vehicle Unit# 324021 | FAC-YCM-VEH | Vehicle,Licensed | Vehicle |  | VEH | http://www.toronto.ca/TWONTO#golf_cart
9535 | DOS-YCM-VEH-324022 | 2015 JOHN DDERE 318E - Vehicle Unit# 324022 | FAC-YCM-VEH | Vehicle,Licensed | Vehicle |  | VEH | http://www.toronto.ca/TWONTO#golf_cart
9536 | DOS-YCM-VEH-324023 | 2016 JOHN DDERE 318G - Vehicle Unit# 324023 | FAC-YCM-VEH | Vehicle,Licensed | Vehicle |  | VEH | http://www.toronto.ca/TWONTO#golf_cart
9545 | DOS-YCM-VEH-378118 | 2008 JOHN DDERE GATOR HPX - Vehicle Unit# 378118 | FAC-YCM-VEH | Vehicle,Licensed | Vehicle |  | VEH | http://www.toronto.ca/TWONTO#golf_cart
9546 | DOS-YCM-VEH-378136 | 2008 JOHN DDERE TH6X4 - Vehicle Unit# 378136 | FAC-YCM-VEH | Vehicle,Licensed | Vehicle |  | VEH | http://www.toronto.ca/TWONTO#golf_cart
9547 | DOS-YCM-VEH-378186 | 2011 JOHN DDERE 6X4 GATOR - Vehicle Unit# 378186 | FAC-YCM-VEH | Vehicle,Licensed | Vehicle |  | VEH | http://www.toronto.ca/TWONTO#golf_cart
9548 | DOS-YCM-VEH-378187 | 2011 JOHN DDERE 6X4 GATOR - Vehicle Unit# 378187 | FAC-YCM-VEH | Vehicle,Licensed | Vehicle |  | VEH | http://www.toronto.ca/TWONTO#golf_cart
18807 | FHA-GRK-VEH-0401 | Vehicle, Golf Cart, Carryall 2 Club Card, Plant | FHA-MCS-VEH | Groundskeeping | Vehicle |  | VEH | http://www.toronto.ca/TWONTO#golf_cart
26364 | COL-YKP-VEH-378300 | Vehicle, Truck #378300 (POLARIS) | COL-YKP | Vehicle,Licensed | Vehicle |  | VEH | http://www.toronto.ca/TWONTO#golf_cart
26437 | FHO-GRK-VEH-0101 | Tractor | FHO-GRK-PRTY-0002 | Vehicle,Unlicensed | Vehicle |  | VEH | http://www.toronto.ca/TWONTO#golf_cart
26479 | FHO-MCS-GQ-0101 SUSP | Floor Polisher | FHO-GRK-PRTY-0001 | Floor maintenance,Polisher | Vehicle | 35627 | GQ | http://www.toronto.ca/TWONTO#golf_cart | ?
27187 | DOS-YCM-VEH-378109 | 2007 JOHN DDERE 850D - Vehicle Unit# 378109 | FAC-YCM-VEH | Vehicle,Licensed | Vehicle |  | VEH | http://www.toronto.ca/TWONTO#golf_cart
27188 | DOS-YCM-VEH-382003 | 2010 ARGO 750EFI - Vehicle Unit# 382003 | FAC-YCM-VEH | Vehicle,Licensed | Vehicle |  | VEH | http://www.toronto.ca/TWONTO#golf_cart
31402 | FIS-GRK-VEH-0101-SUS | Tractor | FIS-MCS | Vehicle,Unlicensed | Vehicle | 38270 | VEH | http://www.toronto.ca/TWONTO#golf_cart
31403 | FIS-GRK-VEH-0104 | GATOR, Machine Shop | FIS-VEH | Vehicle,Unlicensed | Vehicle |  | VEH | http://www.toronto.ca/TWONTO#golf_cart
51624 | TAB-GRK-VEH-323088 | Tractor, Case, Front-End Loader | TAB-GRK-VEH1 | Vehicle,Licensed | Vehicle |  | VEH | http://www.toronto.ca/TWONTO#golf_cart
51625 | TAB-GRK-VEH-323088 | Tractor, Case, Front-End Loader | TAB-GRK-VEH2 | Vehicle,Licensed | Vehicle |  | VEH | http://www.toronto.ca/TWONTO#golf_cart
51683 | TAB-GRK-VEH-378213SUS | John Deere, Gator 6X4, WA-4 | TAB-SUSPENDED ENTITY | Vehicle,Unlicensed | Vehicle | 47466 | VEH | http://www.toronto.ca/TWONTO#golf_cart
51684 | TAB-GRK-VEH-378213SUS | John Deere, Gator 6X4, WA-4 | TNT-GRK | Vehicle,Unlicensed | Vehicle | 47466 | VEH | http://www.toronto.ca/TWONTO#golf_cart
51685 | TAB-GRK-VEH-378214SUS | John Deere, Gator 6X4, WA-2 | TAB-GRK-VEH | Vehicle,Unlicensed | Vehicle | 47501 | VEH | http://www.toronto.ca/TWONTO#golf_cart
51686 | TAB-GRK-VEH-378214SUS | John Deere, Gator 6X4, WA-2 | TNT-GRK | Vehicle,Unlicensed | Vehicle | 47501 | VEH | http://www.toronto.ca/TWONTO#golf_cart
51687 | TAB-GRK-VEH-378215SUS | John Deere, Gator 6X4, WA-3 | TAB-GRK | Vehicle,Unlicensed | Vehicle | 47467 | VEH | http://www.toronto.ca/TWONTO#golf_cart
51688 | TAB-GRK-VEH-378215SUS | John Deere, Gator 6X4, WA-3 | TAB-SUSPENDED ENTITY | Vehicle,Unlicensed | Vehicle | 47467 | VEH | http://www.toronto.ca/TWONTO#golf_cart
51689 | TAB-GRK-VEH-378255 | Polaris, Ranger, LIMM | TAB-GRK | Vehicle,Unlicensed | Vehicle |  | VEH | http://www.toronto.ca/TWONTO#golf_cart
51690 | TAB-GRK-VEH-378255 | Polaris, Ranger, LIMM | TAB-GRK-VEH | Vehicle,Unlicensed | Vehicle |  | VEH | http://www.toronto.ca/TWONTO#golf_cart
51691 | TAB-GRK-VEH-378256 | Polaris, Ranger, LEICT | TAB-GRK-VEH | Vehicle,Unlicensed | Vehicle |  | VEH | http://www.toronto.ca/TWONTO#golf_cart
51692 | TAB-GRK-VEH-378258 | Polaris, Ranger, WA-7 | TAB-GRK | Vehicle,Unlicensed | Vehicle |  | VEH | http://www.toronto.ca/TWONTO#golf_cart
51693 | TAB-GRK-VEH-378258 | Polaris, Ranger, WA-7 | TAB-GRK-VEH | Vehicle,Unlicensed | Vehicle |  | VEH | http://www.toronto.ca/TWONTO#golf_cart
51694 | TAB-GRK-VEH-378272 | Polaris, SEICT | TAB-GRK-VEH | Vehicle,Unlicensed | Vehicle |  | VEH | http://www.toronto.ca/TWONTO#golf_cart
51695 | TAB-GRK-VEH-378294 | Vehicle, Utility, Electric, WA 8 | TAB-GRK-VEH | Vehicle,Unlicensed | Vehicle |  | VEH | http://www.toronto.ca/TWONTO#golf_cart
51696 | TAB-GRK-VEH-378295 | Vehicle, Utility, Electric, WA 8 | TAB-GRK-VEH | Vehicle,Unlicensed | Vehicle |  | VEH | http://www.toronto.ca/TWONTO#golf_cart
51697 | TAB-GRK-VEH-378305 | Kubota, RTV | TAB-GRK-VEH | Vehicle,Unlicensed | Vehicle |  | VEH | http://www.toronto.ca/TWONTO#golf_cart
51698 | TAB-GRK-VEH-378306 | Kubota-LIMM | TAB-GRK-VEH | Vehicle,Unlicensed | Vehicle |  | VEH | http://www.toronto.ca/TWONTO#golf_cart
51699 | TAB-GRK-VEH-378307 | Kubota-LEICT | TAB-GRK-VEH | Vehicle,Unlicensed | Vehicle |  | VEH | http://www.toronto.ca/TWONTO#golf_cart
51700 | TAB-GRK-VEH-378321 | Kubota- 1100 Series - WA7 | TAB-GRK-VEH | Vehicle,Unlicensed | Vehicle |  | VEH | http://www.toronto.ca/TWONTO#golf_cart
51701 | TAB-GRK-VEH-378322 | Kubota | TAB-GRK-VEH | Vehicle,Unlicensed | Vehicle |  | VEH | http://www.toronto.ca/TWONTO#golf_cart
51702 | TAB-GRK-VEH-378323 | Kubota | TAB-GRK-VEH | Vehicle,Unlicensed | Vehicle |  | VEH | http://www.toronto.ca/TWONTO#golf_cart
51703 | TAB-GRK-VEH-378325 | Kubota- 1100 Series - WA7 | TAB-GRK-VEH | Vehicle,Unlicensed | Vehicle |  | VEH | http://www.toronto.ca/TWONTO#golf_cart
51704 | TAB-GRK-VEH-378325SUS | KUBOTA RTVX1100C 4X4 | TAB-GRK-VEH | Vehicle,Unlicensed | Vehicle | 47464 | VEH | http://www.toronto.ca/TWONTO#golf_cart
51705 | TAB-GRK-VEH-378330 | John Deere, Gator 4X4, CAP | TAB-GRK-VEH | Vehicle,Unlicensed | Vehicle |  | VEH | http://www.toronto.ca/TWONTO#golf_cart
51706 | TAB-GRK-VEH-378334 | John Deere, Gator 4X4, SIMM1 | TAB-GRK-VEH | Vehicle,Unlicensed | Vehicle |  | VEH | http://www.toronto.ca/TWONTO#golf_cart
51707 | TAB-GRK-VEH-378394 | John Deere, Gator 4X4, SIMM | TAB-GRK-VEH | Vehicle,Unlicensed | Vehicle |  | VEH | http://www.toronto.ca/TWONTO#golf_cart
51708 | TAB-GRK-VEH-378398 | John Deere, Gator 4X4, SOPS | TAB-GRK-VEH | Vehicle,Unlicensed | Vehicle |  | VEH | http://www.toronto.ca/TWONTO#golf_cart
51709 | TAB-GRK-VEH-378399SUS | John Deere, Gator 4X4, LIMM | TAB-GRK-VEH | Vehicle,Unlicensed | Vehicle | 47468 | VEH | http://www.toronto.ca/TWONTO#golf_cart
61787 | FHA-GRK-VEH-0501 | FHA-FLT-SW-0101 - Bin Carier (TUG) | FHA-MCS-VEH | Groundskeeping | Vehicle |  | VEH | http://www.toronto.ca/TWONTO#golf_cart
66852 | THC-GRK-VEH-319069 | Vehicle, Tractor (WA3) | THC-GRK-VEHICLES | Vehicle,Unlicensed | Vehicle | 35860 | VEH | http://www.toronto.ca/TWONTO#golf_cart
66853 | THC-GRK-VEH-319069 | Vehicle, Tractor (WA3) | THC-SUSPENDED | Vehicle,Unlicensed | Vehicle | 35860 | VEH | http://www.toronto.ca/TWONTO#golf_cart
66858 | THC-GRK-VEH-378032 | Vehicle, John Deere Gator (WA4) | THC-GRK-VEHICLES | Vehicle,Unlicensed | Vehicle |  | VEH | http://www.toronto.ca/TWONTO#golf_cart
66859 | THC-GRK-VEH-378067 | Vehicle, Personal Carrier, Gator (Diesel, Lab Team 3) | THC-GRK-VEHICLES | Vehicle,Unlicensed | Vehicle | 40160 | VEH | http://www.toronto.ca/TWONTO#golf_cart
66860 | THC-GRK-VEH-378068 | Vehicle, Personal Carrier, Gator(T/S) (WA4 mech) | THC-GRK-VEHICLES | Vehicle,Unlicensed | Vehicle | 34874 | VEH | http://www.toronto.ca/TWONTO#golf_cart
66861 | THC-GRK-VEH-378069 | Vehicle, Personal Carrier, Gator(T/S) (WA3 mech) | THC-GRK-VEHICLES | Vehicle,Unlicensed | Vehicle | 34875 | VEH | http://www.toronto.ca/TWONTO#golf_cart
66862 | THC-GRK-VEH-378070 | Vehicle, Personal Carrier, Gator (T/S) (WA4 elect) | THC-GRK-VEHICLES | Vehicle,Unlicensed | Vehicle | 34876 | VEH | http://www.toronto.ca/TWONTO#golf_cart
66863 | THC-GRK-VEH-378070 | Vehicle, Personal Carrier, Gator (T/S) (WA4 elect) | THC-SUSPENDED | Vehicle,Unlicensed | Vehicle | 34876 | VEH | http://www.toronto.ca/TWONTO#golf_cart
66864 | THC-GRK-VEH-378071 | Vehicle, Personal Carrier, Gator (WA2 OPS) | THC-SUSPENDED | Vehicle,Unlicensed | Vehicle | 34913 | VEH | http://www.toronto.ca/TWONTO#golf_cart
66865 | THC-GRK-VEH-378085 | Vehicle, Personal Carrier, Kubota (WA2 mech) | THC-GRK-VEHICLES | Vehicle,Unlicensed | Vehicle | 34914 | VEH | http://www.toronto.ca/TWONTO#golf_cart
66866 | THC-GRK-VEH-378086 | Vehicle, Personal Carrier, Kubota (WA1) | THC-GRK-VEHICLES | Vehicle,Unlicensed | Vehicle | 34915 | VEH | http://www.toronto.ca/TWONTO#golf_cart
66867 | THC-GRK-VEH-378158 | Vehicle, Personal Carrier, Kubota (WA3 elect) | THC-GRK-VEHICLES | Vehicle,Unlicensed | Vehicle | 40162 | VEH | http://www.toronto.ca/TWONTO#golf_cart
66868 | THC-GRK-VEH-378159 | Vehicle, Personal Carrier, Kubota (WA2 mech) | THC-SUSPENDED | Vehicle,Unlicensed | Vehicle | 35408 | VEH | http://www.toronto.ca/TWONTO#golf_cart
66869 | THC-GRK-VEH-378161 | Vehicle, Personal Carrier, Kubota | THC-GRK-VEHICLES | Vehicle,Unlicensed | Vehicle | 40163 | VEH | http://www.toronto.ca/TWONTO#golf_cart
66870 | THC-GRK-VEH-378165 | Vehicle, Personal Carrier, Kubota (WA3) | THC-GRK-VEHICLES | Vehicle,Unlicensed | Vehicle | 40164 | VEH | http://www.toronto.ca/TWONTO#golf_cart
66871 | THC-GRK-VEH-378166 | Vehicle, Personal Carrier, Kubota (WA4) | THC-GRK-VEHICLES | Vehicle,Unlicensed | Vehicle | 36935 | VEH | http://www.toronto.ca/TWONTO#golf_cart
66872 | THC-GRK-VEH-378166 | Vehicle, Personal Carrier, Kubota (WA4) | THC-SUSPENDED | Vehicle,Unlicensed | Vehicle | 36935 | VEH | http://www.toronto.ca/TWONTO#golf_cart
66873 | THC-GRK-VEH-378260 | Vehicle, 2016 Polaris Ranger (WA2) | THC-GRK-VEHICLES | Vehicle,Licensed | Vehicle |  | VEH | http://www.toronto.ca/TWONTO#golf_cart
66874 | THC-GRK-VEH-378261 | Vehicle, 2016 Polaris Ranger (WA2) | THC-GRK-VEHICLES | Vehicle,Licensed | Vehicle |  | VEH | http://www.toronto.ca/TWONTO#golf_cart
66875 | THC-GRK-VEH-378265 | Vehicle, 2016 Polaris Brutus (WA3) | THC-GRK-VEHICLES | Vehicle,Licensed | Vehicle |  | VEH | http://www.toronto.ca/TWONTO#golf_cart
66876 | THC-GRK-VEH-378291 | Vehicle, 2017 Polaris Ranger (WA2) | THC-GRK-VEHICLES | Vehicle,Unlicensed | Vehicle |  | VEH | http://www.toronto.ca/TWONTO#golf_cart
66877 | THC-GRK-VEH-378292 | Vehicle, 2017 Polaris Ranger (WA2) | THC-GRK-VEHICLES | Vehicle,Licensed | Vehicle |  | VEH | http://www.toronto.ca/TWONTO#golf_cart
66878 | THC-GRK-VEH-378293 | Vehicle, 2017 Polaris Ranger (WA3) | THC-GRK-VEHICLES | Vehicle,Licensed | Vehicle |  | VEH | http://www.toronto.ca/TWONTO#golf_cart
66879 | THC-GRK-VEH-378316 | Vehicle, 2019 Kubota RTV X1100C (WA4) | THC-GRK-VEHICLES | Vehicle,Licensed | Vehicle |  | VEH | http://www.toronto.ca/TWONTO#golf_cart
66880 | THC-GRK-VEH-378317 | Vehicle, Personal Carrier, 2019 Kubota RTV (WA3) | THC-SUSPENDED | Vehicle,Unlicensed | Vehicle | 38021 | VEH | http://www.toronto.ca/TWONTO#golf_cart
66882 | THC-GRK-VEH-396095 | John Deer 1445 (WA3) | THC-SUSPENDED | Vehicle | Vehicle | 38020 | VEH | http://www.toronto.ca/TWONTO#golf_cart
66883 | THC-GRK-VEH-396107 | Vehicle, 2005 John Deer 1445 (WA3) | THC-GRK-VEHICLES | Vehicle | Vehicle |  | VEH | http://www.toronto.ca/TWONTO#golf_cart
78990 | THR-GRK-VEH-378038 | Vehicle, John Deere Gator, Unlicensed, WA4 (Suspended Perm) | THR-GRK-GQ-WA4 | Vehicle,Unlicensed | Vehicle | 35483 | VEH | http://www.toronto.ca/TWONTO#golf_cart
78991 | THR-GRK-VEH-378133S | Vehicle, Kubota, Unlicensed, WA2 | THR-GRK-GQ-WA2 | Vehicle,Unlicensed | Vehicle | 38597 | VEH | http://www.toronto.ca/TWONTO#golf_cart
78992 | THR-GRK-VEH-378133S | Vehicle, Kubota, Unlicensed, WA2 | THR-GRK-GQ-WA3 | Vehicle,Unlicensed | Vehicle | 38597 | VEH | http://www.toronto.ca/TWONTO#golf_cart
78993 | THR-GRK-VEH-378137S | Vehicle, John Deere Gator, Unlicensed, WA1(Retired) | THR-S-E | Vehicle,Unlicensed | Vehicle | 37997 | VEH | http://www.toronto.ca/TWONTO#golf_cart
78994 | THR-GRK-VEH-378138 | Vehicle, John Deere Gator, Unlicensed, WA3 (Retired) | THR-GRK-GQ-WA3 | Vehicle,Unlicensed | Vehicle | 34906 | VEH | http://www.toronto.ca/TWONTO#golf_cart
78995 | THR-GRK-VEH-378138 | Vehicle, John Deere Gator, Unlicensed, WA3 (Retired) | THR-S-E | Vehicle,Unlicensed | Vehicle | 34906 | VEH | http://www.toronto.ca/TWONTO#golf_cart
78996 | THR-GRK-VEH-378156S | Vehicle, John Deere Gator, Unlicensed, WA1 (Suspended Perm) | THR-GRK-WA1 | Vehicle,Unlicensed | Vehicle | 37996 | VEH | http://www.toronto.ca/TWONTO#golf_cart
78997 | THR-GRK-VEH-378157 | Vehicle, John Deere Gator, Unlicensed, WA3(Suspended Perm) | THR-GRK-GQ-WA2 | Vehicle,Unlicensed | Vehicle | 35485 | VEH | http://www.toronto.ca/TWONTO#golf_cart
78998 | THR-GRK-VEH-378164S | Vehicle, Kubota, Unlicensed, WA4 | THR-GRK-GQ-WA4 | Vehicle,Unlicensed | Vehicle | 42604 | VEH | http://www.toronto.ca/TWONTO#golf_cart
78999 | THR-GRK-VEH-378273 | Vehicle, 2017 POLARIS BRUTUS, Unlicensed, WA4 | THR-GRK-GQ-WA4 | Vehicle,Unlicensed | Vehicle |  | VEH | http://www.toronto.ca/TWONTO#golf_cart
79000 | THR-GRK-VEH-378297 | 2017 POLARIS BRUTUS (SR# 4XAB4PD19J8575572) WA2 | THR-GRK-GQ-WA2 |  | Vehicle |  | VEH | http://www.toronto.ca/TWONTO#golf_cart
79001 | THR-GRK-VEH-378299 | Vehicle, 2017 POLARIS Ranger, Unlicensed, WA3 | THR-GRK-GQ-WA3 | Vehicle,Unlicensed | Vehicle |  | VEH | http://www.toronto.ca/TWONTO#golf_cart
84480 | TNT-GRK-VEH-0002 | Cart, Gator | TNT-GRK | Vehicle,Unlicensed | Vehicle | 35276 | VEH | http://www.toronto.ca/TWONTO#golf_cart
93372 | FHO-GRK-VEH-0101 | Tractor | FHO-GRK | Vehicle,Unlicensed | Vehicle |  | VEH | http://www.toronto.ca/TWONTO#golf_cart
93398 | FHO-MCS-GQ-0101 | Karcher Floor Cleaning Machine | FHO-GRK-PRTY-0001 | Floor maintenance,Polisher | Vehicle |  | GQ | http://www.toronto.ca/TWONTO#golf_cart
93399 | FHO-MCS-GQ-0201 | Mini Max Floor Cleaning Machine | FHO-GRK-PRTY-0001 | Floor maintenance,Polisher | Vehicle |  | GQ | http://www.toronto.ca/TWONTO#golf_cart
97349 | FIS-GRK-VEH-0101-SUS | Tractor | FIS-SUSPENDED | Vehicle,Unlicensed | Vehicle | 38270 | VEH | http://www.toronto.ca/TWONTO#golf_cart
97350 | FIS-GRK-VEH-0101-SUS | Tractor | FIS-VEH | Vehicle,Unlicensed | Vehicle | 38270 | VEH | http://www.toronto.ca/TWONTO#golf_cart
113525 | TAB-GRK-VEH-378213SUS | John Deere, Gator 6X4, WA-4 | TAB-GRK-VEH | Vehicle,Unlicensed | Vehicle | 47466 | VEH | http://www.toronto.ca/TWONTO#golf_cart
113526 | TAB-GRK-VEH-378214SUS | John Deere, Gator 6X4, WA-2 | TAB-GRK | Vehicle,Unlicensed | Vehicle | 47501 | VEH | http://www.toronto.ca/TWONTO#golf_cart
113527 | TAB-GRK-VEH-378214SUS | John Deere, Gator 6X4, WA-2 | TAB-SUSPENDED ENTITY | Vehicle,Unlicensed | Vehicle | 47501 | VEH | http://www.toronto.ca/TWONTO#golf_cart
113528 | TAB-GRK-VEH-378215SUS | John Deere, Gator 6X4, WA-3 | TAB-GRK-VEH | Vehicle,Unlicensed | Vehicle | 47467 | VEH | http://www.toronto.ca/TWONTO#golf_cart
113531 | TAB-GRK-VEH-378256 | Polaris, Ranger, LEICT | TAB-GRK | Vehicle,Unlicensed | Vehicle |  | VEH | http://www.toronto.ca/TWONTO#golf_cart
113532 | TAB-GRK-VEH-378257 | Polaris, Ranger, WA-1 | TAB-GRK | Vehicle,Unlicensed | Vehicle |  | VEH | http://www.toronto.ca/TWONTO#golf_cart
113533 | TAB-GRK-VEH-378257 | Polaris, Ranger, WA-1 | TAB-GRK-VEH | Vehicle,Unlicensed | Vehicle |  | VEH | http://www.toronto.ca/TWONTO#golf_cart
113534 | TAB-GRK-VEH-378270 | Polaris Ranger Diesel, SIMM | TAB-GRK-VEH | Vehicle,Unlicensed | Vehicle |  | VEH | http://www.toronto.ca/TWONTO#golf_cart
113535 | TAB-GRK-VEH-378271 | Polaris, Ranger HST, SIMM | TAB-GRK-VEH | Vehicle,Unlicensed | Vehicle |  | VEH | http://www.toronto.ca/TWONTO#golf_cart
113536 | TAB-GRK-VEH-378301 | Polaris, Ranger, WA-2 | TAB-GRK-VEH | Vehicle,Unlicensed | Vehicle |  | VEH | http://www.toronto.ca/TWONTO#golf_cart
113537 | TAB-GRK-VEH-378308 | Kubota-SOPS | TAB-GRK-VEH | Vehicle,Unlicensed | Vehicle |  | VEH | http://www.toronto.ca/TWONTO#golf_cart
113538 | TAB-GRK-VEH-378313 | Kubota- 4 Seater Admin | TAB-GRK-VEH | Vehicle,Unlicensed | Vehicle |  | VEH | http://www.toronto.ca/TWONTO#golf_cart
113539 | TAB-GRK-VEH-378318 | Kubota-SIMM | TAB-GRK-VEH | Vehicle,Unlicensed | Vehicle |  | VEH | http://www.toronto.ca/TWONTO#golf_cart
113540 | TAB-GRK-VEH-378319 | Kubota-SIMM | TAB-GRK-VEH | Vehicle,Unlicensed | Vehicle |  | VEH | http://www.toronto.ca/TWONTO#golf_cart
113541 | TAB-GRK-VEH-378320 | Kubota, SEO | TAB-GRK-VEH | Vehicle,Unlicensed | Vehicle |  | VEH | http://www.toronto.ca/TWONTO#golf_cart
113542 | TAB-GRK-VEH-378324 | Kubota- 1100 Series - LIMM | TAB-GRK-VEH | Vehicle,Unlicensed | Vehicle |  | VEH | http://www.toronto.ca/TWONTO#golf_cart
113543 | TAB-GRK-VEH-378325 | Kubota- 1100 Series - WA7 | TAB-SUSPENDED ENTITY | Vehicle,Unlicensed | Vehicle |  | VEH | http://www.toronto.ca/TWONTO#golf_cart
113544 | TAB-GRK-VEH-378325SUS | KUBOTA RTVX1100C 4X4 | TAB-SUSPENDED ENTITY | Vehicle,Unlicensed | Vehicle | 47464 | VEH | http://www.toronto.ca/TWONTO#golf_cart
113545 | TAB-GRK-VEH-378331 | John Deere, Gator 4X4, WWPW | TAB-GRK-VEH | Vehicle,Unlicensed | Vehicle |  | VEH | http://www.toronto.ca/TWONTO#golf_cart
113546 | TAB-GRK-VEH-378332 | John Deere, Gator 4X4, LEICT | TAB-GRK-VEH | Vehicle,Unlicensed | Vehicle |  | VEH | http://www.toronto.ca/TWONTO#golf_cart
113547 | TAB-GRK-VEH-378333 | John Deere, Gator 4X4, SIMM | TAB-GRK-VEH | Vehicle,Unlicensed | Vehicle |  | VEH | http://www.toronto.ca/TWONTO#golf_cart
113548 | TAB-GRK-VEH-378393 | John Deere, Gator 4X4, WWPW | TAB-GRK-VEH | Vehicle,Unlicensed | Vehicle |  | VEH | http://www.toronto.ca/TWONTO#golf_cart
113549 | TAB-GRK-VEH-378399 | John Deere, Gator 6X4, LIMM | TAB-GRK-VEH | Vehicle,Unlicensed | Vehicle |  | VEH | http://www.toronto.ca/TWONTO#golf_cart
113550 | TAB-GRK-VEH-378399SUS | John Deere, Gator 4X4, LIMM | TAB-SUSPENDED ENTITY | Vehicle,Unlicensed | Vehicle | 47468 | VEH | http://www.toronto.ca/TWONTO#golf_cart
125881 | THC-GRK-VEH-378031 | Vehicle, Personal Carrier, Gator (W/S, Op's Team 2) | THC-GRK-VEHICLES | Vehicle,Unlicensed | Vehicle | 40159 | VEH | http://www.toronto.ca/TWONTO#golf_cart
125882 | THC-GRK-VEH-378053 | Vehicle, 2005 John Deere Gator (WA1) | THC-GRK-VEHICLES | Vehicle,Unlicensed | Vehicle |  | VEH | http://www.toronto.ca/TWONTO#golf_cart
125883 | THC-GRK-VEH-378068 | Vehicle, Personal Carrier, Gator(T/S) (WA4 mech) | THC-SUSPENDED | Vehicle,Unlicensed | Vehicle | 34874 | VEH | http://www.toronto.ca/TWONTO#golf_cart
125884 | THC-GRK-VEH-378069 | Vehicle, Personal Carrier, Gator(T/S) (WA3 mech) | THC-SUSPENDED | Vehicle,Unlicensed | Vehicle | 34875 | VEH | http://www.toronto.ca/TWONTO#golf_cart
125885 | THC-GRK-VEH-378071 | Vehicle, Personal Carrier, Gator (WA2 OPS) | THC-GRK-VEHICLES | Vehicle,Unlicensed | Vehicle | 34913 | VEH | http://www.toronto.ca/TWONTO#golf_cart
125886 | THC-GRK-VEH-378085 | Vehicle, Personal Carrier, Kubota (WA2 mech) | THC-SUSPENDED | Vehicle,Unlicensed | Vehicle | 34914 | VEH | http://www.toronto.ca/TWONTO#golf_cart
125887 | THC-GRK-VEH-378086 | Vehicle, Personal Carrier, Kubota (WA1) | THC-SUSPENDED | Vehicle,Unlicensed | Vehicle | 34915 | VEH | http://www.toronto.ca/TWONTO#golf_cart
125888 | THC-GRK-VEH-378145 | Vehicle, Personal Carrier, Kubota | THC-GRK-VEHICLES | Vehicle,Unlicensed | Vehicle | 40161 | VEH | http://www.toronto.ca/TWONTO#golf_cart
125889 | THC-GRK-VEH-378159 | Vehicle, Personal Carrier, Kubota (WA2 mech) | THC-GRK-VEHICLES | Vehicle,Unlicensed | Vehicle | 35408 | VEH | http://www.toronto.ca/TWONTO#golf_cart
125890 | THC-GRK-VEH-378160 | Vehicle, 2009 Kubota (WA3) | THC-GRK-VEHICLES | Vehicle,Unlicensed | Vehicle |  | VEH | http://www.toronto.ca/TWONTO#golf_cart
125891 | THC-GRK-VEH-378259 | Vehicle, 2016 Polaris Ranger (WA4) | THC-GRK-VEHICLES | Vehicle,Licensed | Vehicle |  | VEH | http://www.toronto.ca/TWONTO#golf_cart
125892 | THC-GRK-VEH-378262 | Vehicle, 2016 Polaris Ranger (WA1) | THC-GRK-VEHICLES | Vehicle,Unlicensed | Vehicle |  | VEH | http://www.toronto.ca/TWONTO#golf_cart
125893 | THC-GRK-VEH-378263 | Vehicle, 2016 Polaris Ranger (WA2) | THC-GRK-VEHICLES | Vehicle,Unlicensed | Vehicle |  | VEH | http://www.toronto.ca/TWONTO#golf_cart
125894 | THC-GRK-VEH-378264 | Vehicle, 2016 Polaris Ranger (WA1) | THC-GRK-VEHICLES | Vehicle,Unlicensed | Vehicle |  | VEH | http://www.toronto.ca/TWONTO#golf_cart
125895 | THC-GRK-VEH-378290 | Vehicle, 2017 Polaris Ranger (WA3) | THC-GRK-VEHICLES | Vehicle,Licensed | Vehicle |  | VEH | http://www.toronto.ca/TWONTO#golf_cart
125896 | THC-GRK-VEH-378315 | Vehicle, 2019 Kubota RTV-XC1100C (WA3) | THC-GRK-VEHICLES | Vehicle,Licensed | Vehicle |  | VEH | http://www.toronto.ca/TWONTO#golf_cart
125897 | THC-GRK-VEH-378317 | Vehicle, Personal Carrier, 2019 Kubota RTV (WA3) | THC-GRK-VEHICLES | Vehicle,Unlicensed | Vehicle | 38021 | VEH | http://www.toronto.ca/TWONTO#golf_cart
125899 | THC-GRK-VEH-396095 | John Deer 1445 (WA3) | THC-GRK-VEHICLES | Vehicle | Vehicle | 38020 | VEH | http://www.toronto.ca/TWONTO#golf_cart
136572 | THR-GRK-VEH-319003S | Tractor, Kubota, ZP-728, Unlicensed, WA4 | THR-GRK-GQ-WA3 | Vehicle,Unlicensed | Vehicle | 42603 | VEH | http://www.toronto.ca/TWONTO#golf_cart
136573 | THR-GRK-VEH-319003S | Tractor, Kubota, ZP-728, Unlicensed, WA4 | THR-GRK-GQ-WA4 | Vehicle,Unlicensed | Vehicle | 42603 | VEH | http://www.toronto.ca/TWONTO#golf_cart
136574 | THR-GRK-VEH-319240 | Tractor, John Deere, , Unlicensed, WA4 | THR-GRK-GQ-WA4 | Vehicle,Unlicensed | Vehicle |  | VEH | http://www.toronto.ca/TWONTO#golf_cart
136578 | THR-GRK-VEH-378038 | Vehicle, John Deere Gator, Unlicensed, WA4 (Suspended Perm) | THR-GRK-WA4 | Vehicle,Unlicensed | Vehicle | 35483 | VEH | http://www.toronto.ca/TWONTO#golf_cart
136579 | THR-GRK-VEH-378133S | Vehicle, Kubota, Unlicensed, WA2 | THR-GRK-WA3 | Vehicle,Unlicensed | Vehicle | 38597 | VEH | http://www.toronto.ca/TWONTO#golf_cart
136580 | THR-GRK-VEH-378137S | Vehicle, John Deere Gator, Unlicensed, WA1(Retired) | THR-GRK-GQ-WA1 | Vehicle,Unlicensed | Vehicle | 37997 | VEH | http://www.toronto.ca/TWONTO#golf_cart
136581 | THR-GRK-VEH-378138 | Vehicle, John Deere Gator, Unlicensed, WA3 (Retired) | THR-GRK-GQ-WA4 | Vehicle,Unlicensed | Vehicle | 34906 | VEH | http://www.toronto.ca/TWONTO#golf_cart
136582 | THR-GRK-VEH-378156S | Vehicle, John Deere Gator, Unlicensed, WA1 (Suspended Perm) | THR-GRK-GQ-WA1 | Vehicle,Unlicensed | Vehicle | 37996 | VEH | http://www.toronto.ca/TWONTO#golf_cart
136583 | THR-GRK-VEH-378157 | Vehicle, John Deere Gator, Unlicensed, WA3(Suspended Perm) | THR-GRK-GQ-WA3 | Vehicle,Unlicensed | Vehicle | 35485 | VEH | http://www.toronto.ca/TWONTO#golf_cart
136584 | THR-GRK-VEH-378164S | Vehicle, Kubota, Unlicensed, WA4 | THR-GRK-GQ-WA3 | Vehicle,Unlicensed | Vehicle | 42604 | VEH | http://www.toronto.ca/TWONTO#golf_cart
136585 | THR-GRK-VEH-378253 | Vehicle, Polaris Ranger, Unlicensed, WA1 | THR-GRK-GQ-WA3 | Vehicle,Unlicensed | Vehicle |  | VEH | http://www.toronto.ca/TWONTO#golf_cart
136586 | THR-GRK-VEH-378254 | Vehicle, Polaris Ranger, Unlicensed, WA3 | THR-GRK-GQ-WA3 | Vehicle,Unlicensed | Vehicle |  | VEH | http://www.toronto.ca/TWONTO#golf_cart
136587 | THR-GRK-VEH-378297 | 2017 POLARIS BRUTUS (SR# 4XAB4PD19J8575572) WA2 | THR-GRK-GQ-WA4 |  | Vehicle |  | VEH | http://www.toronto.ca/TWONTO#golf_cart
136588 | THR-GRK-VEH-378298 | Vehicle, 2017 POLARIS RANGER, Unlicensed, WA1 | THR-GRK-GQ-WA4 | Vehicle,Unlicensed | Vehicle |  | VEH | http://www.toronto.ca/TWONTO#golf_cart
136589 | THR-GRK-VEH-378367 | Vehicle, John Deere Gator, Unlicensed, WA4 | THR-GRK-GQ-WA4 | Vehicle,Unlicensed | Vehicle |  | VEH | http://www.toronto.ca/TWONTO#golf_cart
136590 | THR-GRK-VEH-396039S | Vehicle, ZP-717, John Deere Gator, Unlicensed, WA3 | THR-GRK-GQ-WA3 | Vehicle,Unlicensed | Vehicle | 38598 | VEH | http://www.toronto.ca/TWONTO#golf_cart
136591 | THR-GRK-VEH-396040S | Vehicle, ZP-716, John Deere Gator, Unlicensed, WA3 | THR-GRK-GQ-WA3 | Vehicle,Unlicensed | Vehicle | 38599 | VEH | http://www.toronto.ca/TWONTO#golf_cart
140649 | TNT-GRK-VEH-0002 | Cart, Gator | TAB-SUSPENDED ENTITY | Vehicle,Unlicensed | Vehicle | 35276 | VEH | http://www.toronto.ca/TWONTO#golf_cart
211 | 094007SUS | Van, Administration, WA-7 | TAB-GRK-VEH1 | Vehicle,Licensed | Vehicle | 47474 |  | http://www.toronto.ca/TWONTO#passenger_vehicle
212 | 094056SUS | Van, Dodge Grand Caravan, License BMEZ 967-Administration | TAB-GRK-VEH1 | Vehicle,Licensed | Vehicle | 46836 |  | http://www.toronto.ca/TWONTO#passenger_vehicle
213 | 094056SUS | Van, Dodge Grand Caravan, License BMEZ 967-Administration | TAB-SUSPENDED ENTITY | Vehicle,Licensed | Vehicle | 46836 |  | http://www.toronto.ca/TWONTO#passenger_vehicle
261 | 094007SUS | Van, Administration, WA-7 | TAB-SUSPENDED ENTITY | Vehicle,Licensed | Vehicle | 47474 |  | http://www.toronto.ca/TWONTO#passenger_vehicle
9522 | DOS-YCM-VEH-115011 | 2011 MERCEDES SPRINTER 3500 - Vehicle Unit# 115011 | FAC-YCM-VEH | Vehicle,Licensed | Vehicle |  | VEH | http://www.toronto.ca/TWONTO#passenger_vehicle | ?
9523 | DOS-YCM-VEH-188029 | 2012 Internatio 7500 - Vehicle Unit# 188029 | FAC-YCM-VEH | Vehicle,Licensed | Vehicle |  | VEH | http://www.toronto.ca/TWONTO#passenger_vehicle | ?
9524 | DOS-YCM-VEH-18803 | 2006 Sterling LT 7500 - Vehicle Unit# 18803 | FAC-YCM-VEH | Vehicle,Licensed | Vehicle |  | VEH | http://www.toronto.ca/TWONTO#passenger_vehicle | ?
9525 | DOS-YCM-VEH-188049 | 2018 Freightlnr M2-106 - Vehicle Unit# 188049 | FAC-YCM-VEH | Vehicle,Licensed | Vehicle |  | VEH | http://www.toronto.ca/TWONTO#passenger_vehicle | ?
9526 | DOS-YCM-VEH-205018 | 2012 MACK GU813 - Vehicle Unit# 205018 | FAC-YCM-VEH | Vehicle,Licensed | Vehicle |  | VEH | http://www.toronto.ca/TWONTO#passenger_vehicle | ?
9527 | DOS-YCM-VEH-205022 | 2015 MACK GU813 - Vehicle Unit# 205022 | FAC-YCM-VEH | Vehicle,Licensed | Vehicle |  | VEH | http://www.toronto.ca/TWONTO#passenger_vehicle | ?
9528 | DOS-YCM-VEH-206041 | 2007 Freightldr FLD120SD - Vehicle Unit# 206041 | FAC-YCM-VEH | Vehicle,Licensed | Vehicle |  | VEH | http://www.toronto.ca/TWONTO#passenger_vehicle | ?
9542 | DOS-YCM-VEH-333005 | 2003 VOLVO EC55 - Vehicle Unit# 333005 | FAC-YCM-VEH | Vehicle,Licensed | Vehicle |  | VEH | http://www.toronto.ca/TWONTO#passenger_vehicle | ?
9549 | DOS-YCM-VEH-41088 | 2010 FORD ESCAPE HYBRID - Vehicle Unit# 41088 | FAC-YCM-VEH | Vehicle,Licensed | Vehicle |  | VEH | http://www.toronto.ca/TWONTO#passenger_vehicle
9550 | DOS-YCM-VEH-41089 | 2010 FORD ESCAPE HYBRID - Vehicle Unit# 41089 | FAC-YCM-VEH | Vehicle,Licensed | Vehicle |  | VEH | http://www.toronto.ca/TWONTO#passenger_vehicle
9551 | DOS-YCM-VEH-41090 | 2010 FORD ESCAPE HYBRID - Vehicle Unit# 41090 | FAC-YCM-VEH | Vehicle,Licensed | Vehicle |  | VEH | http://www.toronto.ca/TWONTO#passenger_vehicle
9554 | DOS-YCM-VEH-67022 | 2012 DODGE - Vehicle Unit# 67022 | FAC-YCM-VEH | Vehicle,Licensed | Vehicle |  | VEH | http://www.toronto.ca/TWONTO#passenger_vehicle
9555 | DOS-YCM-VEH-67023 | 2012 DODGE - Vehicle Unit# 67023 | FAC-YCM-VEH | Vehicle,Licensed | Vehicle |  | VEH | http://www.toronto.ca/TWONTO#passenger_vehicle
9556 | DOS-YCM-VEH-67024 | 2012 DODGE - Vehicle Unit# 67024 | FAC-YCM-VEH | Vehicle,Licensed | Vehicle |  | VEH | http://www.toronto.ca/TWONTO#passenger_vehicle
9564 | DOS-YCM-VEH-884621 | 2019 MITSUBISHI RVR - Vehicle Unit# 884621 | FAC-YCM-VEH | Vehicle,Licensed | Vehicle |  | VEH | http://www.toronto.ca/TWONTO#passenger_vehicle
9565 | DOS-YCM-VEH-884912 | 2019 MITSUBISHI RVR - Vehicle Unit# 884912 | FAC-YCM-VEH | Vehicle,Licensed | Vehicle |  | VEH | http://www.toronto.ca/TWONTO#passenger_vehicle
27166 | DOS-YCM-VEH-135144 | 2011 Vercedes Sprinter 3500 - Vehicle Unit# 135144 | FAC-YCM-VEH | Vehicle,Licensed | Vehicle |  | VEH | http://www.toronto.ca/TWONTO#passenger_vehicle
27167 | DOS-YCM-VEH-135150 | 2011 Vercedes Sprinter 3500 - Vehicle Unit# 135150 | FAC-YCM-VEH |  | Vehicle |  | VEH | http://www.toronto.ca/TWONTO#passenger_vehicle
27168 | DOS-YCM-VEH-158042 | 2005 GMC TC7E042 - Vehicle Unit# 158042 | FAC-YCM-VEH | Vehicle,Licensed | Vehicle |  | VEH | http://www.toronto.ca/TWONTO#passenger_vehicle
27170 | DOS-YCM-VEH-18801 | 2006 Sterling LT 7500 - Vehicle Unit# 18801 | FAC-YCM-VEH | Vehicle,Licensed | Vehicle |  | VEH | http://www.toronto.ca/TWONTO#passenger_vehicle
27171 | DOS-YCM-VEH-188027 | 2009 GMC TC8C64 - Vehicle Unit# 188027 | FAC-YCM-VEH | Vehicle,Licensed | Vehicle |  | VEH | http://www.toronto.ca/TWONTO#passenger_vehicle
27172 | DOS-YCM-VEH-205025 | 2019 Internatio A26 - Vehicle Unit# 205025 | FAC-YCM-VEH | Vehicle,Licensed | Vehicle |  | VEH | http://www.toronto.ca/TWONTO#passenger_vehicle
27173 | DOS-YCM-VEH-206050 | 2009 Freightlnr FLD120SD - Vehicle Unit# 206050 | FAC-YCM-VEH | Vehicle,Licensed | Vehicle |  | VEH | http://www.toronto.ca/TWONTO#passenger_vehicle
27174 | DOS-YCM-VEH-267207 | 2018 WEBE WL1200- Vehicle Unit# 267207 | FAC-YCM-VEH | Vehicle,Licensed | Vehicle |  | VEH | http://www.toronto.ca/TWONTO#passenger_vehicle
27175 | DOS-YCM-VEH-285024 | 2019 ATLAS XAS96JD - Vehicle Unit# 285024 | FAC-YCM-VEH | Vehicle,Licensed | Vehicle |  | VEH | http://www.toronto.ca/TWONTO#passenger_vehicle
27186 | DOS-YCM-VEH-333015 | 2008 VOLVO E360CL - Vehicle Unit# 333015 | FAC-YCM-VEH | Vehicle,Licensed | Vehicle |  | VEH | http://www.toronto.ca/TWONTO#passenger_vehicle
27189 | DOS-YCM-VEH-41091 | 2010 FORD ESCAPE HYBRID - Vehicle Unit# 41091 | FAC-YCM-VEH | Vehicle,Licensed | Vehicle |  | VEH | http://www.toronto.ca/TWONTO#passenger_vehicle
27190 | DOS-YCM-VEH-41113 | 2010 FORD ESCAPE HYBRID - Vehicle Unit# 41113 | FAC-YCM-VEH | Vehicle,Licensed | Vehicle |  | VEH | http://www.toronto.ca/TWONTO#passenger_vehicle
27194 | DOS-YCM-VEH-884162 | 2019 FORD TRANSIT 250 - Vehicle Unit# 884162 | FAC-YCM-VEH | Vehicle,Licensed | Vehicle |  | VEH | http://www.toronto.ca/TWONTO#passenger_vehicle
27195 | DOS-YCM-VEH-884236 | 2019 FORD TRANSIT 250 - Vehicle Unit# 884236 | FAC-YCM-VEH | Vehicle,Licensed | Vehicle |  | VEH | http://www.toronto.ca/TWONTO#passenger_vehicle
31404 | FIS-GRK-VEH-0301 | Vehicle, Passenger Van GMC | FIS-VEH | Vehicle,Licensed | Vehicle |  | VEH | http://www.toronto.ca/TWONTO#passenger_vehicle
51619 | TAB-GRK-VEH-045003 | SUV, Security, WA-7 | TAB-GRK-VEH1 | Vehicle,Licensed | Vehicle |  | VEH | http://www.toronto.ca/TWONTO#passenger_vehicle
66849 | THC-GRK-VEH-041040 | Vehicle, 2009 Ford Escape (WA4) | THC-GRK-VEHICLES | Vehicle,Licensed | Vehicle | 41051 | VEH | http://www.toronto.ca/TWONTO#passenger_vehicle
97351 | FIS-GRK-VEH-0102 | Passenger Van FORD | FIS-MCS | Vehicle,Licensed | Vehicle |  | VEH | http://www.toronto.ca/TWONTO#passenger_vehicle
97352 | FIS-GRK-VEH-0102 | Passenger Van FORD | FIS-VEH | Vehicle,Licensed | Vehicle |  | VEH | http://www.toronto.ca/TWONTO#passenger_vehicle
113521 | TAB-GRK-VEH-094138 | Van, Dodge Grand Caravan | TAB-SUSPENDED ENTITY | Vehicle,Licensed | Vehicle |  | VEH | http://www.toronto.ca/TWONTO#passenger_vehicle
125879 | THC-GRK-VEH-095067 | Vehicle, Chev Uplander (WA1) | THC-GRK-VEHICLES | Vehicle,Licensed | Vehicle | 38577 | VEH | http://www.toronto.ca/TWONTO#passenger_vehicle
136571 | THR-GRK-VEH-094057 | Vehicle, Passenger Van, Grand Caravan, Licensed BMEZ 966 | THR-GRK-GQ-WA2 | Vehicle,Licensed | Vehicle |  | VEH | http://www.toronto.ca/TWONTO#passenger_vehicle
197 | 043232SUS | Truck, GMC Chevy Sierra, 1GTEK14C19Z234540, WA-7 | TAB-GRK-VEH1 | Vehicle,Licensed | Vehicle | 46830 |  | http://www.toronto.ca/TWONTO#pickup_truck
198 | 043232SUS | Truck, GMC Chevy Sierra, 1GTEK14C19Z234540, WA-7 | TAB-SUSPENDED ENTITY | Vehicle,Licensed | Vehicle | 46830 |  | http://www.toronto.ca/TWONTO#pickup_truck
199 | 043233SUS | Truck, GMC Chevy Sierra, 1GTEK14Cx9Z231751, WA-6 | TAB-GRK-VEH1 | Vehicle,Licensed | Vehicle | 46831 |  | http://www.toronto.ca/TWONTO#pickup_truck
207 | 041099SUS | Truck- BLBM 667 | TAB-GRK-VEH1 | Vehicle,Licensed | Vehicle | 47473 |  | http://www.toronto.ca/TWONTO#pickup_truck
208 | 041099SUS | Truck- BLBM 667 | TAB-SUSPENDED ENTITY | Vehicle,Licensed | Vehicle | 47473 |  | http://www.toronto.ca/TWONTO#pickup_truck
209 | 043233SUS | Truck, GMC Chevy Sierra, 1GTEK14Cx9Z231751, WA-6 | TAB-SUSPENDED ENTITY | Vehicle,Licensed | Vehicle | 46831 |  | http://www.toronto.ca/TWONTO#pickup_truck
210 | 076012SUS | Truck, Ford F-350, 1FTWW33R49EB07511, WA-7 | TAB-SUSPENDED ENTITY | Vehicle,Licensed | Vehicle | 46835 |  | http://www.toronto.ca/TWONTO#pickup_truck
260 | 076012SUS | Truck, Ford F-350, 1FTWW33R49EB07511, WA-7 | TAB-GRK-VEH1 | Vehicle,Licensed | Vehicle | 46835 |  | http://www.toronto.ca/TWONTO#pickup_truck
262 | 176015SUS | Truck,Ford, BOOM Truck F800,852 8MH-WA7 | TAB-GRK-VEH1 | Vehicle,Licensed | Vehicle | 46837 |  | http://www.toronto.ca/TWONTO#pickup_truck
263 | 176015SUS | Truck,Ford, BOOM Truck F800,852 8MH-WA7 | TAB-SUSPENDED ENTITY | Vehicle,Licensed | Vehicle | 46837 |  | http://www.toronto.ca/TWONTO#pickup_truck
9034 | COL-YKP-VEH-0002S | Vehicle, Truck #080046 (Ford F550) | COL-W-OBSOLETE | Vehicle,Licensed | Vehicle | 41243 | VEH | http://www.toronto.ca/TWONTO#pickup_truck
9035 | COL-YKP-VEH-0003S | Vehicle, Truck #080079 (Ford F550) | COL-YKP | Vehicle,Licensed | Vehicle | 43621 | VEH | http://www.toronto.ca/TWONTO#pickup_truck
9036 | COL-YKP-VEH-0005S | Vehicle, Truck #067019 (RAM 2500) | COL-YKP | Vehicle,Licensed | Vehicle | 41050 | VEH | http://www.toronto.ca/TWONTO#pickup_truck
9037 | COL-YKP-VEH-0006S | Vehicle, Truck #043191 (Sierra 1500) | COL-W-OBSOLETE | Vehicle,Licensed | Vehicle | 38008 | VEH | http://www.toronto.ca/TWONTO#pickup_truck
9038 | COL-YKP-VEH-0008S | Vehicle, Truck #080048 (F550) | COL-W-OBSOLETE | Vehicle,Licensed | Vehicle | 39331 | VEH | http://www.toronto.ca/TWONTO#pickup_truck
9039 | COL-YKP-VEH-0009S | Vehicle, Truck #080070 (F550 XL) | COL-W-OBSOLETE | Vehicle,Licensed | Vehicle | 41258 | VEH | http://www.toronto.ca/TWONTO#pickup_truck
9040 | COL-YKP-VEH-0010S | Vehicle, Truck #064100 (RAM 2500) | COL-YKP | Vehicle,Licensed | Vehicle | 39138 | VEH | http://www.toronto.ca/TWONTO#pickup_truck
9041 | COL-YKP-VEH-0012S | Vehicle, Truck #043194 (Sierra 1500) | COL-W-OBSOLETE | Vehicle,Licensed | Vehicle | 40291 | VEH | http://www.toronto.ca/TWONTO#pickup_truck
9042 | COL-YKP-VEH-0012S | Vehicle, Truck #043194 (Sierra 1500) | COL-YKP | Vehicle,Licensed | Vehicle | 40291 | VEH | http://www.toronto.ca/TWONTO#pickup_truck
9043 | COL-YKP-VEH-0013S | Vehicle, Truck #064118 (F250) | COL-YKP | Vehicle,Licensed | Vehicle | 41255 | VEH | http://www.toronto.ca/TWONTO#pickup_truck
9044 | COL-YKP-VEH-0014S | Vehicle, Truck #080056 (F550) | COL-W-OBSOLETE | Vehicle,Licensed | Vehicle | 41091 | VEH | http://www.toronto.ca/TWONTO#pickup_truck
9045 | COL-YKP-VEH-0014S | Vehicle, Truck #080056 (F550) | COL-YKP | Vehicle,Licensed | Vehicle | 41091 | VEH | http://www.toronto.ca/TWONTO#pickup_truck
9046 | COL-YKP-VEH-0015S | Vehicle, Truck #080047 (F550) | COL-W-OBSOLETE | Vehicle,Licensed | Vehicle | 42978 | VEH | http://www.toronto.ca/TWONTO#pickup_truck
9047 | COL-YKP-VEH-0015S | Vehicle, Truck #080047 (F550) | COL-YKP | Vehicle,Licensed | Vehicle | 42978 | VEH | http://www.toronto.ca/TWONTO#pickup_truck
9048 | COL-YKP-VEH-0016S | Vehicle, Truck #080071 (F550) | COL-YKP | Vehicle,Licensed | Vehicle | 41246 | VEH | http://www.toronto.ca/TWONTO#pickup_truck
9049 | COL-YKP-VEH-0017S | Vehicle, Truck #067037 (F250) | COL-W-OBSOLETE | Vehicle,Licensed | Vehicle | 47514 | VEH | http://www.toronto.ca/TWONTO#pickup_truck
9050 | COL-YKP-VEH-0018S | Vehicle, Truck #095091 (Transit XL) | COL-W-OBSOLETE | Vehicle,Licensed | Vehicle | 42725 | VEH | http://www.toronto.ca/TWONTO#pickup_truck
9051 | COL-YKP-VEH-0018S | Vehicle, Truck #095091 (Transit XL) | COL-YKP | Vehicle,Licensed | Vehicle | 42725 | VEH | http://www.toronto.ca/TWONTO#pickup_truck
9052 | COL-YKP-VEH-0019 | Vehicle, Truck #112521 (FORD TRANSIT250) | COL-YKP | Vehicle,Licensed | Vehicle |  | VEH | http://www.toronto.ca/TWONTO#pickup_truck
9053 | COL-YKP-VEH-0019(S) | Vehicle, Truck #062084 (RAM 2500) | COL-YKP | Vehicle,Licensed | Vehicle | 39044 | VEH | http://www.toronto.ca/TWONTO#pickup_truck
9054 | COL-YKP-VEH-0020S | Vehicle, Truck #080072 (F550 XL) | COL-W-OBSOLETE | Vehicle,Licensed | Vehicle | 44895 | VEH | http://www.toronto.ca/TWONTO#pickup_truck
9055 | COL-YKP-VEH-0020S | Vehicle, Truck #080072 (F550 XL) | COL-YKP | Vehicle,Licensed | Vehicle | 44895 | VEH | http://www.toronto.ca/TWONTO#pickup_truck
9056 | COL-YKP-VEH-0021 | Vehicle, Truck #112431 (Transit 250) | COL-YKP | Vehicle,Licensed | Vehicle |  | VEH | http://www.toronto.ca/TWONTO#pickup_truck
9057 | COL-YKP-VEH-0023S | Vehicle, Truck #080040 (F550) | COL-YKP | Vehicle,Licensed | Vehicle | 39587 | VEH | http://www.toronto.ca/TWONTO#pickup_truck
9058 | COL-YKP-VEH-0026 | Vehicle, Truck #065125 (F250) | COL-YKP | Vehicle,Licensed | Vehicle |  | VEH | http://www.toronto.ca/TWONTO#pickup_truck
9059 | COL-YKP-VEH-0028S | Vehicle, Truck #067038 (F250) | COL-W-OBSOLETE | Vehicle,Licensed | Vehicle | 44892 | VEH | http://www.toronto.ca/TWONTO#pickup_truck
9060 | COL-YKP-VEH-0028S | Vehicle, Truck #067038 (F250) | COL-YKP | Vehicle,Licensed | Vehicle | 44892 | VEH | http://www.toronto.ca/TWONTO#pickup_truck
9061 | COL-YKP-VEH-0031 | Vehicle, Truck #041264 (Escape) | COL-YKP | Vehicle,Licensed | Vehicle |  | VEH | http://www.toronto.ca/TWONTO#pickup_truck
9062 | COL-YKP-VEH-0032S | Vehicle, Truck #883622 (RAM 1500) | COL-W-OBSOLETE | Vehicle,Licensed | Vehicle | 39588 | VEH | http://www.toronto.ca/TWONTO#pickup_truck
9063 | COL-YKP-VEH-0034S | Vehicle, Truck #041121 (Escape Hybrid) | COL-W-OBSOLETE | Vehicle,Licensed | Vehicle | 41614 | VEH | http://www.toronto.ca/TWONTO#pickup_truck
9064 | COL-YKP-VEH-0037 | Vehicle, Truck #041227 (Escape) | COL-YKP | Vehicle,Licensed | Vehicle |  | VEH | http://www.toronto.ca/TWONTO#pickup_truck
9065 | COL-YKP-VEH-0038S | Vehicle, Truck #041152 (Escape) | COL-W-OBSOLETE | Vehicle,Licensed | Vehicle | 41615 | VEH | http://www.toronto.ca/TWONTO#pickup_truck
9066 | COL-YKP-VEH-0039S | Vehicle, Truck # 883932 (2019 Ford Transit 250) | COL-W-OBSOLETE |  | Vehicle | 41261 | VEH | http://www.toronto.ca/TWONTO#pickup_truck
9067 | COL-YKP-VEH-0041 | Vehicle, Truck # 076083 (Chevrolet Silverado 3500) | COL-YKP | Vehicle,Licensed | Vehicle |  | VEH | http://www.toronto.ca/TWONTO#pickup_truck
9068 | COL-YKP-VEH-0042 | Vehicle, Truck # 076074 (Chevrolet Silverado 3500) | COL-YKP | Vehicle,Licensed | Vehicle |  | VEH | http://www.toronto.ca/TWONTO#pickup_truck
9070 | COL-YKP-VEH-051025 | Vehicle, Truck #051025 (2021 CHEVROLET COLORADO) | COL-YKP | Vehicle,Licensed | Vehicle |  | VEH | http://www.toronto.ca/TWONTO#pickup_truck
9071 | COL-YKP-VEH-065208 | Vehicle, Truck # 065208 (2023 FORD F250) | COL-YKP | Vehicle,Licensed | Vehicle |  | VEH | http://www.toronto.ca/TWONTO#pickup_truck
9072 | COL-YKP-VEH-067026S | Vehicle, Truck #067026 (Dodge Ram 2500) | COL-W-OBSOLETE | Vehicle,Licensed | Vehicle | 46854 | VEH | http://www.toronto.ca/TWONTO#pickup_truck
9073 | COL-YKP-VEH-067026S | Vehicle, Truck #067026 (Dodge Ram 2500) | COL-YKP | Vehicle,Licensed | Vehicle | 46854 | VEH | http://www.toronto.ca/TWONTO#pickup_truck
9074 | COL-YKP-VEH-067150 | Vehicle, Truck #067150 (Dodge Ram 2500) | COL-YKP | Vehicle,Licensed | Vehicle |  | VEH | http://www.toronto.ca/TWONTO#pickup_truck
9075 | COL-YKP-VEH-067161 | Vehicle, Truck # 067161 (2023 FORD F250) | COL-YKP | Vehicle,Licensed | Vehicle |  | VEH | http://www.toronto.ca/TWONTO#pickup_truck
9076 | COL-YKP-VEH-080109 | Vehicle, Truck # 080109 (2022 FORD F550) | COL-YKP | Vehicle,Licensed | Vehicle |  | VEH | http://www.toronto.ca/TWONTO#pickup_truck
9077 | COL-YKP-VEH-080122 | Vehicle, Truck # 080122 (2022 FORD F550) | COL-YKP | Vehicle,Licensed | Vehicle |  | VEH | http://www.toronto.ca/TWONTO#pickup_truck
9078 | COL-YKP-VEH-112531 | Vehicle, Truck #112531 (FORD TRANSIT 250) | COL-YKP | Vehicle,Licensed | Vehicle |  | VEH | http://www.toronto.ca/TWONTO#pickup_truck
9079 | COL-YKP-VEH-189018 | Vehicle, Truck # 189018 (2018 FREIGHTLNR M2 106) | COL-YKP | Vehicle,Licensed | Vehicle |  | VEH | http://www.toronto.ca/TWONTO#pickup_truck
9521 | DOS-YCM-VEH-076090 | 2021 Chevrolet Silverado 3500 - Vehicle Unit# 076090 | FAC-YCM-VEH | Vehicle,Licensed | Vehicle |  | VEH | http://www.toronto.ca/TWONTO#pickup_truck
9553 | DOS-YCM-VEH-61154 | 2011 DODGE RAM 2500 - Vehicle Unit# 61154 | FAC-YCM-VEH | Vehicle,Licensed | Vehicle |  | VEH | http://www.toronto.ca/TWONTO#pickup_truck
9557 | DOS-YCM-VEH-67047 | 2013 FORD F250 4X4 - Vehicle Unit# 67047 | FAC-YCM-VEH | Vehicle,Licensed | Vehicle |  | VEH | http://www.toronto.ca/TWONTO#pickup_truck
9558 | DOS-YCM-VEH-67081 | 2020 Chevrolet 2500 - Vehicle Unit# 67081 | FAC-YCM-VEH | Vehicle,Licensed | Vehicle |  | VEH | http://www.toronto.ca/TWONTO#pickup_truck
9559 | DOS-YCM-VEH-73118 | 2012 DODGE RAM 3500 - Vehicle Unit# 73118 | FAC-YCM-VEH | Vehicle,Licensed | Vehicle |  | VEH | http://www.toronto.ca/TWONTO#pickup_truck
9560 | DOS-YCM-VEH-76014 | 2013 FORD F350 - Vehicle Unit# 76014 | FAC-YCM-VEH | Vehicle,Licensed | Vehicle |  | VEH | http://www.toronto.ca/TWONTO#pickup_truck
9561 | DOS-YCM-VEH-76079 | 2020 Chevrolet Silverado 3500 - Vehicle Unit# 76079 | FAC-YCM-VEH | Vehicle,Licensed | Vehicle |  | VEH | http://www.toronto.ca/TWONTO#pickup_truck
9562 | DOS-YCM-VEH-76080 | 2020 Chevrolet Silverado 3500 - Vehicle Unit# 76080 | FAC-YCM-VEH | Vehicle,Licensed | Vehicle |  | VEH | http://www.toronto.ca/TWONTO#pickup_truck
9563 | DOS-YCM-VEH-76081 | 2020 Chevrolet Silverado 3500 - Vehicle Unit# 76081 | FAC-YCM-VEH | Vehicle,Licensed | Vehicle |  | VEH | http://www.toronto.ca/TWONTO#pickup_truck
13710 | FCL-GRK-VEH-0001 | Vehicle Pickup Truck | FCL-MCS-7 | Vehicle,Licensed | Vehicle |  | VEH | http://www.toronto.ca/TWONTO#pickup_truck
18804 | FHA-GRK-VEH-0101 | Vehicle, Pickup Truck, Plant | FHA-GRK-PRTY-0002 | Groundskeeping | Vehicle |  | VEH | http://www.toronto.ca/TWONTO#pickup_truck
18805 | FHA-GRK-VEH-0101 | Vehicle, Pickup Truck, Plant | FHA-MCS-VEH | Groundskeeping | Vehicle |  | VEH | http://www.toronto.ca/TWONTO#pickup_truck
26222 | COL-YKP-VEH-0002S | Vehicle, Truck #080046 (Ford F550) | COL-YKP | Vehicle,Licensed | Vehicle | 41243 | VEH | http://www.toronto.ca/TWONTO#pickup_truck
26223 | COL-YKP-VEH-0003S | Vehicle, Truck #080079 (Ford F550) | COL-W-OBSOLETE | Vehicle,Licensed | Vehicle | 43621 | VEH | http://www.toronto.ca/TWONTO#pickup_truck
26224 | COL-YKP-VEH-0004 | Vehicle, Truck #064160 (F250) | COL-YKP | Vehicle,Licensed | Vehicle |  | VEH | http://www.toronto.ca/TWONTO#pickup_truck
26225 | COL-YKP-VEH-0005S | Vehicle, Truck #067019 (RAM 2500) | COL-W-OBSOLETE | Vehicle,Licensed | Vehicle | 41050 | VEH | http://www.toronto.ca/TWONTO#pickup_truck
26226 | COL-YKP-VEH-0006 | Vehicle, Truck #112522 (FORD TRANSIT 250) | COL-YKP | Vehicle,Licensed | Vehicle |  | VEH | http://www.toronto.ca/TWONTO#pickup_truck
26227 | COL-YKP-VEH-0006S | Vehicle, Truck #043191 (Sierra 1500) | COL-YKP | Vehicle,Licensed | Vehicle | 38008 | VEH | http://www.toronto.ca/TWONTO#pickup_truck
26228 | COL-YKP-VEH-0007S | Vehicle, Truck #080055 (F550) | COL-W-OBSOLETE | Vehicle,Licensed | Vehicle | 41252 | VEH | http://www.toronto.ca/TWONTO#pickup_truck
26229 | COL-YKP-VEH-0007S | Vehicle, Truck #080055 (F550) | COL-YKP | Vehicle,Licensed | Vehicle | 41252 | VEH | http://www.toronto.ca/TWONTO#pickup_truck
26230 | COL-YKP-VEH-0008S | Vehicle, Truck #080048 (F550) | COL-YKP | Vehicle,Licensed | Vehicle | 39331 | VEH | http://www.toronto.ca/TWONTO#pickup_truck
26231 | COL-YKP-VEH-0009S | Vehicle, Truck #080070 (F550 XL) | COL-YKP | Vehicle,Licensed | Vehicle | 41258 | VEH | http://www.toronto.ca/TWONTO#pickup_truck
26232 | COL-YKP-VEH-0010 | Vehicle, Truck # 076082 (SILVERADO 3500) | COL-YKP | Vehicle,Licensed | Vehicle |  | VEH | http://www.toronto.ca/TWONTO#pickup_truck
26233 | COL-YKP-VEH-0010S | Vehicle, Truck #064100 (RAM 2500) | COL-W-OBSOLETE | Vehicle,Licensed | Vehicle | 39138 | VEH | http://www.toronto.ca/TWONTO#pickup_truck
26234 | COL-YKP-VEH-0013S | Vehicle, Truck #064118 (F250) | COL-W-OBSOLETE | Vehicle,Licensed | Vehicle | 41255 | VEH | http://www.toronto.ca/TWONTO#pickup_truck
26235 | COL-YKP-VEH-0016S | Vehicle, Truck #080071 (F550) | COL-W-OBSOLETE | Vehicle,Licensed | Vehicle | 41246 | VEH | http://www.toronto.ca/TWONTO#pickup_truck
26236 | COL-YKP-VEH-0017S | Vehicle, Truck #067037 (F250) | COL-YKP | Vehicle,Licensed | Vehicle | 47514 | VEH | http://www.toronto.ca/TWONTO#pickup_truck
26237 | COL-YKP-VEH-0019(S) | Vehicle, Truck #062084 (RAM 2500) | COL-W-OBSOLETE | Vehicle,Licensed | Vehicle | 39044 | VEH | http://www.toronto.ca/TWONTO#pickup_truck
26238 | COL-YKP-VEH-0022 | Vehicle, Truck #196001 (M2 106) | COL-YKP | Vehicle,Licensed | Vehicle |  | VEH | http://www.toronto.ca/TWONTO#pickup_truck
26239 | COL-YKP-VEH-0023 | Vehicle, Truck #112523 (FORD TRANSIT250) | COL-YKP | Vehicle,Licensed | Vehicle |  | VEH | http://www.toronto.ca/TWONTO#pickup_truck
26240 | COL-YKP-VEH-0023S | Vehicle, Truck #080040 (F550) | COL-W-OBSOLETE | Vehicle,Licensed | Vehicle | 39587 | VEH | http://www.toronto.ca/TWONTO#pickup_truck
26241 | COL-YKP-VEH-0025S | Vehicle, Truck #189018 (M2 106) | COL-W-OBSOLETE | Vehicle,Licensed | Vehicle | 40242 | VEH | http://www.toronto.ca/TWONTO#pickup_truck
26338 | COL-YKP-VEH-0025S | Vehicle, Truck #189018 (M2 106) | COL-YKP | Vehicle,Licensed | Vehicle | 40242 | VEH | http://www.toronto.ca/TWONTO#pickup_truck
26339 | COL-YKP-VEH-0027 | Vehicle, Truck #067060 (F250 4x4) | COL-YKP | Vehicle,Licensed | Vehicle |  | VEH | http://www.toronto.ca/TWONTO#pickup_truck
26340 | COL-YKP-VEH-0029 | Vehicle, Truck #196000 (M2 106) | COL-YKP | Vehicle,Licensed | Vehicle |  | VEH | http://www.toronto.ca/TWONTO#pickup_truck
26341 | COL-YKP-VEH-0030 | Vehicle, Truck #065124 (F250) | COL-YKP | Vehicle,Licensed | Vehicle |  | VEH | http://www.toronto.ca/TWONTO#pickup_truck
26342 | COL-YKP-VEH-0032S | Vehicle, Truck #883622 (RAM 1500) | COL-YKP | Vehicle,Licensed | Vehicle | 39588 | VEH | http://www.toronto.ca/TWONTO#pickup_truck
26343 | COL-YKP-VEH-0033 | Vehicle, Truck #041188 (Escape) | COL-W-OBSOLETE | Vehicle,Licensed | Vehicle |  | VEH | http://www.toronto.ca/TWONTO#pickup_truck
26344 | COL-YKP-VEH-0033 | Vehicle, Truck #041188 (Escape) | COL-YKP | Vehicle,Licensed | Vehicle |  | VEH | http://www.toronto.ca/TWONTO#pickup_truck
26345 | COL-YKP-VEH-0034S | Vehicle, Truck #041121 (Escape Hybrid) | COL-YKP | Vehicle,Licensed | Vehicle | 41614 | VEH | http://www.toronto.ca/TWONTO#pickup_truck
26346 | COL-YKP-VEH-0035 | Vehicle, Truck #041189 (Escape) | COL-YKP | Vehicle,Licensed | Vehicle |  | VEH | http://www.toronto.ca/TWONTO#pickup_truck
26347 | COL-YKP-VEH-0038S | Vehicle, Truck #041152 (Escape) | COL-YKP | Vehicle,Licensed | Vehicle | 41615 | VEH | http://www.toronto.ca/TWONTO#pickup_truck
26348 | COL-YKP-VEH-0039S | Vehicle, Truck # 883932 (2019 Ford Transit 250) | COL-YKP |  | Vehicle | 41261 | VEH | http://www.toronto.ca/TWONTO#pickup_truck
26349 | COL-YKP-VEH-0040S | Vehicle Truck # 043195 Sierra ( Self pickup ) | COL-W-OBSOLETE |  | Vehicle | 43622 | VEH | http://www.toronto.ca/TWONTO#pickup_truck
26350 | COL-YKP-VEH-041226 | Vehicle, Truck #041226 (Escape) | COL-YKP | Vehicle,Licensed | Vehicle |  | VEH | http://www.toronto.ca/TWONTO#pickup_truck
26351 | COL-YKP-VEH-050163 | Vehicle, Truck #050163 (2022 DODGE RAM 1500) | COL-YKP | Vehicle,Licensed | Vehicle |  | VEH | http://www.toronto.ca/TWONTO#pickup_truck
26352 | COL-YKP-VEH-064161 | Vehicle, Truck #064161 (F250) | COL-YKP | Vehicle,Licensed | Vehicle |  | VEH | http://www.toronto.ca/TWONTO#pickup_truck
26353 | COL-YKP-VEH-067144 | Vehicle, Truck # 067144 (2023 DODGE RAM 2500) | COL-YKP | Vehicle,Licensed | Vehicle |  | VEH | http://www.toronto.ca/TWONTO#pickup_truck
26354 | COL-YKP-VEH-067149 | Vehicle, Truck #067149 (Dodge Ram 2500) | COL-YKP | Vehicle,Licensed | Vehicle |  | VEH | http://www.toronto.ca/TWONTO#pickup_truck
26355 | COL-YKP-VEH-080108 | Vehicle, Truck #080108 (2022 FORD F550) | COL-YKP | Vehicle,Licensed | Vehicle |  | VEH | http://www.toronto.ca/TWONTO#pickup_truck
26356 | COL-YKP-VEH-080118 | Vehicle, Truck #080118 (2022 FORD F550) | COL-YKP | Vehicle,Licensed | Vehicle |  | VEH | http://www.toronto.ca/TWONTO#pickup_truck
26357 | COL-YKP-VEH-080119 | Vehicle, Truck #080119 (2022 FORD F550) | COL-YKP | Vehicle,Licensed | Vehicle |  | VEH | http://www.toronto.ca/TWONTO#pickup_truck
26358 | COL-YKP-VEH-080120 | Vehicle, Truck #080120 (2022 FORD F550) | COL-YKP | Vehicle,Licensed | Vehicle |  | VEH | http://www.toronto.ca/TWONTO#pickup_truck
26359 | COL-YKP-VEH-080121 | Vehicle, Truck #080121 (2012 FORD F550) | COL-YKP | Vehicle,Licensed | Vehicle |  | VEH | http://www.toronto.ca/TWONTO#pickup_truck
26360 | COL-YKP-VEH-080123 | Vehicle, Truck #080123 (2022 FORD F550) | COL-YKP | Vehicle,Licensed | Vehicle |  | VEH | http://www.toronto.ca/TWONTO#pickup_truck
26361 | COL-YKP-VEH-095092S | Vehicle, Truck #095092 (Transit XL) | COL-W-OBSOLETE | Vehicle,Licensed | Vehicle | 46813 | VEH | http://www.toronto.ca/TWONTO#pickup_truck
26362 | COL-YKP-VEH-095092S | Vehicle, Truck #095092 (Transit XL) | COL-YKP | Vehicle,Licensed | Vehicle | 46813 | VEH | http://www.toronto.ca/TWONTO#pickup_truck
26363 | COL-YKP-VEH-112520 | Vehicle, Truck #112520 (FORD TRANSIT250) | COL-YKP | Vehicle,Licensed | Vehicle |  | VEH | http://www.toronto.ca/TWONTO#pickup_truck
26365 | COL-YKP-VEH-41118 | Vehicle, Truck #41118 (Ford Escape) | COL-YKP | Vehicle,Licensed | Vehicle |  | VEH | http://www.toronto.ca/TWONTO#pickup_truck
26366 | COL-YKP-VEH-67108 | Vehicle, Truck # 67108 (2022 CHEVROLET 2500HD) | COL-YKP | Vehicle,Licensed | Vehicle |  | VEH | http://www.toronto.ca/TWONTO#pickup_truck
26367 | COL-YKP-VEH-67134 | Vehicle, Truck # 67134 (2023 CHEVROLET 2500HD STANDARD) | COL-YKP | Vehicle,Licensed | Vehicle |  | VEH | http://www.toronto.ca/TWONTO#pickup_truck
27165 | DOS-YCM-VEH-076089 | 2021 Chevrolet Silverado 3500 - Vehicle Unit# 076089 | FAC-YCM-VEH | Vehicle,Licensed | Vehicle |  | VEH | http://www.toronto.ca/TWONTO#pickup_truck
27169 | DOS-YCM-VEH-177003 | 2012 FORD F650 - Vehicle Unit# 177003 | FAC-YCM-VEH | Vehicle,Licensed | Vehicle |  | VEH | http://www.toronto.ca/TWONTO#pickup_truck
27191 | DOS-YCM-VEH-67036 | 2013 FORD F250 - Vehicle Unit# 67036 | FAC-YCM-VEH | Vehicle,Licensed | Vehicle |  | VEH | http://www.toronto.ca/TWONTO#pickup_truck
27192 | DOS-YCM-VEH-67046 | 2013 FORD F250 4X4 - Vehicle Unit# 67046 | FAC-YCM-VEH | Vehicle,Licensed | Vehicle |  | VEH | http://www.toronto.ca/TWONTO#pickup_truck
27193 | DOS-YCM-VEH-67082 | 2020 Chevrolet 2500 - Vehicle Unit# 67082 | FAC-YCM-VEH | Vehicle,Licensed | Vehicle |  | VEH | http://www.toronto.ca/TWONTO#pickup_truck
44124 | FCL-GRK-VEH-0001 | Vehicle Pickup Truck | FCL-SES | Vehicle,Licensed | Vehicle |  | VEH | http://www.toronto.ca/TWONTO#pickup_truck
51617 | TAB-GRK-VEH-043275 | Truck, Dodge Ram 1500, Model RTR, 2018, | TAB-GRK-VEH1 | Vehicle,Licensed | Vehicle |  | VEH | http://www.toronto.ca/TWONTO#pickup_truck
51618 | TAB-GRK-VEH-043282 | Truck, Ford F 150 XL | TAB-GRK-VEH1 | Vehicle,Licensed | Vehicle |  | VEH | http://www.toronto.ca/TWONTO#pickup_truck
51620 | TAB-GRK-VEH-050228 | Truck, Ford 150 Pro Lightning EV, Solids Group | TAB-GRK-VEH1 | Vehicle,Licensed | Vehicle |  | VEH | http://www.toronto.ca/TWONTO#pickup_truck
51621 | TAB-GRK-VEH-067143 | Truck, Plow, Dodge RAM, WWPW | TAB-GRK-VEH1 | Vehicle,Licensed | Vehicle |  | VEH | http://www.toronto.ca/TWONTO#pickup_truck
51622 | TAB-GRK-VEH-076078 | Truck, GMC Sierra 3500 Pickup | TAB-GRK-VEH1 | Vehicle,Licensed | Vehicle |  | VEH | http://www.toronto.ca/TWONTO#pickup_truck
51623 | TAB-GRK-VEH-190002 | Truck, Boom Truck, Freightliner FM2 | TAB-GRK-VEH2 | Vehicle,Licensed | Vehicle |  | VEH | http://www.toronto.ca/TWONTO#pickup_truck
66847 | THC-GRK-VEH-003322 | Vehicle, 2022 Chevrolet Bolt EUV (WA2), Licence Plate GVEX 487 | THC-GRK-VEHICLES | Vehicle,Unlicensed | Vehicle |  | VEH | http://www.toronto.ca/TWONTO#pickup_truck
66848 | THC-GRK-VEH-003335 | Vehicle, 2022 Chevrolet Bolt EUV (WA2), Licence Plate GVEX 501 | THC-GRK-VEHICLES | Vehicle,Unlicensed | Vehicle |  | VEH | http://www.toronto.ca/TWONTO#pickup_truck
66850 | THC-GRK-VEH-047057 | Vehicle, 2009 Dodge Dakota Pick Up (WA3) | THC-GRK-VEHICLES | Vehicle,Licensed | Vehicle | 40952 | VEH | http://www.toronto.ca/TWONTO#pickup_truck
66851 | THC-GRK-VEH-076088 | Vehicle,2021 Chevrolet Silverado 3500HD 4WD (WA3) | THC-GRK-VEHICLES | Vehicle,Licensed | Vehicle |  | VEH | http://www.toronto.ca/TWONTO#pickup_truck
78987 | THR-GRK-VEH-076011 | Vehicle, Ford F-350 Pick Up Truck, Licensed 701 4XT | THR-GRK-GQ-WA4 | Vehicle,Licensed | Vehicle |  | VEH | http://www.toronto.ca/TWONTO#pickup_truck
78988 | THR-GRK-VEH-112404 | Vehicle, Passenger Van, Ford F-150 Licensed 180 5KW | THR-GRK-GQ-WA3 | Vehicle,Licensed | Vehicle |  | VEH | http://www.toronto.ca/TWONTO#pickup_truck
113516 | TAB-GRK-VEH-043231SUS | Truck, GMC Chevy Sierra, WA-5 | TAB-GRK-VEH1 | Vehicle,Licensed | Vehicle | 47531 | VEH | http://www.toronto.ca/TWONTO#pickup_truck
113517 | TAB-GRK-VEH-043231SUS | Truck, GMC Chevy Sierra, WA-5 | TAB-SUSPENDED ENTITY | Vehicle,Licensed | Vehicle | 47531 | VEH | http://www.toronto.ca/TWONTO#pickup_truck
113518 | TAB-GRK-VEH-043280 | Truck, Dodge Ram 1500 | TAB-GRK-VEH1 | Vehicle,Licensed | Vehicle |  | VEH | http://www.toronto.ca/TWONTO#pickup_truck
113519 | TAB-GRK-VEH-043281 | Truck, Dodge Ram 1500 | TAB-GRK-VEH1 | Vehicle,Licensed | Vehicle |  | VEH | http://www.toronto.ca/TWONTO#pickup_truck
113520 | TAB-GRK-VEH-064124 | Truck, Dodge RAM 2500 | TAB-GRK-VEH1 | Vehicle,Licensed | Vehicle |  | VEH | http://www.toronto.ca/TWONTO#pickup_truck
113554 | TAB-GRK-VEH1 | Trucks | TAB-VEH | Vehicle,Unlicensed | Vehicle |  |  | http://www.toronto.ca/TWONTO#pickup_truck
125875 | THC-GRK-VEH-047057 | Vehicle, 2009 Dodge Dakota Pick Up (WA3) | THC-SUSPENDED | Vehicle,Licensed | Vehicle | 40952 | VEH | http://www.toronto.ca/TWONTO#pickup_truck
125876 | THC-GRK-VEH-050031 | Vehicle, 2016 Dodge Ram 1500 4WD (WA1) | THC-GRK-VEHICLES | Vehicle,Licensed | Vehicle |  | VEH | http://www.toronto.ca/TWONTO#pickup_truck
125877 | THC-GRK-VEH-073106 | Vehicle, 2010 Dodge Ram 3500 4WD 1 ton Crew Cab pick-up with plow | THC-GRK-VEHICLES | Vehicle,Licensed | Vehicle | 39129 | VEH | http://www.toronto.ca/TWONTO#pickup_truck
125878 | THC-GRK-VEH-076005 | Vehicle, Ford F350 Pick-Up | THC-GRK-VEHICLES | Vehicle,Licensed | Vehicle | 40158 | VEH | http://www.toronto.ca/TWONTO#pickup_truck
129173 | THC-THK-LD-0001 | Vehicle, Lift Truck (WA2) | THC-GRK-VEHICLES | Forklift,Gas/Propane Dual Fuel | Vehicle |  | LD | http://www.toronto.ca/TWONTO#pickup_truck
136518 | THR-GRK-GQ-076011A | Salt Spreader, for Ford F-350 Crewcab, Licensed 701 4XT | THR-GRK-VEH-076011 | Vehicle,Licensed | Vehicle |  | GQ | http://www.toronto.ca/TWONTO#pickup_truck
136570 | THR-GRK-VEH-071002 | Vehicle,Dodge Ram 350 Pick Up Truck, Licensed AF 97750 | THR-GRK-GQ-WA4 | Vehicle,Licensed | Vehicle |  | VEH | http://www.toronto.ca/TWONTO#pickup_truck
9529 | DOS-YCM-VEH-267226 | 2019 J&J AT-2 - Vehicle Unit# 267226 | FAC-YCM-VEH | Vehicle,Licensed | Vehicle |  | VEH | http://www.toronto.ca/TWONTO#vehicle
9530 | DOS-YCM-VEH-287001 | 2019 GORMAN 84A2-3029D - Vehicle Unit# 287001 | FAC-YCM-VEH | Vehicle,Licensed | Vehicle |  | VEH | http://www.toronto.ca/TWONTO#vehicle
27176 | DOS-YCM-VEH-286001 | 2019T&T Power 50MDK-ART - Vehicle Unit# 286001 | FAC-YCM-VEH | Vehicle,Licensed | Vehicle |  | VEH | http://www.toronto.ca/TWONTO#vehicle
27177 | DOS-YCM-VEH-286002 | 2019T&T Power 50MDK-ART - Vehicle Unit# 286002 | FAC-YCM-VEH | Vehicle,Licensed | Vehicle |  | VEH | http://www.toronto.ca/TWONTO#vehicle
9531 | DOS-YCM-VEH-322065 | 2011 CASE 580SN - Vehicle Unit# 322065 | FAC-YCM-VEH | Vehicle,Licensed | Vehicle |  | VEH | power_mobile_equipment | backhoe
9532 | DOS-YCM-VEH-323087 | 2015 CASE 821F - Vehicle Unit# 323087 | FAC-YCM-VEH | Vehicle,Licensed | Vehicle |  | VEH | power_mobile_equipment
9533 | DOS-YCM-VEH-324015 | 2008 CASE 240 - Vehicle Unit# 324015 | FAC-YCM-VEH | Vehicle,Licensed | Vehicle |  | VEH | power_mobile_equipment
9537 | DOS-YCM-VEH-324027 | 2019 CASE SR130 - Vehicle Unit# 324027 | FAC-YCM-VEH | Vehicle,Licensed | Vehicle |  | VEH | power_mobile_equipment | backhoe
9538 | DOS-YCM-VEH-324028 | 2020 CASE TV450B - Vehicle Unit# 324028 | FAC-YCM-VEH | Vehicle,Licensed | Vehicle |  | VEH | power_mobile_equipment
9539 | DOS-YCM-VEH-325001 | 2008 CASE 327B - Vehicle Unit# 325001 | FAC-YCM-VEH | Vehicle,Licensed | Vehicle |  | VEH | power_mobile_equipment
9540 | DOS-YCM-VEH-327005 | 2019 CASE CX60C - Vehicle Unit# 327005 | FAC-YCM-VEH | Vehicle,Licensed | Vehicle |  | VEH | power_mobile_equipment
9543 | DOS-YCM-VEH-333022 | 2015 CAT D4K2 XL - Vehicle Unit# 3330022 | FAC-YCM-VEH | Vehicle,Licensed | Vehicle |  | VEH | power_mobile_equipment
9544 | DOS-YCM-VEH-333023 | 2020 CASE CX490D - Vehicle Unit# 333023 | FAC-YCM-VEH | Vehicle,Licensed | Vehicle |  | VEH | power_mobile_equipment
27180 | DOS-YCM-VEH-322057 | 2008 CASE 430 - Vehicle Unit# 322057 | FAC-YCM-VEH | Vehicle,Licensed | Vehicle |  | VEH | power_mobile_equipment
27181 | DOS-YCM-VEH-322062 | 2008 CASE 580SM - Vehicle Unit# 322062 | FAC-YCM-VEH | Vehicle,Licensed | Vehicle |  | VEH | power_mobile_equipment
27182 | DOS-YCM-VEH-322084 | 2017 CASE 580SN - Vehicle Unit# 322084 | FAC-YCM-VEH | Vehicle,Licensed | Vehicle |  | VEH | power_mobile_equipment
27183 | DOS-YCM-VEH-322094 | 2020 CASE 580SN - Vehicle Unit# 322094 | FAC-YCM-VEH | Vehicle,Licensed | Vehicle |  | VEH | power_mobile_equipment
27184 | DOS-YCM-VEH-323089 | 2015 CASE 580SN - Vehicle Unit# 323089 | FAC-YCM-VEH | Vehicle,Licensed | Vehicle |  | VEH | power_mobile_equipment
27185 | DOS-YCM-VEH-323090 | 2016 CASE 821F - Vehicle Unit# 323090 | FAC-YCM-VEH | Vehicle,Licensed | Vehicle |  | VEH | power_mobile_equipment
61786 | FHA-GRK-VEH-0301 | Vehicle, Genie Person Lifting, Plant | FHA-MCS-VEH | Groundskeeping | Vehicle |  | VEH | power_mobile_equipment
61788 | FHA-GRK-VEH-378252 | Vehicle, Bobcat Toolcat | FHA-MCS-VEH | Groundskeeping | Vehicle |  | VEH | power_mobile_equipment
66854 | THC-GRK-VEH-319174 | Vehicle, 2019 Case 570N EP Front End Loader (WA3) | THC-GRK-VEHICLES | Vehicle,Unlicensed | Vehicle |  | VEH | power_mobile_equipment
66884 | THC-GRK-VEH-396523 | Vehicle, 2019 Toro Groundsmaster 3280-D (WA3) | THC-GRK-VEHICLES | Vehicle,Licensed | Vehicle |  | VEH | power_mobile_equipment
113529 | TAB-GRK-VEH-378251 | Vehicle, Utility, Multi-Attachment, Propane, BobCat 5600, WA-7 | TAB-GRK-VEH2 | Forklift,Propane | Vehicle |  | VEH | power_mobile_equipment
113530 | TAB-GRK-VEH-378251 | Vehicle, Utility, Multi-Attachment, Propane, BobCat 5600, WA-7 | TAB-MCS-CRN | Forklift,Propane | Vehicle |  | VEH | power_mobile_equipment
125855 | THC-GRK-LD-0001 | Vehicle, Genie Articulate Boom Lift Type (WA3) | THC-GRK-VEHICLES | Forklift,Gas/Propane Dual Fuel | Vehicle |  | LD | power_mobile_equipment
55487 | TAB-PRS-VEH-1010SUS | Rail Car, Chemical Storage | TAB-SUSPENDED ENTITY | Storage,Removable Storage | Vehicle | 47515 | VEH | storage_container
55488 | TAB-PRS-VEH-1020SUS | Rail Car, Chemical Storage | TAB-SUSPENDED ENTITY | Storage,Removable Storage | Vehicle | 47516 | VEH | storage_container
55489 | TAB-PRS-VEH-1030SUS | Rail Car, Chemical Storage | TAB-PRS-C | Storage,Removable Storage | Vehicle | 47517 | VEH | storage_container
55490 | TAB-PRS-VEH-1030SUS | Rail Car, Chemical Storage | TAB-SUSPENDED ENTITY | Storage,Removable Storage | Vehicle | 47517 | VEH | storage_container
116477 | TAB-PRS-VEH-1010SUS | Rail Car, Chemical Storage | TAB-PRS-C | Storage,Removable Storage | Vehicle | 47515 | VEH | storage_container
116478 | TAB-PRS-VEH-1020SUS | Rail Car, Chemical Storage | TAB-PRS-C | Storage,Removable Storage | Vehicle | 47516 | VEH | storage_container
9512 | DOS-YCM-TRL-VEH067005 | 2001 JC Loader Trailer 16T DOW- Vehicle Unit# 267005 | FAC-YCM-VEH | Vehicle,Licensed | Vehicle |  |  | trailer
9513 | DOS-YCM-TRL-VEH266015 | 2002 EZ Loader Trailer - Vehicle Unit# 266015 | DOS-YCM-VEH-TRL | Vehicle,Licensed | Vehicle |  |  | trailer
9514 | DOS-YCM-TRL-VEH267016 | 2002 JC trailer - Vehicle Unit# 267016 | DOS-YCM-VEH-TRL | Vehicle,Licensed | Vehicle |  |  | trailer
9515 | DOS-YCM-TRL-VEH267016 | 2002 JC trailer - Vehicle Unit# 267016 | FAC-YCM-VEH | Vehicle,Licensed | Vehicle |  |  | trailer
9516 | DOS-YCM-TRL-VEH268011 | 2009 TITAN Trailer - Vehicle Unit# 268011 | DOS-YCM-VEH-TRL | Vehicle,Licensed | Vehicle |  |  | trailer
9517 | DOS-YCM-TRL-VEH270014 | 2019 ALANTRA LEASING 22X10 - Vehicle Trailer Unit# 270014 | DOS-YCM-VEH-TRL | Vehicle,Licensed | Vehicle |  |  | trailer
9518 | DOS-YCM-TRL-VEH270014 | 2019 ALANTRA LEASING 22X10 - Vehicle Trailer Unit# 270014 | FAC-YCM-VEH | Vehicle,Licensed | Vehicle |  |  | trailer
9519 | DOS-YCM-TRL-VEH270015 | 2019 ALANTRA LEASING 22X10 - Vehicle Trailer Unit# 270015 | DOS-YCM-VEH-TRL | Vehicle,Licensed | Vehicle |  |  | trailer
9520 | DOS-YCM-TRL-VEH270015 | 2019 ALANTRA LEASING 22X10 - Vehicle Trailer Unit# 270015 | FAC-YCM-VEH | Vehicle,Licensed | Vehicle |  |  | trailer
13861 | FCL-MCS-VEH-0005 | Vehicle, Aircraft Carrier, 4 wheel | FCL-MCS-7 | Groundskeeping | Vehicle |  | VEH | trailer
27146 | DOS-YCM-TRL-VEH067005 | 2001 JC Loader Trailer 16T DOW- Vehicle Unit# 267005 | DOS-YCM-VEH-TRL | Vehicle,Licensed | Vehicle |  |  | trailer
27147 | DOS-YCM-TRL-VEH266015 | 2002 EZ Loader Trailer - Vehicle Unit# 266015 | FAC-YCM-VEH | Vehicle,Licensed | Vehicle |  |  | trailer
27148 | DOS-YCM-TRL-VEH268010 | 2009 TITAN Trailer - Vehicle Unit# 268010 | DOS-YCM-VEH-TRL | Vehicle,Licensed | Vehicle |  |  | trailer
27149 | DOS-YCM-TRL-VEH268010 | 2009 TITAN Trailer - Vehicle Unit# 268010 | FAC-YCM-VEH | Vehicle,Licensed | Vehicle |  |  | trailer
27150 | DOS-YCM-TRL-VEH268011 | 2009 TITAN Trailer - Vehicle Unit# 268011 | FAC-YCM-VEH | Vehicle,Licensed | Vehicle |  |  | trailer
27151 | DOS-YCM-TRL-VEH270005 | 2008 Homemade Modular - Vehicle Trailer Unit# 270005 | DOS-YCM-VEH-TRL | Vehicle,Licensed | Vehicle |  |  | trailer
27152 | DOS-YCM-TRL-VEH270005 | 2008 Homemade Modular - Vehicle Trailer Unit# 270005 | FAC-YCM-VEH | Vehicle,Licensed | Vehicle |  |  | trailer
27153 | DOS-YCM-TRL-VEH270007 | 2008 Homemade Modular - Vehicle Trailer Unit# 270007 | DOS-YCM-VEH-TRL | Vehicle,Licensed | Vehicle |  |  | trailer
27154 | DOS-YCM-TRL-VEH270007 | 2008 Homemade Modular - Vehicle Trailer Unit# 270007 | FAC-YCM-VEH | Vehicle,Licensed | Vehicle |  |  | trailer
27155 | DOS-YCM-TRL-VEH270008 | 2008 Homemade Modular - Vehicle Trailer Unit# 270008 | DOS-YCM-VEH-TRL | Vehicle,Licensed | Vehicle |  |  | trailer
27156 | DOS-YCM-TRL-VEH270008 | 2008 Homemade Modular - Vehicle Trailer Unit# 270008 | FAC-YCM-VEH | Vehicle,Licensed | Vehicle |  |  | trailer
27157 | DOS-YCM-TRL-VEH270009 | 2008 Homemade Modular - Vehicle Trailer Unit# 270009 | DOS-YCM-VEH-TRL | Vehicle,Licensed | Vehicle |  |  | trailer
27158 | DOS-YCM-TRL-VEH270009 | 2008 Homemade Modular - Vehicle Trailer Unit# 270009 | FAC-YCM-VEH | Vehicle,Licensed | Vehicle |  |  | trailer
27159 | DOS-YCM-TRL-VEH270012 | 2019 ALANTRA LEASING 22X10 - Vehicle Trailer Unit# 270012 | DOS-YCM-VEH-TRL | Vehicle,Licensed | Vehicle |  |  | trailer
27160 | DOS-YCM-TRL-VEH270012 | 2019 ALANTRA LEASING 22X10 - Vehicle Trailer Unit# 270012 | FAC-YCM-VEH | Vehicle,Licensed | Vehicle |  |  | trailer
27161 | DOS-YCM-TRL-VEH270013 | 2019 ALANTRA LEASING 22X10 - Vehicle Trailer Unit# 270013 | DOS-YCM-VEH-TRL | Vehicle,Licensed | Vehicle |  |  | trailer
27162 | DOS-YCM-TRL-VEH270013 | 2019 ALANTRA LEASING 22X10 - Vehicle Trailer Unit# 270013 | FAC-YCM-VEH | Vehicle,Licensed | Vehicle |  |  | trailer
27163 | DOS-YCM-TRL-VEH270017 | 2019 Haulmark trailer - Vehicle Unit# 270017 | DOS-YCM-VEH-TRL | Vehicle,Licensed | Vehicle |  |  | trailer
27164 | DOS-YCM-TRL-VEH270017 | 2019 Haulmark trailer - Vehicle Unit# 270017 | FAC-YCM-VEH | Vehicle,Licensed | Vehicle |  |  | trailer
27178 | DOS-YCM-VEH-286003 | 2019 SDMO JS60UC - Vehicle Unit# 286003 | FAC-YCM-VEH | Vehicle,Licensed | Vehicle |  | VEH | trailer
27179 | DOS-YCM-VEH-299001 | 2002 VAC-TRON PMD800sdte - Vehicle Unit# 299001 | FAC-YCM-VEH | Vehicle,Licensed | Vehicle |  | VEH | trailer
78985 | THR-GRK-VEH-0002 | Trailer, Trash Vehicle, Head House (For DOS) | THR-GQ-PLT | Vehicle,Licensed | Vehicle |  | VEH | trailer
136566 | THR-GRK-TRL-0001 | Trailer, Portable, RSPS Temporary Control Room | THR-GRK-GQ-WA4 | Vehicle,Unlicensed | Vehicle |  | TRL | trailer
136567 | THR-GRK-TRL-0002 | Trailer,Consultant, Portable, South Road | THR-GRK-GQ-WA3 | Vehicle,Unlicensed | Vehicle |  | TRL | trailer
136568 | THR-GRK-VEH-0002 | Trailer, Trash Vehicle, Head House (For DOS) | THR-GQ-WA2 | Vehicle,Licensed | Vehicle |  | VEH | trailer

## HVAC_Pivot (hidden)
Row Labels | Count of Valid_Class
? | 16
chemical_dosing_system | 1
expansion_tank | 8
heat_trace | 1
heating_coil | 24
http://www.toronto.ca/TWONTO#AC_condenser_unit | 131
http://www.toronto.ca/TWONTO#AC_evaporator_unit | 7
http://www.toronto.ca/TWONTO#air_condition | 299
http://www.toronto.ca/TWONTO#air_damper | 473
http://www.toronto.ca/TWONTO#air_dryer | 2
http://www.toronto.ca/TWONTO#air_handler_unit | 293
http://www.toronto.ca/TWONTO#blower_or_fan_with_drive | 299
http://www.toronto.ca/TWONTO#chemical_storage_tank | 2
http://www.toronto.ca/TWONTO#chiller | 16
http://www.toronto.ca/TWONTO#controller | 1
http://www.toronto.ca/TWONTO#dehumidifier | 12
http://www.toronto.ca/TWONTO#electrical_panel_or_cabinet | 2
http://www.toronto.ca/TWONTO#flame_or_combustion_sensing_instrument | 9
http://www.toronto.ca/TWONTO#flow_switch | 1
http://www.toronto.ca/TWONTO#flow_transmitter | 16
http://www.toronto.ca/TWONTO#heat_exchanger | 81
http://www.toronto.ca/TWONTO#heater | 499
http://www.toronto.ca/TWONTO#hot_water_heater | 1
http://www.toronto.ca/TWONTO#humidier | 14
http://www.toronto.ca/TWONTO#instrument_transmitter | 1
http://www.toronto.ca/TWONTO#operator_interface_terminal | 2
http://www.toronto.ca/TWONTO#pipe_manifold | 11
http://www.toronto.ca/TWONTO#piping_system | 2
http://www.toronto.ca/TWONTO#power_washer | 1
http://www.toronto.ca/TWONTO#pressure_switch | 15
http://www.toronto.ca/TWONTO#pressure_transmitter | 28
http://www.toronto.ca/TWONTO#process_control_panel | 17
http://www.toronto.ca/TWONTO#pump_set_-_with_drive | 32
http://www.toronto.ca/TWONTO#replaceable_air_filter | 51
http://www.toronto.ca/TWONTO#RPU_panel | 6
http://www.toronto.ca/TWONTO#strainer | 16
http://www.toronto.ca/TWONTO#tanked_hot_water_heater | 9
http://www.toronto.ca/TWONTO#temperature_sensor_element | 95
http://www.toronto.ca/TWONTO#temperature_switch | 36
http://www.toronto.ca/TWONTO#temperature_transmitter | 56
http://www.toronto.ca/TWONTO#thermostat_or_zone_controller_unit | 110
http://www.toronto.ca/TWONTO#trap_priming_device | 2
http://www.toronto.ca/TWONTO#valve | 215
project | 1
walk_in_cooler | 2
http://www.toronto.ca/TWONTO#collection_of_assets | 157
Grand Total | 3073

## HVAC (hidden)
Column1 | Entity_number | Description | Parent | Parent_Description | Category | Class | Suspended | Tag | Valid_Class
77 | 37839 | Condensing Unit, Ductless Split System outdoor Unit, AT Electrical Bldg RPU Rm | THR-ACC-AC-4001 | Fan Coil Unit, Ductless Split System Indoor Unit, AT Electrical Bldg RPU Rm | H.V.A.C.,Air Conditioner | HVAC |  |  | http://www.toronto.ca/TWONTO#AC_condenser_unit
3210 | COL-PCF-D-0001 | Dehumidifier, Drywell | COL-PCF | Clark Pumping Station | H.V.A.C.,Dehumidifier | HVAC |  | D | http://www.toronto.ca/TWONTO#dehumidifier
3222 | COL-PCF-FN-0002 | Exhaust Fan, Wet Well | COL-PCF-MISC | Miscellaneous Equipment | Fan | HVAC |  | FN | http://www.toronto.ca/TWONTO#blower_or_fan_with_drive
3223 | COL-PCF-FN-0100 | Drywell Supply Fan, FN-0100 | COL-PCF-MISC | Miscellaneous Equipment | Fan | HVAC |  | FN | http://www.toronto.ca/TWONTO#blower_or_fan_with_drive
3224 | COL-PCF-FN-0200 | Wetwell Supply Fan, FN-0200 | COL-PCF-MISC | Miscellaneous Equipment | Fan | HVAC |  | FN | http://www.toronto.ca/TWONTO#blower_or_fan_with_drive
3351 | COL-PCU-CU-0101 | HVAC, Condensing Unit, Roof, Cumber PS | COL-PCU-AUX-MECH | Mechanical Equipment | Air Handling Unit | HVAC |  | CU | http://www.toronto.ca/TWONTO#AC_condenser_unit
3388 | COL-PCU-FN-0001 | HVAC, Fan, Centrifugal, Downblast, Two-speed Dry Well Roof Fan | COL-PCU | Cumber Pumping Station | Fan,Centrifugal | HVAC |  | FN | http://www.toronto.ca/TWONTO#blower_or_fan_with_drive
3389 | COL-PCU-FN-0001 | HVAC, Fan, Centrifugal, Downblast, Two-speed Dry Well Roof Fan | COL-PCU-AUX-MECH | Mechanical Equipment | Fan,Centrifugal | HVAC |  | FN | http://www.toronto.ca/TWONTO#blower_or_fan_with_drive
3390 | COL-PCU-FN-0002 | HVAC, Fan, FRP/Severe Duty Wet Well Roof Fan | COL-PCU | Cumber Pumping Station | Fan | HVAC |  | FN | http://www.toronto.ca/TWONTO#blower_or_fan_with_drive
3391 | COL-PCU-FN-0002 | HVAC, Fan, FRP/Severe Duty Wet Well Roof Fan | COL-PCU-AUX-MECH | Mechanical Equipment | Fan | HVAC |  | FN | http://www.toronto.ca/TWONTO#blower_or_fan_with_drive
3411 | COL-PCU-HTR-0001 | Heater, Electric Baseboard, Ground Floor, Cumber PS | COL-PCU | Cumber Pumping Station | H.V.A.C.,Heater,Baseboard | HVAC |  | HTR | http://www.toronto.ca/TWONTO#heater
3412 | COL-PCU-HTR-0001 | Heater, Electric Baseboard, Ground Floor, Cumber PS | COL-PCU-AUX-MECH | Mechanical Equipment | H.V.A.C.,Heater,Baseboard | HVAC |  | HTR | http://www.toronto.ca/TWONTO#heater
3413 | COL-PCU-HTR-0001 | Heater, Electric Baseboard, Ground Floor, Cumber PS | COL-PCU-MISC | Miscellaneous Equipment | H.V.A.C.,Heater,Baseboard | HVAC |  | HTR | http://www.toronto.ca/TWONTO#heater
3744 | COL-PGA-FN-0101 | Fan,Centrifugal,Exhaust,Wet Well | COL-PGA | Greyabbey Sewage Pumping Station | Fan | HVAC |  | FN | http://www.toronto.ca/TWONTO#blower_or_fan_with_drive
3745 | COL-PGA-FN-0101 | Fan,Centrifugal,Exhaust,Wet Well | COL-PGA-MISC | Miscellaneous Equipment | Fan | HVAC |  | FN | http://www.toronto.ca/TWONTO#blower_or_fan_with_drive
3746 | COL-PGA-FN-0102 | Fan,Centrifugal,IntakeWet Well | COL-PGA | Greyabbey Sewage Pumping Station | Fan | HVAC |  | FN | http://www.toronto.ca/TWONTO#blower_or_fan_with_drive
3747 | COL-PGA-FN-0102 | Fan,Centrifugal,IntakeWet Well | COL-PGA-MISC | Miscellaneous Equipment | Fan | HVAC |  | FN | http://www.toronto.ca/TWONTO#blower_or_fan_with_drive
4343 | COL-PLB-D-0100 | Dehumidifier, Motor Floor | COL-PLB | Long Branch Pumping Station | H.V.A.C.,Dehumidifier | HVAC |  | D | http://www.toronto.ca/TWONTO#dehumidifier
4344 | COL-PLB-D-0100 | Dehumidifier, Motor Floor | COL-PLB-AUX-MECH | Mechanical Equipment | H.V.A.C.,Dehumidifier | HVAC |  | D | http://www.toronto.ca/TWONTO#dehumidifier
4547 | COL-PLB-TIC-0100 | Thermostat | COL-PLB-AHU-0100 | Air Handling Unit | Switch | HVAC |  | TIC | http://www.toronto.ca/TWONTO#thermostat_or_zone_controller_unit
4755 | COL-PMM-D-0100 | Dehumidifier, Motor Floor | COL-PMM-AHU-0100 | Air Handling Unit | H.V.A.C.,Dehumidifier | HVAC |  | D | http://www.toronto.ca/TWONTO#dehumidifier
4756 | COL-PMM-D-0100 | Dehumidifier, Motor Floor | COL-PMM-MISC | Miscellaneous Equipment | H.V.A.C.,Dehumidifier | HVAC |  | D | http://www.toronto.ca/TWONTO#dehumidifier
4957 | COL-PMM-FN-0001 | Fan, Exhaust | COL-PMM-MISC | Miscellaneous Equipment | Fan | HVAC |  | FN | http://www.toronto.ca/TWONTO#blower_or_fan_with_drive
4958 | COL-PMM-FN-0004 | Fan, Exhaust | COL-PMM | Mimico Pumping Station | Fan | HVAC |  | FN | http://www.toronto.ca/TWONTO#blower_or_fan_with_drive
4959 | COL-PMM-FN-0004 | Fan, Exhaust | COL-PMM-CP-0100 | Ventillation control panel | Fan | HVAC |  | FN | http://www.toronto.ca/TWONTO#blower_or_fan_with_drive
4960 | COL-PMM-FN-0005 | Fan, Exhaust | COL-PMM | Mimico Pumping Station | Fan | HVAC |  | FN | http://www.toronto.ca/TWONTO#blower_or_fan_with_drive
4961 | COL-PMM-FN-0005 | Fan, Exhaust | COL-PMM-CP-0100 | Ventillation control panel | Fan | HVAC |  | FN | http://www.toronto.ca/TWONTO#blower_or_fan_with_drive
4962 | COL-PMM-FN-0005 | Fan, Exhaust | COL-PMM-MISC | Miscellaneous Equipment | Fan | HVAC |  | FN | http://www.toronto.ca/TWONTO#blower_or_fan_with_drive
4963 | COL-PMM-FN-0007 | Fan, Exhaust | COL-PMM | Mimico Pumping Station | Fan | HVAC |  | FN | http://www.toronto.ca/TWONTO#blower_or_fan_with_drive
4964 | COL-PMM-FN-0007 | Fan, Exhaust | COL-PMM-CP-0100 | Ventillation control panel | Fan | HVAC |  | FN | http://www.toronto.ca/TWONTO#blower_or_fan_with_drive
4965 | COL-PMM-FN-0007 | Fan, Exhaust | COL-PMM-MISC | Miscellaneous Equipment | Fan | HVAC |  | FN | http://www.toronto.ca/TWONTO#blower_or_fan_with_drive
4966 | COL-PMM-FN-0100 | Fan, Exhaust | COL-PMM-CP-0100 | Ventillation control panel | Fan | HVAC |  | FN | http://www.toronto.ca/TWONTO#blower_or_fan_with_drive
4967 | COL-PMM-FN-0100 | Fan, Exhaust | COL-PMM-MISC | Miscellaneous Equipment | Fan | HVAC |  | FN | http://www.toronto.ca/TWONTO#blower_or_fan_with_drive
4978 | COL-PMM-HIC-0100 | Humidistat | COL-PMM-MISC | Miscellaneous Equipment |  | HVAC |  | HIC | http://www.toronto.ca/TWONTO#thermostat_or_zone_controller_unit
5139 | COL-PMM-TIC-0100 | Thermostat | COL-PMM-AHU-0100 | Air Handling Unit | Controller,Temperature | HVAC |  | TIC | http://www.toronto.ca/TWONTO#thermostat_or_zone_controller_unit
5140 | COL-PMM-TIC-0100 | Thermostat | COL-PMM-MISC | Miscellaneous Equipment | Controller,Temperature | HVAC |  | TIC | http://www.toronto.ca/TWONTO#thermostat_or_zone_controller_unit
5433 | COL-PNT-FN-0002 | Fan, Exhaust | COL-PNT-CP-0100 | Ventilation control panel | Fan | HVAC |  | FN | http://www.toronto.ca/TWONTO#blower_or_fan_with_drive
5434 | COL-PNT-FN-0100 | Fan, Exhaust | COL-PNT-CP-0100 | Ventilation control panel | Fan | HVAC |  | FN | http://www.toronto.ca/TWONTO#blower_or_fan_with_drive
5537 | COL-PNT-HIC-0100 | Humidistat | COL-PNT-AHU-0100 | Air Handling Unit |  | HVAC |  | HIC | http://www.toronto.ca/TWONTO#thermostat_or_zone_controller_unit
5538 | COL-PNT-HIC-0100 | Humidistat | COL-PNT-MISC | Miscellaneous Equipment |  | HVAC |  | HIC | http://www.toronto.ca/TWONTO#thermostat_or_zone_controller_unit
5598 | COL-PNT-TIC-0100 | Thermostat | COL-PNT-MISC | Miscellaneous Equipment | Controller,Temperature | HVAC |  | TIC | http://www.toronto.ca/TWONTO#thermostat_or_zone_controller_unit
6738 | COL-PSW-FN-0001 | Fan, Exhaust | COL-PSW | Swansea Pumping Station | Fan | HVAC |  | FN | http://www.toronto.ca/TWONTO#blower_or_fan_with_drive
6739 | COL-PSW-FN-0001 | Fan, Exhaust | COL-PSW-CP-0100 | Ventillation control panel | Fan | HVAC |  | FN | http://www.toronto.ca/TWONTO#blower_or_fan_with_drive
6740 | COL-PSW-FN-0002 | Fan, Exhaust, Wet Well | COL-PSW-CP-0100 | Ventillation control panel | Fan | HVAC |  | FN | http://www.toronto.ca/TWONTO#blower_or_fan_with_drive
6741 | COL-PSW-FN-0003 | Fan, Exhaust | COL-PSW | Swansea Pumping Station | Fan | HVAC |  | FN | http://www.toronto.ca/TWONTO#blower_or_fan_with_drive
6742 | COL-PSW-FN-0003 | Fan, Exhaust | COL-PSW-MISC | Miscellaneous Equipment | Fan | HVAC |  | FN | http://www.toronto.ca/TWONTO#blower_or_fan_with_drive
6749 | COL-PSW-HIC-0100 | Humidistat | COL-PSW-AHU-0100 | Air Handling Unit |  | HVAC |  | HIC | http://www.toronto.ca/TWONTO#thermostat_or_zone_controller_unit
6795 | COL-PSW-TIC-0100 | Thermostat | COL-PSW-AHU-0100 | Air Handling Unit | Controller,Temperature | HVAC |  | TIC | http://www.toronto.ca/TWONTO#thermostat_or_zone_controller_unit
7137 | COL-PWR-CU-0101 | HVAC, Condensing Unit, Roof, West Rouge PS | COL-PWR-AHU-0100 | HVAC, Air Handling Unit, Control Room, West Rouge PS | Air Handling Unit | HVAC |  | CU | http://www.toronto.ca/TWONTO#AC_condenser_unit
7138 | COL-PWR-CU-0101 | HVAC, Condensing Unit, Roof, West Rouge PS | COL-PWR-AUX-MECH | Mechanical Equipment | Air Handling Unit | HVAC |  | CU | http://www.toronto.ca/TWONTO#AC_condenser_unit
7168 | COL-PWR-FN-0001 | HVAC, Fan, Centrifugal, Downblast, Two-speed Dry Well Roof Fan | COL-PWR-CP-0001 | Control Panel, HVAC, Ventilation Control, West Rouge PS | Fan | HVAC |  | FN | http://www.toronto.ca/TWONTO#blower_or_fan_with_drive
7192 | COL-PWR-HIC-0100 | HVAC, Switch, Humidistat, Pump Floor, West Rouge PS ( old tag COL-PWR-AIT-0103) | COL-PWR-AUX-MECH | Mechanical Equipment | Switch | HVAC |  | HIC | http://www.toronto.ca/TWONTO#thermostat_or_zone_controller_unit
8399 | DA0149A | Air Handling Unit -ECB3- Dew Bldg | TAB-ACC-AHU | Air Handling Unit & Supply Fan | Air Handling Unit | HVAC |  |  | http://www.toronto.ca/TWONTO#air_handler_unit
8400 | DA0149A | Air Handling Unit -ECB3- Dew Bldg | TAB-ACC-AHU-DEW | AHUs/Supply Fans Dewater. Bldg. | Air Handling Unit | HVAC |  |  | http://www.toronto.ca/TWONTO#air_handler_unit
8401 | DA0152A | SUSPENDED ENTITY | TAB-ACC-CI | Chiller and Air Coolers | H.V.A.C.,Air Conditioner | HVAC | 35634 |  | ?
8402 | DA0153A | Air Handling Unit, ECB 5-Dew.Bldg. | TAB-ACC-AHU-DEW | AHUs/Supply Fans Dewater. Bldg. | Air Handling Unit | HVAC |  |  | http://www.toronto.ca/TWONTO#air_handler_unit
8404 | DE1021A | Chiller, Liquid | TAB-ACC-CI | Chiller and Air Coolers | H.V.A.C.,Chiller | HVAC |  |  | http://www.toronto.ca/TWONTO#chiller
8405 | DE1022A | Chiller, Liquid | TAB-ACC-CI | Chiller and Air Coolers | H.V.A.C.,Chiller | HVAC |  |  | http://www.toronto.ca/TWONTO#chiller
8738 | DR8011A | Air, Handling Unit, AHU-1, (2.8 L/S), Digester Gas Control Building | TAB-ACC-AHU-GAS | AHUs/Supply Fans Gas Control Bldg. | Air Handling Unit | HVAC |  |  | http://www.toronto.ca/TWONTO#air_handler_unit
8739 | DR8013A | Air, Handling Unit, AHU-3, Digester Gas Control Build, Basement, North East Corner | TAB-ACC-AHU-GAS | AHUs/Supply Fans Gas Control Bldg. | Air Handling Unit | HVAC |  |  | http://www.toronto.ca/TWONTO#air_handler_unit
8805 | DX6666A | Conditioner, Air, Dig 19-22, Roof | TAB-ACC-CI | Chiller and Air Coolers | H.V.A.C.,Air Conditioner | HVAC |  |  | http://www.toronto.ca/TWONTO#air_condition
9043 | FCL-ACC-AHU-0901 | Air Handling unit, Centrifuge Building HVAC Room South | FCL-ACC | Climate Control (HVAC) | Air Handling Unit | HVAC |  | AHU | http://www.toronto.ca/TWONTO#air_handler_unit
9044 | FCL-ACC-AHU-0901 | Air Handling unit, Centrifuge Building HVAC Room South | FCL-ACC-RMF | Residue Management HVAC Equipment | Air Handling Unit | HVAC |  | AHU | http://www.toronto.ca/TWONTO#air_handler_unit
9046 | FCL-ACC-AHU-0903 | Air Handling Unit, Centrifuge Building HVAC Room North | FCL-ACC-RMF | Residue Management HVAC Equipment | Air Handling Unit | HVAC |  | AHU | http://www.toronto.ca/TWONTO#air_handler_unit
9136 | FCL-ACC-AHU-0903 | Air Handling Unit, Centrifuge Building HVAC Room North | FCL-WWW | Residue Management | Air Handling Unit | HVAC |  | AHU | http://www.toronto.ca/TWONTO#air_handler_unit
9139 | FCL-ACC-AHU-0904 | Air Handling unit, RMF Clarification Facility, Exit Corridor North | FCL-ACC | Climate Control (HVAC) | Air Handling Unit | HVAC |  | AHU | http://www.toronto.ca/TWONTO#air_handler_unit
9142 | FCL-ACC-AHU-0905 | Air Handling unit, RMF Clarification Facility, HVAC Room 1, Ground Floor, | FCL-ACC | Climate Control (HVAC) | Air Handling Unit | HVAC |  | AHU | http://www.toronto.ca/TWONTO#air_handler_unit
14428 | FCL-WWW-AHU-0101-SUS | Air Handling Unit - Screen Room | FCL-ACC-P-LL | Low Lift Pumping Station HVAC Equipment | Air Handling Unit | HVAC | 42193 | AHU | http://www.toronto.ca/TWONTO#air_handler_unit
14429 | FCL-WWW-AHU-0101-SUS | Air Handling Unit - Screen Room | FCL-SUSPENDED | Suspended entity | Air Handling Unit | HVAC | 42193 | AHU | http://www.toronto.ca/TWONTO#air_handler_unit
14776 | FHA-ACC-AC-0019-SU | Chiller, Server Room, Filter Bldg | FHA-SUSPENDED | Suspended Obsolete entity for storage purpose | H.V.A.C.,Air Conditioner | HVAC | 32964 | AC | http://www.toronto.ca/TWONTO#chiller
14777 | FHA-ACC-AC-0351 | FHA-ACC-AC-0001 - Air Conditioner | FHA-MCS-ACC | HVAC | H.V.A.C.,Air Conditioner | HVAC |  | AC | http://www.toronto.ca/TWONTO#air_condition
14778 | FHA-ACC-AC-0352 | FHA-ACC-AC-0002 - Air Conditioner | FHA-MCS-ACC | HVAC | H.V.A.C.,Air Conditioner | HVAC |  | AC | http://www.toronto.ca/TWONTO#air_condition
14779 | FHA-ACC-AC-0364 | FHA-ACC-AC-0014 - Air Conditioner | FHA-MCS-ACC | HVAC | H.V.A.C.,Air Conditioner | HVAC |  | AC | http://www.toronto.ca/TWONTO#air_condition
14780 | FHA-ACC-AC-0367 | FHA-ACC-AC-0017 - Air Conditioner | FHA-MCS-ACC | HVAC | H.V.A.C.,Air Conditioner | HVAC |  | AC | http://www.toronto.ca/TWONTO#air_condition
14781 | FHA-ACC-AC-0368 | FHA-ACC-AC-0018 - Air Conditioner | FHA-MCS-ACC | HVAC | H.V.A.C.,Air Conditioner | HVAC |  | AC | http://www.toronto.ca/TWONTO#air_condition
14782 | FHA-ACC-AC-6842 | FHA-WWW-AC-6842 -Air Conditioner, Wall Mounted | FHA-MCS-ACC | HVAC | H.V.A.C.,Air Conditioner | HVAC |  | AC | http://www.toronto.ca/TWONTO#air_condition
14783 | FHA-ACC-AHU-0003 | Air Handling Unit - Single Packaged - Self Contained | FHA-MCS-ACC | HVAC | Air Handling Unit | HVAC |  | AHU | http://www.toronto.ca/TWONTO#air_handler_unit
14784 | FHA-ACC-AHU-0005 | Cooling Unit Spot Cooler | FHA-MCS-ACC | HVAC | Air Handling Unit | HVAC | 38792 | AHU | http://www.toronto.ca/TWONTO#air_condition
14785 | FHA-ACC-AHU-6801 | Air Handling Unit, RMF | FHA-MCS-ACC | HVAC | Air Handling Unit | HVAC |  | AHU | http://www.toronto.ca/TWONTO#air_handler_unit
14786 | FHA-ACC-AHU-6802 | Air Handling Unit, RMF | FHA-MCS-ACC | HVAC | Air Handling Unit | HVAC |  | AHU | http://www.toronto.ca/TWONTO#air_handler_unit
14794 | FHA-ACC-FIT-0400 | FHA-ACC-FIT-0100 - Transmitter, Flow Indicating, For Dehumidifier FHA-ACC-D-0402 | FHA-MCS-ACC | HVAC | H.V.A.C.,Air Conditioner | HVAC |  | FIT | http://www.toronto.ca/TWONTO#flow_transmitter
14795 | FHA-ACC-FN-0007 | Fan, HVAC, Control room | FHA-MCS-ACC | HVAC | Fan | HVAC |  | FN | http://www.toronto.ca/TWONTO#blower_or_fan_with_drive
14810 | FHA-ACC-FN-0320 | Heater Exchanger | FHA-MCS-ACC | HVAC | H.V.A.C.,Heater,Unit | HVAC |  | FN | http://www.toronto.ca/TWONTO#heat_exchanger
14927 | FHA-AM-DM-6810 | Damper, Isolation, Ammonia Room | FHA-AM-SB-6810 | Scrubber, Ammonia |  | HVAC |  | DM | http://www.toronto.ca/TWONTO#air_damper
14928 | FHA-AM-DM-6815 | Damper, Fan, Exhaust, Ammonia Room | FHA-AM-FN-6815 | VFD, Fan, Exhaust, Ammonia Room |  | HVAC |  | DM | http://www.toronto.ca/TWONTO#air_damper
15228 | COL-PCF-D-0001 | Dehumidifier, Drywell | COL-PCF-MISC | Miscellaneous Equipment | H.V.A.C.,Dehumidifier | HVAC |  | D | http://www.toronto.ca/TWONTO#dehumidifier
15247 | COL-PCF-FN-0001 | Exhaust Fan, Dry Well | COL-PCF | Clark Pumping Station | Fan | HVAC |  | FN | http://www.toronto.ca/TWONTO#blower_or_fan_with_drive
15248 | COL-PCF-FN-0001 | Exhaust Fan, Dry Well | COL-PCF-MISC | Miscellaneous Equipment | Fan | HVAC |  | FN | http://www.toronto.ca/TWONTO#blower_or_fan_with_drive
15249 | COL-PCF-FN-0002 | Exhaust Fan, Wet Well | COL-PCF | Clark Pumping Station | Fan | HVAC |  | FN | http://www.toronto.ca/TWONTO#blower_or_fan_with_drive
15250 | COL-PCF-FN-0100 | Drywell Supply Fan, FN-0100 | COL-PCF | Clark Pumping Station | Fan | HVAC |  | FN | http://www.toronto.ca/TWONTO#blower_or_fan_with_drive
15251 | COL-PCF-FN-0200 | Wetwell Supply Fan, FN-0200 | COL-PCF | Clark Pumping Station | Fan | HVAC |  | FN | http://www.toronto.ca/TWONTO#blower_or_fan_with_drive
16644 | COL-PCU-AHU-0100 | HVAC, Air Handling Unit, Dry Well 2nd Floor, Cumber PS | COL-PCU | Cumber Pumping Station | Air Handling Unit | HVAC |  | AHU | http://www.toronto.ca/TWONTO#air_handler_unit
16645 | COL-PCU-AHU-0100 | HVAC, Air Handling Unit, Dry Well 2nd Floor, Cumber PS | COL-PCU-AUX-MECH | Mechanical Equipment | Air Handling Unit | HVAC |  | AHU | http://www.toronto.ca/TWONTO#air_handler_unit
16674 | COL-PCU-CU-0101 | HVAC, Condensing Unit, Roof, Cumber PS | COL-PCU-AHU-0100 | HVAC, Air Handling Unit, Dry Well 2nd Floor, Cumber PS | Air Handling Unit | HVAC |  | CU | http://www.toronto.ca/TWONTO#AC_condenser_unit
16798 | COL-PCU-FN-0001 | HVAC, Fan, Centrifugal, Downblast, Two-speed Dry Well Roof Fan | COL-PCU-MISC | Miscellaneous Equipment | Fan,Centrifugal | HVAC |  | FN | http://www.toronto.ca/TWONTO#blower_or_fan_with_drive
16799 | COL-PCU-FN-0002 | HVAC, Fan, FRP/Severe Duty Wet Well Roof Fan | COL-PCU-MISC | Miscellaneous Equipment | Fan | HVAC |  | FN | http://www.toronto.ca/TWONTO#blower_or_fan_with_drive
19014 | FHO-ACC-AC-0501 | Air Conditioner, Admin Building, L1, Control Room North West Office, Ceiling | FHO-MCS-HVAC | Plant HVAC |  | HVAC |  | AC | http://www.toronto.ca/TWONTO#air_condition
19015 | FHO-ACC-AC-0901 | Air Conditioner, Filter Building, S2, West of Pipe Gallery, HVAC Room | FHO-MCS-HVAC | Plant HVAC |  | HVAC |  | AC | http://www.toronto.ca/TWONTO#air_condition
19042 | FHO-ACC-CI-0104 | Chiller, Admin Building HVAC, Admin Building, L2, East Wing, Mechanical Room | FHO-ACC-AHU-0104 | Air Handling Unit, Admin Building, East Wing, Mechanical Room | H.V.A.C.,Air Conditioner | HVAC |  | CI | http://www.toronto.ca/TWONTO#chiller
19054 | FHO-ACC-CU-0201 | Condensing Unit, AHU-0201, Ammonia Area HVAC, Chemical Building, North Penthouse | FHO-ACC-AC-0501 | Air Conditioner, Admin Building, L1, Control Room North West Office, Ceiling | H.V.A.C.,Chiller | HVAC |  | CU | http://www.toronto.ca/TWONTO#AC_condenser_unit
19183 | FHO-ACC-FN-0147 | Fan, Exhaust, Admin Building, S2, Loading Bay Door 2 Air Curtain | FHO-ACC SECONDARY | Small Air Moving Equipment | Fan,Axial | HVAC |  | FN | http://www.toronto.ca/TWONTO#blower_or_fan_with_drive
19184 | FHO-ACC-FN-0147 | Fan, Exhaust, Admin Building, S2, Loading Bay Door 2 Air Curtain | FHO-MCS-HVAC | Plant HVAC | Fan,Axial | HVAC |  | FN | http://www.toronto.ca/TWONTO#blower_or_fan_with_drive
19299 | FHO-ACC-HE-0501 | Cooling Tower HE 0501; (New Tag HE-0101), Admin Building west HVAC room (AC CT 1) | FHO-ACC-AC-0501 | Air Conditioner, Admin Building, L1, Control Room North West Office, Ceiling | Heat Exchanger | HVAC |  | HE | heating_coil
22485 | COL-PLB-D-0100 | Dehumidifier, Motor Floor | COL-PLB-AHU-0100 | Air Handling Unit | H.V.A.C.,Dehumidifier | HVAC |  | D | http://www.toronto.ca/TWONTO#dehumidifier
23463 | COL-PLB-TIC-0100 | Thermostat | COL-PLB-AUX-INST | Instrumentation Equipment | Switch | HVAC |  | TIC | http://www.toronto.ca/TWONTO#thermostat_or_zone_controller_unit
23464 | COL-PLB-TIC-0100 | Thermostat | COL-PLB-AUX-MECH | Mechanical Equipment | Switch | HVAC |  | TIC | http://www.toronto.ca/TWONTO#thermostat_or_zone_controller_unit
23465 | COL-PLB-TIC-0100 | Thermostat | COL-PNT-MISC | Miscellaneous Equipment | Switch | HVAC |  | TIC | http://www.toronto.ca/TWONTO#thermostat_or_zone_controller_unit
24878 | COL-PMM-FN-0001 | Fan, Exhaust | COL-PMM | Mimico Pumping Station | Fan | HVAC |  | FN | http://www.toronto.ca/TWONTO#blower_or_fan_with_drive
24879 | COL-PMM-FN-0001 | Fan, Exhaust | COL-PMM-CP-0100 | Ventillation control panel | Fan | HVAC |  | FN | http://www.toronto.ca/TWONTO#blower_or_fan_with_drive
24880 | COL-PMM-FN-0002 | Fan, Exhaust | COL-PMM | Mimico Pumping Station | Fan | HVAC |  | FN | http://www.toronto.ca/TWONTO#blower_or_fan_with_drive
24881 | COL-PMM-FN-0002 | Fan, Exhaust | COL-PMM-CP-0100 | Ventillation control panel | Fan | HVAC |  | FN | http://www.toronto.ca/TWONTO#blower_or_fan_with_drive
24882 | COL-PMM-FN-0002 | Fan, Exhaust | COL-PMM-MISC | Miscellaneous Equipment | Fan | HVAC |  | FN | http://www.toronto.ca/TWONTO#blower_or_fan_with_drive
24883 | COL-PMM-FN-0003 | Fan, Exhaust | COL-PMM | Mimico Pumping Station | Fan | HVAC |  | FN | http://www.toronto.ca/TWONTO#blower_or_fan_with_drive
24884 | COL-PMM-FN-0003 | Fan, Exhaust | COL-PMM-CP-0100 | Ventillation control panel | Fan | HVAC |  | FN | http://www.toronto.ca/TWONTO#blower_or_fan_with_drive
24885 | COL-PMM-FN-0003 | Fan, Exhaust | COL-PMM-MISC | Miscellaneous Equipment | Fan | HVAC |  | FN | http://www.toronto.ca/TWONTO#blower_or_fan_with_drive
24886 | COL-PMM-FN-0004 | Fan, Exhaust | COL-PMM-MISC | Miscellaneous Equipment | Fan | HVAC |  | FN | http://www.toronto.ca/TWONTO#blower_or_fan_with_drive
24887 | COL-PMM-FN-0006 | Fan, Supply | COL-PMM | Mimico Pumping Station | Fan | HVAC |  | FN | http://www.toronto.ca/TWONTO#blower_or_fan_with_drive
24888 | COL-PMM-FN-0006 | Fan, Supply | COL-PMM-CP-0100 | Ventillation control panel | Fan | HVAC |  | FN | http://www.toronto.ca/TWONTO#blower_or_fan_with_drive
24889 | COL-PMM-FN-0006 | Fan, Supply | COL-PMM-MISC | Miscellaneous Equipment | Fan | HVAC |  | FN | http://www.toronto.ca/TWONTO#blower_or_fan_with_drive
24940 | COL-PMM-HIC-0100 | Humidistat | COL-PMM-AHU-0100 | Air Handling Unit |  | HVAC |  | HIC | http://www.toronto.ca/TWONTO#thermostat_or_zone_controller_unit
26026 | FIS-ACC-AC-3001 | Air Conditioner, Settling Basins 9 & 11, Access Building, PLC Room, N/E Corner | FIS-ACC-ADMIN BUILDING | HVAC Admin Buliding | H.V.A.C.,Air Conditioner | HVAC |  | AC | http://www.toronto.ca/TWONTO#air_condition
26027 | FIS-ACC-AHU-0101 | Air Handling Unit, Raw Water Building, S/W Unit | FIS-HVAC | Climate Control | Air Handling Unit | HVAC |  | AHU | http://www.toronto.ca/TWONTO#air_handler_unit
26028 | FIS-ACC-AHU-0201 | Air Handling Unit, Raw Water Building, N/W Unit | FIS-HVAC | Climate Control | Air Handling Unit | HVAC |  | AHU | http://www.toronto.ca/TWONTO#air_handler_unit
26029 | FIS-ACC-AHU-0401 | Air Handling Unit, Filter Complex, Basement Floor, Pump Room, North Unit | FIS-HVAC | Climate Control | Air Handling Unit | HVAC | 46012 | AHU | http://www.toronto.ca/TWONTO#air_handler_unit
26030 | FIS-ACC-AHU-0402 | Air Handling Unit, Filter Complex, Basement Floor, Pump Room, South Unit | FIS-HVAC | Climate Control | Air Handling Unit | HVAC |  | AHU | http://www.toronto.ca/TWONTO#air_handler_unit
26031 | FIS-ACC-AHU-0402 | Air Handling Unit, Filter Complex, Basement Floor, Pump Room, South Unit | FIS-SUSPENDED | Obsolete Entities/Processes | Air Handling Unit | HVAC |  | AHU | http://www.toronto.ca/TWONTO#air_handler_unit
26032 | FIS-ACC-AHU-0501 | Air Handling Unit, Filter Complex, Basement | FIS-SUSPENDED | Obsolete Entities/Processes | Air Handling Unit | HVAC |  | AHU | http://www.toronto.ca/TWONTO#air_handler_unit
26033 | FIS-ACC-AHU-0600 | Air Handling Unit, Filter Complex, Control Room, On Top of Roof | FIS-HVAC | Climate Control | Air Handling Unit | HVAC |  | AHU | http://www.toronto.ca/TWONTO#air_handler_unit
26034 | FIS-ACC-AHU-4001 | Air Handling Unit, Marine Yard Ventilation, Mechanical/Electrical Room | FIS-MARINE-BUILDING | FIS Marine Yard Building | Air Handling Unit | HVAC |  | AHU | http://www.toronto.ca/TWONTO#air_handler_unit
26035 | FIS-ACC-AHU-4500 | Air Handling Unit, Machine Shop Supply, North/West Side, Ground Level, Workshop Building | FIS-SUSPENDED | Obsolete Entities/Processes | Air Handling Unit | HVAC |  | AHU | http://www.toronto.ca/TWONTO#air_handler_unit
26036 | FIS-ACC-AHU-5000-SUS | Air Handling Unit, Ammonia Building Supply, Ammonia Storage Building Roof | FIS-HVAC | Climate Control | Air Handling Unit | HVAC | 38554 | AHU | http://www.toronto.ca/TWONTO#air_handler_unit
26046 | FIS-ACC-CP-4000 | Panel, Control, Building Automation System, Mechanical/Electrical Room | FIS-MARINE-M/ERM | Mechanical/ Electrical Room, Marine Yard Building |  | HVAC |  | CP | http://www.toronto.ca/TWONTO#process_control_panel
26047 | FIS-ACC-CU-0303 | Condensing Unit, Dehumidifier Intake Pre Cooling Coil HE-0302, Storage Building, Outside, West Wall | FIS-HVAC | Climate Control | Compressor | HVAC |  | CU | http://www.toronto.ca/TWONTO#AC_condenser_unit
26048 | FIS-ACC-CU-0305 | Condensing Unit, Dehumidifier Intake Pre Cooling Coil HE-0304, Storage Building, Outside, West Wall | FIS-HVAC | Climate Control | Compressor | HVAC |  | CU | http://www.toronto.ca/TWONTO#AC_condenser_unit
26049 | FIS-ACC-CU-0307 | Condensing Unit, Dehumidifier Intake Post Cooling Coil HE-0306, Storage Building, Outside, West Wall | FIS-HVAC | Climate Control | Compressor | HVAC |  | CU | http://www.toronto.ca/TWONTO#AC_condenser_unit
26071 | FIS-ACC-DM-3001 | Damper, Actuated, Air Intake to RMF Polymer Storage & Feeder Building, RMF Polymer Storage & Feeder Building, Polymer Storage Room, N/W Corner | FIS-POL-ROOM | FIS RMF Polymer Storage Room | Damper/Louver | HVAC |  | DM | http://www.toronto.ca/TWONTO#air_damper
26072 | FIS-ACC-DM-4001 | Damper, Motorized, Outside Air for AHU, Mechanical/Electrical Room | FIS-ACC-AHU-4001 | Air Handling Unit, Marine Yard Ventilation, Mechanical/Electrical Room |  | HVAC |  | DM | http://www.toronto.ca/TWONTO#air_damper
26073 | FIS-ACC-DM-4002 | Damper, Motorized, Exhaust Air for AHU, Mechanical/Electrical Room | FIS-ACC-AHU-4001 | Air Handling Unit, Marine Yard Ventilation, Mechanical/Electrical Room |  | HVAC |  | DM | http://www.toronto.ca/TWONTO#air_damper
26074 | FIS-ACC-DM-4005 | Damper, Motorized, Air to Outside, Mechanical/Electrical Room | FIS-ACC-CP-4000 | Panel, Control, Building Automation System, Mechanical/Electrical Room |  | HVAC |  | DM | http://www.toronto.ca/TWONTO#air_damper
26075 | FIS-ACC-DM-4005 | Damper, Motorized, Air to Outside, Mechanical/Electrical Room | FIS-MARINE-M/ERM | Mechanical/ Electrical Room, Marine Yard Building |  | HVAC |  | DM | http://www.toronto.ca/TWONTO#air_damper
26076 | FIS-ACC-DM-4007 | Damper, Variable Air Volume Box, Lunch Room/Meeting Room | FIS-ACC-CP-4000 | Panel, Control, Building Automation System, Mechanical/Electrical Room |  | HVAC |  | DM | http://www.toronto.ca/TWONTO#air_damper
26077 | FIS-ACC-DM-4007 | Damper, Variable Air Volume Box, Lunch Room/Meeting Room | FIS-MARINE-M/ERM | Mechanical/ Electrical Room, Marine Yard Building |  | HVAC |  | DM | http://www.toronto.ca/TWONTO#air_damper
26078 | FIS-ACC-DM-4008 | Damper,Variable Air Volume Box, Workstation | FIS-ACC-CP-4000 | Panel, Control, Building Automation System, Mechanical/Electrical Room |  | HVAC |  | DM | http://www.toronto.ca/TWONTO#air_damper
26079 | FIS-ACC-DM-4008 | Damper,Variable Air Volume Box, Workstation | FIS-MARINE-M/ERM | Mechanical/ Electrical Room, Marine Yard Building |  | HVAC |  | DM | http://www.toronto.ca/TWONTO#air_damper
26080 | FIS-ACC-DM-4009 | Damper, Variable Air Volume Box, Training Room | FIS-ACC-CP-4000 | Panel, Control, Building Automation System, Mechanical/Electrical Room |  | HVAC |  | DM | http://www.toronto.ca/TWONTO#air_damper
26081 | FIS-ACC-DM-4009 | Damper, Variable Air Volume Box, Training Room | FIS-MARINE-M/ERM | Mechanical/ Electrical Room, Marine Yard Building |  | HVAC |  | DM | http://www.toronto.ca/TWONTO#air_damper
26100 | FIS-ACC-FN-3001 | Fan, Exhaust, Polymer Storage & Feeder Building, RMF Polymer Storage & Feeder Building, Polymer Storage Room, N/W Corner,S/E Corner | FIS-ACC-CHEMICAL BUILDING | HVAC Chemical Building | Fan | HVAC |  | FN | http://www.toronto.ca/TWONTO#blower_or_fan_with_drive
26103 | FIS-ACC-FN-4001 | Fan, Celing mounted, Marine Yard Building, Mechanical/Electrical Room | FIS-ACC-AHU-4001 | Air Handling Unit, Marine Yard Ventilation, Mechanical/Electrical Room |  | HVAC |  | FN | http://www.toronto.ca/TWONTO#blower_or_fan_with_drive
26104 | FIS-ACC-FN-4002 | Fan, Celing mounted, Marine Yard Building, Mechanical/Electrical Room | FIS-ACC-AHU-4001 | Air Handling Unit, Marine Yard Ventilation, Mechanical/Electrical Room |  | HVAC |  | FN | http://www.toronto.ca/TWONTO#blower_or_fan_with_drive
26105 | FIS-ACC-FN-4003 | Fan, Celing mounted, Marine Yard Building, Mechanical/Electrical Room | FIS-ACC-MARINEYARD | HVAC Marine Yard Building |  | HVAC |  | FN | http://www.toronto.ca/TWONTO#blower_or_fan_with_drive
26106 | FIS-ACC-FN-4003 | Fan, Celing mounted, Marine Yard Building, Mechanical/Electrical Room | FIS-MARINE-BUILDING | FIS Marine Yard Building |  | HVAC |  | FN | http://www.toronto.ca/TWONTO#blower_or_fan_with_drive
26107 | FIS-ACC-FN-4004 | Fan, Celing mounted, Marine Yard Building, Mechanical/Electrical Room | FIS-ACC-MARINEYARD | HVAC Marine Yard Building |  | HVAC |  | FN | http://www.toronto.ca/TWONTO#blower_or_fan_with_drive
26108 | FIS-ACC-FN-4005 | Fan, Exhaust Air, Janitor Room Exhaust, Janitor's Room | FIS-MARINE-M/ERM | Mechanical/ Electrical Room, Marine Yard Building |  | HVAC |  | FN | http://www.toronto.ca/TWONTO#blower_or_fan_with_drive
26120 | FIS-ACC-HTR-0101-SUS | Intake Building Heating | FIS-GRK-0001 | FIS, Building Maintenance | H.V.A.C.,Heater | HVAC | 38120 | HTR | http://www.toronto.ca/TWONTO#collection_of_assets
26121 | FIS-ACC-HTR-0101-SUS | Intake Building Heating | FIS-HVAC | Climate Control | H.V.A.C.,Heater | HVAC | 38120 | HTR | http://www.toronto.ca/TWONTO#collection_of_assets
26122 | FIS-ACC-HTR-0101-SUS | Intake Building Heating | FIS-SUSPENDED | Obsolete Entities/Processes | H.V.A.C.,Heater | HVAC | 38120 | HTR | http://www.toronto.ca/TWONTO#collection_of_assets
26170 | FIS-ACC-HTR-3004 | Heater, Unit, Settling Basins 5 & 7 Access Building, S/E Corner | FIS-ACC-CHEMICAL BUILDING | HVAC Chemical Building | H.V.A.C.,Heater,Unit | HVAC |  | HTR | http://www.toronto.ca/TWONTO#heater
26171 | FIS-ACC-HTR-3004 | Heater, Unit, Settling Basins 5 & 7 Access Building, S/E Corner | FIS-RMF 5&7 ACCESS-BLDG | FIS RMF Basin 5&7 Access Building | H.V.A.C.,Heater,Unit | HVAC |  | HTR | http://www.toronto.ca/TWONTO#heater
26209 | FIS-ACC-OIT-4000 | Terminal, Operator Interface, Building Automation System, Lunch Room/Meeting Room | FIS-ACC-CP-4000 | Panel, Control, Building Automation System, Mechanical/Electrical Room |  | HVAC |  | OIT | http://www.toronto.ca/TWONTO#operator_interface_terminal
26393 | COL-PNT-FN-0001 | Fan, Exhaust | COL-PNT | New Toronto Pumping Station | Fan | HVAC |  | FN | http://www.toronto.ca/TWONTO#blower_or_fan_with_drive
26394 | COL-PNT-FN-0001 | Fan, Exhaust | COL-PNT-CP-0100 | Ventilation control panel | Fan | HVAC |  | FN | http://www.toronto.ca/TWONTO#blower_or_fan_with_drive
26395 | COL-PNT-FN-0001 | Fan, Exhaust | COL-PNT-MISC | Miscellaneous Equipment | Fan | HVAC |  | FN | http://www.toronto.ca/TWONTO#blower_or_fan_with_drive
26396 | COL-PNT-FN-0002 | Fan, Exhaust | COL-PNT | New Toronto Pumping Station | Fan | HVAC |  | FN | http://www.toronto.ca/TWONTO#blower_or_fan_with_drive
26397 | COL-PNT-FN-0002 | Fan, Exhaust | COL-PNT-MISC | Miscellaneous Equipment | Fan | HVAC |  | FN | http://www.toronto.ca/TWONTO#blower_or_fan_with_drive
26398 | COL-PNT-FN-0100 | Fan, Exhaust | COL-PNT-MISC | Miscellaneous Equipment | Fan | HVAC |  | FN | http://www.toronto.ca/TWONTO#blower_or_fan_with_drive
26399 | COL-PNT-FN-0101 | Fan, Exhaust | COL-PNT-CP-0100 | Ventilation control panel | Fan | HVAC |  | FN | http://www.toronto.ca/TWONTO#blower_or_fan_with_drive
26400 | COL-PNT-FN-0101 | Fan, Exhaust | COL-PNT-MISC | Miscellaneous Equipment | Fan | HVAC |  | FN | http://www.toronto.ca/TWONTO#blower_or_fan_with_drive
26500 | COL-PNT-TIC-0100 | Thermostat | COL-PNT-AHU-0100 | Air Handling Unit | Controller,Temperature | HVAC |  | TIC | http://www.toronto.ca/TWONTO#thermostat_or_zone_controller_unit
31457 | COL-PSW-D-0100 | Dehumidifier | COL-PSW-AHU-0100 | Air Handling Unit | H.V.A.C.,Dehumidifier | HVAC |  | D | http://www.toronto.ca/TWONTO#dehumidifier
31458 | COL-PSW-D-0100 | Dehumidifier | COL-PSW-MISC | Miscellaneous Equipment | H.V.A.C.,Dehumidifier | HVAC |  | D | http://www.toronto.ca/TWONTO#dehumidifier
31479 | COL-PSW-FN-0001 | Fan, Exhaust | COL-PSW-MISC | Miscellaneous Equipment | Fan | HVAC |  | FN | http://www.toronto.ca/TWONTO#blower_or_fan_with_drive
31480 | COL-PSW-FN-0002 | Fan, Exhaust, Wet Well | COL-PSW | Swansea Pumping Station | Fan | HVAC |  | FN | http://www.toronto.ca/TWONTO#blower_or_fan_with_drive
31481 | COL-PSW-FN-0002 | Fan, Exhaust, Wet Well | COL-PSW-MISC | Miscellaneous Equipment | Fan | HVAC |  | FN | http://www.toronto.ca/TWONTO#blower_or_fan_with_drive
31482 | COL-PSW-FN-0003 | Fan, Exhaust | COL-PSW-CP-0100 | Ventillation control panel | Fan | HVAC |  | FN | http://www.toronto.ca/TWONTO#blower_or_fan_with_drive
31483 | COL-PSW-FN-0100 | Fan, Exhaust | COL-PNT-MISC | Miscellaneous Equipment | Fan | HVAC |  | FN | http://www.toronto.ca/TWONTO#blower_or_fan_with_drive
31484 | COL-PSW-FN-0100 | Fan, Exhaust | COL-PSW-CP-0100 | Ventillation control panel | Fan | HVAC |  | FN | http://www.toronto.ca/TWONTO#blower_or_fan_with_drive
31485 | COL-PSW-FN-0100 | Fan, Exhaust | COL-PSW-MISC | Miscellaneous Equipment | Fan | HVAC |  | FN | http://www.toronto.ca/TWONTO#blower_or_fan_with_drive
32238 | COL-PSW-HIC-0100 | Humidistat | COL-PSW-MISC | Miscellaneous Equipment |  | HVAC |  | HIC | http://www.toronto.ca/TWONTO#thermostat_or_zone_controller_unit
32287 | COL-PSW-TIC-0100 | Thermostat | COL-PSW-MISC | Miscellaneous Equipment | Controller,Temperature | HVAC |  | TIC | http://www.toronto.ca/TWONTO#thermostat_or_zone_controller_unit
32965 | KR2202A | Unit Heater, Silo #1, Basement, Silo Building | TAB-ACC-HTR | Heaters- Convection, | H.V.A.C.,Heater | HVAC |  |  | http://www.toronto.ca/TWONTO#heater
32966 | KR2202A | Unit Heater, Silo #1, Basement, Silo Building | TAB-ACC-HTR-SLO | Unit Heaters- Silo Bldg | H.V.A.C.,Heater | HVAC |  |  | http://www.toronto.ca/TWONTO#heater
32967 | KR2203A | Unit Heater, Silo #3, Basement, Silo Building | TAB-ACC-HTR | Heaters- Convection, | H.V.A.C.,Heater | HVAC |  |  | http://www.toronto.ca/TWONTO#heater
32968 | KR2204A | Unit Heater, Silo #3, Basement, Silo Building | TAB-ACC-HTR | Heaters- Convection, | H.V.A.C.,Heater | HVAC |  |  | http://www.toronto.ca/TWONTO#heater
32969 | KR2204A | Unit Heater, Silo #3, Basement, Silo Building | TAB-ACC-HTR-SLO | Unit Heaters- Silo Bldg | H.V.A.C.,Heater | HVAC |  |  | http://www.toronto.ca/TWONTO#heater
32970 | KR2211A | Unit Heater, Silo #1, Main Floor, Silo Building | TAB-ACC-HTR | Heaters- Convection, | H.V.A.C.,Heater | HVAC |  |  | http://www.toronto.ca/TWONTO#heater
32971 | KR2211A | Unit Heater, Silo #1, Main Floor, Silo Building | TAB-ACC-HTR-SLO | Unit Heaters- Silo Bldg | H.V.A.C.,Heater | HVAC |  |  | http://www.toronto.ca/TWONTO#heater
32972 | KR2213A | Unit Heater, Silo #3, Main Floor, Silo Building | TAB-ACC-HTR | Heaters- Convection, | H.V.A.C.,Heater | HVAC |  |  | http://www.toronto.ca/TWONTO#heater
32973 | KR2213A | Unit Heater, Silo #3, Main Floor, Silo Building | TAB-ACC-HTR-SLO | Unit Heaters- Silo Bldg | H.V.A.C.,Heater | HVAC |  |  | http://www.toronto.ca/TWONTO#heater
32974 | KR2214A | Unit Heater, Silo #3, Main Floor, Silo Building | TAB-ACC-HTR | Heaters- Convection, | H.V.A.C.,Heater | HVAC |  |  | http://www.toronto.ca/TWONTO#heater
32975 | KR2214A | Unit Heater, Silo #3, Main Floor, Silo Building | TAB-ACC-HTR-SLO | Unit Heaters- Silo Bldg | H.V.A.C.,Heater | HVAC |  |  | http://www.toronto.ca/TWONTO#heater
32976 | KR2221A | Unit Heater, Silo #1, 2nd Floor, Silo Building | TAB-ACC-HTR-SLO | Unit Heaters- Silo Bldg | H.V.A.C.,Heater | HVAC |  |  | http://www.toronto.ca/TWONTO#heater
32977 | KR2222A | Unit Heater, Silo #1, 2nd Floor, Silo Building | TAB-ACC-HTR | Heaters- Convection, | H.V.A.C.,Heater | HVAC |  |  | http://www.toronto.ca/TWONTO#heater
32978 | KR2224A | Unit Heater, Silo #3, 2nd Floor, Silo Building | TAB-ACC-HTR-SLO | Unit Heaters- Silo Bldg | H.V.A.C.,Heater | HVAC |  |  | http://www.toronto.ca/TWONTO#heater
32979 | KR2231A | Unit Heater, Silo #1, 3rd Floor, Silo Building | TAB-ACC-HTR | Heaters- Convection, | H.V.A.C.,Heater | HVAC |  |  | http://www.toronto.ca/TWONTO#heater
32980 | KR2231A | Unit Heater, Silo #1, 3rd Floor, Silo Building | TAB-ACC-HTR-SLO | Unit Heaters- Silo Bldg | H.V.A.C.,Heater | HVAC |  |  | http://www.toronto.ca/TWONTO#heater
32981 | KR2233A | Unit Heater, Silo #3, 3rd Floor, Silo Building | TAB-ACC-HTR | Heaters- Convection, | H.V.A.C.,Heater | HVAC |  |  | http://www.toronto.ca/TWONTO#heater
32982 | KR2233A | Unit Heater, Silo #3, 3rd Floor, Silo Building | TAB-ACC-HTR-SLO | Unit Heaters- Silo Bldg | H.V.A.C.,Heater | HVAC |  |  | http://www.toronto.ca/TWONTO#heater
32983 | KR2234A | Unit Heater, Silo #3, 3rd Floor, Silo Building | TAB-ACC-HTR | Heaters- Convection, | H.V.A.C.,Heater | HVAC |  |  | http://www.toronto.ca/TWONTO#heater
32984 | KR2234A | Unit Heater, Silo #3, 3rd Floor, Silo Building | TAB-ACC-HTR-SLO | Unit Heaters- Silo Bldg | H.V.A.C.,Heater | HVAC |  |  | http://www.toronto.ca/TWONTO#heater
32985 | KR2241A | Unit Heater, Silo #1, 4th Floor, Silo Building | TAB-ACC-HTR | Heaters- Convection, | H.V.A.C.,Heater | HVAC |  |  | http://www.toronto.ca/TWONTO#heater
32986 | KR2241A | Unit Heater, Silo #1, 4th Floor, Silo Building | TAB-ACC-HTR-SLO | Unit Heaters- Silo Bldg | H.V.A.C.,Heater | HVAC |  |  | http://www.toronto.ca/TWONTO#heater
32987 | KR2244A | Unit Heater, Silo #3, 4th Floor, Silo Building | TAB-ACC-HTR-SLO | Unit Heaters- Silo Bldg | H.V.A.C.,Heater | HVAC |  |  | http://www.toronto.ca/TWONTO#heater
32988 | KR2251A | Unit Heater, Silo #1, 5th Floor, Silo Building | TAB-ACC-HTR-SLO | Unit Heaters- Silo Bldg | H.V.A.C.,Heater | HVAC |  |  | http://www.toronto.ca/TWONTO#heater
32989 | KR2252A | Unit Heater, Silo #1, 5th Floor, Silo Building | TAB-ACC-HTR-SLO | Unit Heaters- Silo Bldg | H.V.A.C.,Heater | HVAC |  |  | http://www.toronto.ca/TWONTO#heater
32990 | KR2253A | Unit Heater, Silo #3, 5th Floor, Silo Building | TAB-ACC-HTR | Heaters- Convection, | H.V.A.C.,Heater | HVAC |  |  | http://www.toronto.ca/TWONTO#heater
32991 | KR2253A | Unit Heater, Silo #3, 5th Floor, Silo Building | TAB-ACC-HTR-SLO | Unit Heaters- Silo Bldg | H.V.A.C.,Heater | HVAC |  |  | http://www.toronto.ca/TWONTO#heater
34598 | COL-PWR-AHU-0100 | HVAC, Air Handling Unit, Control Room, West Rouge PS | COL-PWR | West Rouge Pumping Station | Air Handling Unit | HVAC |  | AHU | http://www.toronto.ca/TWONTO#air_handler_unit
34599 | COL-PWR-AHU-0100 | HVAC, Air Handling Unit, Control Room, West Rouge PS | COL-PWR-AUX-MECH | Mechanical Equipment | Air Handling Unit | HVAC |  | AHU | http://www.toronto.ca/TWONTO#air_handler_unit
35239 | COL-PWR-FN-0001 | HVAC, Fan, Centrifugal, Downblast, Two-speed Dry Well Roof Fan | COL-PWR-AUX-MECH | Mechanical Equipment | Fan | HVAC |  | FN | http://www.toronto.ca/TWONTO#blower_or_fan_with_drive
35437 | COL-PWR-HIC-0100 | HVAC, Switch, Humidistat, Pump Floor, West Rouge PS ( old tag COL-PWR-AIT-0103) | COL-PWR-AHU-0100 | HVAC, Air Handling Unit, Control Room, West Rouge PS | Switch | HVAC |  | HIC | http://www.toronto.ca/TWONTO#thermostat_or_zone_controller_unit
37187 | NR3104E | Duct Heater, Electirc-P.W.P.S.H-1 | TAB-ACC-HTR | Heaters- Convection, | H.V.A.C.,Heater | HVAC |  |  | http://www.toronto.ca/TWONTO#heater
37194 | NR3109E | Unit Heater,Convection,P.W.P.S.-H-5 | TAB-ACC-HTR-PWPS | Unit Heaters- PWPS | H.V.A.C.,Heater | HVAC |  |  | http://www.toronto.ca/TWONTO#heater
37199 | NR3115E | Unit Heater,Convection,P.W.P.S.-H-7 | TAB-ACC-HTR-PWPS | Unit Heaters- PWPS | H.V.A.C.,Heater | HVAC |  |  | http://www.toronto.ca/TWONTO#heater
37200 | NR3116E | Unit Heater,Convection,P.W.P.S.-H-8 | TAB-ACC-HTR-PWPS | Unit Heaters- PWPS | H.V.A.C.,Heater | HVAC |  |  | http://www.toronto.ca/TWONTO#heater
37201 | NR3118E | Unit Heater,Convection,P.W.P.S.-H-11 | TAB-ACC-HTR-PWPS | Unit Heaters- PWPS | H.V.A.C.,Heater | HVAC |  |  | http://www.toronto.ca/TWONTO#heater
37202 | NR3120E | Unit Heater,Convection,P.W.P.S.-H-13 | TAB-ACC-HTR-PWPS | Unit Heaters- PWPS | H.V.A.C.,Heater | HVAC |  |  | http://www.toronto.ca/TWONTO#heater
37203 | NR3121E | Unit Heater,Convection,P.W.P.S.-H-14 | TAB-ACC-HTR-PWPS | Unit Heaters- PWPS | H.V.A.C.,Heater | HVAC |  |  | http://www.toronto.ca/TWONTO#heater
37228 | NX2038A | Conditioner, Air- Z Bldg M/C Shop office mezzanine,( TAB-PWA-CI-0090) | TAB-ACC-CI | Chiller and Air Coolers | H.V.A.C.,Air Conditioner | HVAC |  |  | http://www.toronto.ca/TWONTO#air_condition
37232 | NX2052A | Conditioner, Air, Blwr Bldg, 2nd Flr, 25 ton-Blwr Bldg | TAB-ACC-CI | Chiller and Air Coolers | H.V.A.C.,Air Conditioner | HVAC |  |  | http://www.toronto.ca/TWONTO#air_condition
37233 | NX2055A | Conditioner, Air, Blwr Bldg, Main Floor, Training Room, E Wall | TAB-ACC-CI | Chiller and Air Coolers | H.V.A.C.,Air Conditioner | HVAC |  |  | http://www.toronto.ca/TWONTO#air_condition
37234 | NX2057A | Fan, Exhaust, Blower Bldg. | TAB-ACC-FN-BL | Exhaust Fans Blower Bldg. | Fan | HVAC |  |  | http://www.toronto.ca/TWONTO#blower_or_fan_with_drive
37237 | NX2060A | Fan, Exhaust, Blower Bldg. | TAB-ACC-FN-BL | Exhaust Fans Blower Bldg. | Fan | HVAC |  |  | http://www.toronto.ca/TWONTO#blower_or_fan_with_drive
37251 | NX2080A | Fan, Air Intake Unit, Dewatering Bldg. | TAB-ACC-AHU | Air Handling Unit & Supply Fan | Fan | HVAC |  |  | http://www.toronto.ca/TWONTO#blower_or_fan_with_drive
37252 | NX2080A | Fan, Air Intake Unit, Dewatering Bldg. | TAB-ACC-AHU-DEW | AHUs/Supply Fans Dewater. Bldg. | Fan | HVAC |  |  | http://www.toronto.ca/TWONTO#blower_or_fan_with_drive
37253 | NX2081A | Fan, Air Intake Unit, Dewatering Bldg. | TAB-ACC-AHU | Air Handling Unit & Supply Fan | Fan | HVAC |  |  | http://www.toronto.ca/TWONTO#blower_or_fan_with_drive
37254 | NX2081A | Fan, Air Intake Unit, Dewatering Bldg. | TAB-ACC-AHU-DEW | AHUs/Supply Fans Dewater. Bldg. | Fan | HVAC |  |  | http://www.toronto.ca/TWONTO#blower_or_fan_with_drive
37255 | NX2082A | Fan, Air Intake Unit, Dewatering Bldg. | TAB-ACC-AHU | Air Handling Unit & Supply Fan | Fan | HVAC |  |  | http://www.toronto.ca/TWONTO#blower_or_fan_with_drive
37256 | NX2082A | Fan, Air Intake Unit, Dewatering Bldg. | TAB-ACC-AHU-DEW | AHUs/Supply Fans Dewater. Bldg. | Fan | HVAC |  |  | http://www.toronto.ca/TWONTO#blower_or_fan_with_drive
37263 | NX2090A | Fan, Air Supply Unit-Floatation Bldg | TAB-ACC-AHU | Air Handling Unit & Supply Fan | Fan | HVAC | 34571 |  | http://www.toronto.ca/TWONTO#blower_or_fan_with_drive
37264 | NX2090A | Fan, Air Supply Unit-Floatation Bldg | TAB-ACC-AHU-THK | AHUs/Supply Fans Float. Bldg. | Fan | HVAC | 34571 |  | http://www.toronto.ca/TWONTO#blower_or_fan_with_drive
37265 | NX2090A | Fan, Air Supply Unit-Floatation Bldg | TAB-SUSPENDED ENTITY | Suspended entities | Fan | HVAC | 34571 |  | http://www.toronto.ca/TWONTO#blower_or_fan_with_drive
37282 | NX2104A | Fan, Air Exhaust Unit- Z Bldg | TAB-ACC-FN | Exhaust Fans | Fan | HVAC |  |  | http://www.toronto.ca/TWONTO#blower_or_fan_with_drive
37286 | NX2159A | Conditioner, Air-Old Admin.Bldg., | TAB-ACC-CI | Chiller and Air Coolers | H.V.A.C.,Air Conditioner | HVAC |  |  | http://www.toronto.ca/TWONTO#air_condition
37290 | NX2164A | Conditioner, Air-Old Admin.Bldg., | TAB-ACC-CI | Chiller and Air Coolers | H.V.A.C.,Air Conditioner | HVAC |  |  | http://www.toronto.ca/TWONTO#air_condition
37291 | NX2167A | Conditioner, Air-Old Admin.Bldg., | TAB-ACC-CI | Chiller and Air Coolers | H.V.A.C.,Air Conditioner | HVAC |  |  | http://www.toronto.ca/TWONTO#air_condition
37292 | NX2169ASUS | Air Handling Unit, Old Admin Building | TAB-ACC-CI | Chiller and Air Coolers | H.V.A.C.,Air Conditioner | HVAC | 47528 |  | http://www.toronto.ca/TWONTO#air_handler_unit
37293 | NX2172 | Fan, Supply -Z Bldg, Air Supply Unit Room, Mezzanine | TAB-ACC-AHU-ZBLDG | AHUs/Supply Fans Z. Bldg. | Fan | HVAC | 36118 |  | http://www.toronto.ca/TWONTO#blower_or_fan_with_drive
37294 | NX2172 | Fan, Supply -Z Bldg, Air Supply Unit Room, Mezzanine | TAB-SUSPENDED ENTITY | Suspended entities | Fan | HVAC | 36118 |  | http://www.toronto.ca/TWONTO#blower_or_fan_with_drive
37295 | NX2173 | Fan, Supply -Z Bldg, Boiler room, Mezzanine Flr. | TAB-ACC-AHU-ZBLDG | AHUs/Supply Fans Z. Bldg. | Fan | HVAC | 36125 |  | http://www.toronto.ca/TWONTO#blower_or_fan_with_drive
37296 | NX2173 | Fan, Supply -Z Bldg, Boiler room, Mezzanine Flr. | TAB-SUSPENDED ENTITY | Suspended entities | Fan | HVAC | 36125 |  | http://www.toronto.ca/TWONTO#blower_or_fan_with_drive
37308 | NX2194A | Air Cooling Unit, Z Bldg | TAB-ACC-CI | Chiller and Air Coolers | H.V.A.C.,Air Conditioner | HVAC | 35626 |  | http://www.toronto.ca/TWONTO#collection_of_assets
37362 | NX2328A | Air Handling Unit, Aux., 2nd Flr, Electric RmE. | TAB-ACC-CI | Chiller and Air Coolers | H.V.A.C.,Air Conditioner | HVAC | 35290 |  | http://www.toronto.ca/TWONTO#air_handler_unit
37363 | NX2330A | Condenser, for Air Conditioner NX2328 | NX2328A | Air Handling Unit, Aux., 2nd Flr, Electric RmE. | H.V.A.C.,Air Conditioner | HVAC | 34381 |  | http://www.toronto.ca/TWONTO#AC_condenser_unit
37514 | NX2621A | Air /C Condensing Unit, Plant Water Pump Building, Roof | TAB-ACC-CI | Chiller and Air Coolers | H.V.A.C.,Air Conditioner | HVAC |  |  | http://www.toronto.ca/TWONTO#AC_condenser_unit
37515 | NX2622A | A/C Condensing Unit, PWPS- Roof West | TAB-ACC-CI | Chiller and Air Coolers | H.V.A.C.,Air Conditioner | HVAC |  |  | http://www.toronto.ca/TWONTO#AC_condenser_unit
37530 | NX2647A | Air Conditioner, Digester Tanks 13-16(5 Tons) | TAB-ACC-CI | Chiller and Air Coolers | H.V.A.C.,Air Conditioner | HVAC |  |  | http://www.toronto.ca/TWONTO#air_condition
37563 | NX3054 | AHU, Dewatering Bldg, Main Roof, West (S1) | TAB-ACC-AHU | Air Handling Unit & Supply Fan | Air Handling Unit | HVAC |  |  | http://www.toronto.ca/TWONTO#air_handler_unit
37564 | NX3055 | Air Handling Unit Dewater. Bldg.LowerRoof, North Side (S2) | TAB-ACC-AHU-DEW | AHUs/Supply Fans Dewater. Bldg. | Air Handling Unit | HVAC |  |  | http://www.toronto.ca/TWONTO#air_handler_unit
37565 | NX3055A | Fan, Air Intake Unit # 2, Dewater. Bldg.Lower Roof,North Side (S2) | NX3055 | Air Handling Unit Dewater. Bldg.LowerRoof, North Side (S2) | Fan | HVAC |  |  | http://www.toronto.ca/TWONTO#blower_or_fan_with_drive
37578 | NX3109A | Heater/Air Conditioner Primary Tnks 1-2, MCC Rm Roof | TAB-ACC-PRM | HVAC, Primary & Corrosion Control Units | H.V.A.C.,Air Conditioner | HVAC |  |  | http://www.toronto.ca/TWONTO#air_condition
37579 | NX3110A | Heater/Air Conditioner,Primary Tnks 3-4, MCC Rm Roof(2 Tons) | TAB-ACC-PRM | HVAC, Primary & Corrosion Control Units | H.V.A.C.,Air Conditioner | HVAC |  |  | http://www.toronto.ca/TWONTO#air_condition
37580 | NX3111A | Heater/Air Conditioner,Primary Tnks 5-6, MCC Rm Roof(2 Tons) | TAB-ACC-PRM | HVAC, Primary & Corrosion Control Units | H.V.A.C.,Air Conditioner | HVAC |  |  | http://www.toronto.ca/TWONTO#air_condition
37581 | NX4019 | AHU, WA7 Storage Facilities | TAB-ACC-AHU | Air Handling Unit & Supply Fan | Air Handling Unit | HVAC |  |  | http://www.toronto.ca/TWONTO#air_handler_unit
37582 | NX4019 | AHU, WA7 Storage Facilities | TAB-ACC-AHU-DEW | AHUs/Supply Fans Dewater. Bldg. | Air Handling Unit | HVAC |  |  | http://www.toronto.ca/TWONTO#air_handler_unit
37583 | NX4020A | Unit Heater,Ground Equipment Store | TAB-ACC-HTR-SLO | Unit Heaters- Silo Bldg | H.V.A.C.,Heater | HVAC |  |  | http://www.toronto.ca/TWONTO#heater
37586 | NX4038A | Fan, Makeup Air | TAB-ACC-AHU | Air Handling Unit & Supply Fan | Fan | HVAC |  |  | http://www.toronto.ca/TWONTO#blower_or_fan_with_drive
37588 | NX4041A | Conditioner, Air, P Building VFD Room(4 Tons) | TAB-ACC-CI | Chiller and Air Coolers | H.V.A.C.,Air Conditioner | HVAC |  |  | http://www.toronto.ca/TWONTO#air_condition
37593 | NX6106A | Conditioner, Air, Dig Gas Ctrl Bldg, ACU-1 | TAB-ACC-CI | Chiller and Air Coolers | H.V.A.C.,Air Conditioner | HVAC |  |  | http://www.toronto.ca/TWONTO#air_condition
37594 | NX6107A | Chiller, Dig Gas Ctrl Bldg, ACC-1- Gas Ctrl Bldg, | TAB-ACC-CI | Chiller and Air Coolers | H.V.A.C.,Chiller | HVAC |  |  | http://www.toronto.ca/TWONTO#chiller
37595 | NX6108A | Chiller, Dig Gas Ctrl Bldg, ACC-2- Gas Control Bldg. | TAB-ACC-CI | Chiller and Air Coolers | H.V.A.C.,Chiller | HVAC |  |  | http://www.toronto.ca/TWONTO#chiller
37596 | NX6201A | Air Conditioner, AHU, Polymer Bldg, Dewatering Building Roof | TAB-ACC-CI | Chiller and Air Coolers | H.V.A.C.,Air Conditioner | HVAC |  |  | http://www.toronto.ca/TWONTO#air_condition
37597 | NX6202A | Air Conditioner, AHU, Polymer Bldg, Dewatering | TAB-ACC-CI | Chiller and Air Coolers | H.V.A.C.,Air Conditioner | HVAC |  |  | http://www.toronto.ca/TWONTO#air_condition
37598 | NX6203A | Air Conditioner, AHU, Polymer Bldg, Dewatering Building Roof | TAB-ACC-CI | Chiller and Air Coolers | H.V.A.C.,Air Conditioner | HVAC |  |  | http://www.toronto.ca/TWONTO#air_condition
37786 | PX2522A | Corrosion Control Unit, Grease House #1 | TAB-ACC-PRM | HVAC, Primary & Corrosion Control Units | H.V.A.C.,Air Conditioner | HVAC |  |  | ?
38578 | TAB-ACC-0200 | Domestic H.W. System 1, Admin Bldg, Item 20 | TAB-ACC | Plant HVAC Equipment |  | HVAC |  | ACC | http://www.toronto.ca/TWONTO#collection_of_assets
38579 | TAB-ACC-0300 | Domestic H.W. System 2, Admin Bldg, Item 21 | TAB-ACC | Plant HVAC Equipment |  | HVAC |  | ACC | http://www.toronto.ca/TWONTO#collection_of_assets
38580 | TAB-ACC-1000 | Heating, Primary 10-12 & Grit Tanks 13-16 Process ( D Bldg) (Item #24) | TAB-ACC | Plant HVAC Equipment |  | HVAC |  | ACC | http://www.toronto.ca/TWONTO#collection_of_assets
38581 | TAB-ACC-1100 | HVAC Heating, P Bldg | TAB-ACC | Plant HVAC Equipment | H.V.A.C. | HVAC |  | ACC | http://www.toronto.ca/TWONTO#collection_of_assets
38582 | TAB-ACC-1200 | Heating, Floatation Bldg -Item #25 | TAB-ACC | Plant HVAC Equipment |  | HVAC |  | ACC | http://www.toronto.ca/TWONTO#collection_of_assets
38584 | TAB-ACC-1700 | Heating Process & Space ,(Item #19) O.P.S.Process | TAB-ACC | Plant HVAC Equipment |  | HVAC |  | ACC | http://www.toronto.ca/TWONTO#collection_of_assets
38585 | TAB-ACC-1800 | Heating ,Space ,Blower Bldg, | TAB-ACC | Plant HVAC Equipment |  | HVAC |  | ACC | http://www.toronto.ca/TWONTO#collection_of_assets
38586 | TAB-ACC-2100 | Heating ,Space ,H tunnel | TAB-ACC | Plant HVAC Equipment |  | HVAC |  | ACC | http://www.toronto.ca/TWONTO#collection_of_assets
38587 | TAB-ACC-2800 | Centrifuge Bldg. Space Heating,(Item #7) | TAB-ACC | Plant HVAC Equipment |  | HVAC |  | ACC | http://www.toronto.ca/TWONTO#collection_of_assets
38588 | TAB-ACC-3200 | Equalizing Tank Bldg. Space Heating, | TAB-ACC | Plant HVAC Equipment |  | HVAC |  | ACC | http://www.toronto.ca/TWONTO#collection_of_assets
38589 | TAB-ACC-3400 | Filter Bldg (Old Dewatering) S-6,S-7Space Heating,(Item #38) | TAB-ACC | Plant HVAC Equipment |  | HVAC |  | ACC | http://www.toronto.ca/TWONTO#collection_of_assets
38590 | TAB-ACC-4800 | Process Heating, ( Digester 19-22,Item #17) | TAB-ACC | Plant HVAC Equipment |  | HVAC |  | ACC | http://www.toronto.ca/TWONTO#collection_of_assets
38591 | TAB-ACC-4900 | Process Heating, HVAC Waste Gas Burner station | TAB-ACC | Plant HVAC Equipment | H.V.A.C. | HVAC |  | ACC | http://www.toronto.ca/TWONTO#collection_of_assets
38595 | TAB-ACC-6000 | (Item #14) Digester 13-16 Process Heating | TAB-ACC | Plant HVAC Equipment |  | HVAC |  | ACC | http://www.toronto.ca/TWONTO#collection_of_assets
38596 | TAB-ACC-6100 | Digester 5-8 Space Heating | TAB-ACC | Plant HVAC Equipment |  | HVAC |  | ACC | http://www.toronto.ca/TWONTO#collection_of_assets
38597 | TAB-ACC-AC-0301 | Conditioner, Air,Mogen, No. 1 | TAB-ACC-CI | Chiller and Air Coolers | H.V.A.C.,Air Conditioner | HVAC |  | AC | http://www.toronto.ca/TWONTO#air_condition
38598 | TAB-ACC-AC-0501 | Conditioner, Air,MCC Room South of Digester 5-8 | TAB-ACC-CI | Chiller and Air Coolers | H.V.A.C.,Air Conditioner | HVAC |  | AC | http://www.toronto.ca/TWONTO#air_condition
38599 | TAB-ACC-AC-0602 | Conditioner, Air, Digester 5-8 MCC Room South of Digester 9-12 South Wall(2 Tons) | TAB-ACC-ACC-0602 | Conditioner, Air, Digester 5-8 MCC Room, South of Digester 9-12 | H.V.A.C.,Air Conditioner | HVAC |  | AC | http://www.toronto.ca/TWONTO#air_condition
38600 | TAB-ACC-AC-1002 | Conditioner, Air,MCC Room Basement, D Bldg | TAB-ACC-CI | Chiller and Air Coolers | H.V.A.C.,Air Conditioner | HVAC |  | AC | http://www.toronto.ca/TWONTO#air_condition
38601 | TAB-ACC-AC-1201 | Conditioner, Air,Electrical office in Z Bldg | TAB-ACC-CI | Chiller and Air Coolers | H.V.A.C.,Air Conditioner | HVAC |  | AC | http://www.toronto.ca/TWONTO#air_condition
38602 | TAB-ACC-AC-1210 | Conditioner, Air,WA5 Meeting Room, Floatation Bldg | TAB-ACC-CI | Chiller and Air Coolers | H.V.A.C.,Air Conditioner | HVAC |  | AC | http://www.toronto.ca/TWONTO#air_condition
38603 | TAB-ACC-AC-1301 | Conditioner, Air,New North Sub station- Battery Room | TAB-ACC-CI | Chiller and Air Coolers | H.V.A.C.,Air Conditioner | HVAC |  | AC | http://www.toronto.ca/TWONTO#air_condition
38604 | TAB-ACC-AC-1302 | Conditioner, Air,New North Sub station- Electrical Room | NRTH SUBSTN_ELE_CNTRL_RM | MSA Substation,Electrical Control Room | H.V.A.C.,Air Conditioner | HVAC |  | AC | http://www.toronto.ca/TWONTO#air_condition
38605 | TAB-ACC-AC-1303 | Conditioner, Air, Heater,North SubStation | NORTH SUBSTN_1ST FLR | MSA Substation,1st Floor | H.V.A.C.,Air Conditioner | HVAC |  | AC | http://www.toronto.ca/TWONTO#air_condition
38606 | TAB-ACC-AC-1303A | Air Delivery Unit-North SubStation | TAB-ACC-AC-1303 | Conditioner, Air, Heater,North SubStation | H.V.A.C.,Air Conditioner | HVAC |  | AC | ?
38607 | TAB-ACC-AC-1303B | Air Delivery Unit-North SubStation | TAB-ACC-AC-1303 | Conditioner, Air, Heater,North SubStation | H.V.A.C.,Air Conditioner | HVAC |  | AC | ?
38608 | TAB-ACC-AC-1303C | Air Delivery Unit-North SubStation | TAB-ACC-AC-1303 | Conditioner, Air, Heater,North SubStation | H.V.A.C.,Air Conditioner | HVAC |  | AC | ?
38654 | TAB-ACC-AC-1304 | Conditioner, Air, Heater,North SubStation | NORTH SUBSTN_1ST FLR | MSA Substation,1st Floor | H.V.A.C.,Air Conditioner | HVAC |  | AC | http://www.toronto.ca/TWONTO#air_condition
38655 | TAB-ACC-AC-1311 | Conditioner, Air,Aeration Hut No.1 East(2.5 Tons) | TAB-ACC-CI | Chiller and Air Coolers | H.V.A.C.,Air Conditioner | HVAC |  | AC | http://www.toronto.ca/TWONTO#air_condition
38656 | TAB-ACC-AC-1321 | Conditioner, Air,Aeration Hut No.2 East(2.5 Tons) | TAB-ACC-CI | Chiller and Air Coolers | H.V.A.C.,Air Conditioner | HVAC |  | AC | http://www.toronto.ca/TWONTO#air_condition
38658 | TAB-ACC-AC-1420 | Conditioner, Air,WA6 Meeting Room | TAB-ACC-CI | Chiller and Air Coolers | H.V.A.C.,Air Conditioner | HVAC |  | AC | http://www.toronto.ca/TWONTO#air_condition
38660 | TAB-ACC-AC-1601SUS | Conditioner, Air,MCC Room North of Primary Tank #9 | TAB-SUSPENDED ENTITY | Suspended entities | H.V.A.C.,Air Conditioner | HVAC | 40945 | AC | http://www.toronto.ca/TWONTO#air_condition
38661 | TAB-ACC-AC-1810 | Conditioner,Air, Shipping and Receiving Room, Blower Room | TAB-ACC-CI | Chiller and Air Coolers | H.V.A.C.,Air Conditioner | HVAC |  | AC | http://www.toronto.ca/TWONTO#air_condition
38662 | TAB-ACC-AC-2801 | Conditioner,Air , WA3 Meeting Room(2 Tons) | TAB-ACC-CI | Chiller and Air Coolers | H.V.A.C.,Air Conditioner | HVAC |  | AC | http://www.toronto.ca/TWONTO#air_condition
38663 | TAB-ACC-AC-3020 | Air Conditioner, Electrical Room, Loading Bay Rooftop | TAB-ACC-CI | Chiller and Air Coolers | H.V.A.C.,Air Conditioner | HVAC |  | AC | http://www.toronto.ca/TWONTO#air_condition
38664 | TAB-ACC-AC-3030 | Air Conditioner, D Bldg, New Electrical Room | TAB-ACC-CI | Chiller and Air Coolers | H.V.A.C.,Air Conditioner | HVAC |  | AC | http://www.toronto.ca/TWONTO#air_condition
38665 | TAB-ACC-AC-3610 | Conditioner, Air,Old Admin Bldg, Roof | TAB-ACC-CI | Chiller and Air Coolers | H.V.A.C.,Air Conditioner | HVAC |  | AC | http://www.toronto.ca/TWONTO#air_condition
38666 | TAB-ACC-AC-3901 | Conditioner, Air,Heat Recovery Bldg. Main Flr. WA3 Machine Shop(20Tons) | TAB-ACC-CI | Chiller and Air Coolers | H.V.A.C.,Air Conditioner | HVAC |  | AC | http://www.toronto.ca/TWONTO#air_condition
38667 | TAB-ACC-AC-4041 | Air Conditioning Unit,VFD Room,Grit Build,P Building | TAB-ACC-CI | Chiller and Air Coolers | H.V.A.C.,Air Conditioner | HVAC |  | AC | http://www.toronto.ca/TWONTO#air_condition
38668 | TAB-ACC-AC-4100 | Air conditioner, MCC Room ( Stack Strobe Control room) Main Stack | TAB-ACC-CI | Chiller and Air Coolers | H.V.A.C.,Air Conditioner | HVAC |  | AC | http://www.toronto.ca/TWONTO#air_condition
38669 | TAB-ACC-AC-5810 | Conditioner, Air,Computer Room Biosolid Bldg | TAB-ACC-CI | Chiller and Air Coolers | H.V.A.C.,Air Conditioner | HVAC |  | AC | http://www.toronto.ca/TWONTO#air_condition
38670 | TAB-ACC-AC-6412 | Air Conditioner, Indoor, Electrical Room, Old Screen Bldg., P Bldg. | TAB-ACC-CI | Chiller and Air Coolers | H.V.A.C.,Air Conditioner | HVAC |  | AC | http://www.toronto.ca/TWONTO#air_condition
38671 | TAB-ACC-AC-6511 | Air Conditioner, Indoor, Electrical Room No. 1, Screen Bldg., P Bldg. | TAB-ACC-CI | Chiller and Air Coolers | H.V.A.C.,Air Conditioner | HVAC |  | AC | http://www.toronto.ca/TWONTO#air_condition
38672 | TAB-ACC-AC-6521 | Air Conditioner, Indoor, Electrical Room No. 2, Screen Bldg., P Bldg. | TAB-ACC-CI | Chiller and Air Coolers | H.V.A.C.,Air Conditioner | HVAC |  | AC | http://www.toronto.ca/TWONTO#air_condition
38673 | TAB-ACC-AC-6531 | Air Conditioner, Indoor, Workshop Control Room, Screen Bldg., P Bldg. | TAB-ACC-CI | Chiller and Air Coolers | H.V.A.C.,Air Conditioner | HVAC |  | AC | http://www.toronto.ca/TWONTO#air_condition
38674 | TAB-ACC-AC-6532 | Air Conditioner, Indoor, Workshop electrical Room No. 3, Screen Bldg., P Bldg. | TAB-ACC-CI | Chiller and Air Coolers | H.V.A.C.,Air Conditioner | HVAC |  | AC | http://www.toronto.ca/TWONTO#air_condition
38675 | TAB-ACC-AC-6534 | Air Conditioner, Indoor, Workshop Corridor No. 3, Screen Bldg., P Bldg. | TAB-ACC-CI | Chiller and Air Coolers | H.V.A.C.,Air Conditioner | HVAC |  | AC | http://www.toronto.ca/TWONTO#air_condition
38676 | TAB-ACC-AC-6536 | Air Conditioner, Indoor, Workshop storage/future Office, Screen Bldg., P Bldg. | TAB-ACC-CI | Chiller and Air Coolers | H.V.A.C.,Air Conditioner | HVAC |  | AC | http://www.toronto.ca/TWONTO#air_condition
38677 | TAB-ACC-AC-8201 | Air Conditioner, (Evap) M Bldg | TAB-ACC-AHU-M&T | AHUs/Supply Fans, Dampers M&T Bldg. |  | HVAC |  | AC | http://www.toronto.ca/TWONTO#air_condition
38678 | TAB-ACC-AC-9201 | Condensing Unit, T Building Roof | TAB-ACC-AHU-M&T | AHUs/Supply Fans, Dampers M&T Bldg. |  | HVAC |  | AC | http://www.toronto.ca/TWONTO#AC_condenser_unit
38679 | TAB-ACC-ACC-0501 | Conditioner, Air, Digester 1-4 MCC Room South of Digester 5-8, Outside(2 Tons) | TAB-ACC-CI | Chiller and Air Coolers | H.V.A.C.,Air Conditioner | HVAC |  | ACC | http://www.toronto.ca/TWONTO#air_condition
38680 | TAB-ACC-ACC-0601 | Conditioner, Air, Digester 5-8 MCC Room South of Digester 9-12, Outside(2 Tons) | TAB-ACC-CI | Chiller and Air Coolers | H.V.A.C.,Air Conditioner | HVAC |  | ACC | http://www.toronto.ca/TWONTO#air_condition
38681 | TAB-ACC-ACC-0602 | Conditioner, Air, Digester 5-8 MCC Room, South of Digester 9-12 | TAB-ACC-CI | Chiller and Air Coolers | H.V.A.C.,Air Conditioner | HVAC |  | ACC | http://www.toronto.ca/TWONTO#air_condition
38682 | TAB-ACC-ACC-6101 | Conditioner, Air,MCC Room South of Digester 5-8, Outside | TAB-ACC-AC-6101 | Conditioner, Air, Digester 1-4, MCC Room South of Digester 5-8 South Wall | H.V.A.C.,Air Conditioner | HVAC |  | ACC | http://www.toronto.ca/TWONTO#air_condition
38694 | TAB-ACC-AHU-1235 | Heating Coil, Flotation Bldg | TAB-ACC-AHU | Air Handling Unit & Supply Fan | H.V.A.C.,Heater | HVAC |  | AHU | heating_coil
38695 | TAB-ACC-AHU-1235 | Heating Coil, Flotation Bldg | TAB-ACC-AHU-THK | AHUs/Supply Fans Float. Bldg. | H.V.A.C.,Heater | HVAC |  | AHU | heating_coil
38696 | TAB-ACC-AHU-1235 | Heating Coil, Flotation Bldg | TAB-ACC-HTR | Heaters- Convection, | H.V.A.C.,Heater | HVAC |  | AHU | heating_coil
38697 | TAB-ACC-AHU-1236 | Heating Coil, Flotation Bldg | TAB-ACC-AHU | Air Handling Unit & Supply Fan | H.V.A.C.,Heater | HVAC |  | AHU | heating_coil
38698 | TAB-ACC-AHU-1236 | Heating Coil, Flotation Bldg | TAB-ACC-AHU-THK | AHUs/Supply Fans Float. Bldg. | H.V.A.C.,Heater | HVAC |  | AHU | heating_coil
38699 | TAB-ACC-AHU-1244 | Air Handing unit,Flotation Bldg | TAB-ACC-AHU | Air Handling Unit & Supply Fan | H.V.A.C.,Heater | HVAC |  | AHU | http://www.toronto.ca/TWONTO#air_handler_unit
38740 | TAB-ACC-AHU-1247 | Air Handing unit,Flotation Bldg | TAB-ACC-AHU-THK | AHUs/Supply Fans Float. Bldg. | H.V.A.C.,Heater | HVAC |  | AHU | http://www.toronto.ca/TWONTO#air_handler_unit
38741 | TAB-ACC-AHU-1250 | Air Handing unit,Flotation Bldg | TAB-ACC-AHU | Air Handling Unit & Supply Fan | Air Handling Unit | HVAC |  | AHU | http://www.toronto.ca/TWONTO#air_handler_unit
38742 | TAB-ACC-AHU-1252 | Air Handing unit,Flotation Bldg | TAB-ACC-AHU-THK | AHUs/Supply Fans Float. Bldg. | H.V.A.C.,Heater | HVAC |  | AHU | http://www.toronto.ca/TWONTO#air_handler_unit
38747 | TAB-ACC-AHU-1407 | Air Handling Unit S-7(FOR BOILER ROOM) , Z Bldg | TAB-ACC-AHU | Air Handling Unit & Supply Fan |  | HVAC |  | AHU | http://www.toronto.ca/TWONTO#air_handler_unit
38748 | TAB-ACC-AHU-1407 | Air Handling Unit S-7(FOR BOILER ROOM) , Z Bldg | TAB-SUSPENDED ENTITY | Suspended entities |  | HVAC |  | AHU | http://www.toronto.ca/TWONTO#air_handler_unit
38749 | TAB-ACC-AHU-1408 | Air Handling Unit, Air Supply to Boiler Room, Z Bldg | TAB-ACC-AHU-ZBLDG | AHUs/Supply Fans Z. Bldg. | H.V.A.C. | HVAC | 38012 | AHU | http://www.toronto.ca/TWONTO#air_handler_unit
38750 | TAB-ACC-AHU-1409 | Air Handling Unit, Z Bldg, 3rd Flr | TAB-ACC-AHU | Air Handling Unit & Supply Fan | Fan | HVAC | 38013 | AHU | http://www.toronto.ca/TWONTO#air_handler_unit
38759 | TAB-ACC-AHU-1837 | AHU, Blower Bldg | TAB-ACC-AHU | Air Handling Unit & Supply Fan | Air Handling Unit | HVAC |  | AHU | http://www.toronto.ca/TWONTO#air_handler_unit
38760 | TAB-ACC-AHU-1837 | AHU, Blower Bldg | TAB-ACC-AHU-BL | AHUs/Supply Fans Blower Bldg. | Air Handling Unit | HVAC |  | AHU | http://www.toronto.ca/TWONTO#air_handler_unit
38761 | TAB-ACC-AHU-1840 | AHU, Blower Bldg | TAB-ACC-AHU-BL | AHUs/Supply Fans Blower Bldg. | Air Handling Unit | HVAC |  | AHU | http://www.toronto.ca/TWONTO#air_handler_unit
38762 | TAB-ACC-AHU-1845 | AHU, Blower Bldg | TAB-ACC-AHU | Air Handling Unit & Supply Fan | Air Handling Unit | HVAC |  | AHU | http://www.toronto.ca/TWONTO#air_handler_unit
38763 | TAB-ACC-AHU-1848 | AHU, Blower Bldg | TAB-ACC-AHU-BL | AHUs/Supply Fans Blower Bldg. | Air Handling Unit | HVAC |  | AHU | http://www.toronto.ca/TWONTO#air_handler_unit
38764 | TAB-ACC-AHU-1850 | AHU, Blower Bldg | TAB-ACC-AHU-BL | AHUs/Supply Fans Blower Bldg. | Air Handling Unit | HVAC |  | AHU | http://www.toronto.ca/TWONTO#air_handler_unit
38765 | TAB-ACC-AHU-1853 | AHU, Blower Bldg | TAB-ACC-AHU | Air Handling Unit & Supply Fan | Air Handling Unit | HVAC |  | AHU | http://www.toronto.ca/TWONTO#air_handler_unit
38767 | TAB-ACC-AHU-1904 | AHU, Server Room, Blower Bldg | TAB-ACC-AHU | Air Handling Unit & Supply Fan | Air Handling Unit | HVAC |  | AHU | http://www.toronto.ca/TWONTO#air_handler_unit
38768 | TAB-ACC-AHU-1917 | AHU, Blower Bldg, Electrician Room/Heating and A/C(3.5 Tons) | TAB-ACC-AHU | Air Handling Unit & Supply Fan | Air Handling Unit | HVAC |  | AHU | http://www.toronto.ca/TWONTO#air_handler_unit
38769 | TAB-ACC-AHU-2002 | AHU- New West Control Bldg | TAB-ACC-AHU | Air Handling Unit & Supply Fan | Air Handling Unit | HVAC |  | AHU | http://www.toronto.ca/TWONTO#air_handler_unit
38770 | TAB-ACC-AHU-2003 | AHU- New West Control Bldg | TAB-ACC-AHU | Air Handling Unit & Supply Fan | Air Handling Unit | HVAC |  | AHU | http://www.toronto.ca/TWONTO#air_handler_unit
38771 | TAB-ACC-AHU-2110 | AHU, 'H' Tunnel Supply Air | TAB-ACC-AHU | Air Handling Unit & Supply Fan | Air Handling Unit | HVAC |  | AHU | http://www.toronto.ca/TWONTO#air_handler_unit
38772 | TAB-ACC-AHU-2240 | AHU, PRS Building Supply air | TAB-ACC-AHU | Air Handling Unit & Supply Fan | Air Handling Unit | HVAC |  | AHU | http://www.toronto.ca/TWONTO#air_handler_unit
38773 | TAB-ACC-AHU-3435 | AHU (Supply Fan - S6), Filter Bldg (Old Dewatering) | TAB-ACC-AHU | Air Handling Unit & Supply Fan | Air Handling Unit | HVAC |  | AHU | http://www.toronto.ca/TWONTO#air_handler_unit
38775 | TAB-ACC-AHU-3894SUS | AHU,Incinerator Bldg | TAB-ACC-AHU | Air Handling Unit & Supply Fan | Air Handling Unit | HVAC | 41014 | AHU | http://www.toronto.ca/TWONTO#air_handler_unit
38776 | TAB-ACC-AHU-3918SUS | AHU, Heat Recovery Bldg | TAB-ACC-AHU | Air Handling Unit & Supply Fan | Air Handling Unit | HVAC | 34633 | AHU | http://www.toronto.ca/TWONTO#air_handler_unit
38777 | TAB-ACC-AHU-3918SUS | AHU, Heat Recovery Bldg | TAB-SUSPENDED ENTITY | Suspended entities | Air Handling Unit | HVAC | 34633 | AHU | http://www.toronto.ca/TWONTO#air_handler_unit
38778 | TAB-ACC-AHU-3922 | AHU, Old Dewatering Building Roof | TAB-ACC-AHU | Air Handling Unit & Supply Fan | Air Handling Unit | HVAC |  | AHU | http://www.toronto.ca/TWONTO#air_handler_unit
38779 | TAB-ACC-AHU-4455 | AHU, Aux. Bldg Basement | TAB-ACC-AHU | Air Handling Unit & Supply Fan | Air Handling Unit | HVAC |  | AHU | http://www.toronto.ca/TWONTO#air_handler_unit
38780 | TAB-ACC-AHU-4455 | AHU, Aux. Bldg Basement | TAB-ACC-AHU-AUX | AHUs/Supply Fans Aux. Bldg | Air Handling Unit | HVAC |  | AHU | http://www.toronto.ca/TWONTO#air_handler_unit
38781 | TAB-ACC-AHU-4476 | AHU, Aux Bldg | TAB-ACC-AHU-AUX | AHUs/Supply Fans Aux. Bldg | Air Handling Unit | HVAC |  | AHU | http://www.toronto.ca/TWONTO#air_handler_unit
38782 | TAB-ACC-AHU-4477 | AHU, Aux Bldg | TAB-ACC-AHU | Air Handling Unit & Supply Fan | Air Handling Unit | HVAC |  | AHU | http://www.toronto.ca/TWONTO#air_handler_unit
38783 | TAB-ACC-AHU-4501 | AHU, Digester 1-4, Drip Trap Room | TAB-ACC-AHU-DIG | AHUs/Supply Fans Dig. Bldg. | Air Handling Unit | HVAC |  | AHU | http://www.toronto.ca/TWONTO#air_handler_unit
38784 | TAB-ACC-AHU-4503 | AHU, Digester 1-4, Sludge Heater Room | TAB-ACC-AHU-DIG | AHUs/Supply Fans Dig. Bldg. | Air Handling Unit | HVAC |  | AHU | http://www.toronto.ca/TWONTO#air_handler_unit
38785 | TAB-ACC-AHU-4504? | AHU, Digester 1-4, Pump Room | TAB-ACC-AHU-DIG | AHUs/Supply Fans Dig. Bldg. | Air Handling Unit | HVAC | 46311 | AHU | http://www.toronto.ca/TWONTO#air_handler_unit
38786 | TAB-ACC-AHU-4504? | AHU, Digester 1-4, Pump Room | TAB-SUSPENDED ENTITY | Suspended entities | Air Handling Unit | HVAC | 46311 | AHU | http://www.toronto.ca/TWONTO#air_handler_unit
38787 | TAB-ACC-AHU-4901 | Air Handling Unit, Waste Gas Buner Station | TAB-ACC-AHU | Air Handling Unit & Supply Fan | Air Handling Unit | HVAC |  | AHU | http://www.toronto.ca/TWONTO#air_handler_unit
38788 | TAB-ACC-AHU-5301 | Air Handling Unit, Seawall Sub-Station | TAB-ACC-AHU | Air Handling Unit & Supply Fan | Air Handling Unit | HVAC |  | AHU | http://www.toronto.ca/TWONTO#air_handler_unit
38789 | TAB-ACC-AHU-5301 | Air Handling Unit, Seawall Sub-Station | TAB-ACC-AHU-SEAWL | AHUs/Supply Fans Sea Wall Substation | Air Handling Unit | HVAC |  | AHU | http://www.toronto.ca/TWONTO#air_handler_unit
38829 | TAB-ACC-AHU-6103 | AHU, Digester 5-8 Sludge Heat. Room | TAB-ACC-AHU-DIG | AHUs/Supply Fans Dig. Bldg. | Air Handling Unit | HVAC |  | AHU | http://www.toronto.ca/TWONTO#air_handler_unit
38830 | TAB-ACC-AHU-6104 | AHU, Digester 5-8 Pump Room | TAB-ACC-AHU-DIG | AHUs/Supply Fans Dig. Bldg. | Air Handling Unit | HVAC |  | AHU | http://www.toronto.ca/TWONTO#air_handler_unit
38834 | TAB-ACC-AHU-6410 | Air Handling Unit, Roof, Grit Bldg., P Bldg. | TAB-ACC-AHU-PBLDG | AHUs/Supply Fans P. Bldg. | Air Handling Unit | HVAC |  | AHU | http://www.toronto.ca/TWONTO#air_handler_unit
38835 | TAB-ACC-AHU-6440 | Air Handling Unit, Primary Tank Operating Gallery, Ground, West Side | TAB-SUSPENDED ENTITY | Suspended entities | Air Handling Unit | HVAC | 46312 | AHU | http://www.toronto.ca/TWONTO#air_handler_unit
38836 | TAB-ACC-AHU-6460 | Air Handling Unit, Existing Primary Tank Operating Gallery, Ground, West Side | TAB-ACC-AHU-PBLDG | AHUs/Supply Fans P. Bldg. | Air Handling Unit | HVAC |  | AHU | http://www.toronto.ca/TWONTO#air_handler_unit
38837 | TAB-ACC-AHU-6510 | Air Handling Unit, Mechanical Room no.1, Screen Bldg., P Bldg. | TAB-ACC-AHU-PBLDG | AHUs/Supply Fans P. Bldg. | Air Handling Unit | HVAC |  | AHU | http://www.toronto.ca/TWONTO#air_handler_unit
38838 | TAB-ACC-AHU-6520 | Air Handling Unit, Mechanical Room no.2, Screen Bldg., P Bldg. | TAB-ACC-AHU-PBLDG | AHUs/Supply Fans P. Bldg. | Air Handling Unit | HVAC |  | AHU | http://www.toronto.ca/TWONTO#air_handler_unit
38839 | TAB-ACC-AHU-6530 | Air Handling Unit, Mechanical Room no.3, Screen Bldg., P Bldg. | TAB-ACC-AHU-PBLDG | AHUs/Supply Fans P. Bldg. | Air Handling Unit | HVAC |  | AHU | http://www.toronto.ca/TWONTO#air_handler_unit
38840 | TAB-ACC-AHU-6540 | Air Handling Unit, Mechanical Room no.3, Screen Bldg., P Bldg. | TAB-ACC-AHU-PBLDG | AHUs/Supply Fans P. Bldg. | Air Handling Unit | HVAC |  | AHU | http://www.toronto.ca/TWONTO#air_handler_unit
38841 | TAB-ACC-AHU-6560 | Air Handling Unit, Mechanical Room no.3, Screen Bldg., P Bldg. | TAB-ACC-AHU-PBLDG | AHUs/Supply Fans P. Bldg. | Air Handling Unit | HVAC |  | AHU | http://www.toronto.ca/TWONTO#air_handler_unit
38842 | TAB-ACC-AHU-8232 | AHU,M Bldg | TAB-ACC-AHU | Air Handling Unit & Supply Fan | Air Handling Unit | HVAC |  | AHU | http://www.toronto.ca/TWONTO#air_handler_unit
38843 | TAB-ACC-AHU-8232 | AHU,M Bldg | TAB-ACC-AHU-M&T | AHUs/Supply Fans, Dampers M&T Bldg. | Air Handling Unit | HVAC |  | AHU | http://www.toronto.ca/TWONTO#air_handler_unit
38844 | TAB-ACC-AHU-8234 | AHU,M Bldg | TAB-ACC-AHU | Air Handling Unit & Supply Fan | Air Handling Unit | HVAC |  | AHU | http://www.toronto.ca/TWONTO#air_handler_unit
38845 | TAB-ACC-AHU-8234 | AHU,M Bldg | TAB-ACC-AHU-M&T | AHUs/Supply Fans, Dampers M&T Bldg. | Air Handling Unit | HVAC |  | AHU | http://www.toronto.ca/TWONTO#air_handler_unit
38846 | TAB-ACC-AHU-8300 | AHU, Make-up Air Unit, M Building, Roof | TAB-ACC-AHU-M&T | AHUs/Supply Fans, Dampers M&T Bldg. | Air Handling Unit | HVAC |  | AHU | http://www.toronto.ca/TWONTO#air_handler_unit
38938 | TAB-ACC-C-0001 | Cooler, Walk In, Lab, Water Cool | TAB-ACC-CI | Chiller and Air Coolers | H.V.A.C.,Air Conditioner | HVAC |  | C | walk_in_cooler
38947 | TAB-ACC-CP-4902 | Control Panel, Heating and Ventilation, Waste Gas Burner Station | TAB-ACC-AHU-4901 | Air Handling Unit, Waste Gas Buner Station | Control Panel,HVAC | HVAC |  | CP | http://www.toronto.ca/TWONTO#process_control_panel
38950 | TAB-ACC-CP-6500 | Panel, BAS Gateway Controller, Elect Room, New Screen Bldg, P Bldg. | TAB-ACC-AHU-PBLDG | AHUs/Supply Fans P. Bldg. | Control Panel,HVAC | HVAC |  | CP | http://www.toronto.ca/TWONTO#process_control_panel
38951 | TAB-ACC-CT-1404 | Control Panel, Zone Controller | TAB-ACC-VAV-1404 | Heater, Hot Water Reheat Coil, Variable air | Control Panel,HVAC | HVAC |  | CT | http://www.toronto.ca/TWONTO#thermostat_or_zone_controller_unit
38952 | TAB-ACC-CT-1405 | Control Panel, Zone Controller | TAB-ACC-VAV-1405 | Heater, Hot Water Reheat Coil, Variable air | Control Panel,HVAC | HVAC |  | CT | http://www.toronto.ca/TWONTO#thermostat_or_zone_controller_unit
38953 | TAB-ACC-CT-1419 | Control Panel, Zone Controller | TAB-ACC-VAV-1419 | Heater, Hot Water Reheat Coil, Variable air | Control Panel,HVAC | HVAC |  | CT | http://www.toronto.ca/TWONTO#thermostat_or_zone_controller_unit
38954 | TAB-ACC-CT-1420 | Control Panel, Zone Controller | TAB-ACC-VAV-1419 | Heater, Hot Water Reheat Coil, Variable air | Control Panel,HVAC | HVAC |  | CT | http://www.toronto.ca/TWONTO#thermostat_or_zone_controller_unit
38955 | TAB-ACC-CT-1433 | Control Panel, Zone Controller | TAB-ACC-HTR-1433 | Heater, Hot Water Reheat Coil | Control Panel,HVAC | HVAC |  | CT | http://www.toronto.ca/TWONTO#thermostat_or_zone_controller_unit
38956 | TAB-ACC-CT-1435 | Control Panel, Zone Controller | TAB-ACC-HTR-1435 | Heater, Hot Water Reheat Coil | Control Panel,HVAC | HVAC |  | CT | http://www.toronto.ca/TWONTO#thermostat_or_zone_controller_unit
38957 | TAB-ACC-CT-1437 | Control Panel, Zone Controller | TAB-ACC-HTR-1437 | Heater, Hot Water Reheat Coil | Control Panel,HVAC | HVAC |  | CT | http://www.toronto.ca/TWONTO#thermostat_or_zone_controller_unit
38958 | TAB-ACC-CT-1442 | Control Panel, Zone Controller | TAB-ACC-VAV-1442 | Heater, Hot Water Reheat Coil, Variable air | Control Panel,HVAC | HVAC |  | CT | http://www.toronto.ca/TWONTO#thermostat_or_zone_controller_unit
38959 | TAB-ACC-CT-1444 | Control Panel, Zone Controller | TAB-ACC-HTR-1444 | Heater, Hot Water Reheat Coil | Control Panel,HVAC | HVAC |  | CT | http://www.toronto.ca/TWONTO#thermostat_or_zone_controller_unit
38960 | TAB-ACC-CT-1447 | Control Panel, Zone Controller | TAB-ACC-HTR-1447 | Heater, Hot Water Reheat Coil | Control Panel,HVAC | HVAC |  | CT | http://www.toronto.ca/TWONTO#thermostat_or_zone_controller_unit
38961 | TAB-ACC-CT-1448 | Control Panel, Zone Controller | TAB-ACC-HTR-1448 | Heater, Hot Water Reheat Coil | Control Panel,HVAC | HVAC |  | CT | http://www.toronto.ca/TWONTO#thermostat_or_zone_controller_unit
38962 | TAB-ACC-CT-1450 | Control Panel, Zone Controller | TAB-ACC-VAV-1450 | Heater, Hot Water Reheat Coil, Variable air | Control Panel,HVAC | HVAC |  | CT | http://www.toronto.ca/TWONTO#thermostat_or_zone_controller_unit
38963 | TAB-ACC-CT-1455 | Control Panel, Zone Controller | TAB-ACC-HTR-1455 | Heater, Hot Water Reheat Coil | Control Panel,HVAC | HVAC |  | CT | http://www.toronto.ca/TWONTO#thermostat_or_zone_controller_unit
38964 | TAB-ACC-CT-1456 | Control Panel, Zone Controller | TAB-ACC-HTR-1499 | Heater, Hot Water Reheat Coil | Control Panel,HVAC | HVAC |  | CT | http://www.toronto.ca/TWONTO#thermostat_or_zone_controller_unit
38965 | TAB-ACC-CT-1457 | Control Panel, Zone Controller | TAB-ACC-VAV-1457 | Heater, Hot Water Reheat Coil, Variable air | Control Panel,HVAC | HVAC |  | CT | http://www.toronto.ca/TWONTO#thermostat_or_zone_controller_unit
38966 | TAB-ACC-CT-1458 | Control Panel, Zone Controller | TAB-ACC-VAV-1458 | Heater, Hot Water Reheat Coil, Variable air | Control Panel,HVAC | HVAC |  | CT | http://www.toronto.ca/TWONTO#thermostat_or_zone_controller_unit
38967 | TAB-ACC-CT-1461 | Control Panel, Zone Controller | TAB-ACC-HTR-1461 | Heater, Electric Reheat Coil | Control Panel,HVAC | HVAC |  | CT | http://www.toronto.ca/TWONTO#thermostat_or_zone_controller_unit
38968 | TAB-ACC-CT-1462 | Control Panel, Zone Controller | TAB-ACC-HTR-1462 | Heater unit, Z Bldg | Control Panel,HVAC | HVAC |  | CT | http://www.toronto.ca/TWONTO#thermostat_or_zone_controller_unit
38969 | TAB-ACC-CT-1484 | Control Panel, Zone Controller | TAB-ACC-VAV-1484 | Heater, Hot Water Reheat Coil, Variable air | Control Panel,HVAC | HVAC |  | CT | http://www.toronto.ca/TWONTO#thermostat_or_zone_controller_unit
38970 | TAB-ACC-CT-1485 | Control Panel, Zone Controller | TAB-ACC-VAV-1485 | Heater, Hot Water Reheat Coil, Variable air | Control Panel,HVAC | HVAC |  | CT | http://www.toronto.ca/TWONTO#thermostat_or_zone_controller_unit
38971 | TAB-ACC-CT-1488 | Control Panel, Zone Controller | TAB-ACC-VAV-1488 | Heater, Hot Water Reheat Coil, Variable air | Control Panel,HVAC | HVAC |  | CT | http://www.toronto.ca/TWONTO#thermostat_or_zone_controller_unit
38972 | TAB-ACC-CT-1489 | Control Panel, Zone Controller | TAB-ACC-VAV-1489 | Heater, Hot Water Reheat Coil, Variable air | Control Panel,HVAC | HVAC |  | CT | http://www.toronto.ca/TWONTO#thermostat_or_zone_controller_unit
38973 | TAB-ACC-CT-1490 | Control Panel, Zone Controller | TAB-ACC-HTR-1490 | Heater, Electric Reheat Coil | Control Panel,HVAC | HVAC |  | CT | http://www.toronto.ca/TWONTO#thermostat_or_zone_controller_unit
38974 | TAB-ACC-CT-1498 | Control Panel, Zone Controller | TAB-ACC-HTR-1498 | Heater, Hot Water Reheat Coil | Control Panel,HVAC | HVAC |  | CT | http://www.toronto.ca/TWONTO#thermostat_or_zone_controller_unit
38976 | TAB-ACC-CU-2187 | Fan, Exhaust, Z Bldg, Telephone Room | TAB-ACC-FN-ZBLDG | Exhaust Fans , Z Bldg | Fan | HVAC |  | CU | http://www.toronto.ca/TWONTO#blower_or_fan_with_drive
38977 | TAB-ACC-CU-2188 | Condensing Unit, Z Bldg | TAB-ACC-FN-ZBLDG | Exhaust Fans , Z Bldg | Fan | HVAC |  | CU | http://www.toronto.ca/TWONTO#AC_condenser_unit
38978 | TAB-ACC-CU-3600 | CONDENSING UNIT, AIR, WEST FACE ADMIN BUILDING | TAB-ADM-STRC | Old Admin Building - General | H.V.A.C.,Air Conditioner | HVAC |  | CU | http://www.toronto.ca/TWONTO#AC_condenser_unit
38979 | TAB-ACC-CU-6410 | Air Conditioner, Outdoor, Old Screen Bldg., P Bldg. | TAB-ACC-CI | Chiller and Air Coolers | H.V.A.C.,Air Conditioner | HVAC |  | CU | http://www.toronto.ca/TWONTO#AC_condenser_unit
38980 | TAB-ACC-CU-6510 | Condensing unit, Outdoor, lower Roof, Screen Bldg., P Bldg. | TAB-ACC-CI | Chiller and Air Coolers | H.V.A.C.,Air Conditioner | HVAC |  | CU | http://www.toronto.ca/TWONTO#AC_condenser_unit
38981 | TAB-ACC-CU-6520 | Condensing unit, Outdoor, lower Roof, Screen Bldg., P Bldg. | TAB-ACC-CI | Chiller and Air Coolers | H.V.A.C.,Air Conditioner | HVAC |  | CU | http://www.toronto.ca/TWONTO#AC_condenser_unit
38982 | TAB-ACC-CU-6530 | Condensing unit, Outdoor, Workshop Roof, Screen Bldg., P Bldg. | TAB-ACC-CI | Chiller and Air Coolers | H.V.A.C.,Air Conditioner | HVAC |  | CU | http://www.toronto.ca/TWONTO#AC_condenser_unit
38983 | TAB-ACC-CU-8201 | Condensing Unit, M Bldg Roof | TAB-ACC-AHU-M&T | AHUs/Supply Fans, Dampers M&T Bldg. |  | HVAC |  | CU | http://www.toronto.ca/TWONTO#AC_condenser_unit
39022 | TAB-ACC-DM-1404 | Damper, Actuated, Exhaust | TAB-ACC-VAV-1404 | Heater, Hot Water Reheat Coil, Variable air | Damper/Louver | HVAC |  | DM | http://www.toronto.ca/TWONTO#air_damper
39026 | TAB-ACC-DM-1417 | Damper, Actuated, Exhaust | TAB-ACC-VAV-1417 | Heater, Hot Water Reheat Coil, Variable air | Damper/Louver | HVAC |  | DM | http://www.toronto.ca/TWONTO#air_damper
39027 | TAB-ACC-DM-1418 | Damper, Actuated, Exhaust | TAB-ACC-VAV-1418 | Heater, Hot Water Reheat Coil, Variable air | Damper/Louver | HVAC |  | DM | http://www.toronto.ca/TWONTO#air_damper
39028 | TAB-ACC-DM-1419 | Damper, Actuated, Exhaust | TAB-ACC-VAV-1419 | Heater, Hot Water Reheat Coil, Variable air | Damper/Louver | HVAC |  | DM | http://www.toronto.ca/TWONTO#air_damper
39029 | TAB-ACC-DM-1420A | Damper, Actuated, Exhaust | TAB-ACC-VAV-1420 | Heater, Hot Water Reheat Coil, Variable air | Damper/Louver | HVAC |  | DM | http://www.toronto.ca/TWONTO#air_damper
39040 | TAB-ACC-DM-1440 | Damper, Actuated, Exhaust | TAB-ACC-VAV-1440 | Heater, Hot Water Reheat Coil, Variable air | Damper/Louver | HVAC |  | DM | http://www.toronto.ca/TWONTO#air_damper
39042 | TAB-ACC-DM-1442 | Damper, Actuated, Exhaust | TAB-ACC-VAV-1442 | Heater, Hot Water Reheat Coil, Variable air | Damper/Louver | HVAC |  | DM | http://www.toronto.ca/TWONTO#air_damper
39043 | TAB-ACC-DM-1450 | Damper, Actuated, Exhaust | TAB-ACC-VAV-1450 | Heater, Hot Water Reheat Coil, Variable air | Damper/Louver | HVAC |  | DM | http://www.toronto.ca/TWONTO#air_damper
39050 | TAB-ACC-DM-1485 | Damper, Actuated, Exhaust | TAB-ACC-VAV-1485 | Heater, Hot Water Reheat Coil, Variable air | Damper/Louver | HVAC |  | DM | http://www.toronto.ca/TWONTO#air_damper
39051 | TAB-ACC-DM-1487 | Damper, Actuated, Exhaust | TAB-ACC-VAV-1487 | Heater, Hot Water Reheat Coil, Variable air | Damper/Louver | HVAC |  | DM | http://www.toronto.ca/TWONTO#air_damper
39052 | TAB-ACC-DM-1488 | Damper, Actuated, Exhaust | TAB-ACC-VAV-1488 | Heater, Hot Water Reheat Coil, Variable air | Damper/Louver | HVAC |  | DM | http://www.toronto.ca/TWONTO#air_damper
39088 | TAB-ACC-DM-4902 | Damper, Manual, Waste Gas Burner Station | TAB-ACC-AHU-4901 | Air Handling Unit, Waste Gas Buner Station | Damper/Louver | HVAC |  | DM | http://www.toronto.ca/TWONTO#air_damper
39109 | TAB-ACC-DM-6411 | Damper, Motorized, Outside Air, AHU-6410, Roof, Existing Grit Bldg. | TAB-ACC-AHU-6410 | Air Handling Unit, Roof, Grit Bldg., P Bldg. | Damper/Louver | HVAC |  | DM | http://www.toronto.ca/TWONTO#air_damper
39110 | TAB-ACC-DM-6413 | Damper, Motorized, Supply Air, FN- 6412, Corridor Area of AHU-6410, Existing Grit Bldg. | TAB-ACC-AHU-6410 | Air Handling Unit, Roof, Grit Bldg., P Bldg. | Damper/Louver | HVAC |  | DM | http://www.toronto.ca/TWONTO#air_damper
39111 | TAB-ACC-DM-6414 | Damper, Motorized, Outside Air, Corridor Area of AHU-6410, Existing Grit Bldg. | TAB-ACC-AHU-6410 | Air Handling Unit, Roof, Grit Bldg., P Bldg. | Damper/Louver | HVAC |  | DM | http://www.toronto.ca/TWONTO#air_damper
39112 | TAB-ACC-DM-6416 | Damper, Motorized, Exhaust Air, FN- 6414, Roof, Existing Grit Bldg. | TAB-ACC-FN-6414 | Fan, Centrifugal, Exhaust Air, Roof, Grit Bldg., P Bldg. | Damper/Louver | HVAC |  | DM | http://www.toronto.ca/TWONTO#air_damper
39113 | TAB-ACC-DM-6417 | Damper, Motorized, Exhaust Air, FN- 6415, Roof, Existing Grit Bldg. | TAB-ACC-FN-6415 | Fan, Centrifugal, Exhaust Air, Roof, Grit Bldg., P Bldg. | Damper/Louver | HVAC |  | DM | http://www.toronto.ca/TWONTO#air_damper
39114 | TAB-ACC-DM-6420 | Damper, Motorized, Exhaust Air, FN- 6418, Roof, Existing Grit Bldg. | TAB-ACC-FN-6418 | Fan, Centrifugal, Exhaust Air, Roof, Grit Bldg., P Bldg. | Damper/Louver | HVAC |  | DM | http://www.toronto.ca/TWONTO#air_damper
39115 | TAB-ACC-DM-6423 | Damper, Motorized, Supply Air, FN- 6422, Corridor Area of AHU-6420, Existing Grit Bldg. | TAB-ACC-AHU-6420 | Air Handling Unit, Roof, Grit Bldg., P Bldg. | Damper/Louver | HVAC |  | DM | http://www.toronto.ca/TWONTO#air_damper
39116 | TAB-ACC-DM-6424 | Damper, Motorized, Outside Air, Corridor Area of AHU-6420, Existing Grit Bldg. | TAB-ACC-AHU-6420 | Air Handling Unit, Roof, Grit Bldg., P Bldg. | Damper/Louver | HVAC |  | DM | http://www.toronto.ca/TWONTO#air_damper
39117 | TAB-ACC-DM-6427 | Damper, Motorized, Outside Air, Grit Tank Area, Existing Grit Bldg. | TAB-ACC-AHU-6420 | Air Handling Unit, Roof, Grit Bldg., P Bldg. | Damper/Louver | HVAC |  | DM | http://www.toronto.ca/TWONTO#air_damper
39118 | TAB-ACC-DM-6431 | Damper, Motorized, Outside Air, AHU-6430, Roof, Existing Grit Bldg. | TAB-ACC-AHU-6430 | Air Handling Unit, Roof, Grit Bldg., P Bldg. | Damper/Louver | HVAC |  | DM | http://www.toronto.ca/TWONTO#air_damper
39119 | TAB-ACC-DM-6432 | Damper, Motorized, Supply Air, AHU-6430, Roof, Existing Grit Bldg. | TAB-ACC-AHU-6430 | Air Handling Unit, Roof, Grit Bldg., P Bldg. | Damper/Louver | HVAC |  | DM | http://www.toronto.ca/TWONTO#air_damper
39120 | TAB-ACC-DM-6434 | Damper, Motorized, Exhaust Air, FN- 6432, Corridor Area of AHU-6430, Existing Grit Bldg. | TAB-ACC-FN-6432 | Fan, Sidewall, Exhaust Air, AHU-6430, Roof, Grit Bldg., P Bldg. | Damper/Louver | HVAC |  | DM | http://www.toronto.ca/TWONTO#air_damper
39121 | TAB-ACC-DM-6453 | Damper, Motorized, Outside Air, FN- 6451, AHU-6450, Ground, East Operating Gallery | TAB-ACC-AHU-6450 | Air Handling Unit, Primary Tank Operating Gallery, Ground, East Side | Damper/Louver | HVAC |  | DM | http://www.toronto.ca/TWONTO#air_damper
39122 | TAB-ACC-DM-6455 | Damper, Motorized, Outside Air, Corridor Area of AHU-6450, East Operating Gallery | TAB-ACC-AHU-6450 | Air Handling Unit, Primary Tank Operating Gallery, Ground, East Side | Damper/Louver | HVAC |  | DM | http://www.toronto.ca/TWONTO#air_damper
39123 | TAB-ACC-DM-6456 | Damper, Motorized, Exhaust Air, FN- 6453, Corridor Area of AHU-6450, Exist. East Operating Gallery | TAB-ACC-FN-6453 | Fan, Sidewall, Exhaust Air, AHU-6450, Primary Tank Operating Gallery, Ground, East Side | Damper/Louver | HVAC |  | DM | http://www.toronto.ca/TWONTO#air_damper
39124 | TAB-ACC-DM-6457 | Damper, Motorized, Exhaust Air, FN- 6454, Ground, East Operating Gallery | TAB-ACC-FN-6454 | Fan, Centrifugal, Exhaust Air, Primary Tank Operating Gallery, Ground, East Side | Damper/Louver | HVAC |  | DM | http://www.toronto.ca/TWONTO#air_damper
39125 | TAB-ACC-DM-6462 | Damper, Motorized, Outside Air, FN- 6462,AHU-6460, Ground, Existing west operating gallery | TAB-ACC-FN-6462 | Fan, Centrifugal, Supply Air, AHU-6460, Primary Tank Operating Gallery, Ground, West Side | Damper/Louver | HVAC |  | DM | http://www.toronto.ca/TWONTO#air_damper
39126 | TAB-ACC-DM-6464 | Damper, Motorized, Supply Air, AHU-6460, Ground, Existing west operating gallery | TAB-ACC-AHU-6460 | Air Handling Unit, Existing Primary Tank Operating Gallery, Ground, West Side | Damper/Louver | HVAC |  | DM | http://www.toronto.ca/TWONTO#air_damper
39127 | TAB-ACC-DM-6473 | Damper, Motorized, Outside Air, FN- 6471, AHU-6470, Mechanical RM No. 6, Existing grit bldg. | TAB-ACC-AHU-6470 | Air Handling Unit, Mechanical Room no.6, Grit Bldg., P Bldg. | Damper/Louver | HVAC |  | DM | http://www.toronto.ca/TWONTO#air_damper
39128 | TAB-ACC-DM-6474 | Damper, Motorized, Supply Air, AHU-6470, Mechanical RM No. 6, Existing grit bldg. | TAB-ACC-AHU-6470 | Air Handling Unit, Mechanical Room no.6, Grit Bldg., P Bldg. | Damper/Louver | HVAC |  | DM | http://www.toronto.ca/TWONTO#air_damper
39129 | TAB-ACC-DM-6475 | Damper, Motorized, Supply Air, AHU-6470, Mechanical RM No. 6, Existing grit bldg. | TAB-ACC-AHU-6470 | Air Handling Unit, Mechanical Room no.6, Grit Bldg., P Bldg. | Damper/Louver | HVAC |  | DM | http://www.toronto.ca/TWONTO#air_damper
39130 | TAB-ACC-DM-6476 | Damper, Motorized, Exhaust Air, FN- 6464 & 6465, Mechanical RM No. 6, Existing grit bldg. | TAB-ACC-FN-6464 | Fan, Centrifugal, Exhaust Air, Roof, Old Screen Bldg., P Bldg. | Damper/Louver | HVAC |  | DM | http://www.toronto.ca/TWONTO#air_damper
39131 | TAB-ACC-DM-6478 | Damper, Motorized, Exhaust Air, FN- 6464, Roof, Existing Grit Bldg. | TAB-ACC-FN-6464 | Fan, Centrifugal, Exhaust Air, Roof, Old Screen Bldg., P Bldg. | Damper/Louver | HVAC |  | DM | http://www.toronto.ca/TWONTO#air_damper
39132 | TAB-ACC-DM-6481 | Damper, Motorized, Outside Air, FN- 6481, Pump RM, Existing Grit Bldg. | TAB-ACC-FN-6481 | Fan, Centrifugal, Supply Air, Pump Room, Grit Bldg., P Bldg. | Damper/Louver | HVAC |  | DM | http://www.toronto.ca/TWONTO#air_damper
39133 | TAB-ACC-DM-6485 | Damper, Motorized, Outside Air, FN- 6485, Grit Tank Area north, Existing Grit Bldg. | TAB-ACC-FN-6485 | Fan, Centrifugal, Supply Air, CEPT, Grit Bldg., P Bldg. | Damper/Louver | HVAC |  | DM | http://www.toronto.ca/TWONTO#air_damper
39134 | TAB-ACC-DM-6501 | Damper, Motorized, Outside Air, Heat Recovery Ventilator, 6501, Kitchen, Workshop Bldg. | TAB-ACC-MEQ-6501 | High Pressure Hot Water cleaning system, Mechanical Room No. 1, Screen Bldg., P Bldg. | Damper/Louver | HVAC |  | DM | http://www.toronto.ca/TWONTO#air_damper
39135 | TAB-ACC-DM-6525 | Damper, Motorized, Supply Air, AHU-6520, Mechanical RM No. 2, Screen Bldg., P Bldg. | TAB-ACC-AHU-6520 | Air Handling Unit, Mechanical Room no.2, Screen Bldg., P Bldg. | Damper/Louver | HVAC |  | DM | http://www.toronto.ca/TWONTO#air_damper
39136 | TAB-ACC-DM-6531 | Damper, Motorized, Outside Air, AHU-6530, Mechanical RM No. 3, Screen Bldg., P Bldg. | TAB-ACC-AHU-6530 | Air Handling Unit, Mechanical Room no.3, Screen Bldg., P Bldg. | Damper/Louver | HVAC |  | DM | http://www.toronto.ca/TWONTO#air_damper
39137 | TAB-ACC-DM-6534 | Damper, Motorized, Exhaust Air, FN- 6532, Mechanical RM No. 3, Screen Bldg., P Bldg. | TAB-ACC-FN-6532 | Fan, Centrifugal, Exhaust air, Mechanical Room No. 3, Screen Bldg., P Bldg. | Damper/Louver | HVAC |  | DM | http://www.toronto.ca/TWONTO#air_damper
39138 | TAB-ACC-DM-6535 | Damper, Motorized, Outside Air, AHU-6530,6540, 6550 & 6560, Mech. RM No. 3, Screen Bldg., P Bldg. | TAB-ACC-AHU-6530 | Air Handling Unit, Mechanical Room no.3, Screen Bldg., P Bldg. | Damper/Louver | HVAC |  | DM | http://www.toronto.ca/TWONTO#air_damper
39139 | TAB-ACC-DM-6541 | Damper, Motorized, Outside Air, AHU-6540, Mechanical RM No. 3, Screen Bldg., P Bldg. | TAB-ACC-AHU-6540 | Air Handling Unit, Mechanical Room no.3, Screen Bldg., P Bldg. | Damper/Louver | HVAC |  | DM | http://www.toronto.ca/TWONTO#air_damper
39140 | TAB-ACC-DM-6549 | Damper, Motorized, Supply Air, AHU-6530,6540, 6550 & 6560, Mech. RM No. 3, Screen Bldg., P Bldg. | TAB-ACC-AHU-6530 | Air Handling Unit, Mechanical Room no.3, Screen Bldg., P Bldg. | Damper/Louver | HVAC |  | DM | http://www.toronto.ca/TWONTO#air_damper
39141 | TAB-ACC-DM-6554 | Damper, Motorized, Exhaust Air, FN- 6552, Mechanical RM No. 3, Screen Bldg., P Bldg. | TAB-ACC-FN-6552 | Fan, Centrifugal, exhaust air, Mechanical Room No. 3, Screen Bldg., P Bldg. | Damper/Louver | HVAC |  | DM | http://www.toronto.ca/TWONTO#air_damper
39142 | TAB-ACC-DM-6556 | Damper, Motorized, Exhaust Air, FN- 6532,6542, 6552 & 6562, Mech. RM No. 3, Screen Bldg., P Bldg. | TAB-ACC-FN-6532 | Fan, Centrifugal, Exhaust air, Mechanical Room No. 3, Screen Bldg., P Bldg. | Damper/Louver | HVAC |  | DM | http://www.toronto.ca/TWONTO#air_damper
39143 | TAB-ACC-DM-6557 | Damper, Motorized, Exhaust Air, FN- 6532,6542, 6552 & 6562, Mech. RM No. 3, Screen Bldg., P Bldg. | TAB-ACC-FN-6532 | Fan, Centrifugal, Exhaust air, Mechanical Room No. 3, Screen Bldg., P Bldg. | Damper/Louver | HVAC |  | DM | http://www.toronto.ca/TWONTO#air_damper
39144 | TAB-ACC-DM-6558 | Damper, Motorized, Ambient Air, Mechanical RM No. 3, Screen Bldg., P Bldg. | TAB-ACC-AHU-6530 | Air Handling Unit, Mechanical Room no.3, Screen Bldg., P Bldg. | Damper/Louver | HVAC |  | DM | http://www.toronto.ca/TWONTO#air_damper
39145 | TAB-ACC-DM-6562 | Damper, Motorized, Supply Air, AHU-6560, Mechanical RM No. 3, Screen Bldg., P Bldg. | TAB-ACC-AHU-6560 | Air Handling Unit, Mechanical Room no.3, Screen Bldg., P Bldg. | Damper/Louver | HVAC |  | DM | http://www.toronto.ca/TWONTO#air_damper
39146 | TAB-ACC-DM-6564 | Damper, Motorized, Exhaust Air, FN- 6562, Mechanical RM No. 3, Screen Bldg., P Bldg. | TAB-ACC-FN-6562 | Fan, Centrifugal, exhaust air, Mechanical Room No. 3, Screen Bldg., P Bldg. | Damper/Louver | HVAC |  | DM | http://www.toronto.ca/TWONTO#air_damper
39147 | TAB-ACC-DM-6571 | Damper, Motorized, Outside Air, AHU-6570, Mechanical RM No. 3, Screen Bldg., P Bldg. | TAB-ACC-AHU-6570 | Air Handling Unit, Mechanical Room no.3, Screen Bldg., P Bldg. | Damper/Louver | HVAC |  | DM | http://www.toronto.ca/TWONTO#air_damper
39148 | TAB-ACC-DM-6572 | Damper, Motorized, Supply Air, FN- 6572,AHU-6570, Mechanical RM No. 3, Screen Bldg., P Bldg. | TAB-ACC-AHU-6570 | Air Handling Unit, Mechanical Room no.3, Screen Bldg., P Bldg. | Damper/Louver | HVAC |  | DM | http://www.toronto.ca/TWONTO#air_damper
39149 | TAB-ACC-DM-6573 | Damper, Motorized, Supply Air, FN- 6571, AHU-6570, Mechanical RM No. 3, Screen Bldg., P Bldg. | TAB-ACC-AHU-6570 | Air Handling Unit, Mechanical Room no.3, Screen Bldg., P Bldg. | Damper/Louver | HVAC |  | DM | http://www.toronto.ca/TWONTO#air_damper
39150 | TAB-ACC-DM-6574 | Damper, Motorized, Supply Air, AHU-6570, Mechanical RM No. 3, Screen Bldg., P Bldg. | TAB-ACC-AHU-6570 | Air Handling Unit, Mechanical Room no.3, Screen Bldg., P Bldg. | Damper/Louver | HVAC |  | DM | http://www.toronto.ca/TWONTO#air_damper
39151 | TAB-ACC-DM-6575 | Damper, Motorized, Return Air, AHU-6570, Mechanical RM No. 3, Screen Bldg., P Bldg. | TAB-ACC-AHU-6570 | Air Handling Unit, Mechanical Room no.3, Screen Bldg., P Bldg. | Damper/Louver | HVAC |  | DM | http://www.toronto.ca/TWONTO#air_damper
39152 | TAB-ACC-DM-6576 | Damper, Motorized, Return Air, FN- 6573, AHU-6570, Mechanical RM No. 3, Screen Bldg., P Bldg. | TAB-ACC-AHU-6570 | Air Handling Unit, Mechanical Room no.3, Screen Bldg., P Bldg. | Damper/Louver | HVAC |  | DM | http://www.toronto.ca/TWONTO#air_damper
39153 | TAB-ACC-DM-6577 | Damper, Motorized, Return Air, FN- 6574, AHU-6570, Mechanical RM No. 3, Screen Bldg., P Bldg. | TAB-ACC-AHU-6570 | Air Handling Unit, Mechanical Room no.3, Screen Bldg., P Bldg. | Damper/Louver | HVAC |  | DM | http://www.toronto.ca/TWONTO#air_damper
39154 | TAB-ACC-DM-6581 | Damper, Motorized, Outside Air, AHU-6580, Roof, Workshop Bldg. | TAB-ACC-AHU-6580 | Air Handling Unit, Workshop Roof, P Bldg. | Damper/Louver | HVAC |  | DM | http://www.toronto.ca/TWONTO#air_damper
39155 | TAB-ACC-DM-6592 | Damper, Motorized, Return Air, AHU-6590, Roof, Workshop Bldg. | TAB-ACC-AHU-6590 | Air Handling Unit, Workshop Roof, P Bldg. | Damper/Louver | HVAC |  | DM | http://www.toronto.ca/TWONTO#air_damper
39156 | TAB-ACC-DM-6594 | Damper, Motorized, Outside Air, Corridor Area of AHU-6580, Workshop Bldg. | TAB-ACC-AHU-6580 | Air Handling Unit, Workshop Roof, P Bldg. | Damper/Louver | HVAC |  | DM | http://www.toronto.ca/TWONTO#air_damper
39157 | TAB-ACC-DM-6597 | Damper, Motorized, Exhaust Air, FN- 6595, Mechanical RM No. 4, Workshop Bldg. | TAB-ACC-FN-6595 | Fan, Centrifugal, Exhaust Air, Workshop, Mechanical Room No. 4, Screen Bldg., P Bldg. | Damper/Louver | HVAC |  | DM | http://www.toronto.ca/TWONTO#air_damper
39158 | TAB-ACC-DM-6598 | Damper, Motorized, Outside Air, Mechanical RM No. 4, Workshop Bldg. | TAB-ACC-FN-6595 | Fan, Centrifugal, Exhaust Air, Workshop, Mechanical Room No. 4, Screen Bldg., P Bldg. | Damper/Louver | HVAC |  | DM | http://www.toronto.ca/TWONTO#air_damper
39193 | TAB-ACC-F-6412 | Filter, AHU-6410, Roof, Grit Bldg., P Bldg. | TAB-ACC-AHU-6410 | Air Handling Unit, Roof, Grit Bldg., P Bldg. | Filter | HVAC |  | F | http://www.toronto.ca/TWONTO#replaceable_air_filter
39194 | TAB-ACC-F-6422 | Filter, AHU-6420, Roof, Grit Bldg., P Bldg. | TAB-ACC-AHU-6420 | Air Handling Unit, Roof, Grit Bldg., P Bldg. | Filter | HVAC |  | F | http://www.toronto.ca/TWONTO#replaceable_air_filter
39195 | TAB-ACC-F-6431 | Filter, Prefilter, AHU-6430, Roof, Grit Bldg., P Bldg. | TAB-ACC-AHU-6430 | Air Handling Unit, Roof, Grit Bldg., P Bldg. | Filter | HVAC |  | F | http://www.toronto.ca/TWONTO#replaceable_air_filter
39196 | TAB-ACC-F-6452 | Filter, AHU-6450, Primary Tank Operating Gallery, Ground, East Side | TAB-ACC-AHU-6450 | Air Handling Unit, Primary Tank Operating Gallery, Ground, East Side | Filter | HVAC |  | F | http://www.toronto.ca/TWONTO#replaceable_air_filter
39197 | TAB-ACC-F-6461 | Filter, Prefilter, AHU-6460, Primary Tank Operating Gallery, Ground, West Side | TAB-ACC-AHU-6460 | Air Handling Unit, Existing Primary Tank Operating Gallery, Ground, West Side | Filter | HVAC |  | F | http://www.toronto.ca/TWONTO#replaceable_air_filter
39198 | TAB-ACC-F-6462 | Filter, AHU-6460, Primary Tank Operating Gallery, Ground, West Side | TAB-ACC-AHU-6460 | Air Handling Unit, Existing Primary Tank Operating Gallery, Ground, West Side | Filter | HVAC |  | F | http://www.toronto.ca/TWONTO#replaceable_air_filter
39199 | TAB-ACC-F-6511 | Filter, prefilter, AHU-6510, Mechanical room No. 1, Screen Bldg., P Bldg. | TAB-ACC-AHU-6510 | Air Handling Unit, Mechanical Room no.1, Screen Bldg., P Bldg. | Filter | HVAC |  | F | http://www.toronto.ca/TWONTO#replaceable_air_filter
39200 | TAB-ACC-F-6512 | Filter, AHU-6510, Mechanical room No. 1, Screen Bldg., P Bldg. | TAB-ACC-AHU-6510 | Air Handling Unit, Mechanical Room no.1, Screen Bldg., P Bldg. | Filter | HVAC |  | F | http://www.toronto.ca/TWONTO#replaceable_air_filter
39201 | TAB-ACC-F-6522 | Filter, AHU-6520, Mechanical Room No. 2, Screen Bldg., P Bldg. | TAB-ACC-AHU-6520 | Air Handling Unit, Mechanical Room no.2, Screen Bldg., P Bldg. | Filter | HVAC |  | F | http://www.toronto.ca/TWONTO#replaceable_air_filter
39202 | TAB-ACC-F-6531 | Filter, Prefilter, AHU-6530, Mechanical Room No. 3, Screen Bldg., P Bldg. | TAB-ACC-AHU-6530 | Air Handling Unit, Mechanical Room no.3, Screen Bldg., P Bldg. | Filter | HVAC |  | F | http://www.toronto.ca/TWONTO#replaceable_air_filter
39203 | TAB-ACC-F-6541 | Filter, Prefilter, AHU-6540, Mechanical Room No. 3, Screen Bldg., P Bldg. | TAB-ACC-AHU-6540 | Air Handling Unit, Mechanical Room no.3, Screen Bldg., P Bldg. | Filter | HVAC |  | F | http://www.toronto.ca/TWONTO#replaceable_air_filter
39204 | TAB-ACC-F-6542 | Filter, AHU-6540, Mechanical Room No. 3, Screen Bldg., P Bldg. | TAB-ACC-AHU-6540 | Air Handling Unit, Mechanical Room no.3, Screen Bldg., P Bldg. | Filter | HVAC |  | F | http://www.toronto.ca/TWONTO#replaceable_air_filter
39205 | TAB-ACC-F-6552 | Filter, AHU-6550, Mechanical Room No. 3, Screen Bldg., P Bldg. | TAB-ACC-AHU-6550 | Air Handling Unit, Mechanical Room no.3, Screen Bldg., P Bldg. | Filter | HVAC |  | F | http://www.toronto.ca/TWONTO#replaceable_air_filter
39206 | TAB-ACC-F-6561 | Filter, Prefilter, AHU-6560, Mechanical Room No. 3, Screen Bldg., P Bldg. | TAB-ACC-AHU-6560 | Air Handling Unit, Mechanical Room no.3, Screen Bldg., P Bldg. | Filter | HVAC |  | F | http://www.toronto.ca/TWONTO#replaceable_air_filter
39207 | TAB-ACC-F-6591 | Filter, Prefilter, AHU-6590, Workshop Roof, Screen Bldg., P Bldg. | TAB-ACC-AHU-6590 | Air Handling Unit, Workshop Roof, P Bldg. | Filter | HVAC |  | F | http://www.toronto.ca/TWONTO#replaceable_air_filter
39208 | TAB-ACC-F-6592 | Filter, AHU-6590, Workshop Roof, Screen Bldg., P Bldg. | TAB-ACC-AHU-6590 | Air Handling Unit, Workshop Roof, P Bldg. | Filter | HVAC |  | F | http://www.toronto.ca/TWONTO#replaceable_air_filter
39322 | TAB-ACC-FN-1405 | Fan, Supply -Z Bldg, Boiler room | TAB-ACC-AHU-ZBLDG | AHUs/Supply Fans Z. Bldg. | Fan | HVAC |  | FN | http://www.toronto.ca/TWONTO#blower_or_fan_with_drive
39362 | TAB-ACC-FN-1904 | Conditioner, Air, Blwr Bldg, Computer Rm-Blwr Bldg | TAB-ACC-CI | Chiller and Air Coolers | H.V.A.C.,Air Conditioner | HVAC |  | FN | http://www.toronto.ca/TWONTO#air_condition
39391 | TAB-ACC-FN-2841 | Fan, Supply Air, Dewatering Bldg. | TAB-ACC-AHU-DEW | AHUs/Supply Fans Dewater. Bldg. | Fan | HVAC |  | FN | http://www.toronto.ca/TWONTO#blower_or_fan_with_drive
39424 | TAB-ACC-FN-6412 | Fan, Centrifugal, Supply Air, AHU-6410, Grit Bldg. roof, P Bldg. | TAB-ACC-AHU-6410 | Air Handling Unit, Roof, Grit Bldg., P Bldg. | Fan | HVAC |  | FN | http://www.toronto.ca/TWONTO#blower_or_fan_with_drive
39425 | TAB-ACC-FN-6417 | Fan, Centrifugal, Exhaust Air, Roof, Grit Bldg., P Bldg. | TAB-ACC-FN-PBLDG | Exhaust Fans , P Bldg | Fan,Centrifugal | HVAC |  | FN | http://www.toronto.ca/TWONTO#blower_or_fan_with_drive
39426 | TAB-ACC-FN-6418 | Fan, Centrifugal, Exhaust Air, Roof, Grit Bldg., P Bldg. | TAB-ACC-FN-PBLDG | Exhaust Fans , P Bldg | Fan,Centrifugal | HVAC |  | FN | http://www.toronto.ca/TWONTO#blower_or_fan_with_drive
39427 | TAB-ACC-FN-6421 | Fan, Centrifugal, Supply Air, AHU-6420, Roof, Grit Bldg., P Bldg. | TAB-ACC-AHU-6420 | Air Handling Unit, Roof, Grit Bldg., P Bldg. | Fan,Centrifugal | HVAC |  | FN | http://www.toronto.ca/TWONTO#blower_or_fan_with_drive
39428 | TAB-ACC-FN-6422 | Fan, Sidewall, Exhaust Air, AHU-6420, Roof, Grit Bldg., P Bldg. | TAB-ACC-AHU-6420 | Air Handling Unit, Roof, Grit Bldg., P Bldg. | Fan | HVAC |  | FN | http://www.toronto.ca/TWONTO#blower_or_fan_with_drive
39429 | TAB-ACC-FN-6431 | Fan, Centrifugal, Supply Air, AHU-6430, Roof, Grit Bldg., P Bldg. | TAB-ACC-AHU-6430 | Air Handling Unit, Roof, Grit Bldg., P Bldg. | Fan,Centrifugal | HVAC |  | FN | http://www.toronto.ca/TWONTO#blower_or_fan_with_drive
39430 | TAB-ACC-FN-6433 | Fan, Centrifugal, Exhaust Air, Roof, Grit Bldg., P Bldg. | TAB-EL1-MCC-6634 | Motor Control Centre 600V - Galery 9 | Fan,Centrifugal | HVAC |  | FN | http://www.toronto.ca/TWONTO#blower_or_fan_with_drive
39431 | TAB-ACC-FN-6451 | Fan, Centrifugal, Supply Air, AHU-6450, Primary Tank Operating Gallery, Ground, East Side | TAB-ACC-AHU-6450 | Air Handling Unit, Primary Tank Operating Gallery, Ground, East Side | Fan,Centrifugal | HVAC |  | FN | http://www.toronto.ca/TWONTO#blower_or_fan_with_drive
39432 | TAB-ACC-FN-6452 | Fan, Centrifugal, Supply Air, AHU-6450, Primary Tank Operating Gallery, Ground, East Side | TAB-ACC-AHU-6450 | Air Handling Unit, Primary Tank Operating Gallery, Ground, East Side | Fan,Centrifugal | HVAC |  | FN | http://www.toronto.ca/TWONTO#blower_or_fan_with_drive
39433 | TAB-ACC-FN-6463 | Fan, Sidewall, Exhaust Air, AHU-6460, Primary Tank Operating Gallery, Ground, West Side | TAB-ACC-AHU-6460 | Air Handling Unit, Existing Primary Tank Operating Gallery, Ground, West Side | Fan | HVAC |  | FN | http://www.toronto.ca/TWONTO#blower_or_fan_with_drive
39434 | TAB-ACC-FN-6464 | Fan, Centrifugal, Exhaust Air, Roof, Old Screen Bldg., P Bldg. | TAB-ACC-FN-PBLDG | Exhaust Fans , P Bldg | Fan,Centrifugal | HVAC |  | FN | http://www.toronto.ca/TWONTO#blower_or_fan_with_drive
39435 | TAB-ACC-FN-6465 | Fan, Centrifugal, Exhaust Air, Roof, Old Screen Bldg., P Bldg. | TAB-ACC-FN-PBLDG | Exhaust Fans , P Bldg | Fan,Centrifugal | HVAC |  | FN | http://www.toronto.ca/TWONTO#blower_or_fan_with_drive
39436 | TAB-ACC-FN-6472 | Fan, Centrifugal, Supply Air, AHU-6470, Mech Room No. 6, Old Screen Bldg., P Bldg. | TAB-ACC-AHU-6470 | Air Handling Unit, Mechanical Room no.6, Grit Bldg., P Bldg. | Fan,Centrifugal | HVAC |  | FN | http://www.toronto.ca/TWONTO#blower_or_fan_with_drive
39437 | TAB-ACC-FN-6482 | Fan, Centrifugal, Supply Air, Mech Room No. 5, Old Screen Bldg., P Bldg. | TAB-ACC-AHU-PBLDG | AHUs/Supply Fans P. Bldg. | Fan,Centrifugal | HVAC |  | FN | http://www.toronto.ca/TWONTO#blower_or_fan_with_drive
39438 | TAB-ACC-FN-6502 | Fan, Ceiling type, Exhaust air, Janitor room, Screen Bldg., P Bldg. | TAB-ACC-FN-PBLDG | Exhaust Fans , P Bldg | Fan | HVAC |  | FN | http://www.toronto.ca/TWONTO#blower_or_fan_with_drive
39439 | TAB-ACC-FN-6511 | Fan, Centrifugal, Supply air, AHU-6510, Mechanical room No. 1, Screen Bldg., P Bldg. | TAB-ACC-AHU-6510 | Air Handling Unit, Mechanical Room no.1, Screen Bldg., P Bldg. | Fan,Centrifugal | HVAC |  | FN | http://www.toronto.ca/TWONTO#blower_or_fan_with_drive
39440 | TAB-ACC-FN-6521 | Fan, Centrifugal, Supply air, AHU-6520, Mechanical Room No. 2, Screen Bldg., P Bldg. | TAB-ACC-AHU-6520 | Air Handling Unit, Mechanical Room no.2, Screen Bldg., P Bldg. | Fan,Centrifugal | HVAC |  | FN | http://www.toronto.ca/TWONTO#blower_or_fan_with_drive
39441 | TAB-ACC-FN-6532 | Fan, Centrifugal, Exhaust air, Mechanical Room No. 3, Screen Bldg., P Bldg. | TAB-ACC-FN-PBLDG | Exhaust Fans , P Bldg | Fan,Centrifugal | HVAC |  | FN | http://www.toronto.ca/TWONTO#blower_or_fan_with_drive
39442 | TAB-ACC-FN-6561 | Fan, Centrifugal, Supply air, AHU-6560, Mechanical Room No. 3, Screen Bldg., P Bldg. | TAB-ACC-AHU-6560 | Air Handling Unit, Mechanical Room no.3, Screen Bldg., P Bldg. | Fan,Centrifugal | HVAC |  | FN | http://www.toronto.ca/TWONTO#blower_or_fan_with_drive
39443 | TAB-ACC-FN-6562 | Fan, Centrifugal, exhaust air, Mechanical Room No. 3, Screen Bldg., P Bldg. | TAB-ACC-FN-PBLDG | Exhaust Fans , P Bldg | Fan,Centrifugal | HVAC |  | FN | http://www.toronto.ca/TWONTO#blower_or_fan_with_drive
39444 | TAB-ACC-FN-6571 | Fan, Centrifugal, Supply air, AHU-6570, Mechanical Room No. 3, Screen Bldg., P Bldg. | TAB-ACC-AHU-6570 | Air Handling Unit, Mechanical Room no.3, Screen Bldg., P Bldg. | Fan,Centrifugal | HVAC |  | FN | http://www.toronto.ca/TWONTO#blower_or_fan_with_drive
39445 | TAB-ACC-FN-6573 | Fan, Centrifugal, Exhaust air, AHU-6570, Mechanical Room No. 3, Screen Bldg., P Bldg. | TAB-ACC-AHU-6570 | Air Handling Unit, Mechanical Room no.3, Screen Bldg., P Bldg. | Fan,Centrifugal | HVAC |  | FN | http://www.toronto.ca/TWONTO#blower_or_fan_with_drive
39446 | TAB-ACC-FN-6574 | Fan, Centrifugal, Exhaust air, AHU-6570, Mechanical Room No. 3, Screen Bldg., P Bldg. | TAB-ACC-AHU-6570 | Air Handling Unit, Mechanical Room no.3, Screen Bldg., P Bldg. | Fan,Centrifugal | HVAC |  | FN | http://www.toronto.ca/TWONTO#blower_or_fan_with_drive
39447 | TAB-ACC-FN-6584 | Fan, Centrifugal, Exhaust Air, AHU-6580, Workshop Roof, Screen Bldg., P Bldg. | TAB-ACC-AHU-6580 | Air Handling Unit, Workshop Roof, P Bldg. | Fan,Centrifugal | HVAC |  | FN | http://www.toronto.ca/TWONTO#blower_or_fan_with_drive
39448 | TAB-ACC-FN-6592 | Fan, Centrifugal, Exhaust Air, AHU-6590, Workshop Roof, Screen Bldg., P Bldg. | TAB-ACC-AHU-6590 | Air Handling Unit, Workshop Roof, P Bldg. | Fan,Centrifugal | HVAC |  | FN | http://www.toronto.ca/TWONTO#blower_or_fan_with_drive
39449 | TAB-ACC-FN-6595 | Fan, Centrifugal, Exhaust Air, Workshop, Mechanical Room No. 4, Screen Bldg., P Bldg. | TAB-ACC-FN-PBLDG | Exhaust Fans , P Bldg | Fan,Centrifugal | HVAC |  | FN | http://www.toronto.ca/TWONTO#blower_or_fan_with_drive
39595 | TAB-ACC-HC-9001 | Heating Coil, T Bldg | TAB-ACC-HTR-M&T | Unit Heaters- M&T Bldg | H.V.A.C.,Heater | HVAC |  | HC | heating_coil
39605 | TAB-ACC-HE-1400A | Heat Exchanger, Hot Water Reheat Coil | TAB-ACC-VAV-1400 | Heater, Hot Water Reheat Coil, Variable air | Heat Exchanger | HVAC |  | HE | http://www.toronto.ca/TWONTO#heat_exchanger
39607 | TAB-ACC-HE-1402 | Heat Exchanger, Hot Water Reheat Coil | TAB-ACC-VAV-1402 | Heater, Hot Water Reheat Coil, Variable air | Heat Exchanger | HVAC |  | HE | http://www.toronto.ca/TWONTO#heat_exchanger
39608 | TAB-ACC-HE-1404 | Heat Exchanger, Hot Water Reheat Coil | TAB-ACC-VAV-1404 | Heater, Hot Water Reheat Coil, Variable air | Heat Exchanger | HVAC |  | HE | http://www.toronto.ca/TWONTO#heat_exchanger
39610 | TAB-ACC-HE-1417 | Heat Exchange, Hot Water Reheat Coil | TAB-ACC-VAV-1417 | Heater, Hot Water Reheat Coil, Variable air | Heat Exchanger | HVAC |  | HE | http://www.toronto.ca/TWONTO#heat_exchanger
39611 | TAB-ACC-HE-1420A | Heater, Hot Water Reheat Coil | TAB-ACC-VAV-1420 | Heater, Hot Water Reheat Coil, Variable air | Heat Exchanger | HVAC |  | HE | http://www.toronto.ca/TWONTO#heater
39612 | TAB-ACC-HE-1438 | Heat Exchanger, Hot Water Reheat Coil | TAB-ACC-HTR-1437 | Heater, Hot Water Reheat Coil | Heat Exchanger | HVAC |  | HE | http://www.toronto.ca/TWONTO#heat_exchanger
39613 | TAB-ACC-HE-1439 | Heat Exchanger, Hot Water Reheat Coil | TAB-ACC-HTR-1439 | Heater, Hot Water Reheat Coil | Heat Exchanger | HVAC |  | HE | http://www.toronto.ca/TWONTO#heat_exchanger
39614 | TAB-ACC-HE-1440 | Heat Exchanger, Hot Water Reheat Coil | TAB-ACC-VAV-1440 | Heater, Hot Water Reheat Coil, Variable air | Heat Exchanger | HVAC |  | HE | http://www.toronto.ca/TWONTO#heat_exchanger
39615 | TAB-ACC-HE-1442 | Heat Exchanger, Hot Water Reheat Coil | TAB-ACC-VAV-1442 | Heater, Hot Water Reheat Coil, Variable air | Heat Exchanger | HVAC |  | HE | http://www.toronto.ca/TWONTO#heat_exchanger
39616 | TAB-ACC-HE-1444 | Heat Exchanger, Hot Water Reheat Coil | TAB-ACC-HTR-1444 | Heater, Hot Water Reheat Coil | Heat Exchanger | HVAC |  | HE | http://www.toronto.ca/TWONTO#heat_exchanger
39617 | TAB-ACC-HE-1445 | Heat Exchanger, Hot Water Reheat Coil | TAB-ACC-HTR-1445 | Heater, Hot Water Reheat Coil | Heat Exchanger | HVAC |  | HE | http://www.toronto.ca/TWONTO#heat_exchanger
39618 | TAB-ACC-HE-1446 | Heat Exchanger, Hot Water Reheat Coil | TAB-ACC-HTR-1446 | Heater, Hot Water Reheat Coil | Heat Exchanger | HVAC |  | HE | http://www.toronto.ca/TWONTO#heat_exchanger
39619 | TAB-ACC-HE-1447 | Heat Exchanger, Hot Water Reheat Coil | TAB-ACC-HTR-1447 | Heater, Hot Water Reheat Coil | Heat Exchanger | HVAC |  | HE | http://www.toronto.ca/TWONTO#heat_exchanger
39620 | TAB-ACC-HE-1449 | Heat Exchanger, Hot Water Reheat Coil | TAB-ACC-HTR-1449 | Heater, Hot Water Reheat Coil | Heat Exchanger | HVAC |  | HE | http://www.toronto.ca/TWONTO#heat_exchanger
39621 | TAB-ACC-HE-1450 | Heat Exchanger, Hot Water Reheat Coil | TAB-ACC-VAV-1450 | Heater, Hot Water Reheat Coil, Variable air | Heat Exchanger | HVAC |  | HE | http://www.toronto.ca/TWONTO#heat_exchanger
39622 | TAB-ACC-HE-1459 | Heat Exchanger, Hot Water Reheat Coil | TAB-ACC-VAV-1459 | Heater, Hot Water Reheat Coil, Variable air | Heat Exchanger | HVAC |  | HE | http://www.toronto.ca/TWONTO#heat_exchanger
39623 | TAB-ACC-HE-1464 | Heat Exchanger, Electric Reheat Coil | TAB-ACC-HTR-1462 | Heater unit, Z Bldg | Heat Exchanger | HVAC |  | HE | http://www.toronto.ca/TWONTO#heat_exchanger
39624 | TAB-ACC-HE-1469 | Heat Exchanger, Hot Water Reheat Coil | TAB-ACC-VAV-1469 | Heater, Hot Water Reheat Coil, Variable air | Heat Exchanger | HVAC |  | HE | http://www.toronto.ca/TWONTO#heat_exchanger
39625 | TAB-ACC-HE-1484 | Heat Exchanger, Hot Water Reheat Coil | TAB-ACC-VAV-1484 | Heater, Hot Water Reheat Coil, Variable air | Heat Exchanger | HVAC |  | HE | http://www.toronto.ca/TWONTO#heat_exchanger
39626 | TAB-ACC-HE-1486 | Heat Exchanger, Hot Water Reheat Coil | TAB-ACC-VAV-1486 | Heater, Hot Water Reheat Coil, Variable air | Heat Exchanger | HVAC |  | HE | http://www.toronto.ca/TWONTO#heat_exchanger
39627 | TAB-ACC-HE-1488 | Heat Exchanger, Hot Water Reheat Coil | TAB-ACC-VAV-1488 | Heater, Hot Water Reheat Coil, Variable air | Heat Exchanger | HVAC |  | HE | http://www.toronto.ca/TWONTO#heat_exchanger
39628 | TAB-ACC-HE-1490 | Heat Exchanger, Electric Reheat Coil | TAB-ACC-HTR-1456 | Heater, Hot Water Reheat Coil | Heat Exchanger | HVAC |  | HE | http://www.toronto.ca/TWONTO#heat_exchanger
39629 | TAB-ACC-HE-1490 | Heat Exchanger, Electric Reheat Coil | TAB-ACC-HTR-1490 | Heater, Electric Reheat Coil | Heat Exchanger | HVAC |  | HE | http://www.toronto.ca/TWONTO#heat_exchanger
39630 | TAB-ACC-HE-1498 | Heat Exchanger, Hot Water Reheat Coil | TAB-ACC-HTR-1498 | Heater, Hot Water Reheat Coil | Heat Exchanger | HVAC |  | HE | http://www.toronto.ca/TWONTO#heat_exchanger
39652 | TAB-ACC-HE-6402 | Heat Exchanger, Mechanical Room No.5, Old Screen Bldg., P Bldg. | TAB-ACC-1100 | HVAC Heating, P Bldg | Heat Exchanger | HVAC |  | HE | http://www.toronto.ca/TWONTO#heat_exchanger
39653 | TAB-ACC-HE-6404 | Heat Exchanger, Heating Coil box, Mechanical Room No.5, Old Screen Bldg., P Bldg. | TAB-ACC-HTR-PBLDG | Unit Heaters- P Bldg | Heat Exchanger | HVAC |  | HE | http://www.toronto.ca/TWONTO#heat_exchanger
39654 | TAB-ACC-HE-6411 | Heat Exchanger, AHU-6410, Roof, Grit Bldg., P Bldg. | TAB-ACC-AHU-6410 | Air Handling Unit, Roof, Grit Bldg., P Bldg. | Heat Exchanger | HVAC |  | HE | http://www.toronto.ca/TWONTO#heat_exchanger
39655 | TAB-ACC-HE-6421 | Heat Exchanger, AHU-6420, Roof, Grit Bldg., P Bldg. | TAB-ACC-AHU-6420 | Air Handling Unit, Roof, Grit Bldg., P Bldg. | Heat Exchanger | HVAC |  | HE | http://www.toronto.ca/TWONTO#heat_exchanger
39656 | TAB-ACC-HE-6431 | Heat Exchanger, AHU-6430, Roof, Grit Bldg., P Bldg. | TAB-ACC-AHU-6430 | Air Handling Unit, Roof, Grit Bldg., P Bldg. | Heat Exchanger | HVAC |  | HE | http://www.toronto.ca/TWONTO#heat_exchanger
39657 | TAB-ACC-HE-6451 | Heat Exchanger, Heating Coil, AHU-6450,Primary Tank Operating Gallery, Ground, East Side | TAB-ACC-AHU-6450 | Air Handling Unit, Primary Tank Operating Gallery, Ground, East Side | Heat Exchanger | HVAC |  | HE | http://www.toronto.ca/TWONTO#heat_exchanger
39658 | TAB-ACC-HE-6461 | Heat Exchanger, AHU-6460, Primary Tank Operating Gallery, Ground, West Side | TAB-ACC-AHU-6460 | Air Handling Unit, Existing Primary Tank Operating Gallery, Ground, West Side | Heat Exchanger | HVAC |  | HE | http://www.toronto.ca/TWONTO#heat_exchanger
39659 | TAB-ACC-HE-6511 | Heat Exchanger, AHU-6510, Mechanical Room No. 1, Screen Bldg., P Bldg. | TAB-ACC-AHU-6510 | Air Handling Unit, Mechanical Room no.1, Screen Bldg., P Bldg. | Heat Exchanger | HVAC |  | HE | http://www.toronto.ca/TWONTO#heat_exchanger
39660 | TAB-ACC-HE-6561 | Heat Exchanger, AHU-6560, Mechanical Room No. 3, Screen Bldg., P Bldg. | TAB-ACC-AHU-6560 | Air Handling Unit, Mechanical Room no.3, Screen Bldg., P Bldg. | Heat Exchanger | HVAC |  | HE | http://www.toronto.ca/TWONTO#heat_exchanger
39661 | TAB-ACC-HE-6581 | Heat Exchanger, AHU-6580, Workshop Roof, Screen Bldg., P Bldg. | TAB-ACC-AHU-6580 | Air Handling Unit, Workshop Roof, P Bldg. | Heat Exchanger | HVAC |  | HE | http://www.toronto.ca/TWONTO#heat_exchanger
39662 | TAB-ACC-HE-6582 | Heat Exchanger, AHU-6580, Workshop Roof, Screen Bldg., P Bldg. | TAB-ACC-AHU-6580 | Air Handling Unit, Workshop Roof, P Bldg. | Heat Exchanger | HVAC |  | HE | http://www.toronto.ca/TWONTO#heat_exchanger
39663 | TAB-ACC-HE-6583 | Heat Exchanger, Reheat coil, Workshop Workshop storage, Screen Bldg., P Bldg. | TAB-ACC-AHU-6580 | Air Handling Unit, Workshop Roof, P Bldg. | Heat Exchanger | HVAC |  | HE | http://www.toronto.ca/TWONTO#heat_exchanger
39664 | TAB-ACC-HE-6591 | Heat Exchanger, AHU-6590, Workshop Roof, Screen Bldg., P Bldg. | TAB-ACC-AHU-6590 | Air Handling Unit, Workshop Roof, P Bldg. | Heat Exchanger | HVAC |  | HE | http://www.toronto.ca/TWONTO#heat_exchanger
39727 | TAB-ACC-HTR-1435 | Heater, Hot Water Reheat Coil | TAB-ACC-1400 | Heating, Z Bldg - | H.V.A.C.,Heater | HVAC |  | HTR | http://www.toronto.ca/TWONTO#heater
39728 | TAB-ACC-HTR-1436 | Heater, Hot Water Reheat Coil | TAB-ACC-1400 | Heating, Z Bldg - | H.V.A.C.,Heater | HVAC |  | HTR | http://www.toronto.ca/TWONTO#heater
39729 | TAB-ACC-HTR-1437 | Heater, Hot Water Reheat Coil | TAB-ACC-1400 | Heating, Z Bldg - | H.V.A.C.,Heater | HVAC |  | HTR | http://www.toronto.ca/TWONTO#heater
39730 | TAB-ACC-HTR-1438 | Heater, Hot Water Reheat Coil | TAB-ACC-1400 | Heating, Z Bldg - | H.V.A.C.,Heater | HVAC |  | HTR | http://www.toronto.ca/TWONTO#heater
39731 | TAB-ACC-HTR-1447 | Heater, Hot Water Reheat Coil | TAB-ACC-1400 | Heating, Z Bldg - | H.V.A.C.,Heater | HVAC |  | HTR | http://www.toronto.ca/TWONTO#heater
39732 | TAB-ACC-HTR-1448 | Heater, Hot Water Reheat Coil | TAB-ACC-1400 | Heating, Z Bldg - | H.V.A.C.,Heater | HVAC |  | HTR | http://www.toronto.ca/TWONTO#heater
39733 | TAB-ACC-HTR-1449 | Heater, Hot Water Reheat Coil | TAB-ACC-1400 | Heating, Z Bldg - | H.V.A.C.,Heater | HVAC |  | HTR | http://www.toronto.ca/TWONTO#heater
39972 | TAB-ACC-HTR-6401 | Heater, Electric, Electrical Room, Old Screen Bldg., P Bldg. | TAB-ACC-HTR-PBLDG | Unit Heaters- P Bldg | H.V.A.C.,Heater | HVAC |  | HTR | http://www.toronto.ca/TWONTO#heater
39973 | TAB-ACC-HTR-6431 | Heater, Electric, AHU-6430, Roof, Grit Bldg., P Bldg. | TAB-ACC-AHU-6430 | Air Handling Unit, Roof, Grit Bldg., P Bldg. | H.V.A.C.,Heater | HVAC |  | HTR | http://www.toronto.ca/TWONTO#heater
39974 | TAB-ACC-HTR-6451 | Heater, Electric, AHU-6450, Primary Tank Operating Gallery, Ground, East Side | TAB-ACC-AHU-6450 | Air Handling Unit, Primary Tank Operating Gallery, Ground, East Side | H.V.A.C.,Heater | HVAC |  | HTR | http://www.toronto.ca/TWONTO#heater
39975 | TAB-ACC-HTR-6461 | Heater, Electric, AHU-6460, Primary Tank Operating Gallery, Ground, West Side | TAB-ACC-AHU-6460 | Air Handling Unit, Existing Primary Tank Operating Gallery, Ground, West Side | H.V.A.C.,Heater | HVAC |  | HTR | http://www.toronto.ca/TWONTO#heater
39976 | TAB-ACC-HTR-6472 | Heater, Unit, Hot Water, Ground Floor, North Side, Grit Bldg., P Bldg. | TAB-ACC-HTR-PBLDG | Unit Heaters- P Bldg | H.V.A.C.,Heater | HVAC |  | HTR | http://www.toronto.ca/TWONTO#heater
39977 | TAB-ACC-HTR-6474 | Heater, Unit, Hot Water, Ground Floor, North Side, Grit Bldg., P Bldg. | TAB-ACC-HTR-PBLDG | Unit Heaters- P Bldg | H.V.A.C.,Heater | HVAC |  | HTR | http://www.toronto.ca/TWONTO#heater
39978 | TAB-ACC-HTR-6475 | Heater, Unit, Hot Water, Ground Floor, North Side, Grit Bldg., P Bldg. | TAB-ACC-HTR-PBLDG | Unit Heaters- P Bldg | H.V.A.C.,Heater | HVAC |  | HTR | http://www.toronto.ca/TWONTO#heater
39979 | TAB-ACC-HTR-6477 | Heater, Unit, Hot Water, Old Screen Bldg, Eeast Side, P Bldg. | TAB-ACC-HTR-PBLDG | Unit Heaters- P Bldg | H.V.A.C.,Heater | HVAC |  | HTR | http://www.toronto.ca/TWONTO#heater
39980 | TAB-ACC-HTR-6478 | Heater, Unit, Hot Water, Ground Floor, North Side, Grit Bldg., P Bldg. | TAB-ACC-HTR-PBLDG | Unit Heaters- P Bldg | H.V.A.C.,Heater | HVAC |  | HTR | http://www.toronto.ca/TWONTO#heater
39981 | TAB-ACC-HTR-6505 | Heater, Unit, Hot Water, Workshop stAir 'D', Screen Bldg., P Bldg. | TAB-ACC-HTR-PBLDG | Unit Heaters- P Bldg | H.V.A.C.,Heater | HVAC |  | HTR | http://www.toronto.ca/TWONTO#heater
39982 | TAB-ACC-HTR-6506 | Heater, Unit, Hot Water, Workshop Laundry Room, Screen Bldg., P Bldg. | TAB-ACC-HTR-PBLDG | Unit Heaters- P Bldg | H.V.A.C.,Heater | HVAC |  | HTR | http://www.toronto.ca/TWONTO#heater
39983 | TAB-ACC-HTR-6507 | Heater, Unit, Hot Water, Workshop Janitor Room, Screen Bldg., P Bldg. | TAB-ACC-HTR-PBLDG | Unit Heaters- P Bldg | H.V.A.C.,Heater | HVAC |  | HTR | http://www.toronto.ca/TWONTO#heater
39984 | TAB-ACC-HTR-6508 | Heater, Unit, Hot Water, Workshop male washRoom, Screen Bldg., P Bldg. | TAB-ACC-HTR-PBLDG | Unit Heaters- P Bldg | H.V.A.C.,Heater | HVAC |  | HTR | http://www.toronto.ca/TWONTO#heater
39985 | TAB-ACC-HTR-6509 | Heater, Unit, Hot Water, Workshop Corridor no. 4, Screen Bldg., P Bldg. | TAB-ACC-HTR-PBLDG | Unit Heaters- P Bldg | H.V.A.C.,Heater | HVAC |  | HTR | http://www.toronto.ca/TWONTO#heater
39986 | TAB-ACC-HTR-6510 | Heater, Unit, Hot Water, Workshop Lunch/meeting Room, Screen Bldg., P Bldg. | TAB-ACC-HTR-PBLDG | Unit Heaters- P Bldg | H.V.A.C.,Heater | HVAC |  | HTR | http://www.toronto.ca/TWONTO#heater
39987 | TAB-ACC-HTR-6511 | Heater, Unit, Hot Water, Workshop Office, Screen Bldg., P Bldg. | TAB-ACC-HTR-PBLDG | Unit Heaters- P Bldg | H.V.A.C.,Heater | HVAC |  | HTR | http://www.toronto.ca/TWONTO#heater
39988 | TAB-ACC-HTR-6514 | Heater, Unit, Hot Water, Workshop female Change Room, Screen Bldg., P Bldg. | TAB-ACC-HTR-PBLDG | Unit Heaters- P Bldg | H.V.A.C.,Heater | HVAC |  | HTR | http://www.toronto.ca/TWONTO#heater
39989 | TAB-ACC-HTR-6521 | Heater, Electric Cabinet Unit Heater, stAir at Ground Floor, Screen Bldg., P Bldg. | TAB-ACC-HTR-PBLDG | Unit Heaters- P Bldg | H.V.A.C.,Heater | HVAC |  | HTR | http://www.toronto.ca/TWONTO#heater
39990 | TAB-ACC-HTR-6522 | Heater, Unit, Electric Cabinet, Vestibule at Ground Floor, Screen Bldg., P Bldg. | TAB-ACC-HTR-PBLDG | Unit Heaters- P Bldg | H.V.A.C.,Heater | HVAC |  | HTR | http://www.toronto.ca/TWONTO#heater
39991 | TAB-ACC-HTR-6534 | Heater, Unit, Electric, Electrical Room No. 2, Screen Bldg., P Bldg. | TAB-ACC-HTR-PBLDG | Unit Heaters- P Bldg | H.V.A.C.,Heater | HVAC |  | HTR | http://www.toronto.ca/TWONTO#heater
39992 | TAB-ACC-HTR-6546 | Heater, Unit, Hot Water, stair at penthouse, Screen Bldg., P Bldg. | TAB-ACC-HTR-PBLDG | Unit Heaters- P Bldg | H.V.A.C.,Heater | HVAC |  | HTR | http://www.toronto.ca/TWONTO#heater
39993 | TAB-ACC-HTR-6548 | Heater, Unit, Hot Water, basement, Screen Bldg., P Bldg. | TAB-ACC-HTR-PBLDG | Unit Heaters- P Bldg | H.V.A.C.,Heater | HVAC |  | HTR | http://www.toronto.ca/TWONTO#heater
39994 | TAB-ACC-HTR-6549 | Heater, Unit, Hot Water, truck loading bay, Screen Bldg., P Bldg. | TAB-ACC-HTR-PBLDG | Unit Heaters- P Bldg | H.V.A.C.,Heater | HVAC |  | HTR | http://www.toronto.ca/TWONTO#heater
39995 | TAB-ACC-HTR-6550 | Heater, Unit, Hot Water, truck loading bay, Screen Bldg., P Bldg. | TAB-ACC-HTR-PBLDG | Unit Heaters- P Bldg | H.V.A.C.,Heater | HVAC |  | HTR | http://www.toronto.ca/TWONTO#heater
39996 | TAB-ACC-HTR-6551 | Heater, Unit, Hot Water, Mechanical Room No. 1, Screen Bldg., P Bldg. | TAB-ACC-HTR-PBLDG | Unit Heaters- P Bldg | H.V.A.C.,Heater | HVAC |  | HTR | http://www.toronto.ca/TWONTO#heater
39997 | TAB-ACC-HTR-6552 | Heater, Unit, Hot Water, truck loading bay, Screen Bldg., P Bldg. | TAB-ACC-HTR-PBLDG | Unit Heaters- P Bldg | H.V.A.C.,Heater | HVAC |  | HTR | http://www.toronto.ca/TWONTO#heater
39998 | TAB-ACC-HTR-6553 | Heater, Unit, Hot Water, truck loading bay, Screen Bldg., P Bldg. | TAB-ACC-HTR-PBLDG | Unit Heaters- P Bldg | H.V.A.C.,Heater | HVAC |  | HTR | http://www.toronto.ca/TWONTO#heater
39999 | TAB-ACC-HTR-6556 | Heater, Unit, Hot Water, screen area, Screen Bldg., P Bldg. | TAB-ACC-HTR-PBLDG | Unit Heaters- P Bldg | H.V.A.C.,Heater | HVAC |  | HTR | http://www.toronto.ca/TWONTO#heater
40053 | DA0146A | Air Handling Unit, ECB 1-Dew.Bldg. | TAB-ACC-AHU-DEW | AHUs/Supply Fans Dewater. Bldg. | Air Handling Unit | HVAC |  |  | http://www.toronto.ca/TWONTO#air_handler_unit
40054 | DA0147A | Air Handling Unit, ECB 1-Dew.Bldg. | TAB-ACC-AHU | Air Handling Unit & Supply Fan | Air Handling Unit | HVAC |  |  | http://www.toronto.ca/TWONTO#air_handler_unit
40055 | TAB-ACC-HTR-6557 | Heater, Unit, Hot Water, screen area, Screen Bldg., P Bldg. | TAB-ACC-HTR-PBLDG | Unit Heaters- P Bldg | H.V.A.C.,Heater | HVAC |  | HTR | http://www.toronto.ca/TWONTO#heater
40056 | TAB-ACC-HTR-6558 | Heater, Unit, Hot Water, screen area, Screen Bldg., P Bldg. | TAB-ACC-HTR-PBLDG | Unit Heaters- P Bldg | H.V.A.C.,Heater | HVAC |  | HTR | http://www.toronto.ca/TWONTO#heater
40057 | TAB-ACC-HTR-6559 | Heater, Unit, Hot Water, Mechanical Room No. 2, Screen Bldg., P Bldg. | TAB-ACC-HTR-PBLDG | Unit Heaters- P Bldg | H.V.A.C.,Heater | HVAC |  | HTR | http://www.toronto.ca/TWONTO#heater
40058 | TAB-ACC-HTR-6561 | Heater, Unit, Hot Water, Mechanical Room No. 3, Screen Bldg., P Bldg. | TAB-ACC-HTR-PBLDG | Unit Heaters- P Bldg | H.V.A.C.,Heater | HVAC |  | HTR | http://www.toronto.ca/TWONTO#heater
40059 | TAB-ACC-HTR-6562 | Heater, Unit, Hot Water, Mechanical Room No. 3, Screen Bldg., P Bldg. | TAB-ACC-HTR-PBLDG | Unit Heaters- P Bldg | H.V.A.C.,Heater | HVAC |  | HTR | http://www.toronto.ca/TWONTO#heater
40060 | TAB-ACC-HTR-6591 | Heater, Electric Forced Air Heater ,AHU-6590, Workshop Roof, Screen Bldg., P Bldg. | TAB-ACC-AHU-6590 | Air Handling Unit, Workshop Roof, P Bldg. | H.V.A.C.,Heater | HVAC |  | HTR | http://www.toronto.ca/TWONTO#heater
40078 | TAB-ACC-HU-6501 | Humidifier, Workshop Janitors closet at Second Floor, Screen Bldg., P Bldg. | TAB-ACC-MEQ-6501 | High Pressure Hot Water cleaning system, Mechanical Room No. 1, Screen Bldg., P Bldg. | H.V.A.C.,Humidifier | HVAC |  | HU | http://www.toronto.ca/TWONTO#humidier
40106 | DA0147A | Air Handling Unit, ECB 1-Dew.Bldg. | TAB-ACC-AHU-DEW | AHUs/Supply Fans Dewater. Bldg. | Air Handling Unit | HVAC |  |  | http://www.toronto.ca/TWONTO#air_handler_unit
40107 | DA0150A | AC Unit, RC 5-Dew.Bldg. | TAB-ACC-CI | Chiller and Air Coolers | H.V.A.C.,Air Conditioner | HVAC |  |  | http://www.toronto.ca/TWONTO#air_condition
40108 | DA0151A | AC Unit, RC 2-Dew.Bldg. | TAB-ACC-CI | Chiller and Air Coolers | H.V.A.C.,Air Conditioner | HVAC | 34445 |  | http://www.toronto.ca/TWONTO#air_condition
40109 | DA0151A | AC Unit, RC 2-Dew.Bldg. | TAB-SUSPENDED ENTITY | Suspended entities | H.V.A.C.,Air Conditioner | HVAC | 34445 |  | http://www.toronto.ca/TWONTO#air_condition
40110 | DA0152A | SUSPENDED ENTITY | TAB-SUSPENDED ENTITY | Suspended entities | H.V.A.C.,Air Conditioner | HVAC | 35634 |  | ?
40111 | DA0153A | Air Handling Unit, ECB 5-Dew.Bldg. | TAB-ACC-AHU | Air Handling Unit & Supply Fan | Air Handling Unit | HVAC |  |  | http://www.toronto.ca/TWONTO#air_handler_unit
40112 | DA2001A | Dehumidifier Unit, Floatation Bldg | TAB-ACC-CI | Chiller and Air Coolers | H.V.A.C.,Air Conditioner | HVAC |  |  | http://www.toronto.ca/TWONTO#dehumidifier
40117 | DE1021A | Chiller, Liquid | TAB-DEW CENTRIFUGES | Centrifuge Systems | H.V.A.C.,Chiller | HVAC |  |  | http://www.toronto.ca/TWONTO#chiller
40118 | DE1022A | Chiller, Liquid | TAB-DEW CENTRIFUGES | Centrifuge Systems | H.V.A.C.,Chiller | HVAC |  |  | http://www.toronto.ca/TWONTO#chiller
40119 | DE1023A | Dry Cooler | TAB-DEW CENTRIFUGES | Centrifuge Systems | H.V.A.C. | HVAC |  |  | http://www.toronto.ca/TWONTO#air_condition
40357 | TAB-ACC-P-6403 | Pump, Heating Pump, Existing Screen Bldg Mechanical Room No.5 | TAB-ACC-HE-6402 | Heat Exchanger, Mechanical Room No.5, Old Screen Bldg., P Bldg. | Pump | HVAC |  | P | http://www.toronto.ca/TWONTO#pump_set_-_with_drive
40358 | TAB-ACC-P-6404 | Pump, Heating Pump, Existing Screen Bldg Mechanical Room No.5 | TAB-ACC-HE-6402 | Heat Exchanger, Mechanical Room No.5, Old Screen Bldg., P Bldg. | Pump | HVAC |  | P | http://www.toronto.ca/TWONTO#pump_set_-_with_drive
40359 | TAB-ACC-P-6412 | Pump, fire Pump, Pump Room, Grit Bldg., P Bldg. | TAB-PLT-SQ | P Building - Safety Equipment | Pump | HVAC |  | P | http://www.toronto.ca/TWONTO#pump_set_-_with_drive
40449 | TAB-ACC-PIP-1101 | Pipeline, Glycol, Space heating,., P Bldg. | TAB-ACC-1100 | HVAC Heating, P Bldg | Piping | HVAC |  | PIP | http://www.toronto.ca/TWONTO#piping_system
40450 | TAB-ACC-PIP-1102 | Pipeline, Hot water, Space heating,., P Bldg. | TAB-ACC-1100 | HVAC Heating, P Bldg | Piping | HVAC |  | PIP | http://www.toronto.ca/TWONTO#piping_system
40506 | TAB-ACC-RPU-6490 | RPU Panel, HVAC, BAS Controller, Mech RM, Existing Grit Bldg North, P Bldg. | TAB-PRM-INQ-P | P Building - Instrument Equipment | Control Panel,HVAC | HVAC |  | RPU | http://www.toronto.ca/TWONTO#RPU_panel
40507 | TAB-ACC-RPU-6500 | RPU Panel, Screen Room AHU, Mech Room, Penthouse, New Screen Bldg., P Bldg. | TAB-PRM-INQ-P | P Building - Instrument Equipment | Control Panel,HVAC | HVAC |  | RPU | http://www.toronto.ca/TWONTO#RPU_panel
40551 | TAB-ACC-RPU-6540 | RPU Panel, HVAC, BAS Controller, Mech Room, Penthouse, New Screen Bldg., P Bldg. | TAB-PRM-INQ-P | P Building - Instrument Equipment | Control Panel,HVAC | HVAC |  | RPU | http://www.toronto.ca/TWONTO#RPU_panel
40552 | TAB-ACC-RPU-6550 | RPU Panel, HVAC, BAS Controller, Mech Room, Penthouse, New Screen Bldg., P Bldg. | TAB-PRM-INQ-P | P Building - Instrument Equipment | Control Panel,HVAC | HVAC |  | RPU | http://www.toronto.ca/TWONTO#RPU_panel
40553 | TAB-ACC-RPU-6560 | RPU Panel, HVAC, BAS Controller, Mech Room, Penthouse, New Screen Bldg., P Bldg. | TAB-PRM-INQ-P | P Building - Instrument Equipment | Control Panel,HVAC | HVAC |  | RPU | http://www.toronto.ca/TWONTO#RPU_panel
40715 | DR8011A | Air, Handling Unit, AHU-1, (2.8 L/S), Digester Gas Control Building | TAB-ACC-AHU | Air Handling Unit & Supply Fan | Air Handling Unit | HVAC |  |  | http://www.toronto.ca/TWONTO#air_handler_unit
40716 | DR8012A | Air, Handling Unit, AHU-2, (2.8 L/S),, Digester Gas Control Building | TAB-ACC-AHU | Air Handling Unit & Supply Fan | Air Handling Unit | HVAC |  |  | http://www.toronto.ca/TWONTO#air_handler_unit
40717 | DR8012A | Air, Handling Unit, AHU-2, (2.8 L/S),, Digester Gas Control Building | TAB-ACC-AHU-GAS | AHUs/Supply Fans Gas Control Bldg. | Air Handling Unit | HVAC |  |  | http://www.toronto.ca/TWONTO#air_handler_unit
40718 | DR8013A | Air, Handling Unit, AHU-3, Digester Gas Control Build, Basement, North East Corner | TAB-ACC-AHU | Air Handling Unit & Supply Fan | Air Handling Unit | HVAC |  |  | http://www.toronto.ca/TWONTO#air_handler_unit
40719 | DR8014A | Air, Handling Unit, AHU-4, (1.9 L/S), Seawall Tunnel, below Dig Gas Ctrl Bldg | TAB-ACC-AHU | Air Handling Unit & Supply Fan | Air Handling Unit | HVAC |  |  | http://www.toronto.ca/TWONTO#air_handler_unit
40720 | DR8014A | Air, Handling Unit, AHU-4, (1.9 L/S), Seawall Tunnel, below Dig Gas Ctrl Bldg | TAB-ACC-AHU-TUN | AHUs/Supply Fans, All tunnels | Air Handling Unit | HVAC |  |  | http://www.toronto.ca/TWONTO#air_handler_unit
40767 | TAB-ACC-T-6402 | Tank, Expansion, Mechanical Room No.5, Old Screen Bldg., P Bldg. | TAB-ACC-HE-6401 | Heat Exchanger, Mechanical Room No.5, Old Screen Bldg., P Bldg. | Tank | HVAC |  | T | expansion_tank
40768 | TAB-ACC-T-6403 | Tank, Expansion, Mechanical Room No.5, Old Screen Bldg., P Bldg. | TAB-ACC-HE-6401 | Heat Exchanger, Mechanical Room No.5, Old Screen Bldg., P Bldg. | Tank | HVAC |  | T | expansion_tank
40769 | TAB-ACC-T-6404 | Tank, Expansion, Mechanical Room No.5, Old Screen Bldg., P Bldg. | TAB-ACC-HE-6402 | Heat Exchanger, Mechanical Room No.5, Old Screen Bldg., P Bldg. | Tank | HVAC |  | T | expansion_tank
40770 | TAB-ACC-T-6405 | Tank, Expansion, Mechanical Room No.5, Old Screen Bldg., P Bldg. | TAB-ACC-HE-6402 | Heat Exchanger, Mechanical Room No.5, Old Screen Bldg., P Bldg. | Tank | HVAC |  | T | expansion_tank
40771 | TAB-ACC-T-6406 | Tank, Pot Feeder, Mechanical Room No.5, Old Screen Bldg., P Bldg. | TAB-ACC-HE-6402 | Heat Exchanger, Mechanical Room No.5, Old Screen Bldg., P Bldg. | Tank | HVAC |  | T | expansion_tank
40772 | TAB-ACC-T-6408 | Tank, Heating, Domestic water | TAB-ACC | Plant HVAC Equipment | Tank | HVAC |  | T | http://www.toronto.ca/TWONTO#tanked_hot_water_heater
40773 | TAB-ACC-T-6410 | Tank, Domestic Hot Water, Pump Room, Grit Bldg., P Bldg. | TAB-ACC | Plant HVAC Equipment | Tank | HVAC |  | T | http://www.toronto.ca/TWONTO#tanked_hot_water_heater
40774 | TAB-ACC-T-6411 | Heater, Domestic Hot Water, Polymer Room, Old Screen Bldg., P Bldg. | TAB-PRM-SQ-P | Safety Equipment, P Building , Primarm | Tank | HVAC |  | T | http://www.toronto.ca/TWONTO#hot_water_heater
40775 | TAB-ACC-T-6501 | Tank, Domestic Hot Water, WashRoom, Screen Bldg., P Bldg. | TAB-ACC | Plant HVAC Equipment | Tank | HVAC |  | T | http://www.toronto.ca/TWONTO#tanked_hot_water_heater
40793 | TAB-ACC-TE-1402A | Temperature Element, Supply Air Temperature | TAB-ACC-VAV-1402 | Heater, Hot Water Reheat Coil, Variable air | Sensor,Temperature | HVAC |  | TE | http://www.toronto.ca/TWONTO#temperature_sensor_element
40794 | TAB-ACC-TE-1404A | Temperature Element, Supply Air Temperature | TAB-ACC-VAV-1404 | Heater, Hot Water Reheat Coil, Variable air | Sensor,Temperature | HVAC |  | TE | http://www.toronto.ca/TWONTO#temperature_sensor_element
40795 | TAB-ACC-TE-1404B | Temperature Element, Space Temperature | TAB-ACC-VAV-1404 | Heater, Hot Water Reheat Coil, Variable air | Sensor,Temperature | HVAC |  | TE | http://www.toronto.ca/TWONTO#temperature_sensor_element
40796 | TAB-ACC-TE-1405A | Temperature Element, Supply Air Temperature | TAB-ACC-VAV-1405 | Heater, Hot Water Reheat Coil, Variable air | Sensor,Temperature | HVAC |  | TE | http://www.toronto.ca/TWONTO#temperature_sensor_element
40797 | TAB-ACC-TE-1417B | Temperature Element, Space Temperature | TAB-ACC-VAV-1417 | Heater, Hot Water Reheat Coil, Variable air | Sensor,Temperature | HVAC |  | TE | http://www.toronto.ca/TWONTO#temperature_sensor_element
40798 | TAB-ACC-TE-1420B | Temperature Element, Space Temperature | TAB-ACC-VAV-1420 | Heater, Hot Water Reheat Coil, Variable air | Sensor,Temperature | HVAC |  | TE | http://www.toronto.ca/TWONTO#temperature_sensor_element
40799 | TAB-ACC-TE-1433B | Temperature Element, Space Temperature | TAB-ACC-HTR-1433 | Heater, Hot Water Reheat Coil | Sensor,Temperature | HVAC |  | TE | http://www.toronto.ca/TWONTO#temperature_sensor_element
40800 | TAB-ACC-TE-1434B | Temperature Element, Space Temperature | TAB-ACC-HTR-1434 | Heater, Hot Water Reheat Coil | Sensor,Temperature | HVAC |  | TE | http://www.toronto.ca/TWONTO#temperature_sensor_element
40801 | TAB-ACC-TE-1435A | Temperature Element, Supply Air Temperature | TAB-ACC-HTR-1435 | Heater, Hot Water Reheat Coil | Sensor,Temperature | HVAC |  | TE | http://www.toronto.ca/TWONTO#temperature_sensor_element