## Control_Loop
Column1 | Entity_number | Description | Parent | Parent_Description | Category | Class | Suspended | Tag | Valid_Class
8074 | EV2025D | Controller, Flow | TAB-PWA-INQ | Plant Water - Instrumentation Equipment | Controller,Flow | Control Loop |  |  | http://www.toronto.ca/TWONTO#controller
81696 | EV2024D | Controller, Flow | TAB-PWA-INQ | Plant Water - Instrumentation Equipment | Controller,Flow | Control Loop |  |  | http://www.toronto.ca/TWONTO#controller
81697 | EV2026D | Controller, Flow | TAB-PWA-INQ | Plant Water - Instrumentation Equipment | Controller,Flow | Control Loop |  |  | http://www.toronto.ca/TWONTO#controller
32845 | SN2006D | Controller, Level Uni-Sonic | TAB-THK-CT | Controller, Uni-Sonic | Controller,Level | Control Loop |  |  | http://www.toronto.ca/TWONTO#controller
105497 | SN2007D | Controller, Level Uni-Sonic | TAB-THK-CT | Controller, Uni-Sonic | Controller,Level | Control Loop |  |  | http://www.toronto.ca/TWONTO#controller
32851 | SN2032D | Controller, Uni-Sonic | TAB-THK-CT | Controller, Uni-Sonic | Controller | Control Loop |  |  | http://www.toronto.ca/TWONTO#controller
32852 | SN2033D | Controller, Uni-Sonic | TAB-THK-CT | Controller, Uni-Sonic | Controller | Control Loop |  |  | http://www.toronto.ca/TWONTO#controller
32853 | SN2034D | Controller, Uni-Sonic | TAB-THK-CT | Controller, Uni-Sonic | Controller | Control Loop |  |  | http://www.toronto.ca/TWONTO#controller
32854 | SN2036D | Controller, Uni-Sonic | TAB-THK-CT | Controller, Uni-Sonic | Controller | Control Loop |  |  | http://www.toronto.ca/TWONTO#controller
32855 | SN2037D | Controller, Uni-Sonic | TAB-THK-CT | Controller, Uni-Sonic | Controller | Control Loop |  |  | http://www.toronto.ca/TWONTO#controller
32856 | SN2039D | Controller, Uni-Sonic | TAB-THK-CT | Controller, Uni-Sonic | Controller | Control Loop |  |  | http://www.toronto.ca/TWONTO#controller
105499 | SN2031D | Controller, Uni-Sonic | TAB-THK-CT | Controller, Uni-Sonic | Controller | Control Loop |  |  | http://www.toronto.ca/TWONTO#controller
105500 | SN2035D | Controller, Uni-Sonic | TAB-THK-CT | Controller, Uni-Sonic | Controller | Control Loop |  |  | http://www.toronto.ca/TWONTO#controller
105501 | SN2038D | Controller, Uni-Sonic | TAB-THK-CT | Controller, Uni-Sonic | Controller | Control Loop |  |  | http://www.toronto.ca/TWONTO#controller
105502 | SN2040D | Controller, Uni-Sonic | TAB-THK-CT | Controller, Uni-Sonic | Controller | Control Loop |  |  | http://www.toronto.ca/TWONTO#controller
57839 | THC-INC-DL-2101 | Data Logger | THC-INC | Incineration Process |  | Control Loop |  | DL | http://www.toronto.ca/TWONTO#data_logger
121947 | THC-AER-DL-1201 | Data Logger | THC-AER | AerationTreatment Process |  | Control Loop |  | DL | http://www.toronto.ca/TWONTO#data_logger
121948 | THC-AER-DL-1301 | Data Logger | THC-AER | AerationTreatment Process |  | Control Loop |  | DL | http://www.toronto.ca/TWONTO#data_logger
121949 | THC-AER-DL-1302 | Data Logger | THC-AER | AerationTreatment Process |  | Control Loop |  | DL | http://www.toronto.ca/TWONTO#data_logger
87466 | FHA-FLT-FICR-0101 | FHA-FLT-FIC-0101 - Controller, Flow Indicating Filter #1 | FHA-FLT-F-0101 | Filter #01, Filter Building, West Filter Gallery South | Controller,Flow | Control Loop |  | FICR | http://www.toronto.ca/TWONTO#controller
87467 | FHA-FLT-FICR-0201 | FHA-FLT-FIC-0201 - Controller, Flow Indicating Filter #2 | FHA-FLT-F-0201 | Filter #02, Filter Building, West Filter Gallery North | Controller | Control Loop |  | FICR | http://www.toronto.ca/TWONTO#controller
13969 | FHA-FLT-FICR-0301 | FHA-FLT-FIC-0301 - Controller, Flow Indicating Filter #3 | FHA-FLT-F-0301 | Filter #03, Filter Building, West Filter Gallery South | Controller | Control Loop |  | FICR | http://www.toronto.ca/TWONTO#controller
87468 | FHA-FLT-FICR-0401 | FHA-FLT-FIC-0401 - Controller, Flow Indicating Filter #4 | FHA-FLT-F-0401 | Filter #04, Filter Building, West Filter Gallery North | Controller | Control Loop |  | FICR | http://www.toronto.ca/TWONTO#controller
87469 | FHA-FLT-FICR-0501 | FHA-FLT-FIC-0501 - Controller, Flow Indicating Filter #5 | FHA-FLT-F-0501 | Filter #05, Filter Building, West Filter Gallery South | Controller | Control Loop |  | FICR | http://www.toronto.ca/TWONTO#controller
13970 | FHA-FLT-FICR-0601 | FHA-FLT-FIC-0601 - Controller, Flow Indicating Filter #6 | FHA-FLT-F-0601 | Filter #06, Filter Building, West Filter Gallery North | Controller | Control Loop |  | FICR | http://www.toronto.ca/TWONTO#controller
87470 | FHA-FLT-FICR-0701 | FHA-FLT-FIC-0701 - Controller, Flow Indicating Filter #7 | FHA-FLT-F-0701 | Filter #07, Filter Building, West Filter Gallery South | Controller | Control Loop |  | FICR | http://www.toronto.ca/TWONTO#controller
13971 | FHA-FLT-FICR-0801 | FHA-FLT-FIC-0801 - Controller, Flow Indicating Filter #8 | FHA-FLT-F-0801 | Filter #08, Filter Building, West Filter Gallery North | Controller | Control Loop |  | FICR | http://www.toronto.ca/TWONTO#controller
13974 | FHA-FLT-FICR-1301 | FHA-FLT-FIC-1301 - Controller, Flow Indicating Filter #13 | FHA-FLT-F-1301 | Filter #13, Filter Building, West Filter Gallery South | Controller | Control Loop |  | FICR | http://www.toronto.ca/TWONTO#controller
87484 | FHA-FLT-FICR-3801 | FHA-FLT-FIC-3801 - Controller, Flow Indicating Filter #38 | FHA-FLT-F-3801 | Filter #38, Filter Building, East Filter Gallery North | Controller | Control Loop |  | FICR | http://www.toronto.ca/TWONTO#controller
13988 | FHA-FLT-FICR-3901 | FHA-FLT-FIC-3901 - Controller, Flow Indicating Filter #39 | FHA-FLT-F-3901 | Filter #39, Filter Building, East Filter Gallery South | Controller | Control Loop |  | FICR | http://www.toronto.ca/TWONTO#controller
87485 | FHA-FLT-FICR-4001 | FHA-FLT-FIC-4001 - Controller, Flow Indicating Filter #40 | FHA-FLT-F-4001 | Filter #40, Filter Building, East Filter Gallery North | Controller | Control Loop |  | FICR | http://www.toronto.ca/TWONTO#controller
8076 | EV2623D | Flow Switch, Solenoid Control Valve | TAB-PWA-INQ | Plant Water - Instrumentation Equipment | Regulator,Flow | Control Loop |  |  | http://www.toronto.ca/TWONTO#flow_switch
8077 | EV2624D | Flow Switch, Solenoid Control Valve | TAB-PWA-INQ | Plant Water - Instrumentation Equipment | Regulator,Flow | Control Loop |  |  | http://www.toronto.ca/TWONTO#flow_switch
81699 | EV2622D | Flow Switch, Solenoid Control Valve | TAB-PWA-INQ | Plant Water - Instrumentation Equipment | Regulator,Flow | Control Loop |  |  | http://www.toronto.ca/TWONTO#flow_switch
33572 | TAB-ACC-CP-0070 | Instrumentation and Controls, Volcano # 1 | TAB-ACC-BO-0010 | Boiler # 1, Hot Water Heating, Volcano, B-1 | Controller | Control Loop |  | CP | http://www.toronto.ca/TWONTO#process_control_panel
33574 | TAB-ACC-CP-0500 | Instrumentation and Controls, Volcano # 20 | TAB-ACC-BO-0500 | Boiler #20, Volcano | Control Panel,Instrumentation | Control Loop |  | CP | http://www.toronto.ca/TWONTO#process_control_panel
33573 | TAB-ACC-CP-0400 | Instrumentation and Controls, Volcano #19 | TAB-ACC-BO-0400 | Boiler #19, Volcano | Controller | Control Loop |  | CP | http://www.toronto.ca/TWONTO#process_control_panel
68123 | THR-ELS-LP-0202 | Lighting Panel, 600 V. New Maint Bldg (120/208 V (LP-C1) | THR-RSPS-CR | New Returns Control Room | Control Panel,Electrical | Control Loop |  | LP | http://www.toronto.ca/TWONTO#LV_electrical_panel
134868 | THR-ELS-LP-0203 | Lighting Panel, 600 V. RSPS Control Room Bldg. | THR-RSPS-CR | New Returns Control Room | Control Panel,Electrical | Control Loop |  | LP | http://www.toronto.ca/TWONTO#LV_electrical_panel
68133 | THR-ELS-LP-3801 | Lighting Panel, Raw Plant Water Pumping Station, Electrical Room | THR-ELS-FPW | Electrical System, Filtered Plant Water Building | Control Panel,Electrical | Control Loop |  | LP | http://www.toronto.ca/TWONTO#LV_electrical_panel
101412 | KN2001D | Recorder, Temperature | TAB-DIG-INQ-T5-8 | Digester Tanks 5-8, Instrumentation Equipment | Recorder | Control Loop |  |  | http://www.toronto.ca/TWONTO#data_logger
98856 | HN2001D | Recorder, Wind Speed & Direction | TAB-RSP-INQ-M | M Building - Instrumentation Equipment | Recorder | Control Loop |  |  | http://www.toronto.ca/TWONTO#data_logger
59576 | THC-PLT-PSL-6351 | Switch, Pressure, Degritting Air | THC-PLT-AIR | Degritting Air | Pressure Sensor | Control Loop |  | PSL | http://www.toronto.ca/TWONTO#pressure_switch
60205 | THC-PRM-PSH-6915 | Switch, Pressure, Pump, Tank 0100 & 0200, Primary Scum Distribution | THC-PRM-P-6910 | Pump, Scum Transfer, Rotary Lobe, Primary Tank 0100 & 0200, Primary Scum Distribution | Pressure Sensor | Control Loop |  | PSH | http://www.toronto.ca/TWONTO#pressure_switch
60206 | THC-PRM-PSH-6935 | Switch, Pressure, Pump, Tank 0300 & 0400, Primary Scum Distribution | THC-PRM-P-6930 | Pump, Scum Transfer, Rotary Lobe, Primary, Tank 0300 & 0400, Primary Scum Distribution | Pressure Sensor | Control Loop |  | PSH | http://www.toronto.ca/TWONTO#pressure_switch
127704 | THC-PRM-PSH-6955 | Switch, Pressure, Pump, Tank 0500 & 0600, Primary Scum Distribution | THC-PRM-P-6950 | Pump, Scum Transfer, Rotary Lobe, Primary, Tank 0500 & 0600, Primary Scum Distribution | Pressure Sensor | Control Loop |  | PSH | http://www.toronto.ca/TWONTO#pressure_switch
127705 | THC-PRM-PSH-6975 | Switch, Pressure, Pump, Tank 0700 & 0800, Primary Scum Distribution | THC-PRM-P-6970 | Pump, Scum Transfer, Rotary Lobe, Primary, Tank 0700 & 0800, Primary Scum Distribution | Pressure Sensor | Control Loop |  | PSH | http://www.toronto.ca/TWONTO#pressure_switch
109614 | TAB-DEW-LIT-3230 | Transmitter, Level Indicating, Polymer Solution Day Tank #3 | TAB-DEW-T-3230 | Tank, Polymer Solution Day Tank #3 |  | Control Loop |  | LIT | http://www.toronto.ca/TWONTO#level_transmitter

## Office_Equipment
Column1 | Entity_number | Description | Parent | Parent_Description | Category | Class | Suspended | Tag | Valid_Class
95761 | FIS ADMIN | Administration | FIS | Island Water Treatment Plant |  | Office Equipment |  |  | http://www.toronto.ca/TWONTO#collection_of_assets
22839 | FIS COMMUNICATIONS | FIS Communications | FIS-SPC1 | Process Control Systems - Administrative |  | Office Equipment |  |  | http://www.toronto.ca/TWONTO#collection_of_assets
95762 | FIS OIT | FIS OIT | FIS-SPC1 | Process Control Systems - Administrative |  | Office Equipment |  |  | http://www.toronto.ca/TWONTO#collection_of_assets
22841 | FIS PLC | FIS PLC | FIS-SPC1 | Process Control Systems - Administrative |  | Office Equipment |  |  | http://www.toronto.ca/TWONTO#collection_of_assets
70255 | THR-OCS-OZ-3956S | Ozone Generator, Odour Control System | THR-OCS-OZ | Odour Control System, Ozonator | Generator,Ozone | Office Equipment | 39022 | OZ | http://www.toronto.ca/TWONTO#ozone_generator
43515 | TAB-PLT-PRNT-0550 | Printer, Weight, Truck Loading Bay No. 1, P Bldg. | TAB-PLT-LOA-P | P Building, Truck Loading Bay | Computer Equipment,Printer | Office Equipment |  | PRNT
114828 | TAB-PLT-PRNT-0650 | Printer, Weight, Truck Loading Bay No. 2, P Bldg. | TAB-PLT-LOA-P | P Building, Truck Loading Bay | Computer Equipment,Printer | Office Equipment |  | PRNT
128866 | THC-SPC-CPU-1901 | SCADA Workstation,Boiler Building | THC-ACC-BLDG E | Boiler House, HVAC |  | Office Equipment |  | CPU | http://www.toronto.ca/TWONTO#operator_interface_terminal
61924 | THC-SPC-CPU-2801 | SCADA Workstation,Disinfection Bldg | THC-DIS | Disinfection (Chlorination) Process |  | Office Equipment |  | CPU | http://www.toronto.ca/TWONTO#operator_interface_terminal
61922 | THC-SPC-CPU-2401 | SCADA Workstation,South Effluent Pump Station,Sampling Room,Ground Floor | THC-ITS-COM-2402 | Telecommunication Enclosure,South Effluent Pump Station,Sampling Room,Ground Floor |  | Office Equipment |  | CPU | http://www.toronto.ca/TWONTO#operator_interface_terminal
84470 | FCL-ITS-TEL-1304 | Wi Fi Cell phone | FCL-ITS-TEL | RL Clark Wi Fi Phones, |  | Office Equipment |  | TEL

## Peripheral
Column1 | Entity_number | Description | Parent | Parent_Description | Category | Class | Suspended | Tag | Valid_Class
140834 | TNT-SES-RING | Lifebuoy Ring | TNT-MCS | Miscellaneous, including Storm Water Tanks | PPE | Peripheral |  |  | http://www.toronto.ca/TWONTO#life_ring
140851 | TNT-SES-SQ-2000 | NTTP Fire Safety Plan & Electronic Plant key | TNT-MCS | Miscellaneous, including Storm Water Tanks |  | Peripheral |  | SQ | emergency_kit

## Software
Column1 | Entity_number | Description | Parent | Parent_Description | Category | Class | Suspended | Tag | Valid_Class
32736 | SL-C_33 | IFIX License | C_33 | Workstation |  | Software |  |  | x
32737 | SL-COLPSC04 | IFIX License | COLPSC04 | Ifix iClient |  | Software |  |  | x
32738 | SL-COLPSP01 | IFIX License | COLPSP01 | WIN911 Paging Server |  | Software |  |  | x
32739 | SL-COLPSX02 | IFIX License | COLPSX02 | Citrix/Intellution Terminal Server |  | Software |  |  | x
32740 | SL-CPU_201 | IFIX License | CPU_201 | Workstation |  | Software |  |  | x
32741 | SL-CPU_301 | IFIX License | CPU_301 | Workstation |  | Software |  |  | x
32778 | SL-FIX | IFIX License | FIX | Development/Cold Back-up Server |  | Software |  |  | x
32779 | SL-MMI103 | IFIX License | MMI103 | MMI workstation |  | Software |  |  | x
32780 | SL-MMI21 | IFIX License | MMI21 | MMI workstation |  | Software |  |  | x
32781 | SL-MMI70 | IFIX License | MMI70 | MMI workstation |  | Software |  |  | x
32782 | SL-MMI71 | IFIX License | MMI71 | MMI workstation |  | Software |  |  | x
32783 | SL-SCADA63 | IFIX License | SCADA63 | Scada Workstation |  | Software |  |  | x
32784 | SL-SCADA63_SP | IFIX License | SCADA63_SP | Scada Workstation |  | Software |  |  | x
32785 | SL-TABPSB02 | IFIX License | TABPSB02 | Backup Redundant SCADA Server |  | Software |  |  | x
32786 | SL-TABPSB04 | IFIX License | TABPSB04 | Backup Redundant SCADA Server |  | Software |  |  | x
32787 | SL-TABPSB06 | IFIX License | TABPSB06 | Backup Redundant SCADA Server |  | Software |  |  | x
32788 | SL-TABPSC01 | IFIX License | TABPSC01 | Ifix iClient |  | Software |  |  | x
32789 | SL-TABPSC02 | IFIX License | TABPSC02 | Ifix iClient |  | Software |  |  | x
32790 | SL-TABPSC03 | IFIX License | TABPSC03 | Ifix iClient |  | Software |  |  | x
32791 | SL-TABPSC05 | IFIX License | TABPSC05 | Ifix iClient |  | Software |  |  | x
32792 | SL-TABPSC06 | IFIX License | TABPSC06 | Ifix iClient |  | Software |  |  | x
32793 | SL-TABPSC07 | IFIX License | TABPSC07 | Ifix iClient |  | Software |  |  | x
32794 | SL-TABPSC09 | IFIX License | TABPSC09 | Ifix iClient |  | Software |  |  | x
32795 | SL-TABPSC22 | IFIX License | TABPSC22 | Ifix iClient |  | Software |  |  | x
32796 | SL-TABPSC24 | IFIX License | TABPSC24 | Ifix iClient |  | Software |  |  | x
32797 | SL-TABPSC25 | IFIX License | TABPSC25 | Ifix iClient |  | Software |  |  | x
32798 | SL-TABPSC27 | IFIX License | TABPSC27 | Ifix iClient |  | Software |  |  | x
32799 | SL-TABPSC31 | IFIX License | TABPSC31 | Ifix iClient |  | Software |  |  | x
32800 | SL-TABPSC37 | IFIX License | TABPSC37 | Ifix iClient |  | Software |  |  | x
32801 | SL-TABPSM02 | IFIX License | TABPSM02 | Main Redundant SCADA Server |  | Software |  |  | x
32802 | SL-TABPSM03 | IFIX License | TABPSM03 | Main Redundant SCADA Server |  | Software |  |  | x
32803 | SL-TABPSM06 | IFIX License | TABPSM06 | Main Redundant SCADA Server |  | Software |  |  | x
32804 | SL-TABPSM07 | IFIX License | TABPSM07 | Main Redundant SCADA Server |  | Software |  |  | x
32805 | SL-TABPSM11 | IFIX License | TABPSM11 | Main Redundant SCADA Server |  | Software |  |  | x
32806 | SL-TABPSM15 | IFIX License | TABPSM15 | Main Redundant SCADA Server |  | Software |  |  | x
32807 | SL-TABPSN09 | IFIX License | TABPSN09 | SCADA Server |  | Software |  |  | x
32808 | SL-TABPSN14 | IFIX License | TABPSM14 | SCADA Server |  | Software |  |  | x
32809 | SL-TABPSP01 | IFIX License | TABPSP01 | WIN911 Paging Server |  | Software |  |  | x
32810 | SL-TABPSX02 | IFIX License | TABPSX02 | Citrix/Intellution Terminal Server |  | Software |  |  | x
32833 | SL-W16114 | IFIX License | W16114 | Workstation |  | Software |  |  | x
81123 | YTF-AVANTIS | Avantis PRO | YTF | Tiffield Data Center |  | Software |  |  | x
105381 | SL-AB-EMS | IFIX License | AB-EMS | Development/Cold Back-up Server |  | Software |  |  | x
105382 | SL-COLPSC01 | IFIX License | COLPSC01 | Ifix iClient |  | Software |  |  | x
105383 | SL-COLPSX01 | IFIX License | COLPSX01 | Citrix/Intellution Terminal Server |  | Software |  |  | x
105384 | SL-EMSVIEW | IFIX License | EMSVIEW | EMS View Workstation |  | Software |  |  | x
105434 | SL-FISPSC03 | IFIX License | FIS-ADM BLDG | Building Location |  | Software |  |  | x
105437 | SL-MMI17 | IFIX License | MMI17 | MMI workstation |  | Software |  |  | x
105438 | SL-MTPVIEW3 | IFIX License | MTPVIEW3 | MTPVIEW Workstation |  | Software |  |  | x
105439 | SL-PWATER | IFIX License | PWATER | Spare Workstation |  | Software |  |  | x
105440 | SL-TABPSB03 | IFIX License | TABPSB03 | Backup Redundant SCADA Server |  | Software |  |  | x
105441 | SL-TABPSB05 | IFIX License | TABPSB05 | Backup Redundant SCADA Server |  | Software |  |  | x
105442 | SL-TABPSB07 | IFIX License | TABPSB07 | Backup Redundant SCADA Server |  | Software |  |  | x
105443 | SL-TABPSB10 | IFIX License | TABPSB10 | Backup Redundant SCADA Server |  | Software |  |  | x
105444 | SL-TABPSB11 | IFIX License | TABPSB11 | Backup Redundant SCADA Server |  | Software |  |  | x
105445 | SL-TABPSC10 | IFIX License | TABPSC10 | Ifix iClient |  | Software |  |  | x
105446 | SL-TABPSC11 | IFIX License | TABPSC11 | Ifix iClient |  | Software |  |  | x
105447 | SL-TABPSC12 | IFIX License | TABPSC12 | Ifix iClient |  | Software |  |  | x
105448 | SL-TABPSC14 | IFIX License | TABPSC14 | Ifix iClient |  | Software |  |  | x
105449 | SL-TABPSC15 | IFIX License | TABPSC15 | Ifix iClient |  | Software |  |  | x
105450 | SL-TABPSC16 | IFIX License | TABPSC16 | Ifix iClient |  | Software |  |  | x
105451 | SL-TABPSC17 | IFIX License | TABPSC17 | Ifix iClient |  | Software |  |  | x
105452 | SL-TABPSC30 | IFIX License | TABPSC30 | Ifix iClient |  | Software |  |  | x
105453 | SL-TABPSC34 | IFIX License | TABPSC34 | Ifix iClient |  | Software |  |  | x
105454 | SL-TABPSC36 | IFIX License | TABPSC36 | Ifix iClient |  | Software |  |  | x
105455 | SL-TABPSM04 | IFIX License | TABPSM04 | Main Redundant SCADA Server |  | Software |  |  | x
105456 | SL-TABPSM05 | IFIX License | TABPSM05 | Main Redundant SCADA Server |  | Software |  |  | x
105457 | SL-TABPSM10 | IFIX License | TABPSM10 | Main Redundant SCADA Server |  | Software |  |  | x
105481 | SL-WPHI01AB | IFIX License | WPHI01AB | SERVER - IHISTORIAN |  | Software |  |  | x

## Storage
Column1 | Entity_number | Description | Parent | Parent_Description | Category | Class | Suspended | Tag | Valid_Class
7767 | DOS-DIS-STRA | TRK Disinfection - Sodium Hypochlorite Storage | TRK-DIS | TRK Disinfection | Analyzer,Chlorine | Storage |  |  | http://www.toronto.ca/TWONTO#building
61090 | THC-PRS-CP-0101 | Ferrous Chloride Unloading Control Panel | THC-PRS-T-0100 | Tank, FRP, Ferrous Chloride, Storage, Storage Tank Area | Control Panel,Instrumentation | Storage |  | CP | http://www.toronto.ca/TWONTO#process_control_panel
61900 | THC-SM-STRC-0001 | Waste Oil Management Place, Building A | THC-SUSPENDED | Suspended entity |  | Storage | 35268 | STRC | http://www.toronto.ca/TWONTO#building
61901 | THC-SM-STRC-0002 | Waste Oil Management Place, East side | THC-MCS-MEQ | Machine Shop and Equipment |  | Storage |  | STRC | http://www.toronto.ca/TWONTO#building
128845 | THC-SM-STRC-0001 | Waste Oil Management Place, Building A | THC-MCS-MEQ | Machine Shop and Equipment |  | Storage | 35268 | STRC | http://www.toronto.ca/TWONTO#building
140911 | TNT-WA9-SPARES | Spares for Equipments,pumps etc., | TNT-GRK-PRTY-1000 | Building Services | Pump | Storage |  |  | http://www.toronto.ca/TWONTO#collection_of_assets

## None
Column1 | Entity_number | Description | Parent | Parent_Description | Category | Class | Suspended | Tag | Valid_Class
9 | TAB_EL1_L_1502 | Electrical Power Line,EL1-BUS-1502,EL1-TR-1502,North Substation | TAB_EL1_13.8KV_LINES | Electrical Power Line,13.8KV,North Substation
10 | TAB_EL1_L_1503 | Electrical Power Line,EL1-BUS-1501,EL1-TR-1503,North Substation | TAB_EL1_13.8KV_LINES | Electrical Power Line,13.8KV,North Substation
11 | TAB_EL1_L_1505 | Electrical Power Line,EL1-BUS-1501,EL1-TR-1505,North Substation | TAB_EL1_13.8KV_LINES | Electrical Power Line,13.8KV,North Substation
12 | TAB_EL1_L_1506 | Electrical Power Line,EL1-BUS-1502,EL1-TR-1506,North Substation | TAB_EL1_13.8KV_LINES | Electrical Power Line,13.8KV,North Substation
14 | 16847 | Treated Water Suction Channel | FIS-TRW | Treated Water Production
15 | 16854 | Process Control & Instrumentation | FIS-ELS | System, Electrical Distribution System
17 | 17800 | TAB Power Distribution Projects | 52349 | TAB Power Distribution
27 | 21381 | TAB Process Control Projects | 52349 | TAB Power Distribution
29 | 32752 | TAB Process Computers | 52349 | TAB Power Distribution
53 | TAB_EL1_L_1501 | Electrical Power Line,EL1-BUS-1501,EL1-TR-1501,North Substation | TAB_EL1_13.8KV_LINES | Electrical Power Line,13.8KV,North Substation
54 | TAB_EL1_L_1504 | Electrical Power Line,EL1-BUS-1502,EL1-TR-1504,North Substation | TAB_EL1_13.8KV_LINES | Electrical Power Line,13.8KV,North Substation
56 | 16821 | Raw Water Intake | FIS-RW | Raw Water Production
57 | 16825 | Raw Water Flume | FIS-RW | Raw Water Production
58 | 16856 | Emergency Power, Diesel & UPS | FIS-ELS | System, Electrical Distribution System
59 | 16861 | Facility Stores | FIS-GRK | FIS Buildings & Grounds
74 | 36233 | TAB Power Failure August 14, 2003 | 52349 | TAB Power Distribution
96 | 52349 | TAB Power Distribution | TAB POWER DISTRIB | TAB Power Distribution and Process Control
98 | 53304 | Bio-Filter PM's | TAB-SLO-BIO | Odour Control Facility-WA4 | Filter
122 | 535058 | Extinguisher, Fire, SN# 535058, Dry, 18 lbs, Ozone #1, Aeration | TAB-SUSPENDED ENTITY | Suspended entities | Fire Prevention,Extinguisher |  | 32990
123 | 535058 | Extinguisher, Fire, SN# 535058, Dry, 18 lbs, Ozone #1, Aeration | TAB-WA7-FEQ-2148S | Extinguisher, Fire - Aeration | Fire Prevention,Extinguisher |  | 32990
134 | 52349 | TAB Power Distribution | TAB-WORK-AREA-8 | Electrical Sub- Stations
161 | 535079 | Extinguisher, Fire, SN# 535079, Dry, 19 lbs, Ozone #2, Aeration | TAB-SUSPENDED ENTITY | Suspended entities | Fire Prevention,Extinguisher |  | 32991
162 | 535079 | Extinguisher, Fire, SN# 535079, Dry, 19 lbs, Ozone #2, Aeration | TAB-WA7-FEQ-2148S | Extinguisher, Fire - Aeration | Fire Prevention,Extinguisher |  | 32991
178 | {FIS-ELS-CAB} | Asset Group,Electrical Distribution Bus Cabinets | FIS-ELS | System, Electrical Distribution System
179 | {FIS-ELS-LP} | Asset Group, Power Distribution Cabinets,208/120V Island WTP | FIS-ELS | System, Electrical Distribution System
180 | {FIS-ELS-PDP} | Asset Group, Power Distribution Cabinets,600 V,Island WTP | FIS-ELS | System, Electrical Distribution System
181 | {FIS-ELS-TR}.1 | Asset Group,Transformers,Oil-filled | {FIS-ELS-TR} | Asset Group,Transformers
236 | AFTER SO2 | After SO2 Sampling | FHA-SAMP | Sampling Systems
243 | BOM ADMIN | Business Operation Management | BOM | Business Operations Management
244 | BOM PUBLIC OUTREACH | Public Outreach Program | BOM - SERVICES | Business Customer Support
245 | BOM-LAB-COM | Laboratory - Commissioners St. | BOM - LABORATORY | Business Operations Management
246 | BOM-LAB-COM-INORG | Laboratory - Inorganic | BOM-LAB-COM | Laboratory - Commissioners St.
247 | BOM-LAB-DEE-INORG | Laboratory - Inorganic | BOM-LAB-DEE | Laboratory - Dee Avenue
262 | CENTRATE | Centrate Collection | TAB-DEW CENTRATE | Centrate Systems
2329 | COE | DOS - CONSTRUCTION EAST | DOS | DIVISIONAL OPERATIONS SERVICES
2330 | COE-WA | Wall slab for HUSAR, DOS - CONSTRUCTION EAST | COE | DOS - CONSTRUCTION EAST
2331 | COL | Complex Systems | OS | Operational Support
2332 | COL COMMUNICATIONS | COL Communications | COL-SPC1 | Process Control Systems - Administrative
2333 | COL OIT | COL OIT | COL-SPC1 | Process Control Systems - Administrative
2334 | COL PLC | COL PLC | COL-SPC1 | Process Control Systems - Administrative
2335 | COL SCADA CLIENTS | COL SCADA Clients | COL-SPC1 | Process Control Systems - Administrative
2344 | COL-120-LIT-0702S | SUSPENDED.Level Transmitter,Downstream, Coxwell Control Chambers No. 7&8, MTI | COL-MTI | Mid-Toronto Interceptor | Transmitter,Level |  | 40041 | LIT
2345 | COL-120-LIT-0703S | SUSPENDED-Level Transmitter,Downstream, Coxwell Control Chambers No. 7&8, MTI | COL-MTI-CH-0700 | Chamber,Boston Dome Chamber No.7,MTI | Transmitter,Level |  | 40049 | LIT
2375 | COL-BCV-FA-0001S | Fire Alarm system, Drywell | COL-W-OBSOLETE | Col West Obsolete Entities | Fire Prevention,Alarm |  | 42915 | FA
2378 | COL-BCV-MISC | Miscellaneous Equipment | COL-BCV | Carlingview Blower Station
2379 | COL-BCV-OIT-0001 | Operator Interface Terminal | COL-BCV | Carlingview Blower Station | Computer Equipment,Monitor |  |  | OIT
2380 | COL-BCV-OIT-0001 | Operator Interface Terminal | COL-BCV-MISC | Miscellaneous Equipment | Computer Equipment,Monitor |  |  | OIT
2400 | COL-BDC-FA-0001S | Fire Alarm system, Drywell | COL-BDC | Disco Blower Station | Fire Prevention,Alarm |  | 40166 | FA
2401 | COL-BDC-FA-0001S | Fire Alarm system, Drywell | COL-BDC-MISC | Miscellaneous Equipment | Fire Prevention,Alarm |  | 40166 | FA
2402 | COL-BDC-FA-0001S | Fire Alarm system, Drywell | COL-W-OBSOLETE | Col West Obsolete Entities | Fire Prevention,Alarm |  | 40166 | FA
2407 | COL-BDC-MISC | Miscellaneous Equipment | COL-BDC | Disco Blower Station
2427 | COL-BEB-MISC | Miscellaneous Equipment | COL-BEB | Edenbridge Blower Station
2428 | COL-BEB-OIT-0001 | Operator Interface Terminal | COL-BEB-MISC | Miscellaneous Equipment | Computer Equipment,Monitor |  |  | OIT
2451 | COL-CENTRAL-PS | Central Pumping Stations | COL-CENTRAL | Central
2452 | COL-EAST | East | COL | Complex Systems
2453 | COL-EAST-PS | East Pumping Stations | COL-EAST | East
2680 | COL-MTI-TSH-2001 | Switch, Temperature, High, Oil, Hydraulic System, MTI Chamber CH-2000, Victoria St. | COL-MTI-CH-2000 | Chamber,Victoria St. Control Chamber No.20, MTI |  |  |  | TSH
2730 | COL-PAB-MISC | Miscellaneous Equipment | COL-PAB | Ashbridges Bay Pumping Station (Coxwell)
2738 | COL-PBF-BFP-0001 | Back Flow Preventer | COL-PBF-MISC | Miscellaneous Equipment | Valve,Backflow Preventer |  |  | BFP
2739 | COL-PBF-COM-0001 | Control Panel, Operator | COL-PBF | Bluffers Park Sewage Pumping Station | Control Panel |  |  | COM
2741 | COL-PBF-DM-0001 | Damper/Louver | COL-PBF-MISC | Miscellaneous Equipment | Damper/Louver |  |  | DM
2742 | COL-PBF-DM-0002 | Damper/Louver | COL-PBF-MISC | Miscellaneous Equipment | Damper/Louver |  |  | DM
2743 | COL-PBF-DM-0004 | Damper/Louver | COL-PBF-MISC | Miscellaneous Equipment | Damper/Louver |  |  | DM
2744 | COL-PBF-FEQ-0001S | Fire Prevention, Extinguisher | COL-W-OBSOLETE | Col West Obsolete Entities | Fire Prevention,Extinguisher |  | 41312 | FEQ
2745 | COL-PBF-FIT-0001 | Transmitter, Flow | COL-PBF-MISC | Miscellaneous Equipment | Transmitter |  |  | FIT
2747 | COL-PBF-FN-0001 | Fan, Exhaust | COL-PBF-MISC | Miscellaneous Equipment | Fan |  |  | FN
2748 | COL-PBF-GEN-0001 | Generator, Electricity | COL-PBF-MISC | Miscellaneous Equipment | Generator |  |  | GEN
2749 | COL-PBF-HTR-0001 | Heater, Main Control Panel | COL-PBF-MISC | Miscellaneous Equipment | Heater |  |  | HTR
2750 | COL-PBF-LIT-0100 | Transmitter, Level | COL-PBF-MISC | Miscellaneous Equipment | Transmitter,Level |  |  | LIT
2751 | COL-PBF-LSH-0103 | Switch, Level-High | COL-PBF-MISC | Miscellaneous Equipment | Switch,Level |  |  | LSH
2752 | COL-PBF-LSHH-0104 | Switch, Level High-High | COL-PBF-MISC | Miscellaneous Equipment | Switch,Level |  |  | LSHH
2753 | COL-PBF-LSL-0102 | Switch, Level-Low | COL-PBF | Bluffers Park Sewage Pumping Station | Switch |  |  | LSL
2754 | COL-PBF-LSL-0102 | Switch, Level-Low | COL-PBF-MISC | Miscellaneous Equipment | Switch |  |  | LSL
2755 | COL-PBF-LSLL-0101 | Switch, Level Low-Low | COL-PBF | Bluffers Park Sewage Pumping Station | Switch,Level |  |  | LSLL
2756 | COL-PBF-LSLL-0101 | Switch, Level Low-Low | COL-PBF-MISC | Miscellaneous Equipment | Switch,Level |  |  | LSLL
2757 | COL-PBF-MISC | Miscellaneous Equipment | COL-PBF | Bluffers Park Sewage Pumping Station
2758 | COL-PBF-P-0001 | Pump, Centrifugal | COL-PBF | Bluffers Park Sewage Pumping Station | Pump |  | 34116 | P
2759 | COL-PBF-P-0100 | Pump, Centrifugal | COL-PBF | Bluffers Park Sewage Pumping Station | Pump |  |  | P
2760 | COL-PBF-P-0200 | Pump, Centrifugal | COL-PBF | Bluffers Park Sewage Pumping Station | Pump |  |  | P
2761 | COL-PBF-P-0200A | Pump, Centrifugal | COL-PBF | Bluffers Park Sewage Pumping Station | Pump |  |  | P
2762 | COL-PBF-RPU-0001 | Remote Processing Unit | COL-PBF-MISC | Miscellaneous Equipment | RPU |  |  | RPU
2764 | COL-PBF-SS-0001 | Security System | COL-PBF | Bluffers Park Sewage Pumping Station | Security System |  |  | SS
2765 | COL-PBF-SS-0001 | Security System | COL-PBF-MISC | Miscellaneous Equipment | Security System |  |  | SS
2766 | COL-PBF-SW-0001 | Switch, Power | COL-PBF-MISC | Miscellaneous Equipment | Switch |  |  | SW
2767 | COL-PBF-TR-0001 | Transformer, Power | COL-PBF | Bluffers Park Sewage Pumping Station | Transformer |  |  | TR
2768 | COL-PBF-TS-0001 | Switch, Transfer | COL-PBF-MISC | Miscellaneous Equipment | Switch |  |  | TS
2777 | COL-PBF-WEL-0100 | Wet well | COL-PBF | Bluffers Park Sewage Pumping Station | Well |  |  | WEL
2813 | COL-PBG-MISC | Miscellaneous Equipment | COL-PBG | Brule Gardens Sewage Pumping Station
2859 | COL-PBP-OIT-0001 | Operator Interface Terminal | COL-PBP-MISC | Miscellaneous Equipment | Computer Equipment,Monitor |  |  | OIT
2880 | COL-PBR-CH-0001 | Chamber, Valve | COL-PBR-MISC | Miscellaneous Equipment | Chamber |  |  | CH
2881 | COL-PBR-FEQ-0001S | Fire Prevention, Extinguisher | COL-PBR-MISC | Miscellaneous Equipment | Fire Prevention,Extinguisher |  | 41314 | FEQ
2882 | COL-PBR-FEQ-0001S | Fire Prevention, Extinguisher | COL-W-OBSOLETE | Col West Obsolete Entities | Fire Prevention,Extinguisher |  | 41314 | FEQ
2886 | COL-PBR-GRF-0001 | Indicator, Ground Fault | COL-PBR | Berry Road Sewage Pumping Station |  |  |  | GRF
2887 | COL-PBR-GRF-0001 | Indicator, Ground Fault | COL-PBR-MISC | Miscellaneous Equipment |  |  |  | GRF
2888 | COL-PBR-HTR-0001 | Heater, Electrical Panel | COL-PBR-MISC | Miscellaneous Equipment | Heater |  |  | HTR
2889 | COL-PBR-JIT-0001 | Meter, Power Indicating Transmitter | COL-PBR-MISC | Miscellaneous Equipment | Meter |  |  | JIT
2890 | COL-PBR-LIT-0101 | Transmitter, Level | COL-PBR | Berry Road Sewage Pumping Station | Transmitter,Level |  |  | LIT
2891 | COL-PBR-LP-0001 | Control Panel, Electrical | COL-PBR-MISC | Miscellaneous Equipment | Control Panel |  |  | LP
2892 | COL-PBR-LSHH-0104 | Switch, Level-High | COL-PBR | Berry Road Sewage Pumping Station | Switch,Level |  |  | LSHH
2893 | COL-PBR-LSHH-0104 | Switch, Level-High | COL-PBR-MISC | Miscellaneous Equipment | Switch,Level |  |  | LSHH
2894 | COL-PBR-LSL-0102 | Switch, Level | COL-PBR-MISC | Miscellaneous Equipment | Switch,Level |  |  | LSL
2895 | COL-PBR-LSLL-0101 | Switch, Level-Low | COL-PBR-MISC | Miscellaneous Equipment | Switch |  |  | LSLL
2903 | COL-PBR-MISC | Miscellaneous Equipment | COL-PBR | Berry Road Sewage Pumping Station
2909 | COL-PBR-SW-0001 | Switch, Main Electrical Disconnect | COL-PBR-MISC | Miscellaneous Equipment | Switch |  |  | SW
2910 | COL-PBR-SW-0002 | Switch, Groud Fault Indicator | COL-PBR | Berry Road Sewage Pumping Station | Switch |  |  | SW
2911 | COL-PBR-SW-0003 | Switch, Lighting Transformer | COL-PBR | Berry Road Sewage Pumping Station | Switch |  |  | SW
2912 | COL-PBR-SW-0003 | Switch, Lighting Transformer | COL-PBR-MISC | Miscellaneous Equipment | Switch |  |  | SW
2913 | COL-PBR-TR-0001 | Transformer, TR1 | COL-PBR | Berry Road Sewage Pumping Station | Transformer |  |  | TR
2914 | COL-PBR-TS-0001 | Switch, Transfer | COL-PBR-MISC | Miscellaneous Equipment | Switch |  |  | TS
2915 | COL-PBR-UPS-0001 | UPS | COL-PBR | Berry Road Sewage Pumping Station | Uninterruptible Power Supply |  |  | UPS
2921 | COL-PBY-CB-0001 | Circuit Breaker, | COL-PBY | Brick Yard Sewage Pumping Station | Circuit Breaker |  |  | CB
2922 | COL-PBY-CB-0001 | Circuit Breaker, | COL-PBY-MISC | Miscellaneous Equipment | Circuit Breaker |  |  | CB
2923 | COL-PBY-CH-0001 | Chamber, Inlet | COL-PBY | Brick Yard Sewage Pumping Station | Chamber |  |  | CH
2924 | COL-PBY-CH-0001 | Chamber, Inlet | COL-PBY-MISC | Miscellaneous Equipment | Chamber |  |  | CH
2925 | COL-PBY-CP-0001 | Control Panel, Operator | COL-PBY-MISC | Miscellaneous Equipment | Control Panel |  |  | CP
2926 | COL-PBY-CP-0002 | Control Panel, MCC | COL-PBY-MISC | Miscellaneous Equipment | Control Panel |  |  | CP
2927 | COL-PBY-CP-0004 | Control Panel, Grinder | COL-PBY-MISC | Miscellaneous Equipment | Control Panel |  |  | CP
2928 | COL-PBY-FEQ-0001S | Fire Prevention, Extinguisher | COL-PBR-MISC | Miscellaneous Equipment | Fire Prevention,Extinguisher |  | 42605 | FEQ
2930 | COL-PBY-GDR-0001 | Grinder, Comminutor | COL-PCU-MISC | Miscellaneous Equipment | Screen |  |  | GDR
2931 | COL-PBY-LSH-0103 | Switch, Level-High | COL-PBY | Brick Yard Sewage Pumping Station | Switch,Level |  |  | LSH
2932 | COL-PBY-LSH-0103 | Switch, Level-High | COL-PBY-MISC | Miscellaneous Equipment | Switch,Level |  |  | LSH
2933 | COL-PBY-LSHH-0104 | Switch, Level High-High | COL-PBY | Brick Yard Sewage Pumping Station | Switch,Level |  |  | LSHH
2934 | COL-PBY-LSL-0102 | Switch, Level-Low | COL-PBY | Brick Yard Sewage Pumping Station | Switch |  |  | LSL
2935 | COL-PBY-LSLL-0101 | Switch, Level Low-Low | COL-PBY | Brick Yard Sewage Pumping Station | Switch,Level |  |  | LSLL
2936 | COL-PBY-P-0200 | Pump, Centrifugal | COL-PBY | Brick Yard Sewage Pumping Station | Pump |  |  | P
2938 | COL-PBY-TS-0001 | Switch, Transfer | COL-PBY-MISC | Miscellaneous Equipment | Switch |  |  | TS
2944 | COL-PBY-WEL-0100 | Wet Well | COL-PBY-MISC | Miscellaneous Equipment | Well |  |  | WEL
3002 | COL-PCF-MISC | Miscellaneous Equipment | COL-PCF | Clark Pumping Station
3032 | COL-PCP-BFP-0002 | Back Flow Preventer | COL-PCP-MISC | Miscellaneous Equipment | Valve,Backflow Preventer |  | 33591 | BFP
3033 | COL-PCP-CB-0001 | Circuit Breaker, Transformer Feed | COL-PCP-MISC | Miscellaneous Equipment | Circuit Breaker |  |  | CB
3034 | COL-PCP-CB-0003 | Circuit Breaker, Main | COL-PCP-MISC | Miscellaneous Equipment | Circuit Breaker |  |  | CB
3035 | COL-PCP-HTR-0001 | Heater, Panel | COL-PCP-MISC | Miscellaneous Equipment | Heater |  |  | HTR
3036 | COL-PCP-JIT-0001 | Meter, Power Indicating Transmitter, Main Power | COL-PCP-MISC | Miscellaneous Equipment | Meter |  |  | JIT
3037 | COL-PCP-LIT-0101 | Transmitter, Level | COL-PCP | Copeland Pumping Station | Transmitter,Level |  |  | LIT
3038 | COL-PCP-LP-0001 | Control Panel, Lighting | COL-PCP-MISC | Miscellaneous Equipment | Control Panel |  |  | LP
3039 | COL-PCP-LSH-0103 | Switch, Level-High | COL-PCP-MISC | Miscellaneous Equipment | Switch,Level |  |  | LSH
3040 | COL-PCP-LSL-0102 | Switch, Level-Low | COL-PCP | Copeland Pumping Station | Switch |  |  | LSL
3041 | COL-PCP-LSLL-0101 | Switch, Level Low-Low | COL-PCP | Copeland Pumping Station | Switch,Level |  |  | LSLL
3042 | COL-PCP-LSLL-0101 | Switch, Level Low-Low | COL-PCP-MISC | Miscellaneous Equipment | Switch,Level |  |  | LSLL
3043 | COL-PCP-LTG-0001 | Lighting | COL-PCP-MISC | Miscellaneous Equipment | Control Panel |  |  | LTG
3044 | COL-PCP-MCC-0001 | Motor Control Centre | COL-PCP | Copeland Pumping Station | Control Panel,MCC |  |  | MCC
3045 | COL-PCP-MISC | Miscellaneous Equipment | COL-PCP | Copeland Pumping Station
3046 | COL-PCP-P-0100 | Pump, Centrifugal | COL-PCP | Copeland Pumping Station | Pump |  |  | P
3047 | COL-PCP-P-0200 | Pump, Centrifugal | COL-PCP | Copeland Pumping Station | Pump |  |  | P
3048 | COL-PCP-PLQ-0001 | Plumbing Equipment | COL-PCP-MISC | Miscellaneous Equipment | Pump |  |  | PLQ
3049 | COL-PCP-RPU-0001 | Control Panel, Operator | COL-PCP | Copeland Pumping Station | Control Panel |  |  | RPU
3050 | COL-PCP-RPU-0001 | Control Panel, Operator | COL-PCP-MISC | Miscellaneous Equipment | Control Panel |  |  | RPU
3051 | COL-PCP-SS-0001 | Security System | COL-PCP | Copeland Pumping Station | Security System |  |  | SS
3052 | COL-PCP-TR-0001 | Control Panel, Electrical | COL-PCP-MISC | Miscellaneous Equipment | Transformer |  |  | TR
3053 | COL-PCP-TS-0001 | Switch, Transfer | COL-PCP-MISC | Miscellaneous Equipment | Switch |  |  | TS
3064 | COL-PCP-WEL-0100 | Wet Well | COL-PCP-MISC | Miscellaneous Equipment | Well |  |  | WEL
3065 | COL-PCP-WEL-0200 | Well, Dry | COL-PCP-MISC | Miscellaneous Equipment | Well |  |  | WEL
3070 | COL-PCU-AUX | Auxiliary Equipment | COL-PCU | Cumber Pumping Station
3071 | COL-PCU-AUX-INST | Instrumentation Equipment | COL-PCU-AUX | Auxiliary Equipment
3085 | COL-PCU-CP-0002 | Control Panel, Operator, PLC, Cumber PS | COL-PCU-SUSPENDED | Cumber P.S.suspended entities | Control Panel |  | 34984 | CP
3086 | COL-PCU-CP-0003 | Control Panel, Operator, Lighting and Transformer, Cumber PS | COL-PCU | Cumber Pumping Station | Control Panel |  | 34985 | CP
3087 | COL-PCU-CP-0004 | Control Panel, Operator, Alarm Reset, Cumber PS | COL-PCU-MISC | Miscellaneous Equipment | Control Panel |  | 34986 | CP
3088 | COL-PCU-CP-0005 | Control Panel, Operator, Power Indicating, Cumber PS | COL-PCU | Cumber Pumping Station | Control Panel |  | 34987 | CP
3089 | COL-PCU-CP-0005 | Control Panel, Operator, Power Indicating, Cumber PS | COL-PCU-MISC | Miscellaneous Equipment | Control Panel |  | 34987 | CP
3090 | COL-PCU-CP-0005 | Control Panel, Operator, Power Indicating, Cumber PS | COL-PCU-SUSPENDED | Cumber P.S.suspended entities | Control Panel |  | 34987 | CP
3091 | COL-PCU-CP-0006 | Control Panel, Operator, Pumps, Cumber PS | COL-PCU-MISC | Miscellaneous Equipment | Control Panel |  | 34988 | CP
3092 | COL-PCU-CP-0006 | Control Panel, Operator, Pumps, Cumber PS | COL-PCU-SUSPENDED | Cumber P.S.suspended entities | Control Panel |  | 34988 | CP
3093 | COL-PCU-CP-0007 | Control Panel, Operator, Battery Charger, Cumber PS115VAC/11AMP/60HZ, 24VDC/30AMP. Cell: 20N1-CA | COL-PCU-MISC | Miscellaneous Equipment | Control Panel |  | 34989 | CP
3099 | COL-PCU-DM-0001 | Damper/Louver, Main Floor | COL-PCU | Cumber Pumping Station | Damper/Louver |  | 34990 | DM
3100 | COL-PCU-DM-0002 | Damper/Louver, Diesel Room | COL-PCU | Cumber Pumping Station | Damper/Louver |  | 34991 | DM
3101 | COL-PCU-DR-5332 | Door Entry System | COL-PCU | Cumber Pumping Station |  |  | 35002 | DR
3124 | {FIS-ELS-CBL} | Asset Group,ELS Lines,13.8 kV / 4.16 kV | FIS-ELS | System, Electrical Distribution System
3125 | {FIS-ELS-CP} | Asset Group,Control Panels, ELS Load Shedding Control | FIS-ELS | System, Electrical Distribution System
3126 | {FIS-ELS-TR} | Asset Group,Transformers | FIS-ELS | System, Electrical Distribution System
3127 | {FIS-ELS-TR}.2 | Asset Group,Transformers,Dry-Type | {FIS-ELS-TR} | Asset Group,Transformers
3151 | COL-PCU-FE-5331 | Flow Element | COL-PCU-MISC | Miscellaneous Equipment | Switch,Flow |  | 34992 | FE
3160 | COL-PCU-FEQ-0005 | Fire Prevention, Extinguisher | COL-PCU | Cumber Pumping Station | Fire Prevention,Extinguisher |  | 34993 | FEQ
3161 | COL-PCU-FEQ-0005 | Fire Prevention, Extinguisher | COL-PCU-MISC | Miscellaneous Equipment | Fire Prevention,Extinguisher |  | 34993 | FEQ
3164 | COL-PCU-FIT-5158 | Transmitter, Flow | COL-PCU-MISC | Miscellaneous Equipment | Transmitter |  | 34953 | FIT
3172 | COL-PCU-FSL-5113 | Flow switch, Low | COL-PCU-MISC | Miscellaneous Equipment | Switch,Flow-Low |  | 34961 | FSL
3173 | COL-PCU-FSL-5113 | Flow switch, Low | COL-PCU-SUSPENDED | Cumber P.S.suspended entities | Switch,Flow-Low |  | 34961 | FSL
3174 | COL-PCU-FSL-5133 | Flow switch, Low | COL-PCU-MISC | Miscellaneous Equipment | Switch,Flow-Low |  | 34962 | FSL
3175 | COL-PCU-FSL-5133 | Flow switch, Low | COL-PCU-SUSPENDED | Cumber P.S.suspended entities | Switch,Flow-Low |  | 34962 | FSL
3176 | COL-PCU-FSL-5153 | Flow switch, Low | COL-PCU-SUSPENDED | Cumber P.S.suspended entities | Switch,Flow-Low |  | 34963 | FSL
3183 | COL-PCU-GDR-5100 | Grinder, Comminutor | COL-PCU-MISC | Miscellaneous Equipment | Grinder |  | 34939 | GDR
3184 | COL-PCU-GDR-5100 | Grinder, Comminutor | COL-PCU-SUSPENDED | Cumber P.S.suspended entities | Grinder |  | 34939 | GDR
3186 | COL-PCU-GEN-5200 | Generator, Electricity | COL-PCU-MISC | Miscellaneous Equipment | Generator |  | 34940 | GEN
3187 | COL-PCU-GEN-5200 | Generator, Electricity | COL-PCU-SUSPENDED | Cumber P.S.suspended entities | Generator |  | 34940 | GEN
3189 | COL-PCU-HTR-0003 | Heater, Pump Floor | COL-PCU-MISC | Miscellaneous Equipment | Heater |  | 34995 | HTR
3190 | COL-PCU-HTR-0003 | Heater, Pump Floor | COL-PCU-SUSPENDED | Cumber P.S.suspended entities | Heater |  | 34995 | HTR
3193 | COL-PCU-JSL-5336 | Power failure alarm | COL-PCU | Cumber Pumping Station | Switch |  | 34996 | JSL
3194 | COL-PCU-JSL-5336 | Power failure alarm | COL-PCU-SUSPENDED | Cumber P.S.suspended entities | Switch |  | 34996 | JSL
3195 | COL-PCU-JSL-5337 | RPU Power failure alarm | COL-PCU-MISC | Miscellaneous Equipment | Switch |  | 34997 | JSL
3196 | COL-PCU-JSL-5337 | RPU Power failure alarm | COL-PCU-SUSPENDED | Cumber P.S.suspended entities | Switch |  | 34997 | JSL
3198 | COL-PCU-LIT-0101 | Transmitter, Level | COL-PCU | Cumber Pumping Station | Transmitter,Level |  | 34941 | LIT
3200 | COL-PCU-LIT-0201 | Transmitter, Level | COL-PCU-MISC | Miscellaneous Equipment | Transmitter,Level |  | 34942 | LIT
3241 | B | Cluster B
3243 | BEFORE SO2 | Before S02 Sampling | FHA-SAMP | Sampling Systems
3244 | BOM | Business Operations Management | TW | Toronto Water
3245 | COL-PCU-LIT-0201 | Transmitter, Level | COL-PCU-SUSPENDED | Cumber P.S.suspended entities | Transmitter,Level |  | 34942 | LIT
3253 | COL-PCU-LSH-0102 | Switch, Level-High | COL-PCU | Cumber Pumping Station | Switch,Level |  | 34968 | LSH
3254 | COL-PCU-LSH-0102 | Switch, Level-High | COL-PCU-MISC | Miscellaneous Equipment | Switch,Level |  | 34968 | LSH
3257 | COL-PCU-LSH-0202 | Switch, Level-High | COL-PCU-SUSPENDED | Cumber P.S.suspended entities | Switch,Level |  | 34969 | LSH
3259 | COL-PCU-LSH-5004 | Switch, Level-High | COL-PCU | Cumber Pumping Station | Switch,Level |  | 34970 | LSH
3260 | COL-PCU-LSH-5004 | Switch, Level-High | COL-PCU-MISC | Miscellaneous Equipment | Switch,Level |  | 34970 | LSH
3261 | COL-PCU-LSH-5005 | Switch, Level-High | COL-PCU | Cumber Pumping Station | Switch,Level |  | 34971 | LSH
3262 | COL-PCU-LSH-5006 | Switch, Level-High | COL-PCU | Cumber Pumping Station | Switch,Level |  | 34972 | LSH
3263 | COL-PCU-LSH-5006 | Switch, Level-High | COL-PCU-MISC | Miscellaneous Equipment | Switch,Level |  | 34972 | LSH
3264 | COL-PCU-LSH-5334 | Switch, Level-High | COL-PCU-MISC | Miscellaneous Equipment | Switch,Level |  | 34973 | LSH
3265 | COL-PCU-LSH-5334 | Switch, Level-High | COL-PCU-SUSPENDED | Cumber P.S.suspended entities | Switch,Level |  | 34973 | LSH
3268 | COL-PCU-LSL-0103 | Switch, Level-Low | COL-PCU | Cumber Pumping Station | Switch |  | 34974 | LSL
3269 | COL-PCU-LSL-0103 | Switch, Level-Low | COL-PCU-SUSPENDED | Cumber P.S.suspended entities | Switch |  | 34974 | LSL
3271 | COL-PCU-LSL-0203 | Switch, Level-Low | COL-PCU | Cumber Pumping Station | Switch |  | 34975 | LSL
3272 | COL-PCU-LSL-0203 | Switch, Level-Low | COL-PCU-SUSPENDED | Cumber P.S.suspended entities | Switch |  | 34975 | LSL
3273 | COL-PCU-LSL-5201 | Switch, Level-Low | COL-PCU-MISC | Miscellaneous Equipment | Switch |  | 34976 | LSL
3274 | COL-PCU-LSL-5201 | Switch, Level-Low | COL-PCU-SUSPENDED | Cumber P.S.suspended entities | Switch |  | 34976 | LSL
3289 | COL-PCU-MCC-0001 | Motor Control Centre | COL-PCU-MISC | Miscellaneous Equipment | Control Panel,MCC |  | 34924 | MCC
3290 | COL-PCU-MCC-0001 | Motor Control Centre | COL-PCU-SUSPENDED | Cumber P.S.suspended entities | Control Panel,MCC |  | 34924 | MCC
3291 | COL-PCU-MCC-0002 | Motor Control Centre | COL-PCU | Cumber Pumping Station | Control Panel,MCC |  | 34925 | MCC
3293 | COL-PCU-MISC | Miscellaneous Equipment | COL-PCU | Cumber Pumping Station |  |  | 35008
3299 | COL-PCU-P-5110 | Pump, Centrifugal | COL-PCU | Cumber Pumping Station | Pump |  | 35904 | P
3300 | COL-PCU-P-5110 | Pump, Centrifugal | COL-PCU-SUSPENDED | Cumber P.S.suspended entities | Pump |  | 35904 | P
3306 | COL-PCU-PSL-5183 | Switch, Pressure-Low, Drain Pump 5170, Cumber PS | COL-PCU-MISC | Miscellaneous Equipment | Switch |  | 34999 | PSL
3307 | COL-PCU-PSL-5183 | Switch, Pressure-Low, Drain Pump 5170, Cumber PS | COL-PCU-SUSPENDED | Cumber P.S.suspended entities | Switch |  | 34999 | PSL
3309 | COL-PCU-RPU-0102 | Remote Processor Unit, Diesel Room | COL-PCU-SUSPENDED | Cumber P.S.suspended entities | RPU |  | 34998 | RPU
3311 | COL-PCU-SS-5300 | Security System | COL-PCU | Cumber Pumping Station | Security System |  | 35001 | SS
3312 | COL-PCU-SS-5332 | Door entry system | COL-PCU | Cumber Pumping Station | Security System |  | 35003 | SS
3313 | COL-PCU-SS-5332 | Door entry system | COL-PCU-MISC | Miscellaneous Equipment | Security System |  | 35003 | SS
3314 | COL-PCU-SS-5332 | Door entry system | COL-PCU-SUSPENDED | Cumber P.S.suspended entities | Security System |  | 35003 | SS
3315 | COL-PCU-SS-5333 | Door open acknowledge | COL-PCU-MISC | Miscellaneous Equipment | Security System |  | 35004 | SS
3316 | COL-PCU-SS-5333 | Door open acknowledge | COL-PCU-SUSPENDED | Cumber P.S.suspended entities | Security System |  | 35004 | SS
3321 | COL-PCU-TSH-5110 | Temperature switch, High | COL-PCU | Cumber Pumping Station | Switch,Temperature-High |  | 34964 | TSH
3322 | COL-PCU-TSH-5130 | Temperature switch, High | COL-PCU | Cumber Pumping Station | Switch,Temperature-High |  | 34965 | TSH
3323 | COL-PCU-TSH-5150 | Temperature switch, High | COL-PCU | Cumber Pumping Station | Switch,Temperature-High |  | 34966 | TSH
3324 | COL-PCU-TSH-5150 | Temperature switch, High | COL-PCU-MISC | Miscellaneous Equipment | Switch,Temperature-High |  | 34966 | TSH
3325 | COL-PCU-TSH-5301 | Switch, Temperature-High, Building, Cumber PS | COL-PCU | Cumber Pumping Station | Switch |  | 35005 | TSH
3326 | COL-PCU-TSL-5302 | Switch, Temperature-Low, Building, Cumber PS | COL-PCU | Cumber Pumping Station | Switch |  | 35006 | TSL
3327 | COL-PCU-TSL-5302 | Switch, Temperature-Low, Building, Cumber PS | COL-PCU-MISC | Miscellaneous Equipment | Switch |  | 35006 | TSL
3356 | COL-PDA-FEQ-0001S | Fire Prevention, Extinguisher | COL-PDA | Dacotah Sewage Pumping Station (Algonquin Island PS #2) | Fire Prevention,Extinguisher |  | 42682 | FEQ
3358 | COL-PDA-LSL-0102 | Switch, Level Low | COL-PDA | Dacotah Sewage Pumping Station (Algonquin Island PS #2) | Switch,Level |  |  | LSL
3359 | COL-PDA-LSLL-0101 | Switch, Level Low-Low | COL-PDA | Dacotah Sewage Pumping Station (Algonquin Island PS #2) | Switch,Level |  |  | LSLL
3362 | COL-PDA-MISC | Miscellaneous Equipment | COL-PDA | Dacotah Sewage Pumping Station (Algonquin Island PS #2)
3369 | COL-PDG-CB-0002 | Circuit Breaker, Load | COL-PDG-MISC | Miscellaneous Equipment | Circuit Breaker |  |  | CB
3370 | COL-PDG-CP-0001 | Control Panel, Operator | COL-PDG | Douglas Drive Syphon | Control Panel |  |  | CP
3371 | COL-PDG-CP-0001 | Control Panel, Operator | COL-PDG-MISC | Miscellaneous Equipment | Control Panel |  |  | CP
3372 | COL-PDG-LSH-0101 | Switch, Level-High | COL-PDG | Douglas Drive Syphon | Switch,Level |  |  | LSH
3373 | COL-PDG-LSH-0101 | Switch, Level-High | COL-PDG-MISC | Miscellaneous Equipment | Switch,Level |  |  | LSH
3374 | COL-PDG-T-0100 | Tank | COL-PDG-MISC | Miscellaneous Equipment | Tank |  |  | T
3378 | COL-PEV-BAT-0001 | Battery, Rechargeable | COL-PEV | Ellis Sewage Pumping Station | Battery |  |  | BAT
3384 | COL-PEV-CP-0001 | Control Panel, Operator | COL-PEV | Ellis Sewage Pumping Station | Control Panel |  |  | CP
3385 | COL-PEV-CP-0002 | Control Panel, Electrical | COL-PEV | Ellis Sewage Pumping Station | Control Panel |  |  | CP
3386 | COL-PEV-CP-0002 | Control Panel, Electrical | COL-PEV-MISC | Miscellaneous Equipment | Control Panel |  |  | CP
3387 | COL-PEV-CP-0003 | Control Panel, Operator | COL-PEV | Ellis Sewage Pumping Station | Control Panel |  |  | CP
3389 | COL-PEV-DM-0001 | Damper/Louver, Manual | COL-PEV | Ellis Sewage Pumping Station | Damper/Louver |  |  | DM
3390 | COL-PEV-DM-0002 | Damper/Louver, Manual | COL-PEV | Ellis Sewage Pumping Station | Damper/Louver |  |  | DM
3392 | COL-PEV-FEQ-0001S | Fire Prevention, Extinguisher | COL-PEV-MISC | Miscellaneous Equipment | Fire Prevention,Extinguisher |  | 42683 | FEQ
3393 | COL-PEV-FEQ-0001S | Fire Prevention, Extinguisher | COL-W-OBSOLETE | Col West Obsolete Entities | Fire Prevention,Extinguisher |  | 42683 | FEQ
3394 | COL-PEV-FN-0001 | Fan, Centrifugal | COL-PEV | Ellis Sewage Pumping Station | Fan |  |  | FN
3395 | COL-PEV-FN-0002 | Fan, Centrifugal | COL-PEV | Ellis Sewage Pumping Station | Fan |  |  | FN
3396 | COL-PEV-FN-0002 | Fan, Centrifugal | COL-PEV-MISC | Miscellaneous Equipment | Fan |  |  | FN
3397 | COL-PEV-FQ-0001 | Meter, Flow | COL-PEV-MISC | Miscellaneous Equipment | Meter,Flow |  |  | FQ
3399 | COL-PEV-GC-0001 | Grit Chamber | COL-PEV-MISC | Miscellaneous Equipment |  |  | 34396 | GC
3400 | COL-PEV-GC-0001 | Grit Chamber | COL-PSK-MISC | Miscellaneous Equipment |  |  | 34396 | GC
3402 | COL-PEV-GRF-0001 | Indicator, Ground Fault | COL-PEV-MISC | Miscellaneous Equipment |  |  |  | GRF
3404 | COL-PEV-HTR-0002 | Heater, Duct | COL-PEV-MISC | Miscellaneous Equipment | Heater |  |  | HTR
3405 | COL-PEV-JIT-0001 | Meter, Power Indicating Transmitter, Main Power | COL-PEV-MISC | Miscellaneous Equipment | Meter |  |  | JIT
3406 | COL-PEV-LIT-0101 | Transmitter, Level | COL-PEV | Ellis Sewage Pumping Station | Transmitter,Level |  |  | LIT
3407 | COL-PEV-LIT-0101 | Transmitter, Level | COL-PEV-MISC | Miscellaneous Equipment | Transmitter,Level |  |  | LIT
3408 | COL-PEV-LSH-0001 | Switch, Level-High | COL-PEV-MISC | Miscellaneous Equipment | Switch,Level |  |  | LSH
3409 | COL-PEV-LSH-0103 | Switch, Level-High | COL-PEV | Ellis Sewage Pumping Station | Switch,Level |  |  | LSH
3410 | COL-PEV-LSHH-0104 | Switch, Level High-High | COL-PEV-MISC | Miscellaneous Equipment | Switch,Level |  |  | LSHH
3411 | COL-PEV-LSHH-0105 | Switch, Level High-High | COL-PEV-MISC | Miscellaneous Equipment | Switch,Level |  |  | LSHH
3412 | COL-PEV-LSLL-0101 | Switch, Level Low-Low | COL-PEV-MISC | Miscellaneous Equipment | Switch,Level |  |  | LSLL
3417 | COL-PEV-MISC | Miscellaneous Equipment | COL-PEV | Ellis Sewage Pumping Station
3420 | COL-PEV-MON-0002 | Monitor | COL-PEV-MISC | Miscellaneous Equipment |  |  |  | MON
3421 | COL-PEV-MON-0002 | Monitor | COL-PSP-MISC | Miscellaneous Equipment |  |  |  | MON
3426 | COL-PEV-SW-0001 | Switch, Main Power | COL-PEV | Ellis Sewage Pumping Station | Switch |  |  | SW
3427 | COL-PEV-SW-0001 | Switch, Main Power | COL-PEV-MISC | Miscellaneous Equipment | Switch |  |  | SW
3428 | COL-PEV-SW-0002 | Switch, Unit Heater | COL-PEV | Ellis Sewage Pumping Station | Switch |  |  | SW
3429 | COL-PEV-SW-0002 | Switch, Unit Heater | COL-PEV-MISC | Miscellaneous Equipment | Switch |  |  | SW
3430 | COL-PEV-SW-0003 | Switch, Transformer | COL-PEV | Ellis Sewage Pumping Station | Switch |  |  | SW
3431 | COL-PEV-SW-0003 | Switch, Transformer | COL-PEV-MISC | Miscellaneous Equipment | Switch |  |  | SW
3432 | COL-PEV-SW-0004 | Switch, Distribution | COL-PEV | Ellis Sewage Pumping Station | Switch |  |  | SW
3433 | COL-PEV-SW-0004 | Switch, Distribution | COL-PEV-MISC | Miscellaneous Equipment | Switch |  |  | SW
3436 | COL-PEV-TS-0001 | Switch, Transfer | COL-PEV-MISC | Miscellaneous Equipment | Switch |  |  | TS
3445 | COL-PEV-WEL-0500 | Wet well | COL-PEV | Ellis Sewage Pumping Station |  |  |  | WEL
3446 | COL-PEV-WEL-0500 | Wet well | COL-PEV-MISC | Miscellaneous Equipment |  |  |  | WEL
3447 | COL-PEV-WEL-0600 | Dry Well | COL-PEV-MISC | Miscellaneous Equipment |  |  |  | WEL
3448 | COL-PEV-WEL-0600 | Dry Well | COL-PSK-MISC | Miscellaneous Equipment |  |  |  | WEL
3451 | COL-PFB-CP-0001 | Control Panel, Operator | COL-PFB | Fallingbrook Pumping Station | Control Panel |  |  | CP
3452 | COL-PFB-CP-0001 | Control Panel, Operator | COL-PFB-MISC | Miscellaneous Equipment | Control Panel |  |  | CP
3456 | COL-PFB-GRF-0001 | Indicator, Ground Fault | COL-PFB | Fallingbrook Pumping Station | Indicator,Ground Fault |  |  | GRF
3457 | COL-PFB-HTR-0001 | Heater, Wet Well | COL-PFB-MISC | Miscellaneous Equipment | Heater |  |  | HTR
3458 | COL-PFB-JIT-0001 | Meter, Power Indicating Transmitter, Main Power | COL-PFB | Fallingbrook Pumping Station | Meter |  |  | JIT
3459 | COL-PFB-LIT-0101 | Transmitter, Level | COL-PFB | Fallingbrook Pumping Station | Transmitter,Level |  |  | LIT
3460 | COL-PFB-LP-0001 | Control Panel, Electrical | COL-PFB | Fallingbrook Pumping Station | Control Panel |  |  | LP
3461 | COL-PFB-LP-0001 | Control Panel, Electrical | COL-PFB-MISC | Miscellaneous Equipment | Control Panel |  |  | LP
3462 | COL-PFB-LSHH-0104 | Switch, Level High-High | COL-PFB-MISC | Miscellaneous Equipment | Switch,Level |  |  | LSHH
3463 | COL-PFB-LSL-0102 | Switch, Level-Low | COL-PFB | Fallingbrook Pumping Station | Switch |  |  | LSL
3464 | COL-PFB-LSLL-0101 | Switch, Level Low-Low | COL-PFB | Fallingbrook Pumping Station | Switch,Level |  |  | LSLL
3465 | COL-PFB-M-0101 | Motor | COL-PFB-MISC | Miscellaneous Equipment |  |  |  | M
3468 | COL-PFB-SW-0001 | Switch, Main Electrical Disconnect | COL-PFB-MISC | Miscellaneous Equipment | Switch |  |  | SW
3469 | COL-PFB-SW-0002 | Switch, Transformer | COL-PFB-MISC | Miscellaneous Equipment | Switch |  |  | SW
3470 | COL-PFB-TR-0001 | Transformer, Power | COL-PFB | Fallingbrook Pumping Station | Transformer |  |  | TR
3471 | COL-PFB-TS-0001 | Switch, Transfer | COL-PFB | Fallingbrook Pumping Station | Switch |  |  | TS
3472 | COL-PFB-TS-0001 | Switch, Transfer | COL-PFB-MISC | Miscellaneous Equipment | Switch |  |  | TS
3489 | COL-PFH-LSLL-0101 | Switch, Level Low-Low | COL-PFH | Fire Hall Sewage Pumping Station (Wards Island PS#4) | Switch,Level |  |  | LSLL
3490 | COL-PFH-LSLL-0102 | Switch, Level Low-Low | COL-PFH | Fire Hall Sewage Pumping Station (Wards Island PS#4) | Switch,Level |  |  | LSLL
3491 | COL-PFH-LSLL-0104 | Switch, Level Low-Low | COL-PFH | Fire Hall Sewage Pumping Station (Wards Island PS#4) | Switch,Level |  |  | LSLL
3503 | COL-PFI-LSLL-0101 | Switch, Level Low-Low | COL-PFI | Fifth Street Sewage Pumping Station (Wards Island PS #8) | Switch,Level |  |  | LSLL
3504 | COL-PFI-LSLL-0103 | Switch, Level Low-Low | COL-PFI | Fifth Street Sewage Pumping Station (Wards Island PS #8) | Switch,Level |  |  | LSLL
3519 | COL-PFO-LSLL-0102 | Switch, Level Low-Low | COL-PFO | Fourth Street Sewage Pumping Station (Wards Island PS#9) | Switch,Level |  |  | LSLL
3520 | COL-PFO-LSLL-0103 | Switch, Level Low-Low | COL-PFO | Fourth Street Sewage Pumping Station (Wards Island PS#9) | Switch,Level |  |  | LSLL
3521 | COL-PFO-LSLL-0104 | Switch, Level Low-Low | COL-PFO | Fourth Street Sewage Pumping Station (Wards Island PS#9) | Switch,Level |  |  | LSLL
3531 | COL-PGA-CP-0001 | Control Panel, Operator | COL-PGA | Greyabbey Sewage Pumping Station | Control Panel |  |  | CP
3533 | COL-PGA-HTR-0001 | Heater, MCC Room | COL-PGA | Greyabbey Sewage Pumping Station | Heater |  |  | HTR
3534 | COL-PGA-HTR-0002 | Heater, Hot Water | COL-PGA | Greyabbey Sewage Pumping Station | Heater |  |  | HTR
3535 | COL-PGA-HTR-0002 | Heater, Hot Water | COL-PGA-MISC | Miscellaneous Equipment | Heater |  |  | HTR
3536 | COL-PGA-LIT-0101 | Transmitter, Level | COL-PGA | Greyabbey Sewage Pumping Station | Transmitter,Level |  |  | LIT
3537 | COL-PGA-LIT-0101 | Transmitter, Level | COL-PGA-MISC | Miscellaneous Equipment | Transmitter,Level |  |  | LIT
3541 | COL-PGA-MCC-0001 | Motor Control Centre | COL-PGA | Greyabbey Sewage Pumping Station | Control Panel,MCC |  |  | MCC
3542 | COL-PGA-MCC-0001 | Motor Control Centre | COL-PGA-MISC | Miscellaneous Equipment | Control Panel,MCC |  |  | MCC
3547 | COL-PGA-SS-0001 | Security System | COL-PGA-MISC | Miscellaneous Equipment | Security System |  |  | SS
3554 | COL-PGA-WEL-0100 | Wet Well | COL-PGA | Greyabbey Sewage Pumping Station | Well |  |  | WEL
3556 | COL-PGB-CP-0001 | Control Panel, Operator | COL-PGB-MISC | Miscellaneous Equipment | Control Panel |  |  | CP
3557 | COL-PGB-FEQ-0001S | Fire Prevention, Extinguisher | COL-PGB-MISC | Miscellaneous Equipment | Fire Prevention,Extinguisher |  | 40170 | FEQ
3558 | COL-PGB-FEQ-0001S | Fire Prevention, Extinguisher | COL-W-OBSOLETE | Col West Obsolete Entities | Fire Prevention,Extinguisher |  | 40170 | FEQ
3560 | COL-PGB-HTR-0001 | Heater, Control Panel | COL-PGB | Governors Bridge Sewage Pumping Station | Heater |  |  | HTR
3561 | COL-PGB-HTR-0001 | Heater, Control Panel | COL-PGB-MISC | Miscellaneous Equipment | Heater |  |  | HTR
3562 | COL-PGB-HTR-0002 | Heater, Control Panel | COL-PGB-MISC | Miscellaneous Equipment | Heater |  |  | HTR
3563 | COL-PGB-JIT-0001 | Meter, Power Indicating Transmitter, Main Power | COL-PGB-MISC | Miscellaneous Equipment | Meter |  |  | JIT
3564 | COL-PGB-LIT-0100 | Transmitter, Level | COL-PGB-MISC | Miscellaneous Equipment | Transmitter,Level |  |  | LIT
3565 | COL-PGB-LIT-0101 | Transmitter, Level | COL-PGB | Governors Bridge Sewage Pumping Station | Transmitter,Level |  |  | LIT
3566 | COL-PGB-LIT-0101 | Transmitter, Level | COL-PGB-MISC | Miscellaneous Equipment | Transmitter,Level |  |  | LIT
3567 | COL-PGB-LP-0001 | Control Panel, Lighting | COL-PGB-MISC | Miscellaneous Equipment | Control Panel |  |  | LP
3568 | COL-PGB-LSH-0103 | Switch, Level-High | COL-PGB | Governors Bridge Sewage Pumping Station | Switch,Level |  |  | LSH
3569 | COL-PGB-LSH-0103 | Switch, Level-High | COL-PGB-MISC | Miscellaneous Equipment | Switch,Level |  |  | LSH
3570 | COL-PGB-LSH-0104 | Switch, Level High | COL-PGB-MISC | Miscellaneous Equipment | Switch,Level |  |  | LSH
3571 | COL-PGB-LSHH-0105 | Switch, Level High-High | COL-PGB-MISC | Miscellaneous Equipment | Switch,Level |  |  | LSHH
3572 | COL-PGB-LSL-0102 | Switch, Level-Low | COL-PGB-MISC | Miscellaneous Equipment | Switch |  |  | LSL
3573 | COL-PGB-RPU-0001 | Remote Processing Unit | COL-PGB | Governors Bridge Sewage Pumping Station | RPU |  |  | RPU
3574 | COL-PGB-RPU-0001 | Remote Processing Unit | COL-PGB-MISC | Miscellaneous Equipment | RPU |  |  | RPU
3576 | COL-PGB-SW-0001 | Switch, Main Electrical Disconnect | COL-PGB-MISC | Miscellaneous Equipment | Switch |  |  | SW
3577 | COL-PGB-TS-0001 | Switch, Transfer | COL-PGB | Governors Bridge Sewage Pumping Station | Switch |  |  | TS
3586 | COL-PGB-WEL-0100 | Wet Well | COL-PGB-MISC | Miscellaneous Equipment | Well |  |  | WEL
3587 | COL-PGR-COM-0001 | Control Panel, Operator | COL-PGR-MISC | Miscellaneous Equipment | Control Panel |  |  | COM
3588 | COL-PGR-CP-0001 | Control Panel, Operator | COL-PGR-MISC | Miscellaneous Equipment | Control Panel |  |  | CP
3589 | COL-PGR-CP-0002 | Control Panel, Operator | COL-PGR-MISC | Miscellaneous Equipment | Control Panel |  |  | CP
3590 | COL-PGR-FEQ-0001S | Fire Prevention, Extinguisher | COL-W-OBSOLETE | Col West Obsolete Entities | Fire Prevention,Extinguisher |  | 42684 | FEQ
3592 | COL-PGR-FQ-0001 | Meter, Flow | COL-PGR-MISC | Miscellaneous Equipment | Meter,Flow |  |  | FQ
3594 | COL-PGR-LSH-0103 | Switch, Level | COL-PGR-MISC | Miscellaneous Equipment | Switch,Level |  |  | LSH
3595 | COL-PGR-LSH-0104 | Switch, Level | COL-PGR-MISC | Miscellaneous Equipment | Switch,Level |  |  | LSH
3596 | COL-PGR-LSHH-0104 | Switch, Level | COL-PGR-MISC | Miscellaneous Equipment | Switch,Level |  |  | LSHH
3597 | COL-PGR-LSHH-0105 | Switch, Level-High | COL-PGR | Grand River Sewage Pumping Station | Switch,Level |  |  | LSHH
3598 | COL-PGR-LSLL-0101 | Switch, Level | COL-PGR | Grand River Sewage Pumping Station | Switch,Level |  |  | LSLL
3599 | COL-PGR-LSLL-0101 | Switch, Level | COL-PGR-MISC | Miscellaneous Equipment | Switch,Level |  |  | LSLL
3600 | COL-PGR-LTG-0001 | Lighting | COL-PGR-MISC | Miscellaneous Equipment | Control Panel |  |  | LTG
3601 | COL-PGR-MISC | Miscellaneous Equipment | COL-PGR | Grand River Sewage Pumping Station
3602 | COL-PGR-P-0100 | Pump, Centrifugal | COL-PGR | Grand River Sewage Pumping Station | Pump |  |  | P
3603 | COL-PGR-P-0200 | Pump, Centrifugal | COL-PGR | Grand River Sewage Pumping Station | Pump |  |  | P
3604 | COL-PGR-SS-0001 | Security System | COL-PGR | Grand River Sewage Pumping Station | Security System |  |  | SS
3605 | COL-PGR-SW-0001 | Switch, Fused | COL-PGR-MISC | Miscellaneous Equipment | Switch |  |  | SW
3606 | COL-PGR-TS-0001 | Switch, Transfer | COL-PGR-MISC | Miscellaneous Equipment | Switch |  |  | TS
3611 | COL-PGR-WEL-0100 | Wet Well | COL-PGR | Grand River Sewage Pumping Station | Well |  |  | WEL
3612 | COL-PGR-WEL-0100 | Wet Well | COL-PGR-MISC | Miscellaneous Equipment | Well |  |  | WEL
3614 | COL-PHA-AHU-0001 | Air Handling Unit | COL-PHA-MISC | Miscellaneous Equipment |  |  |  | AHU
3616 | COL-PHA-GA-0101 | Gauge | COL-PHA-MISC | Miscellaneous Equipment |  |  |  | GA
3617 | COL-PHA-GA-0201 | Gauge | COL-PHA-MISC | Miscellaneous Equipment |  |  |  | GA
3618 | COL-PHA-GA-0301 | Gauge | COL-PHA-MISC | Miscellaneous Equipment |  |  |  | GA
3619 | COL-PHA-GEN-0001 | Generator | COL-PHA-MISC | Miscellaneous Equipment |  |  |  | GEN
3620 | COL-PHA-MISC | Miscellaneous Equipment | COL-PHA | Hanlan's Point Sewage Pumping Station
3621 | COL-PHA-P-0100 | Pump | COL-PHA | Hanlan's Point Sewage Pumping Station |  |  |  | P
3622 | COL-PHA-P-0200 | Pump | COL-PHA | Hanlan's Point Sewage Pumping Station |  |  |  | P
3623 | COL-PHA-V-0002 | Valve | COL-PHA-MISC | Miscellaneous Equipment |  |  |  | V
3624 | COL-PHA-V-0005 | Valve | COL-PHA-MISC | Miscellaneous Equipment |  |  |  | V
3625 | COL-PHA-V-0007 | Valve | COL-PHA-MISC | Miscellaneous Equipment |  |  |  | V
3626 | COL-PHA-V-0008 | Valve | COL-PHA-MISC | Miscellaneous Equipment |  |  |  | V
3627 | COL-PHA-V-0010 | Valve | COL-PHA-MISC | Miscellaneous Equipment |  |  |  | V
3628 | COL-PHA-V-0011 | Valve | COL-PHA-MISC | Miscellaneous Equipment |  |  |  | V
3629 | COL-PHA-V-0012 | Valve | COL-PHA-MISC | Miscellaneous Equipment |  |  |  | V
3630 | COL-PHA-V-0101 | Valve | COL-PHA-P-0100 | Pump |  |  |  | V
3631 | COL-PHA-V-0102 | Valve | COL-PHA-P-0100 | Pump |  |  |  | V
3632 | COL-PHA-V-0103 | Valve | COL-PHA-P-0100 | Pump |  |  |  | V
3633 | COL-PHA-V-0201 | Valve | COL-PHA-P-0200 | Pump |  |  |  | V
3634 | COL-PHA-V-0202 | Valve | COL-PHA-P-0200 | Pump |  |  |  | V
3635 | COL-PHA-V-0203 | Valve | COL-PHA-P-0200 | Pump |  |  |  | V
3636 | COL-PHA-V-0302 | Valve | COL-PHA-P-0300 | Pump |  |  |  | V
3660 | COL-PHB-MISC | Miscellaneous Equipment | COL-PHB | Humber Sewage Pumping Station
3661 | COL-PHB-OIT-0001 | Operator Interface Terminal | COL-PHB-MISC | Miscellaneous Equipment | Computer Equipment,Monitor |  |  | OIT
3668 | COL-PHB-SUSPENDED | Humber Bay P.S.suspended entities | COL-PHB | Humber Sewage Pumping Station
3683 | COL-PHF-CB-0001 | Circuit Breaker | COL-PHF | Highfield Sewage Pumping Station | Circuit Breaker |  |  | CB
3684 | COL-PHF-CB-0001 | Circuit Breaker | COL-PHF-MISC | Miscellaneous Equipment | Circuit Breaker |  |  | CB
3685 | COL-PHF-CH-0001 | Chamber | COL-PHF | Highfield Sewage Pumping Station | Chamber |  |  | CH
3686 | COL-PHF-CH-0001 | Chamber | COL-PHF-MISC | Miscellaneous Equipment | Chamber |  |  | CH
3687 | COL-PHF-CP-0001 | Control Panel, Alarm | COL-PHF | Highfield Sewage Pumping Station | Control Panel |  |  | CP
3688 | COL-PHF-CP-0001 | Control Panel, Alarm | COL-PHF-MISC | Miscellaneous Equipment | Control Panel |  |  | CP
3689 | COL-PHF-FEQ-0001S | Fire Prevention, Extinguisher | COL-PHF-MISC | Miscellaneous Equipment | Fire Prevention,Extinguisher |  | 42685 | FEQ
3690 | COL-PHF-FEQ-0001S | Fire Prevention, Extinguisher | COL-W-OBSOLETE | Col West Obsolete Entities | Fire Prevention,Extinguisher |  | 42685 | FEQ
3693 | COL-PHF-JIT-0001 | Meter, Power Indicating Transmitter, Main Power | COL-PHF | Highfield Sewage Pumping Station | Meter |  |  | JIT
3694 | COL-PHF-LSH-0102 | Switch, Level-High | COL-PHF | Highfield Sewage Pumping Station | Switch,Level |  |  | LSH
3695 | COL-PHF-LSHH-0103 | Switch, Level High-High | COL-PHF-MISC | Miscellaneous Equipment | Switch,Level |  |  | LSHH
3696 | COL-PHF-LSL-0101 | Switch, Level-Low | COL-PHF-MISC | Miscellaneous Equipment | Switch |  |  | LSL
3698 | COL-PHF-RPU-0001 | Remote Processing Unit | COL-PHF-MISC | Miscellaneous Equipment | RPU |  |  | RPU
3705 | COL-PHP-ALR-0001 | Control Panel, Gas Alarm | COL-PHP | High Park Sewage Pumping Station | Control Panel |  |  | ALR
3706 | COL-PHP-ALR-0002 | Control Panel, Operator | COL-PHP | High Park Sewage Pumping Station | Control Panel |  |  | ALR
3707 | COL-PHP-ALR-0002 | Control Panel, Operator | COL-PHP-MISC | Miscellaneous Equipment | Control Panel |  |  | ALR
3712 | COL-PHP-CB-0001 | Circuit Breaker, Main | COL-PHP | High Park Sewage Pumping Station | Circuit Breaker |  |  | CB
3713 | COL-PHP-CB-0002 | Circuit Breaker, Transformer 0001 | COL-PHP | High Park Sewage Pumping Station | Circuit Breaker |  |  | CB
3714 | COL-PHP-CP-0001 | Control Panel, Operator | COL-PHP-MISC | Miscellaneous Equipment | Control Panel |  |  | CP
3716 | COL-PHP-DM-0001 | Damper, Manual | COL-PHP | High Park Sewage Pumping Station | Damper/Louver |  |  | DM
3718 | COL-PHP-FEQ-0001S | Fire Prevention, Extinguisher | COL-PHP | High Park Sewage Pumping Station | Fire Prevention,Extinguisher |  | 42686 | FEQ
3719 | COL-PHP-FEQ-0001S | Fire Prevention, Extinguisher | COL-PHP-MISC | Miscellaneous Equipment | Fire Prevention,Extinguisher |  | 42686 | FEQ
3721 | COL-PHP-FN-0001 | Fan, Centrifugal | COL-PHP-MISC | Miscellaneous Equipment | Fan |  |  | FN
3722 | COL-PHP-FN-0002 | Fan, Centrifugal | COL-PHP-MISC | Miscellaneous Equipment | Fan |  |  | FN
3724 | COL-PHP-GC-0001 | Grit Chamber | COL-PHP | High Park Sewage Pumping Station |  |  |  | GC
3727 | COL-PHP-GRF-0001 | Indicator, Ground Fault | COL-PHP | High Park Sewage Pumping Station |  |  |  | GRF
3729 | COL-PHP-HTR-0002 | Heater, Duct | COL-PHP-MISC | Miscellaneous Equipment | Heater |  |  | HTR
3730 | COL-PHP-LIT-0100 | Transmitter, Level | COL-PHP-MISC | Miscellaneous Equipment | Transmitter,Level |  |  | LIT
3731 | COL-PHP-LIT-0201 | Transmitter, Level | COL-PHP-MISC | Miscellaneous Equipment | Transmitter,Level |  |  | LIT
3732 | COL-PHP-LP-0001 | Control Panel, Lighting | COL-PHP | High Park Sewage Pumping Station | Control Panel |  |  | LP
3733 | COL-PHP-LSH-0203 | Switch, Level-High | COL-PHP | High Park Sewage Pumping Station | Switch,Level |  |  | LSH
3734 | COL-PHP-LSHH-0001 | Switch, Level High-High | COL-PHP-MISC | Miscellaneous Equipment | Switch,Level |  |  | LSHH
3735 | COL-PHP-LSHH-0101 | Switch, Level High-High | COL-PHP-MISC | Miscellaneous Equipment | Switch,Level |  |  | LSHH
3736 | COL-PHP-LSLL-0201 | Switch, Level Low-Low | COL-PHP-MISC | Miscellaneous Equipment | Switch,Level |  |  | LSLL
3745 | COL-PHP-MISC | Miscellaneous Equipment | COL-PHP | High Park Sewage Pumping Station
3747 | COL-PHP-MON-0002 | Monitor | COL-PHP-MISC | Miscellaneous Equipment |  |  |  | MON
3749 | COL-PHP-P-0002 | Pump, Centrifugal | COL-PHP-MISC | Miscellaneous Equipment | Pump |  | 34122 | P
3751 | COL-PHP-SC-0001 | Screen, Bar | COL-PHP | High Park Sewage Pumping Station | Screen |  |  | SC
3752 | COL-PHP-SC-0001 | Screen, Bar | COL-PHP-MISC | Miscellaneous Equipment | Screen |  |  | SC
3763 | COL-PHP-WEL-0500 | Wet well | COL-PHP | High Park Sewage Pumping Station |  |  |  | WEL
3764 | COL-PHP-WEL-0500 | Wet well | COL-PHP-MISC | Miscellaneous Equipment |  |  |  | WEL
3765 | COL-PHP-WEL-0500 | Wet well | COL-PSS-MISC | Miscellaneous Equipment |  |  |  | WEL
3767 | COL-PIR-CP-0001 | Control Panel, Operator | COL-PIR | Island Road Sewage Pumping Station | Control Panel |  |  | CP
3768 | COL-PIR-FEQ-0001S | Fire Prevention, Extinguisher | COL-PIR-MISC | Miscellaneous Equipment | Fire Prevention,Extinguisher |  | 42687 | FEQ
3769 | COL-PIR-FEQ-0001S | Fire Prevention, Extinguisher | COL-W-OBSOLETE | Col West Obsolete Entities | Fire Prevention,Extinguisher |  | 42687 | FEQ
3772 | COL-PIR-FQ-0001 | Meter, Flow | COL-PIR | Island Road Sewage Pumping Station | Meter,Flow |  |  | FQ
3773 | COL-PIR-GRF-0001 | Indicator, Ground Fault | COL-PIR-MISC | Miscellaneous Equipment |  |  |  | GRF
3774 | COL-PIR-HTR-0001 | Heater | COL-PIR | Island Road Sewage Pumping Station | Heater |  |  | HTR
3775 | COL-PIR-HTR-0001 | Heater | COL-PIR-MISC | Miscellaneous Equipment | Heater |  |  | HTR
3776 | COL-PIR-JIT-0001 | Meter, Power Indicating Transmitter, Main Power | COL-PIR | Island Road Sewage Pumping Station | Meter |  |  | JIT
3777 | COL-PIR-LIT-0100 | Transmitter, Level | COL-PIR-MISC | Miscellaneous Equipment | Transmitter,Level |  |  | LIT
3778 | COL-PIR-LP-0001 | Control Panel, Lighting | COL-PIR | Island Road Sewage Pumping Station | Control Panel |  |  | LP
3779 | COL-PIR-LSH-0103 | Switch, Level-High | COL-PIR | Island Road Sewage Pumping Station | Switch,Level |  |  | LSH
3780 | COL-PIR-LSHH-0104 | Switch, Level High-High | COL-PIR-MISC | Miscellaneous Equipment | Switch,Level |  |  | LSHH
3781 | COL-PIR-LSLL-0101 | Switch, Level Low-Low | COL-PIR | Island Road Sewage Pumping Station | Switch,Level |  |  | LSLL
3782 | COL-PIR-LTG-0001 | Lighting | COL-PIR-MISC | Miscellaneous Equipment | Control Panel |  |  | LTG
3783 | COL-PIR-P-0200 | Pump, Centrifugal | COL-PIR | Island Road Sewage Pumping Station | Pump |  |  | P
3784 | COL-PIR-SW-0001 | Switch, Fused | COL-PIR-MISC | Miscellaneous Equipment | Switch |  |  | SW
3785 | COL-PIR-SW-0002 | Switch, Ground Fault Indicator | COL-PIR | Island Road Sewage Pumping Station | Switch |  |  | SW
3786 | COL-PIR-SW-0004 | Switch, Unit Heater 0001 | COL-PIR | Island Road Sewage Pumping Station | Switch |  |  | SW
3787 | COL-PIR-TR-0001 | Transformer, Power | COL-PIR | Island Road Sewage Pumping Station | Transformer |  |  | TR
3788 | COL-PIR-TS-0001 | Switch, Transfer | COL-PIR | Island Road Sewage Pumping Station | Switch |  |  | TS
3789 | COL-PIR-UPS-0001 | UPS | COL-PIR-MISC | Miscellaneous Equipment | Uninterruptible Power Supply |  |  | UPS
3798 | COL-PKG-ALR-0001 | Control Panel, Electrical | COL-PKG | Kingston Rd Pumping Station | Control Panel |  |  | ALR
3799 | COL-PKG-COM-0001 | Control Panel, Operator | COL-PKG | Kingston Rd Pumping Station | Control Panel |  |  | COM
3800 | COL-PKG-COM-0001 | Control Panel, Operator | COL-PKG-MISC | Miscellaneous Equipment | Control Panel |  |  | COM
3801 | COL-PKG-CP-0001 | Control Panel, Operator | COL-PKG-MISC | Miscellaneous Equipment | Control Panel |  |  | CP
3803 | COL-PKG-DM-0001 | Damper/Louver, Generator Room | COL-PKG | Kingston Rd Pumping Station | Damper/Louver |  |  | DM
3804 | COL-PKG-DM-0002 | Damper/Louver, Generator Room | COL-PKG | Kingston Rd Pumping Station | Damper/Louver |  |  | DM
3808 | COL-PKG-FEQ-0002S | Fire Prevention, Extinguisher | COL-PKG | Kingston Rd Pumping Station | Fire Prevention,Extinguisher |  | 42689 | FEQ
3811 | COL-PKG-FN-0001 | Fan, Exhaust | COL-PKG-MISC | Miscellaneous Equipment | Fan |  |  | FN
3812 | COL-PKG-FN-0002 | Fan, Centrifugal | COL-PKG | Kingston Rd Pumping Station | Fan |  |  | FN
3813 | COL-PKG-FN-0002 | Fan, Centrifugal | COL-PKG-MISC | Miscellaneous Equipment | Fan |  |  | FN
3816 | COL-PKG-GDR-0300 | Grinder, Comminutor | COL-PKG-MISC | Miscellaneous Equipment | Grinder |  |  | GDR
3818 | COL-PKG-HTR-0002 | Heater, Dry Well | COL-PKG | Kingston Rd Pumping Station | Heater |  |  | HTR
3819 | COL-PKG-HTR-0002 | Heater, Dry Well | COL-PKG-MISC | Miscellaneous Equipment | Heater |  |  | HTR
3820 | COL-PKG-HTR-0003 | Heater, Dry Well | COL-PKG | Kingston Rd Pumping Station | Heater |  |  | HTR
3821 | COL-PKG-HTR-0003 | Heater, Dry Well | COL-PKG-MISC | Miscellaneous Equipment | Heater |  |  | HTR
3822 | COL-PKG-JIT-0001 | Meter, Power Indicating Transmitter | COL-PKG-MISC | Miscellaneous Equipment | Meter |  |  | JIT
3823 | COL-PKG-LIT-0100 | Transmitter, Level | COL-PKG-MISC | Miscellaneous Equipment | Transmitter,Level |  |  | LIT
3824 | COL-PKG-LIT-0300 | Transmitter, Level | COL-PKG-MISC | Miscellaneous Equipment | Transmitter,Level |  |  | LIT
3825 | COL-PKG-LP-0001 | Control Panel, Lighting | COL-PKG | Kingston Rd Pumping Station | Control Panel |  |  | LP
3826 | COL-PKG-LP-0001 | Control Panel, Lighting | COL-PKG-MISC | Miscellaneous Equipment | Control Panel |  |  | LP
3827 | COL-PKG-LSH-0002 | Switch, Level-High | COL-PKG-MISC | Miscellaneous Equipment | Switch,Level |  |  | LSH
3828 | COL-PKG-LSH-0203 | Switch, Level-High | COL-PKG-MISC | Miscellaneous Equipment | Switch,Level |  |  | LSH
3829 | COL-PKG-LSHH-0204 | Switch, Level High-High | COL-PKG-MISC | Miscellaneous Equipment | Switch,Level |  |  | LSHH
3830 | COL-PKG-LSL-0102 | Switch, Level-Low | COL-PKG-MISC | Miscellaneous Equipment | Switch |  |  | LSL
3831 | COL-PKG-LSL-0202 | Switch, Level | COL-PKG-MISC | Miscellaneous Equipment | Switch,Level |  |  | LSL
3832 | COL-PKG-LSLL-0101 | Switch, Level Low-Low | COL-PKG-MISC | Miscellaneous Equipment | Switch,Level |  |  | LSLL
3836 | COL-PKG-MISC | Miscellaneous Equipment | COL-PMM | Mimico Pumping Station
3839 | COL-PKG-T-0002 | Tank, Diesel Fuel | COL-PKG | Kingston Rd Pumping Station | Tank |  |  | T
3840 | COL-PKG-T-0002 | Tank, Diesel Fuel | COL-PKG-MISC | Miscellaneous Equipment | Tank |  |  | T
3841 | COL-PKG-TS-0001 | Switch, Transfer | COL-PKG-MISC | Miscellaneous Equipment | Switch |  |  | TS
3854 | COL-PKG-WEL-0100 | Wet well | COL-PKG | Kingston Rd Pumping Station | Well |  |  | WEL
3855 | COL-PKG-WEL-0100 | Wet well | COL-PKG-MISC | Miscellaneous Equipment | Well |  |  | WEL
3856 | COL-PKG-WEL-0200 | Wet well | COL-PKG | Kingston Rd Pumping Station | Well |  |  | WEL
3857 | COL-PKG-WEL-0200 | Wet well | COL-PKG-MISC | Miscellaneous Equipment | Well |  |  | WEL
3858 | COL-PKG-WEL-0300 | Well | COL-PKG-MISC | Miscellaneous Equipment | Well |  |  | WEL
3863 | COL-PKP-AIT-0001 | Transmitter, Gas | COL-PKP-MISC | Miscellaneous Equipment | Transmitter |  |  | AIT
3909 | BOM - LABORATORY | Business Operations Management | BOM ADMIN | Business Operation Management
3910 | BOM - SERVICES | Business Customer Support | BOM ADMIN | Business Operation Management
3912 | BOM-LAB-DEE | Laboratory - Dee Avenue | BOM - LABORATORY | Business Operations Management
3913 | BOM-LAB-DEE-ORG | Laboratory - Organic | BOM-LAB-DEE | Laboratory - Dee Avenue
3914 | BOM-LAB-TAB | Laboratory - Ashbridges Bay Treatment Plant | BOM - LABORATORY | Business Operations Management
3915 | BOM-LAB-TAB-INORG | Laboratory - Inorganic | BOM-LAB-TAB | Laboratory - Ashbridges Bay Treatment Plant
3916 | BOM-LAB-TAB-ORG | Laboratory - Organic | BOM-LAB-TAB | Laboratory - Ashbridges Bay Treatment Plant
3918 | BUS | Business Unit Support | TW | Toronto Water
4007 | COL-PKS-G-0001 | Gate, Sluice | COL-PKS | King St West Sewage Pumping Station | Valve |  |  | G
4008 | COL-PKS-G-0001 | Gate, Sluice | COL-PKS-MISC | Miscellaneous Equipment | Valve |  |  | G
4012 | COL-PKS-MISC | Miscellaneous Equipment | COL-PKS | King St West Sewage Pumping Station
4027 | COL-PLB-AUX-ELEC | Electrical Equipment | COL-PLB | Long Branch Pumping Station
4028 | COL-PLB-AUX-ELEC | Electrical Equipment | COL-PLB-AUX | Auxiliary Equipment
4029 | COL-PLB-AUX-INST | Instrumentation Equipment | COL-PLB | Long Branch Pumping Station
4030 | COL-PLB-AUX-INST | Instrumentation Equipment | COL-PLB-AUX | Auxiliary Equipment
4031 | COL-PLB-AUX-MECH | Mechanical Equipment | COL-PLB | Long Branch Pumping Station
4215 | COL-PLB-OIT-0001 | Operator Interface Terminal | COL-PLB | Long Branch Pumping Station | Computer Equipment,Monitor |  |  | OIT
4297 | COL-PLV-CB-0001 | Circuit Breaker, | COL-PLV | Livingston Road Pumping Station | Circuit Breaker |  |  | CB
4298 | COL-PLV-COM-0001 | Control Panel | COL-PLV | Livingston Road Pumping Station | Control Panel |  |  | COM
4299 | COL-PLV-CP-0001 | Control Panel | COL-PLV-MISC | Miscellaneous Equipment | Control Panel |  |  | CP
4300 | COL-PLV-CP-0002 | Control Panel | COL-PLV-MISC | Miscellaneous Equipment | Control Panel |  |  | CP
4301 | COL-PLV-CRN-0001 | Crane, | COL-PLV | Livingston Road Pumping Station | Crane |  |  | CRN
4302 | COL-PLV-CRN-0001 | Crane, | COL-PLV-MISC | Miscellaneous Equipment | Crane |  |  | CRN
4303 | COL-PLV-DM-0001 | Damper/Louver | COL-PLV-MISC | Miscellaneous Equipment | Damper/Louver |  |  | DM
4304 | COL-PLV-DM-0002 | Damper/Louver | COL-PLV | Livingston Road Pumping Station | Damper/Louver |  |  | DM
4305 | COL-PLV-DM-0002 | Damper/Louver | COL-PLV-MISC | Miscellaneous Equipment | Damper/Louver |  |  | DM
4306 | COL-PLV-FEQ-0001S | Fire Prevention, Extinguisher | COL-PLV-MISC | Miscellaneous Equipment | Fire Prevention,Extinguisher |  | 42696 | FEQ
4309 | COL-PLV-FN-0001 | Fan, Centrifugal | COL-PLV-MISC | Miscellaneous Equipment | Fan |  |  | FN
4310 | COL-PLV-FN-0003 | Fan, Exhaust | COL-PLV | Livingston Road Pumping Station | Fan |  |  | FN
4311 | COL-PLV-FN-0003 | Fan, Exhaust | COL-PLV-MISC | Miscellaneous Equipment | Fan |  |  | FN
4313 | COL-PLV-GEN-0001 | Generator | COL-PLV-MISC | Miscellaneous Equipment | Generator |  |  | GEN
4314 | COL-PLV-HTR-0001 | Heater | COL-PLV-MISC | Miscellaneous Equipment | Heater |  |  | HTR
4315 | COL-PLV-HTR-0003 | Heater | COL-PLV-MISC | Miscellaneous Equipment | Heater |  |  | HTR
4316 | COL-PLV-LIT-0101 | Transmitter, Level | COL-PLV-MISC | Miscellaneous Equipment | Transmitter,Level |  |  | LIT
4317 | COL-PLV-LIT-0201 | Transmitter, Level | COL-PLV | Livingston Road Pumping Station | Transmitter,Level |  |  | LIT
4318 | COL-PLV-LSH-0103 | Switch, Level-High | COL-PLV-MISC | Miscellaneous Equipment | Switch,Level |  |  | LSH
4319 | COL-PLV-LSH-0203 | Switch, Level-High | COL-PLV | Livingston Road Pumping Station | Switch,Level |  |  | LSH
4320 | COL-PLV-LSHH-0002 | Switch, Level High-High | COL-PLV | Livingston Road Pumping Station | Switch,Level |  |  | LSHH
4321 | COL-PLV-LSHH-0002 | Switch, Level High-High | COL-PLV-MISC | Miscellaneous Equipment | Switch,Level |  |  | LSHH
4322 | COL-PLV-LSHH-0104 | Switch, Level High-High | COL-PLV | Livingston Road Pumping Station | Switch,Level |  |  | LSHH
4323 | COL-PLV-LSL-0102 | Switch, Level-Low | COL-PLV-MISC | Miscellaneous Equipment | Switch,Level |  |  | LSL
4324 | COL-PLV-LSL-0202 | Switch, Level-Low | COL-PLV-MISC | Miscellaneous Equipment | Switch,Level |  |  | LSL
4325 | COL-PLV-LSLL-0101 | Switch, Level Low-Low | COL-PLV-MISC | Miscellaneous Equipment | Switch,Level |  |  | LSLL
4326 | COL-PLV-LSLL-0201 | Switch, Level Low-Low | COL-PLV | Livingston Road Pumping Station | Switch,Level |  |  | LSLL
4327 | COL-PLV-MCC-0001 | Motor Control Centre | COL-PLV-MISC | Miscellaneous Equipment | Control Panel,MCC |  |  | MCC
4328 | COL-PLV-MISC | Miscellaneous Equipment | COL-PNT | New Toronto Pumping Station
4329 | COL-PLV-P-0001 | Pump, Centrifugal, Sump | COL-PLV | Livingston Road Pumping Station | Pump |  | 34126 | P
4330 | COL-PLV-P-0001 | Pump, Centrifugal, Sump | COL-PLV-MISC | Miscellaneous Equipment | Pump |  | 34126 | P
4332 | COL-PLV-RPU-0001 | Control Panel | COL-PLV-MISC | Miscellaneous Equipment | Control Panel |  |  | RPU
4333 | COL-PLV-SS-0001 | Security System | COL-PLV-MISC | Miscellaneous Equipment | Security System |  |  | SS
4334 | COL-PLV-T-0001 | Tank, Diesel Fuel | COL-PLV | Livingston Road Pumping Station | Tank |  |  | T
4335 | COL-PLV-T-0001 | Tank, Diesel Fuel | COL-PLV-MISC | Miscellaneous Equipment | Tank |  |  | T
4336 | COL-PLV-TR-0001 | Transformer | COL-PLV | Livingston Road Pumping Station | Transformer |  |  | TR
4348 | COL-PLV-WEL-0200 | Wet well, East | COL-PLV | Livingston Road Pumping Station | Well |  |  | WEL
4352 | COL-PMD-CH-0001 | Chamber, Inlet | COL-PMD-MISC | Miscellaneous Equipment | Chamber |  |  | CH
4353 | COL-PMD-CH-0002 | Chamber, Overflow | COL-PMD | Midland Pumping Station | Chamber |  |  | CH
4357 | COL-PMD-COM-0001 | Control Panel, Operator | COL-PMD | Midland Pumping Station | Control Panel |  |  | COM
4358 | COL-PMD-DM-0001 | Damper/Louver, Exhaust | COL-PMD-MISC | Miscellaneous Equipment | Damper/Louver |  |  | DM
4359 | COL-PMD-DM-0002 | Damper/Louver, Supply Air | COL-PMD | Midland Pumping Station | Damper/Louver |  |  | DM
4360 | COL-PMD-DM-0003 | Damper/Louver, Supply Air | COL-PMD-MISC | Miscellaneous Equipment | Damper/Louver |  |  | DM
4361 | COL-PMD-DM-0004 | Damper/Louver, Exhaust | COL-PMD-MISC | Miscellaneous Equipment | Damper/Louver |  |  | DM
4364 | COL-PMD-FN-0001 | Fan, Supply | COL-PMD | Midland Pumping Station | Fan |  |  | FN
4365 | COL-PMD-FN-0002 | Fan, Exhaust | COL-PMD | Midland Pumping Station | Fan |  |  | FN
4366 | COL-PMD-FQ-0001 | Meter, Flow | COL-PMD-MISC | Miscellaneous Equipment | Meter,Flow |  |  | FQ
4369 | COL-PMD-GRF-0001 | Indicator, Ground Fault | COL-PMD-MISC | Miscellaneous Equipment | Indicator,Ground Fault |  |  | GRF
4370 | COL-PMD-HTR-0001 | Heater | COL-PMD-MISC | Miscellaneous Equipment | Heater |  |  | HTR
4371 | COL-PMD-HTR-0002 | Heater | COL-PMD-MISC | Miscellaneous Equipment | Heater |  |  | HTR
4372 | COL-PMD-JIT-0001 | Meter, Power Indicating Transmitter, Main Power | COL-PMD | Midland Pumping Station | Meter |  |  | JIT
4373 | COL-PMD-LP-0001 | Control Panel, Lighting | COL-PMD-MISC | Miscellaneous Equipment | Control Panel |  |  | LP
4374 | COL-PMD-LSH-0001 | Switch, Level-High | COL-PMD-MISC | Miscellaneous Equipment | Switch,Level |  |  | LSH
4375 | COL-PMD-LSH-0103 | Switch, Level-High | COL-PMD | Midland Pumping Station | Switch,Level |  |  | LSH
4376 | COL-PMD-LSL-0102 | Switch, Level-Low | COL-PMD | Midland Pumping Station | Switch |  |  | LSL
4377 | COL-PMD-LSL-0202 | Switch, Level-Low | COL-PMD | Midland Pumping Station | Switch |  |  | LSL
4378 | COL-PMD-LSLL-0101 | Switch, Level Low-Low | COL-PMD | Midland Pumping Station | Switch,Level |  |  | LSLL
4379 | COL-PMD-LSLL-0101 | Switch, Level Low-Low | COL-PMD-MISC | Miscellaneous Equipment | Switch,Level |  |  | LSLL
4387 | COL-PMD-T-0001 | Tank, Diesel Fuel | COL-PMD | Midland Pumping Station | Tank |  |  | T
4388 | COL-PMD-T-0002 | Tank, Domestic Hot Water | COL-PMD | Midland Pumping Station | Tank |  |  | T
4391 | COL-PMD-TR-0001 | Transformer, Power | COL-PMD | Midland Pumping Station | Transformer |  |  | TR
4392 | COL-PMD-TS-0001 | Switch, Transfer | COL-PMD | Midland Pumping Station | Switch |  |  | TS
4525 | COL-PMM-MISC | Miscellaneous Equipment | COL-PMM | Mimico Pumping Station
4545 | COL-PMM-SW-0001 | Switch, Main Power | COL-PMM-MCC-0001 | Motor Control Centre | Switch |  |  | SW
4577 | COL-PMP-FEQ-0001S | Fire Prevention, Extinguisher | COL-PMP | Mount Pleasant Sewage Pumping Station | Fire Prevention,Extinguisher |  | 40171 | FEQ
4579 | COL-PMP-FN-0001 | Fan, Centrifugal | COL-PMP | Mount Pleasant Sewage Pumping Station | Fan |  |  | FN
4580 | COL-PMP-HTR-0001 | Heater, Drywell | COL-PMP | Mount Pleasant Sewage Pumping Station | Heater |  |  | HTR
4581 | COL-PMP-WEL-0100 | Wet Well | COL-PMP | Mount Pleasant Sewage Pumping Station | Well |  |  | WEL
4583 | COL-PMT-COM-0001 | Control Panel, Operator | COL-PMT-MISC | Miscellaneous Equipment | Control Panel |  |  | COM
4584 | COL-PMT-CP-0001 | Control Panel, Operator | COL-PMT-MISC | Miscellaneous Equipment | Control Panel |  |  | CP
4585 | COL-PMT-CP-0002 | Control Panel, Electrical | COL-PMT-MISC | Miscellaneous Equipment | Control Panel |  |  | CP
4588 | COL-PMT-FQ-0001 | Meter, Flow | COL-PMT | Military Trail Sewage Pumping Station | Meter,Flow |  |  | FQ
4589 | COL-PMT-FQ-0001 | Meter, Flow | COL-PMT-MISC | Miscellaneous Equipment | Meter,Flow |  |  | FQ
4590 | COL-PMT-JIT-0001 | Meter, Power Indicating Transmitter, Main Power | COL-PMT | Military Trail Sewage Pumping Station | Meter |  |  | JIT
4591 | COL-PMT-LSH-0103 | Switch, Level-High | COL-PMT-MISC | Miscellaneous Equipment | Switch,Level |  |  | LSH
4592 | COL-PMT-LSHH-0104 | Switch, Level High-High | COL-PMT-MISC | Miscellaneous Equipment | Switch,Level |  |  | LSHH
4593 | COL-PMT-LSHH-0105 | Switch, Level High-High | COL-PMT-MISC | Miscellaneous Equipment | Switch,Level |  |  | LSHH
4594 | COL-PMT-RPU-0001 | Remote Processing Unit | COL-PMT-MISC | Miscellaneous Equipment | RPU |  |  | RPU
4596 | COL-PMT-SS-0001 | Security System | COL-PMT | Military Trail Sewage Pumping Station | Security System |  |  | SS
4597 | COL-PMT-SS-0001 | Security System | COL-PMT-MISC | Miscellaneous Equipment | Security System |  |  | SS
4598 | COL-PMT-SW-0001 | Switch, Main Electrical Disconnect | COL-PMT | Military Trail Sewage Pumping Station | Switch |  |  | SW
4599 | COL-PMT-TS-0001 | Switch, Power Transfer | COL-PMT | Military Trail Sewage Pumping Station | Switch |  |  | TS
4605 | COL-PMT-WEL-0100 | Wet well | COL-PMT-MISC | Miscellaneous Equipment | Well |  |  | WEL
4607 | COL-PMY-AHU-0001 | Air Handling Unit | COL-PMY-MISC | Miscellaneous Equipment | Air Handling Unit |  |  | AHU
4611 | COL-PMY-CAP-0003 | Capacitor, MCC-0002 | COL-PMY | Maryport Sewage Pumping Station | Capacitor |  |  | CAP
4612 | COL-PMY-CAP-0003 | Capacitor, MCC-0002 | COL-PMY-MISC | Miscellaneous Equipment | Capacitor |  |  | CAP
4613 | COL-PMY-CAP-0004 | Capacitor, MCC-0002 | COL-PMY | Maryport Sewage Pumping Station | Capacitor |  |  | CAP
4614 | COL-PMY-CAP-0004 | Capacitor, MCC-0002 | COL-PMY-MISC | Miscellaneous Equipment | Capacitor |  |  | CAP
4615 | COL-PMY-CB-0001 | Breaker, Main Incoming Power | COL-PMY | Maryport Sewage Pumping Station | Circuit Breaker |  |  | CB
4616 | COL-PMY-CB-0001 | Breaker, Main Incoming Power | COL-PMY-MISC | Miscellaneous Equipment | Circuit Breaker |  |  | CB
4617 | COL-PMY-CB-0002 | Breaker, Emergency Power Supply | COL-PMY | Maryport Sewage Pumping Station | Circuit Breaker |  |  | CB
4618 | COL-PMY-CB-0003 | Breaker, Power Supply | COL-PMY | Maryport Sewage Pumping Station | Circuit Breaker |  |  | CB
4619 | COL-PMY-CB-0003 | Breaker, Power Supply | COL-PMY-MISC | Miscellaneous Equipment | Circuit Breaker |  |  | CB
4620 | COL-PMY-CP-0001 | Control Panel. Instrumentation, Instrument Air Pressure Control | COL-PMY | Maryport Sewage Pumping Station | Control Panel |  |  | CP
4621 | COL-PMY-CP-0001 | Control Panel. Instrumentation, Instrument Air Pressure Control | COL-PMY-MISC | Miscellaneous Equipment | Control Panel |  |  | CP
4622 | COL-PMY-CP-0002 | Control Panel, Fire Alarm | COL-PMY | Maryport Sewage Pumping Station | Control Panel |  |  | CP
4623 | COL-PMY-CP-0002 | Control Panel, Fire Alarm | COL-PMY-MISC | Miscellaneous Equipment | Control Panel |  |  | CP
4624 | COL-PMY-CP-0003 | Control Panel, Instrumentation | COL-PMY | Maryport Sewage Pumping Station | Control Panel |  |  | CP
4625 | COL-PMY-CP-0003 | Control Panel, Instrumentation | COL-PMY-MISC | Miscellaneous Equipment | Control Panel |  |  | CP
4626 | COL-PMY-CP-0004 | Control Panel, Electrical | COL-PMY | Maryport Sewage Pumping Station | Control Panel |  |  | CP
4627 | COL-PMY-CP-0004 | Control Panel, Electrical | COL-PMY-MISC | Miscellaneous Equipment | Control Panel |  |  | CP
4628 | COL-PMY-CRN-0001 | Crane, Shaft 8A | COL-PMY | Maryport Sewage Pumping Station | Crane |  |  | CRN
4629 | COL-PMY-DM-0001 | Damper, Gas | COL-PMY | Maryport Sewage Pumping Station | Damper/Louver |  |  | DM
4630 | COL-PMY-DM-0002 | Damper, Gas | COL-PMY | Maryport Sewage Pumping Station | Damper/Louver |  |  | DM
4631 | COL-PMY-DM-0002 | Damper, Gas | COL-PMY-MISC | Miscellaneous Equipment | Damper/Louver |  |  | DM
4632 | COL-PMY-DM-0003 | Damper, Gas | COL-PMY | Maryport Sewage Pumping Station | Damper/Louver |  |  | DM
4633 | COL-PMY-DM-0003 | Damper, Gas | COL-PMY-MISC | Miscellaneous Equipment | Damper/Louver |  |  | DM
4634 | COL-PMY-DM-0004 | Damper, Gas | COL-PMY | Maryport Sewage Pumping Station | Damper/Louver |  |  | DM
4635 | COL-PMY-DM-0004 | Damper, Gas | COL-PMY-MISC | Miscellaneous Equipment | Damper/Louver |  |  | DM
4636 | COL-PMY-DM-0005 | Damper, Gas | COL-PMY-MISC | Miscellaneous Equipment | Damper/Louver |  |  | DM
4637 | COL-PMY-DM-0009 | Damper, Gas | COL-PMY | Maryport Sewage Pumping Station | Damper/Louver |  |  | DM
4638 | COL-PMY-DM-0009 | Damper, Gas | COL-PMY-MISC | Miscellaneous Equipment | Damper/Louver |  |  | DM
4639 | COL-PMY-DM-0011 | Damper, Gas | COL-PMY | Maryport Sewage Pumping Station | Damper/Louver |  |  | DM
4640 | COL-PMY-DM-0013 | Damper, Gas | COL-PMY | Maryport Sewage Pumping Station | Damper/Louver |  |  | DM
4641 | COL-PMY-DM-0013 | Damper, Gas | COL-PMY-MISC | Miscellaneous Equipment | Damper/Louver |  |  | DM
4642 | COL-PMY-DM-0014 | Damper, Gas | COL-PMY | Maryport Sewage Pumping Station | Damper/Louver |  |  | DM
4643 | COL-PMY-DM-0014 | Damper, Gas | COL-PMY-MISC | Miscellaneous Equipment | Damper/Louver |  |  | DM
4644 | COL-PMY-DM-0015 | Damper, Gas | COL-PMY-MISC | Miscellaneous Equipment | Damper/Louver |  |  | DM
4645 | COL-PMY-DR-0003 | Switch, Door | COL-PMY-MISC | Miscellaneous Equipment | Switch |  |  | DR
4646 | COL-PMY-F-0002 | Filter, Compressed Air | COL-PMY | Maryport Sewage Pumping Station | Filter |  |  | F
4647 | COL-PMY-FA-0001S | Fire Alarm System, above EL 171.50m | COL-W-OBSOLETE | Col West Obsolete Entities | Building Service,Fire Alarm |  | 42919 | FA
4648 | COL-PMY-FA-0002S | Fire Alarm System, Electrical Room | COL-PMY-MISC | Miscellaneous Equipment | Building Service,Fire Alarm |  | 42920 | FA
4649 | COL-PMY-FA-0004S | Fire Alarm System, RPU-0001 | COL-W-OBSOLETE | Col West Obsolete Entities | Building Service,Fire Alarm |  | 42922 | FA
4650 | COL-PMY-FA-0005S | Fire Alarm System, Shaft 8B | COL-PMY | Maryport Sewage Pumping Station | Building Service,Fire Alarm |  | 42923 | FA
4651 | COL-PMY-FA-0005S | Fire Alarm System, Shaft 8B | COL-PMY-MISC | Miscellaneous Equipment | Building Service,Fire Alarm |  | 42923 | FA
4652 | COL-PMY-FEQ-0001S | Fire Prevention, Extinguisher | COL-PMY-MISC | Miscellaneous Equipment | Fire Prevention,Extinguisher |  | 40919 | FEQ
4653 | COL-PMY-FEQ-0001S | Fire Prevention, Extinguisher | COL-W-OBSOLETE | Col West Obsolete Entities | Fire Prevention,Extinguisher |  | 40919 | FEQ
4654 | COL-PMY-FEQ-0002S | Fire Prevention, Extinguisher | COL-PMY-MISC | Miscellaneous Equipment | Fire Prevention,Extinguisher |  | 40921 | FEQ
4655 | COL-PMY-FEQ-0002S | Fire Prevention, Extinguisher | COL-W-OBSOLETE | Col West Obsolete Entities | Fire Prevention,Extinguisher |  | 40921 | FEQ
4656 | COL-PMY-FEQ-0003S | Fire Prevention, Extinguisher | COL-W-OBSOLETE | Col West Obsolete Entities | Fire Prevention,Extinguisher |  | 40922 | FEQ
4657 | COL-PMY-FEQ-0004S | Fire Prevention, Extinguisher | COL-PMY | Maryport Sewage Pumping Station | Fire Prevention,Extinguisher |  | 40923 | FEQ
4658 | COL-PMY-FEQ-0004S | Fire Prevention, Extinguisher | COL-PMY-MISC | Miscellaneous Equipment | Fire Prevention,Extinguisher |  | 40923 | FEQ
4659 | COL-PMY-FEQ-0005S | Fire Prevention, Extinguisher | COL-PMY | Maryport Sewage Pumping Station | Fire Prevention,Extinguisher |  | 40924 | FEQ
4660 | COL-PMY-FEQ-0005S | Fire Prevention, Extinguisher | COL-PMY-MISC | Miscellaneous Equipment | Fire Prevention,Extinguisher |  | 40924 | FEQ
4661 | COL-PMY-FEQ-0006S | Fire Prevention, Extinguisher | COL-PMY | Maryport Sewage Pumping Station | Fire Prevention,Extinguisher |  | 40925 | FEQ
4662 | COL-PMY-FEQ-0006S | Fire Prevention, Extinguisher | COL-PMY-MISC | Miscellaneous Equipment | Fire Prevention,Extinguisher |  | 40925 | FEQ
4663 | COL-PMY-FN-0002 | Fan, High Volume Supply | COL-PMY | Maryport Sewage Pumping Station | Fan |  |  | FN
4664 | COL-PMY-FN-0002 | Fan, High Volume Supply | COL-PMY-MISC | Miscellaneous Equipment | Fan |  |  | FN
4665 | COL-PMY-FN-0004 | Fan, High Volume Exhaust | COL-PMY-MISC | Miscellaneous Equipment | Fan |  |  | FN
4666 | COL-PMY-FN-0005 | Fan, Drywell Ventilation | COL-PMY | Maryport Sewage Pumping Station | Fan |  |  | FN
4667 | COL-PMY-FN-0005 | Fan, Drywell Ventilation | COL-PMY-MISC | Miscellaneous Equipment | Fan |  |  | FN
4668 | COL-PMY-FN-0006 | Fan, Drywell Exhaust | COL-PMY-MISC | Miscellaneous Equipment | Fan |  |  | FN
4669 | COL-PMY-FSL-0001 | Switch, Flow-Low | COL-PMY | Maryport Sewage Pumping Station | Switch |  |  | FSL
4670 | COL-PMY-FSL-0001 | Switch, Flow-Low | COL-PMY-MISC | Miscellaneous Equipment | Switch |  |  | FSL
4671 | COL-PMY-FSL-0002 | Switch, Flow-Low | COL-PMY | Maryport Sewage Pumping Station | Switch |  |  | FSL
4672 | COL-PMY-FSL-0002 | Switch, Flow-Low | COL-PMY-MISC | Miscellaneous Equipment | Switch |  |  | FSL
4673 | COL-PMY-FSL-0004 | Switch, Flow-Low | COL-PMY-MISC | Miscellaneous Equipment | Switch |  |  | FSL
4674 | COL-PMY-FSL-0007 | Switch, Flow-Low | COL-PMY | Maryport Sewage Pumping Station | Switch |  |  | FSL
4676 | COL-PMY-HTR-0001 | Heater, Unit | COL-PMY | Maryport Sewage Pumping Station | Heater |  |  | HTR
4677 | COL-PMY-HTR-0001 | Heater, Unit | COL-PMY-MISC | Miscellaneous Equipment | Heater |  |  | HTR
4678 | COL-PMY-HTR-0002 | Heater, Unit | COL-PMY | Maryport Sewage Pumping Station | Heater |  |  | HTR
4679 | COL-PMY-HTR-0002 | Heater, Unit | COL-PMY-MISC | Miscellaneous Equipment | Heater |  |  | HTR
4680 | COL-PMY-HTR-0003 | Heater, Unit | COL-PMY-MISC | Miscellaneous Equipment | Heater |  |  | HTR
4681 | COL-PMY-HTR-0004 | Heater, Unit | COL-PMY | Maryport Sewage Pumping Station | Heater |  |  | HTR
4682 | COL-PMY-HTR-0004 | Heater, Unit | COL-PMY-MISC | Miscellaneous Equipment | Heater |  |  | HTR
4683 | COL-PMY-JIT-0002 | Meter, Power Indicating Transmitter | COL-PMY | Maryport Sewage Pumping Station | Meter |  |  | JIT
4684 | COL-PMY-JIT-0002 | Meter, Power Indicating Transmitter | COL-PMY-MISC | Miscellaneous Equipment | Meter |  |  | JIT
4685 | COL-PMY-JIT-0003 | Meter, Voltage | COL-PMY-MISC | Miscellaneous Equipment | Meter |  |  | JIT
4686 | COL-PMY-LIT-0101 | Transmitter, Level | COL-PMY | Maryport Sewage Pumping Station | Transmitter,Level |  |  | LIT
4687 | COL-PMY-LP-0001 | Control Panel, Lighting | COL-PMY | Maryport Sewage Pumping Station | Control Panel |  |  | LP
4688 | COL-PMY-LP-0001 | Control Panel, Lighting | COL-PMY-MISC | Miscellaneous Equipment | Control Panel |  |  | LP
4689 | COL-PMY-LP-0003 | Control Panel, Lighting | COL-PMY | Maryport Sewage Pumping Station | Control Panel |  |  | LP
4690 | COL-PMY-LP-0003 | Control Panel, Lighting | COL-PMY-MISC | Miscellaneous Equipment | Control Panel |  |  | LP
4691 | COL-PMY-LS-0201 | Switch, Level | COL-PMY | Maryport Sewage Pumping Station | Switch,Level |  |  | LS
4692 | COL-PMY-LS-0201 | Switch, Level | COL-PMY-MISC | Miscellaneous Equipment | Switch,Level |  |  | LS
4693 | COL-PMY-LSH-0103 | Switch, Level-High | COL-PMY-MISC | Miscellaneous Equipment | Switch |  |  | LSH
4694 | COL-PMY-LSHH-0104 | Switch, Level-High High | COL-PMY-MISC | Miscellaneous Equipment | Switch |  |  | LSHH
4695 | COL-PMY-LSL-0102 | Switch, Level-Low | COL-PMY | Maryport Sewage Pumping Station | Switch |  |  | LSL
4696 | COL-PMY-LSL-0102 | Switch, Level-Low | COL-PMY-MISC | Miscellaneous Equipment | Switch |  |  | LSL
4697 | COL-PMY-LSLL-0101 | Switch, Level-Low Low | COL-PMY | Maryport Sewage Pumping Station | Switch |  |  | LSLL
4698 | COL-PMY-LTG-0001S | Lighting, Emergency Lighting | COL-PMY | Maryport Sewage Pumping Station | Lighting |  | 42948 | LTG
4699 | COL-PMY-LTG-0001S | Lighting, Emergency Lighting | COL-PMY-MISC | Miscellaneous Equipment | Lighting |  | 42948 | LTG
4700 | COL-PMY-LTG-0002S | Lighting, Emergency Lighting | COL-W-OBSOLETE | Col West Obsolete Entities | Lighting |  | 42949 | LTG
4701 | COL-PMY-MISC | Miscellaneous Equipment | COL-PMY | Maryport Sewage Pumping Station
4702 | COL-PMY-PIT-0001 | Transmitter, Pressure | COL-PMY | Maryport Sewage Pumping Station | Transmitter |  |  | PIT
4703 | COL-PMY-PIT-0001 | Transmitter, Pressure | COL-PMY-MISC | Miscellaneous Equipment | Transmitter |  |  | PIT
4704 | COL-PMY-PIT-0002 | Transmitter, Pressure | COL-PMY | Maryport Sewage Pumping Station | Transmitter |  |  | PIT
4705 | COL-PMY-PIT-0002 | Transmitter, Pressure | COL-PMY-MISC | Miscellaneous Equipment | Transmitter |  |  | PIT
4706 | COL-PMY-RPU-0001 | Remote Processing Unit, Shaft 8A | COL-PMY-MISC | Miscellaneous Equipment | RPU |  |  | RPU
4707 | COL-PMY-SS-0001 | Security System, Shaft 8A | COL-PMY | Maryport Sewage Pumping Station | Security System |  |  | SS
4708 | COL-PMY-SS-0001 | Security System, Shaft 8A | COL-PMY-MISC | Miscellaneous Equipment | Security System |  |  | SS
4709 | COL-PMY-SS-0002 | Security System | COL-PMY-MISC | Miscellaneous Equipment | Security System |  |  | SS
4710 | COL-PMY-SW-0001 | Switch, Disconnect | COL-PMY | Maryport Sewage Pumping Station | Switch |  |  | SW
4711 | COL-PMY-TR-0002 | Transformer, Lighting | COL-PMY | Maryport Sewage Pumping Station | Transformer |  |  | TR
4712 | COL-PMY-TR-0003 | Transformer, Lighting | COL-PMY | Maryport Sewage Pumping Station | Transformer |  |  | TR
4713 | COL-PMY-TS-0001 | Switch, Transfer | COL-PMY | Maryport Sewage Pumping Station | Switch |  |  | TS
4714 | COL-PMY-TS-0002 | Switch, Transfer | COL-PMY-MISC | Miscellaneous Equipment | Switch |  |  | TS
4727 | COL-PMYA-MISC | Miscellaneous Equipment | COL-PMA | Metro Building #1 Sewage Pumping Station
4728 | COL-PMYA-MISC | Miscellaneous Equipment | COL-PMYA | Maryport Sewage Pumping Station 8A (Keele)
4824 | COL-PNT-OIT-0001 | Operator Interface Terminal | COL-PNT | New Toronto Pumping Station | Computer Equipment,Monitor |  |  | OIT
4902 | COL-POM-OIT-0001 | Operator Interface Terminal | COL-POM | Old Mill Sewage Pumping Station | Computer Equipment,Monitor |  |  | OIT
4924 | COL-PPU-COM-0001 | Control Panel, Operator | COL-PPU | Port Union Road Sewage Pumping Station | Control Panel |  |  | COM
4925 | COL-PPU-COM-0001 | Control Panel, Operator | COL-PPU-MISC | Miscellaneous Equipment | Control Panel |  |  | COM
4926 | COL-PPU-CP-0001 | Control Panel, Operator | COL-PPU | Port Union Road Sewage Pumping Station | Control Panel |  |  | CP
4927 | COL-PPU-CP-0001 | Control Panel, Operator | COL-PPU-MISC | Miscellaneous Equipment | Control Panel |  |  | CP
4928 | COL-PPU-DM-0001 | Damper/Louver, Generator Room | COL-PPU | Port Union Road Sewage Pumping Station | Damper/Louver |  |  | DM
4929 | COL-PPU-DM-0001 | Damper/Louver, Generator Room | COL-PPU-MISC | Miscellaneous Equipment | Damper/Louver |  |  | DM
4930 | COL-PPU-DM-0002 | Damper/Louver, Generator Room | COL-PPU | Port Union Road Sewage Pumping Station | Damper/Louver |  |  | DM
4931 | COL-PPU-DM-0002 | Damper/Louver, Generator Room | COL-PPU-MISC | Miscellaneous Equipment | Damper/Louver |  |  | DM
4932 | COL-PPU-DM-0003 | Damper/Louver, Generator Room | COL-PPU | Port Union Road Sewage Pumping Station | Damper/Louver |  |  | DM
4933 | COL-PPU-DM-0003 | Damper/Louver, Generator Room | COL-PPU-MISC | Miscellaneous Equipment | Damper/Louver |  |  | DM
4934 | COL-PPU-DM-0004 | Damper/Louver, Generator Room | COL-PPU | Port Union Road Sewage Pumping Station | Damper/Louver |  |  | DM
4935 | COL-PPU-DM-0004 | Damper/Louver, Generator Room | COL-PPU-MISC | Miscellaneous Equipment | Damper/Louver |  |  | DM
4939 | COL-PPU-GEN-0001 | Generator, Electricity | COL-PPU-MISC | Miscellaneous Equipment | Generator |  |  | GEN
4940 | COL-PPU-HTR-0001 | Heater, Generator Room | COL-PPU-MISC | Miscellaneous Equipment | Heater |  |  | HTR
4941 | COL-PPU-LSH-0102 | Switch, Level-High | COL-PPU | Port Union Road Sewage Pumping Station | Switch,Level |  |  | LSH
4942 | COL-PPU-LSH-0102 | Switch, Level-High | COL-PPU-MISC | Miscellaneous Equipment | Switch,Level |  |  | LSH
4943 | COL-PPU-LTG-0001 | Control Panel, Electrical | COL-PPU | Port Union Road Sewage Pumping Station | Control Panel |  |  | LTG
4944 | COL-PPU-MISC | Miscellaneous Equipment | COL-PPU | Port Union Road Sewage Pumping Station
5018 | COL-PPU-RPU-0001 | Remote Processing Unit | COL-PPU-MISC | Miscellaneous Equipment | RPU |  |  | RPU
5019 | COL-PPU-T-0002 | Tank, Domestic Hot Water | COL-PPU | Port Union Road Sewage Pumping Station | Tank |  |  | T
5020 | COL-PPU-T-0002 | Tank, Domestic Hot Water | COL-PPU-MISC | Miscellaneous Equipment | Tank |  |  | T
5021 | COL-PPU-TS-0001 | Switch, Transfer | COL-PPU-MISC | Miscellaneous Equipment | Switch |  |  | TS
5169 | COL-PQW-OIT-0001 | Operator Interface Terminal | COL-PQW | Queensway Sewage Pumping Station | Computer Equipment,Monitor |  |  | OIT
5206 | COL-PRC-LSLL-0102 | Switch, Level Low-Low | COL-PRC | Rectory Café Sewage Pumping Station (Wards Island PS #5) | Switch,Level |  |  | LSLL
5207 | COL-PRC-LSLL-0103 | Switch, Level Low-Low | COL-PRC | Rectory Café Sewage Pumping Station (Wards Island PS #5) | Switch,Level |  |  | LSLL
5208 | COL-PRC-LSLL-0104 | Switch, Level Low-Low | COL-PRC | Rectory Café Sewage Pumping Station (Wards Island PS #5) | Switch,Level |  |  | LSLL
5211 | COL-PRC-MISC | Miscellaneous Equipment | COL-PRC | Rectory Café Sewage Pumping Station (Wards Island PS #5)
5220 | COL-PRD-CB-0001 | Circuit Breaker, Main | COL-PRD | Redland Pumping Station | Circuit Breaker |  |  | CB
5221 | COL-PRD-CB-0001 | Circuit Breaker, Main | COL-PRD-MISC | Miscellaneous Equipment | Circuit Breaker |  |  | CB
5222 | COL-PRD-CH-0001 | Chamber, Inlet | COL-PRD | Redland Pumping Station | Chamber |  |  | CH
5223 | COL-PRD-CH-0001 | Chamber, Inlet | COL-PRD-MISC | Miscellaneous Equipment | Chamber |  |  | CH
5224 | COL-PRD-CH-0002 | Chamber, Overflow | COL-PRD | Redland Pumping Station | Chamber |  |  | CH
5225 | COL-PRD-CH-0002 | Chamber, Overflow | COL-PRD-MISC | Miscellaneous Equipment | Chamber |  |  | CH
5226 | COL-PRD-CH-0004 | Force main Chamber 2 | COL-PRD-MISC | Miscellaneous Equipment | Chamber |  | 34028 | CH
5227 | COL-PRD-CH-0005 | Force main Chamber 3 | COL-PRD-MISC | Miscellaneous Equipment | Chamber |  | 34029 | CH
5228 | COL-PRD-CH-0007 | Force main Chamber 5 | COL-PRD-MISC | Miscellaneous Equipment | Chamber |  | 34031 | CH
5229 | COL-PRD-CH-0012 | Force main Chamber 10 | COL-PRD-MISC | Miscellaneous Equipment | Chamber |  | 34036 | CH
5230 | COL-PRD-CP-0001 | Control Panel, Electrical | COL-PRD | Redland Pumping Station | Control Panel |  |  | CP
5231 | COL-PRD-CP-0001 | Control Panel, Electrical | COL-PRD-MISC | Miscellaneous Equipment | Control Panel |  |  | CP
5232 | COL-PRD-CP-0002 | Control Panel, Electrical | COL-PRD | Redland Pumping Station | Control Panel |  |  | CP
5233 | COL-PRD-CP-0002 | Control Panel, Electrical | COL-PRD-MISC | Miscellaneous Equipment | Control Panel |  |  | CP
5234 | COL-PRD-CRN-0001 | Crane, 1T Overhead | COL-PRD-MISC | Miscellaneous Equipment | Crane |  |  | CRN
5235 | COL-PRD-DM-0001 | Damper/Louver | COL-PRD-MISC | Miscellaneous Equipment | Damper/Louver |  |  | DM
5236 | COL-PRD-FEQ-0001S | Fire Prevention, Extinguisher | COL-PRD | Redland Pumping Station | Fire Prevention,Extinguisher |  | 42713 | FEQ
5237 | COL-PRD-FEQ-0001S | Fire Prevention, Extinguisher | COL-PRD-MISC | Miscellaneous Equipment | Fire Prevention,Extinguisher |  | 42713 | FEQ
5239 | COL-PRD-FN-0001 | Fan, Dry well supply air | COL-PRD | Redland Pumping Station | Fan |  |  | FN
5240 | COL-PRD-FQ-0001 | Meter, Flow | COL-PRD | Redland Pumping Station | Meter,Flow |  |  | FQ
5241 | COL-PRD-FQ-0001 | Meter, Flow | COL-PRD-MISC | Miscellaneous Equipment | Meter,Flow |  |  | FQ
5243 | COL-PRD-GEN-0002 | Portable Generator, Electricity | COL-PRD | Redland Pumping Station | Generator |  |  | GEN
5244 | COL-PRD-HTR-0002 | Heater, MCC Room | COL-PRD | Redland Pumping Station | Heater |  |  | HTR
5245 | COL-PRD-JIT-0001 | Meter, Power Indicating Transmitter, Main Power | COL-PRD | Redland Pumping Station | Meter |  |  | JIT
5246 | COL-PRD-LP-0001 | Control Panel, Lighting | COL-PRD-MISC | Miscellaneous Equipment | Control Panel |  |  | LP
5247 | COL-PRD-LSH-0001 | Switch, Level-High | COL-PRD | Redland Pumping Station | Switch,Level |  |  | LSH
5248 | COL-PRD-LSH-0002 | Switch, Level-High | COL-PRD-MISC | Miscellaneous Equipment | Switch,Level |  |  | LSH
5249 | COL-PRD-LSH-0003 | Switch, Level-High | COL-PRD-MISC | Miscellaneous Equipment | Switch,Level |  |  | LSH
5250 | COL-PRD-LSH-0104 | Switch, Level-High | COL-PRD-MISC | Miscellaneous Equipment | Switch,Level |  |  | LSH
5251 | COL-PRD-LSH-0105 | Switch, Level-High | COL-PRD-MISC | Miscellaneous Equipment | Switch,Level |  |  | LSH
5252 | COL-PRD-LSH-0204 | Switch, Level-High | COL-PRD-MISC | Miscellaneous Equipment | Switch,Level |  |  | LSH
5253 | COL-PRD-LSH-0205 | Switch, Level-High | COL-PRD-MISC | Miscellaneous Equipment | Switch,Level |  |  | LSH
5254 | COL-PRD-LSHH-0004 | Switch, Level High-High | COL-PRD | Redland Pumping Station | Switch,Level |  |  | LSHH
5255 | COL-PRD-LSHH-0106 | Switch, Level High-High | COL-PRD | Redland Pumping Station | Switch,Level |  |  | LSHH
5256 | COL-PRD-LSHH-0107 | Switch, Level High-High | COL-PRD-MISC | Miscellaneous Equipment | Switch,Level |  |  | LSHH
5257 | COL-PRD-LSHH-0207 | Switch, Level High-High | COL-PRD-MISC | Miscellaneous Equipment | Switch,Level |  |  | LSHH
5258 | COL-PRD-LSL-0103 | Switch, Level-Low | COL-PRD-MISC | Miscellaneous Equipment | Switch |  |  | LSL
5259 | COL-PRD-LSL-0203 | Switch, Level-Low | COL-PRD-MISC | Miscellaneous Equipment | Switch |  |  | LSL
5260 | COL-PRD-LSLL-0201 | Switch, Level Low-Low | COL-PRD | Redland Pumping Station | Switch,Level |  |  | LSLL
5261 | COL-PRD-LSLL-0201 | Switch, Level Low-Low | COL-PRD-MISC | Miscellaneous Equipment | Switch,Level |  |  | LSLL
5262 | COL-PRD-LSLL-0202 | Switch, Level Low-Low | COL-PRD | Redland Pumping Station | Switch,Level |  |  | LSLL
5263 | COL-PRD-LSLL-0202 | Switch, Level Low-Low | COL-PRD-MISC | Miscellaneous Equipment | Switch,Level |  |  | LSLL
5264 | COL-PRD-P-0001 | Pump, Centrifugal | COL-PRD-MISC | Miscellaneous Equipment | Pump |  | 34153 | P
5265 | COL-PRD-P-0100 | Pump, Centrifugal | COL-PRD | Redland Pumping Station | Pump |  |  | P
5278 | COL-PRG-HTR-0001 | Heater, Electrical Panel | COL-PRG-MISC | Miscellaneous Equipment | Heater |  |  | HTR
5283 | COL-PRG-MISC | Miscellaneous Equipment | COL-PRG | Ridge Valley Pumping Station
5289 | COL-PRR-ALR-0001 | Gas Alarm, Dry Well | COL-PRR-MISC | Miscellaneous Equipment | Fire Prevention,Alarm |  |  | ALR
5294 | COL-PRR-COM-0001 | Control Panel, Operator | COL-PRR | Riverside Sewage Pumping Station | Control Panel |  |  | COM
5295 | COL-PRR-CP-0002 | Control Panel, Security | COL-PRR | Riverside Sewage Pumping Station | Control Panel |  |  | CP
5296 | COL-PRR-CP-0003 | Control Panel, Operator | COL-PRR-MISC | Miscellaneous Equipment | Control Panel |  |  | CP
5299 | COL-PRR-FEQ-0001S | Fire Prevention, Extinguisher | COL-PRR | Riverside Sewage Pumping Station | Fire Prevention,Extinguisher |  | 40958 | FEQ
5301 | COL-PRR-FN-0001 | Fan, Centrifugal | COL-PRR-MISC | Miscellaneous Equipment | Fan |  |  | FN
5302 | COL-PRR-FQ-0001 | Meter, Flow | COL-PRR | Riverside Sewage Pumping Station | Meter,Flow |  |  | FQ
5303 | COL-PRR-FQ-0001 | Meter, Flow | COL-PRR-MISC | Miscellaneous Equipment | Meter,Flow |  |  | FQ
5304 | COL-PRR-LP-0001 | Control Panel, Lighting | COL-PRR-MISC | Miscellaneous Equipment | Control Panel |  |  | LP
5305 | COL-PRR-LSH-0001 | Switch, Level-High | COL-PRR-MISC | Miscellaneous Equipment | Switch,Level |  |  | LSH
5306 | COL-PRR-LSH-0103 | Switch, Level-High | COL-PRR-MISC | Miscellaneous Equipment | Switch,Level |  |  | LSH
5307 | COL-PRR-LSLL-0101 | Switch, Level Low-Low | COL-PRR | Riverside Sewage Pumping Station | Switch,Level |  |  | LSLL
5308 | COL-PRR-LSLL-0101 | Switch, Level Low-Low | COL-PRR-MISC | Miscellaneous Equipment | Switch,Level |  |  | LSLL
5314 | COL-PRR-P-0001 | Pump, Submersible | COL-PRR | Riverside Sewage Pumping Station | Pump |  | 34154 | P
5315 | COL-PRR-P-0001 | Pump, Submersible | COL-PRR-MISC | Miscellaneous Equipment | Pump |  | 34154 | P
5320 | COL-PRR-SC-0001 | Screen, Intake | COL-PRR | Riverside Sewage Pumping Station | Screen |  |  | SC
5321 | COL-PRR-SC-0001 | Screen, Intake | COL-PRR-MISC | Miscellaneous Equipment | Screen |  |  | SC
5323 | COL-PRR-SW-0001 | Switch, Main Power | COL-PRR-MISC | Miscellaneous Equipment | Switch |  |  | SW
5324 | COL-PRR-TR-0001 | Transformer, Lighting | COL-PRR | Riverside Sewage Pumping Station | Transformer |  |  | TR
5325 | COL-PRR-TR-0001 | Transformer, Lighting | COL-PRR-MISC | Miscellaneous Equipment | Transformer |  |  | TR
5333 | COL-PRR-WEL-0001 | Dry Well | COL-PRR-MISC | Miscellaneous Equipment | Well |  |  | WEL
5337 | COL-PRX-CP-0001 | Control Panel, Operator | COL-PRX-MISC | Miscellaneous Equipment | Control Panel |  |  | CP
5338 | COL-PRX-FEQ-0001S | Fire Prevention, Extinguisher | COL-PRX-MISC | Miscellaneous Equipment | Fire Prevention,Extinguisher |  | 40961 | FEQ
5339 | COL-PRX-FEQ-0001S | Fire Prevention, Extinguisher | COL-W-OBSOLETE | Col West Obsolete Entities | Fire Prevention,Extinguisher |  | 40961 | FEQ
5342 | COL-PRX-FQ-0001 | Meter, Flow | COL-PRX | Roxborough Sewage Pumping Station | Meter,Flow |  |  | FQ
5343 | COL-PRX-HTR-0001 | Heater, Drywell | COL-PRX-MISC | Miscellaneous Equipment | Heater |  |  | HTR
5344 | COL-PRX-JIT-0001 | Meter, Power Indicating Transmitter, Main Power | COL-PRX | Roxborough Sewage Pumping Station | Meter |  |  | JIT
5345 | COL-PRX-LP-0001 | Control Panel, Lighting | COL-PRX | Roxborough Sewage Pumping Station | Control Panel |  |  | LP
5346 | COL-PRX-LP-0001 | Control Panel, Lighting | COL-PRX-MISC | Miscellaneous Equipment | Control Panel |  |  | LP
5347 | COL-PRX-LSH-0001 | Switch, Level-High | COL-PRX | Roxborough Sewage Pumping Station | Switch,Level |  |  | LSH
5348 | COL-PRX-LSH-0104 | Switch, Level-High | COL-PRX-MISC | Miscellaneous Equipment | Switch,Level |  |  | LSH
5349 | COL-PRX-LSHH-0105 | Switch, Level-High | COL-PRX-MISC | Miscellaneous Equipment | Switch,Level |  |  | LSHH
5350 | COL-PRX-LSHH-0107 | Switch, Level High-High | COL-PRX-MISC | Miscellaneous Equipment | Switch,Level |  |  | LSHH
5351 | COL-PRX-LSL-0102 | Switch, Level | COL-PRX-MISC | Miscellaneous Equipment | Switch,Level |  |  | LSL
5352 | COL-PRX-LSLL-0101 | Switch, Level Low-Low | COL-PRX-MISC | Miscellaneous Equipment | Switch,Level |  |  | LSLL
5353 | COL-PRX-LTG-0001 | Control Panel, Electrical | COL-PRX | Roxborough Sewage Pumping Station | Control Panel |  |  | LTG
5354 | COL-PRX-MISC | Miscellaneous Equipment | COL-PRX | Roxborough Sewage Pumping Station
5356 | COL-PRX-SW-0001 | Switch, Electrical | COL-PRX | Roxborough Sewage Pumping Station | Switch |  |  | SW
5357 | COL-PRX-SW-0002 | Switch, Main Electrical Disconnect | COL-PRX-MISC | Miscellaneous Equipment | Switch |  |  | SW
5358 | COL-PRX-SW-0004 | Switch, Transformer | COL-PRX | Roxborough Sewage Pumping Station | Switch |  |  | SW
5359 | COL-PRX-TR-0001 | Transformer, Lighting | COL-PRX-MISC | Miscellaneous Equipment | Transformer |  |  | TR
5360 | COL-PRX-TS-0001 | Switch, Transfer | COL-PRX | Roxborough Sewage Pumping Station | Switch |  |  | TS
5367 | COL-PRX-WEL-0100 | Wet Well | COL-PRX | Roxborough Sewage Pumping Station | Well |  |  | WEL
5368 | COL-PRX-WEL-0200 | Dry Well | COL-PRX-MISC | Miscellaneous Equipment | Well |  |  | WEL
5369 | COL-PRX-WEL-0300 | Well | COL-PRX-MISC | Miscellaneous Equipment | Well |  |  | WEL
5370 | COL-PSB-CB-0001 | Circuit Breaker, Main | COL-PSB | Silverbirch Sewage Pumping Station | Circuit Breaker |  |  | CB
5371 | COL-PSB-CP-0001 | Control Panel, Operator | COL-PSB | Silverbirch Sewage Pumping Station | Control Panel |  |  | CP
5372 | COL-PSB-CP-0001 | Control Panel, Operator | COL-PSB-MISC | Miscellaneous Equipment | Control Panel |  |  | CP
5373 | COL-PSB-FEQ-0001S | Fire Prevention, Extinguisher | COL-PSB | Silverbirch Sewage Pumping Station | Fire Prevention,Extinguisher |  | 42714 | FEQ
5374 | COL-PSB-FEQ-0001S | Fire Prevention, Extinguisher | COL-PSB-MISC | Miscellaneous Equipment | Fire Prevention,Extinguisher |  | 42714 | FEQ
5375 | COL-PSB-FEQ-0001S | Fire Prevention, Extinguisher | COL-W-OBSOLETE | Col West Obsolete Entities | Fire Prevention,Extinguisher |  | 42714 | FEQ
5377 | COL-PSB-JIT-0001 | Meter, Power Indicating Transmitter, Main Power | COL-PSB | Silverbirch Sewage Pumping Station | Meter |  |  | JIT
5378 | COL-PSB-LIT-0100 | Transmitter, Level | COL-PSB-MISC | Miscellaneous Equipment | Transmitter,Level |  |  | LIT
5379 | COL-PSB-LSH-0103 | Switch, Level-High | COL-PSB | Silverbirch Sewage Pumping Station | Switch,Level |  |  | LSH
5380 | COL-PSB-LSHH-0104 | Switch, Level High-High | COL-PSB-MISC | Miscellaneous Equipment | Switch,Level |  |  | LSHH
5381 | COL-PSB-LSL-0102 | Switch, Level-Low | COL-PSB | Silverbirch Sewage Pumping Station | Switch |  |  | LSL
5382 | COL-PSB-LSL-0102 | Switch, Level-Low | COL-PSB-MISC | Miscellaneous Equipment | Switch |  |  | LSL
5385 | COL-PSB-RPU-0001 | Remote Processor Unit, Bristol, PLC | COL-PSB-MISC | Miscellaneous Equipment | RPU |  |  | RPU
5386 | COL-PSB-TS-0001 | Switch, Generator Power Transfer Switch | COL-PSB | Silverbirch Sewage Pumping Station | Switch |  |  | TS
5400 | COL-PSD-CP-0001 | Control Panel, Operator | COL-PSD-MISC | Miscellaneous Equipment | Control Panel |  |  | CP
5401 | COL-PSD-CP-0002 | Control Panel, Operator | COL-PSD-MISC | Miscellaneous Equipment | Control Panel |  |  | CP
5419 | COL-PSD-LSH-0103 | Switch, Level-High | COL-PSD | Spadina Sewage Pumping Station | Switch,Level |  |  | LSH
5420 | COL-PSD-LSHH-0104 | Switch, Level High-High | COL-PSD | Spadina Sewage Pumping Station | Switch,Level |  |  | LSHH
5421 | COL-PSD-LSL-0102 | Switch, Level-Low | COL-PSD | Spadina Sewage Pumping Station | Switch,Level |  |  | LSL
5422 | COL-PSD-LSL-0102 | Switch, Level-Low | COL-PSD-MISC | Miscellaneous Equipment | Switch,Level |  |  | LSL
5423 | COL-PSD-LSLL-0101 | Switch, Level Low-Low | COL-PSD-MISC | Miscellaneous Equipment | Switch,Level |  |  | LSLL
5429 | COL-PSD-MISC | Miscellaneous Equipment | COL-PSD | Spadina Sewage Pumping Station
5431 | COL-PSD-MON-0002 | Monitor | COL-PSD | Spadina Sewage Pumping Station |  |  |  | MON
5438 | COL-PSD-SW-0001 | Switch, Main Electrical Disconnect | COL-PSD-MISC | Miscellaneous Equipment | Switch |  |  | SW
5451 | COL-PSD-WEL-0100 | Wet Well | COL-PSD | Spadina Sewage Pumping Station | Well |  |  | WEL
5452 | COL-PSD-WEL-0100 | Wet Well | COL-PSD-MISC | Miscellaneous Equipment | Well |  |  | WEL
5460 | COL-PSE-LSLL-0102 | Switch, Level Low-Low | COL-PSE | Second Street Sewage Pumping Station (Wards Island PS#10) | Switch,Level |  |  | LSLL
5461 | COL-PSE-LSLL-0104 | Switch, Level Low-Low | COL-PSE | Second Street Sewage Pumping Station (Wards Island PS#10) | Switch,Level |  |  | LSLL
5474 | COL-PSH-LSLL-0101 | Switch, Level Low-Low | COL-PSH | Senior’s Home Sewage Pumping Station (Wards Island PS#6) | Switch,Level |  |  | LSLL
5487 | COL-PSI-LSLL-0101 | Switch, Level Low-Low | COL-PSI | Sixth Street Sewage Pumping Station (Wards Island PS#11) | Switch,Level |  |  | LSLL
5488 | COL-PSI-LSLL-0102 | Switch, Level Low-Low | COL-PSI | Sixth Street Sewage Pumping Station (Wards Island PS#11) | Switch,Level |  |  | LSLL
5489 | COL-PSI-LSLL-0104 | Switch, Level Low-Low | COL-PSI | Sixth Street Sewage Pumping Station (Wards Island PS#11) | Switch,Level |  |  | LSLL
5491 | COL-PSI-MISC | Miscellaneous Equipment | COL-PSI | Sixth Street Sewage Pumping Station (Wards Island PS#11)
5508 | COL-PSK-DM-0001 | Damper, Mech Room | COL-PSK | Skydome Sewage Pumping Station | Damper/Louver |  |  | DM
5509 | COL-PSK-DM-0002 | Damper, Mech Room | COL-PSK | Skydome Sewage Pumping Station | Damper/Louver |  |  | DM
5510 | COL-PSK-DM-0002 | Damper, Mech Room | COL-PSK-MISC | Miscellaneous Equipment | Damper/Louver |  |  | DM
5513 | COL-PSK-FEQ-0001S | Fire Prevention, Extinguisher | COL-PSK | Skydome Sewage Pumping Station | Fire Prevention,Extinguisher |  | 40966 | FEQ
5514 | COL-PSK-FEQ-0001S | Fire Prevention, Extinguisher | COL-W-OBSOLETE | Col West Obsolete Entities | Fire Prevention,Extinguisher |  | 40966 | FEQ
5516 | COL-PSK-FN-0001 | Fan, Exhaust | COL-PSK | Skydome Sewage Pumping Station | Fan |  |  | FN
5517 | COL-PSK-FN-0001 | Fan, Exhaust | COL-PSK-MISC | Miscellaneous Equipment | Fan |  |  | FN
5518 | COL-PSK-FN-0002 | Fan, Exhaust | COL-PSK-MISC | Miscellaneous Equipment | Fan |  |  | FN
5519 | COL-PSK-FN-0003 | Fan, Exhaust | COL-PSK | Skydome Sewage Pumping Station | Fan |  |  | FN
5521 | COL-PSK-GC-0001 | Grit Chamber | COL-PSK-MISC | Miscellaneous Equipment |  |  |  | GC
5524 | COL-PSK-LIT-0101 | Transmitter, Level | COL-PSK | Skydome Sewage Pumping Station | Transmitter,Level |  |  | LIT
5525 | COL-PSK-LP-0001 | Control Panel, Lighting | COL-PSK-MISC | Miscellaneous Equipment | Control Panel |  |  | LP
5526 | COL-PSK-LSH-0102 | Switch, Level-High | COL-PSK | Skydome Sewage Pumping Station | Switch,Level |  |  | LSH
5527 | COL-PSK-LSHH-0103 | Switch, Level High-High | COL-PSK | Skydome Sewage Pumping Station | Switch,Level |  |  | LSHH
5528 | COL-PSK-LSL-0101 | Switch, Level-Low | COL-PSK | Skydome Sewage Pumping Station | Switch,Level |  |  | LSL
5536 | COL-PSK-MON-0001 | Monitor | COL-PSK | Skydome Sewage Pumping Station |  |  |  | MON
5537 | COL-PSK-MON-0001 | Monitor | COL-PSS-MISC | Miscellaneous Equipment |  |  |  | MON
5540 | COL-PSK-RPU-0001 | Control Panel, Operator | COL-PSK | Skydome Sewage Pumping Station | Control Panel |  |  | RPU
5541 | COL-PSK-RPU-0001 | Control Panel, Operator | COL-PSK-MISC | Miscellaneous Equipment | Control Panel |  |  | RPU
5542 | COL-PSK-SS-0001 | Security System | COL-PSK-MISC | Miscellaneous Equipment |  |  |  | SS
5543 | COL-PSK-SS-0001 | Security System | COL-PVM-MISC | Miscellaneous Equipment |  |  |  | SS
5544 | COL-PSK-SW-0001 | Switch, Power Disconnect | COL-PSK | Skydome Sewage Pumping Station | Switch |  |  | SW
5558 | COL-PSK-WEL-0500 | Wet Well | COL-PSK-MISC | Miscellaneous Equipment |  |  |  | WEL
5559 | COL-PSK-WEL-0500 | Wet Well | COL-PSS-MISC | Miscellaneous Equipment |  |  |  | WEL
5560 | COL-PSK-WEL-0600 | Dry Well | COL-PSK-MISC | Miscellaneous Equipment |  |  |  | WEL
5563 | COL-PSL-CH-0001 | Chamber, Inlet | COL-PSL-MISC | Miscellaneous Equipment | Chamber |  |  | CH
5564 | COL-PSL-CH-0002 | Chamber, Bypass | COL-PSL-MISC | Miscellaneous Equipment | Chamber |  |  | CH
5565 | COL-PSL-CP-0001 | Control Panel, Operator | COL-PSL-MISC | Miscellaneous Equipment | Control Panel |  |  | CP
5566 | COL-PSL-DM-0001 | Damper/Louver, Generator Room | COL-PSL | Sewells Road Sewage Pumping Station | Damper/Louver |  |  | DM
5567 | COL-PSL-DM-0001 | Damper/Louver, Generator Room | COL-PSL-MISC | Miscellaneous Equipment | Damper/Louver |  |  | DM
5568 | COL-PSL-DM-0002 | Damper/Louver, Generator Room | COL-PSL | Sewells Road Sewage Pumping Station | Damper/Louver |  |  | DM
5569 | COL-PSL-DM-0002 | Damper/Louver, Generator Room | COL-PSL-MISC | Miscellaneous Equipment | Damper/Louver |  |  | DM
5570 | COL-PSL-DM-0003 | Damper/Louver, Generator Room | COL-PSL | Sewells Road Sewage Pumping Station | Damper/Louver |  |  | DM
5571 | COL-PSL-FEQ-0001S | Fire Prevention, Extinguisher | COL-PSL-MISC | Miscellaneous Equipment | Fire Prevention,Extinguisher |  | 46865 | FEQ
5573 | COL-PSL-FN-0001 | Fan, Exhaust | COL-PSL | Sewells Road Sewage Pumping Station | Fan |  |  | FN
5574 | COL-PSL-FN-0001 | Fan, Exhaust | COL-PSL-MISC | Miscellaneous Equipment | Fan |  |  | FN
5575 | COL-PSL-FN-0002 | Fan, Centrifugal | COL-PSL | Sewells Road Sewage Pumping Station | Fan |  |  | FN
5576 | COL-PSL-FN-0002 | Fan, Centrifugal | COL-PSL-MISC | Miscellaneous Equipment | Fan |  |  | FN
5577 | COL-PSL-FQ-0001 | Meter, Flow | COL-PSL | Sewells Road Sewage Pumping Station | Meter,Flow |  |  | FQ
5578 | COL-PSL-FQ-0001 | Meter, Flow | COL-PSL-MISC | Miscellaneous Equipment | Meter,Flow |  |  | FQ
5579 | COL-PSL-GEN-0001 | Generator, Electricity | COL-PSL | Sewells Road Sewage Pumping Station | Generator |  |  | GEN
5580 | COL-PSL-GEN-0002 | Portable Generator, Electricity | COL-PSL | Sewells Road Sewage Pumping Station | Generator |  |  | GEN
5581 | COL-PSL-HTR-0001 | Heater, Generator Room | COL-PSL | Sewells Road Sewage Pumping Station | Heater |  |  | HTR
5582 | COL-PSL-HTR-0001 | Heater, Generator Room | COL-PSL-MISC | Miscellaneous Equipment | Heater |  |  | HTR
5583 | COL-PSL-JIT-0002 | Meter, Power Indicating Transmitter, Main Power | COL-PSL | Sewells Road Sewage Pumping Station | Meter |  |  | JIT
5584 | COL-PSL-LIT-0100 | Transmitter, Level | COL-PSL | Sewells Road Sewage Pumping Station | Transmitter,Level |  |  | LIT
5585 | COL-PSL-LIT-0100 | Transmitter, Level | COL-PSL-MISC | Miscellaneous Equipment | Transmitter,Level |  |  | LIT
5586 | COL-PSL-LSHH-0104 | Switch, Level High-High | COL-PSL-MISC | Miscellaneous Equipment | Switch,Level |  |  | LSHH
5587 | COL-PSL-LSHH-0204 | Switch, Level High-High | COL-PSL | Sewells Road Sewage Pumping Station | Switch,Level |  |  | LSHH
5588 | COL-PSL-LSL-0102 | Switch, Level-Low | COL-PSL | Sewells Road Sewage Pumping Station | Switch,Level |  |  | LSL
5589 | COL-PSL-LSL-0102 | Switch, Level-Low | COL-PSL-MISC | Miscellaneous Equipment | Switch,Level |  |  | LSL
5590 | COL-PSL-LSL-0202 | Switch, Level-Low | COL-PSL-MISC | Miscellaneous Equipment | Switch,Level |  |  | LSL
5591 | COL-PSL-LSLL-0101 | Switch, Level Low-Low | COL-PSL | Sewells Road Sewage Pumping Station | Switch,Level |  |  | LSLL
5592 | COL-PSL-LSLL-0201 | Switch, Level Low-Low | COL-PSL | Sewells Road Sewage Pumping Station | Switch,Level |  |  | LSLL
5593 | COL-PSL-LSLL-0201 | Switch, Level Low-Low | COL-PSL-MISC | Miscellaneous Equipment | Switch,Level |  |  | LSLL
5594 | COL-PSL-LTG-0001 | Control Panel, Electrical | COL-PSL | Sewells Road Sewage Pumping Station | Control Panel |  |  | LTG
5595 | COL-PSL-LTG-0001 | Control Panel, Electrical | COL-PSL-MISC | Miscellaneous Equipment | Control Panel |  |  | LTG
5596 | COL-PSL-MCC-0001 | Motor Control Centre | COL-PSL | Sewells Road Sewage Pumping Station | Control Panel,MCC |  |  | MCC
5597 | COL-PSL-MCC-0001 | Motor Control Centre | COL-PSL-MISC | Miscellaneous Equipment | Control Panel,MCC |  |  | MCC
5598 | COL-PSL-MISC | Miscellaneous Equipment | COL-PSL | Sewells Road Sewage Pumping Station
5599 | COL-PSL-P-0200 | Pump, Centrifugal | COL-PSL | Sewells Road Sewage Pumping Station | Pump |  |  | P
5600 | COL-PSL-RC-0001 | Recorder, Flow | COL-PSL-MISC | Miscellaneous Equipment | Recorder |  |  | RC
5601 | COL-PSL-RPU-0001 | Control Panel, Electrical | COL-PSL-MISC | Miscellaneous Equipment | Control Panel |  |  | RPU
5602 | COL-PSL-T-0001 | Tank, Diesel Fuel | COL-PSL-MISC | Miscellaneous Equipment | Tank |  |  | T
5603 | COL-PSL-T-0002 | Tank, Domestic Hot Water | COL-PSL-MISC | Miscellaneous Equipment | Tank |  |  | T
5604 | COL-PSL-TS-0001 | Switch, Transfer | COL-PSL-MISC | Miscellaneous Equipment | Switch |  |  | TS
5610 | COL-PSL-WEL-0100 | Wet well | COL-PSL | Sewells Road Sewage Pumping Station | Well |  |  | WEL
5621 | COL-PSM-DM-0003 | Damper/Louver, Fan 0004 | COL-PSM | Simcoe St Sewage Pumping Station | Damper/Louver |  |  | DM
5622 | COL-PSM-DM-0003 | Damper/Louver, Fan 0004 | COL-PSM-MISC | Miscellaneous Equipment | Damper/Louver |  |  | DM
5623 | COL-PSM-DRV-0001 | Drive, Variable Speed Drive Panel | COL-PSM-MISC | Miscellaneous Equipment | Drive |  |  | DRV
5624 | COL-PSM-F-0001 | Filter, Carbon | COL-PSM-MISC | Miscellaneous Equipment | Filter |  |  | F
5625 | COL-PSM-FEQ-0001S | Fire Prevention, Extinguisher | COL-PSM | Simcoe St Sewage Pumping Station | Fire Prevention,Extinguisher |  | 40967 | FEQ
5626 | COL-PSM-FEQ-0001S | Fire Prevention, Extinguisher | COL-PSM-MISC | Miscellaneous Equipment | Fire Prevention,Extinguisher |  | 40967 | FEQ
5627 | COL-PSM-FEQ-0001S | Fire Prevention, Extinguisher | COL-W-OBSOLETE | Col West Obsolete Entities | Fire Prevention,Extinguisher |  | 40967 | FEQ
5628 | COL-PSM-FEQ-0002S | Fire Prevention, Extinguisher | COL-PSM | Simcoe St Sewage Pumping Station | Fire Prevention,Extinguisher |  | 40968 | FEQ
5629 | COL-PSM-FEQ-0002S | Fire Prevention, Extinguisher | COL-PSM-MISC | Miscellaneous Equipment | Fire Prevention,Extinguisher |  | 40968 | FEQ
5630 | COL-PSM-FEQ-0002S | Fire Prevention, Extinguisher | COL-W-OBSOLETE | Col West Obsolete Entities | Fire Prevention,Extinguisher |  | 40968 | FEQ
5633 | COL-PSM-FIT-0001 | Transmitter, Flow | COL-PSM | Simcoe St Sewage Pumping Station | Transmitter |  |  | FIT
5634 | COL-PSM-FIT-0001 | Transmitter, Flow | COL-PSM-MISC | Miscellaneous Equipment | Transmitter |  |  | FIT
5635 | COL-PSM-FN-0001 | Fan, Centrifugal | COL-PSM | Simcoe St Sewage Pumping Station | Fan |  |  | FN
5636 | COL-PSM-FN-0001 | Fan, Centrifugal | COL-PSM-MISC | Miscellaneous Equipment | Fan |  |  | FN
5637 | COL-PSM-FN-0002 | Fan, Centrifugal | COL-PSM | Simcoe St Sewage Pumping Station | Fan |  |  | FN
5638 | COL-PSM-FN-0002 | Fan, Centrifugal | COL-PSM-MISC | Miscellaneous Equipment | Fan |  |  | FN
5639 | COL-PSM-FN-0003 | Fan, Centrifugal | COL-PSM | Simcoe St Sewage Pumping Station | Fan |  |  | FN
5640 | COL-PSM-FN-0003 | Fan, Centrifugal | COL-PSM-MISC | Miscellaneous Equipment | Fan |  |  | FN
5641 | COL-PSM-FN-0004 | Fan, Centrifugal | COL-PSM | Simcoe St Sewage Pumping Station | Fan |  |  | FN
5642 | COL-PSM-FN-0004 | Fan, Centrifugal | COL-PSM-MISC | Miscellaneous Equipment | Fan |  |  | FN
5643 | COL-PSM-HTR-0002 | Heater, Unit | COL-PSM | Simcoe St Sewage Pumping Station | Heater |  |  | HTR
5644 | COL-PSM-HTR-0002 | Heater, Unit | COL-PSM-MISC | Miscellaneous Equipment | Heater |  |  | HTR
5645 | COL-PSM-HTR-0003 | Heater, Convention | COL-PSM | Simcoe St Sewage Pumping Station | Heater |  |  | HTR
5646 | COL-PSM-HTR-0003 | Heater, Convention | COL-PSM-MISC | Miscellaneous Equipment | Heater |  |  | HTR
5647 | COL-PSM-HTR-0005 | Heater, Duct | COL-PSM | Simcoe St Sewage Pumping Station | Heater |  |  | HTR
5648 | COL-PSM-HTR-0005 | Heater, Duct | COL-PSM-MISC | Miscellaneous Equipment | Heater |  |  | HTR
5649 | COL-PSM-JIT-0001 | Meter, Hydro Revenue | COL-PSM-MISC | Miscellaneous Equipment | Meter |  |  | JIT
5650 | COL-PSM-LSH-0103 | Switch, Level-High | COL-PSM | Simcoe St Sewage Pumping Station | Switch,Level |  |  | LSH
5651 | COL-PSM-LSH-0103 | Switch, Level-High | COL-PSM-MISC | Miscellaneous Equipment | Switch,Level |  |  | LSH
5652 | COL-PSM-LSH-0104 | Switch, Level-High | COL-PSM | Simcoe St Sewage Pumping Station | Switch,Level |  |  | LSH
5653 | COL-PSM-LSH-0104 | Switch, Level-High | COL-PSM-MISC | Miscellaneous Equipment | Switch,Level |  |  | LSH
5654 | COL-PSM-LSL-0102 | Switch, Level-Low | COL-PSM | Simcoe St Sewage Pumping Station | Switch,Level |  |  | LSL
5655 | COL-PSM-LSLL-0101 | Switch, Level Low-Low | COL-PSM | Simcoe St Sewage Pumping Station | Switch,Level |  |  | LSLL
5656 | COL-PSM-LSLL-0101 | Switch, Level Low-Low | COL-PSM-MISC | Miscellaneous Equipment | Switch,Level |  |  | LSLL
5658 | COL-PSM-M-0101 | Motor | COL-PSM-MISC | Miscellaneous Equipment |  |  |  | M
5659 | COL-PSM-M-0101 | Motor | COL-PSM-P-0100 | Pump, Submersible |  |  |  | M
5660 | COL-PSM-M-0201 | Motor | COL-PSM-MISC | Miscellaneous Equipment |  |  |  | M
5661 | COL-PSM-MISC | Miscellaneous Equipment | COL-PSM | Simcoe St Sewage Pumping Station
5668 | COL-PSM-SW-0001 | Switch, Fused | COL-PSM | Simcoe St Sewage Pumping Station | Switch |  |  | SW
5669 | COL-PSM-TS-0001 | Switch, Transfer | COL-PSM | Simcoe St Sewage Pumping Station | Switch |  |  | TS
5682 | COL-PSN-P-0100 | Pump | COL-PSN | Second Street Sewage Pumping Station (Wards Island PS#10) |  |  | 34594 | P
5685 | COL-PSP-ALR-0001 | Control Panel, Gas Alarm | COL-PSP-MISC | Miscellaneous Equipment | Control Panel |  |  | ALR
5690 | COL-PSP-CP-0001 | Control Panel, Pumps | COL-PSP-MISC | Miscellaneous Equipment | Control Panel |  |  | CP
5691 | COL-PSP-CP-0002 | Control Panel, Fans | COL-PSP-MISC | Miscellaneous Equipment | Control Panel |  |  | CP
5694 | COL-PSP-FEQ-0001S | Fire Prevention, Extinguisher | COL-PSP-MISC | Miscellaneous Equipment | Fire Prevention,Extinguisher |  | 42716 | FEQ
5695 | COL-PSP-FEQ-0001S | Fire Prevention, Extinguisher | COL-W-OBSOLETE | Col West Obsolete Entities | Fire Prevention,Extinguisher |  | 42716 | FEQ
5697 | COL-PSP-FN-0001 | Fan, Air Supply | COL-PSP-MISC | Miscellaneous Equipment | Fan |  |  | FN
5698 | COL-PSP-FN-0002 | Fan, Air Supply | COL-PSP-MISC | Miscellaneous Equipment | Fan |  |  | FN
5699 | COL-PSP-FN-0003 | Fan, Exhaust | COL-PSP | Southport Sewage Pumping Station | Fan |  |  | FN
5700 | COL-PSP-FQ-0001 | Meter, Flow | COL-PSP | Southport Sewage Pumping Station | Meter,Flow |  |  | FQ
5702 | COL-PSP-GC-0001 | Grit Chamber | COL-PSP | Southport Sewage Pumping Station |  |  | 34397 | GC
5704 | COL-PSP-GRF-0001 | Indicator, Ground Fault | COL-PSP-MISC | Miscellaneous Equipment |  |  |  | GRF
5705 | COL-PSP-HTR-0001 | Heater, Unit | COL-PSP-MISC | Miscellaneous Equipment | Heater |  |  | HTR
5706 | COL-PSP-HTR-0002 | Heater, Duct | COL-PSP | Southport Sewage Pumping Station | Heater |  |  | HTR
5707 | COL-PSP-JIT-0001 | Meter, Power Indicating Transmitter | COL-PSP-MISC | Miscellaneous Equipment | Meter |  |  | JIT
5708 | COL-PSP-LIT-0101 | Transmitter, Level | COL-PSP | Southport Sewage Pumping Station | Transmitter,Level |  |  | LIT
5709 | COL-PSP-LP-0001 | Control Panel, Electrical | COL-PSP | Southport Sewage Pumping Station | Control Panel |  |  | LP
5710 | COL-PSP-LSH-0103 | Switch, Level-High | COL-PSP | Southport Sewage Pumping Station | Switch,Level |  |  | LSH
5711 | COL-PSP-LSHH-0001 | Switch, Level High-High | COL-PSP-MISC | Miscellaneous Equipment | Switch,Level |  |  | LSHH
5712 | COL-PSP-LSHH-0104 | Switch, Level High-High | COL-PSP | Southport Sewage Pumping Station | Switch,Level |  |  | LSHH
5713 | COL-PSP-LSL-0102 | Switch, Level-Low | COL-PSP | Southport Sewage Pumping Station | Switch,Level |  |  | LSL
5714 | COL-PSP-LSLL-0101 | Switch, Level Low-Low | COL-PSP | Southport Sewage Pumping Station | Switch,Level |  |  | LSLL
5720 | COL-PSP-MISC | Miscellaneous Equipment | COL-PSP | Southport Sewage Pumping Station
5722 | COL-PSP-MON-0002 | Monitor | COL-PSP-MISC | Miscellaneous Equipment |  |  |  | MON
5728 | COL-PSP-SC-0001 | Screen, Intake | COL-PSP-MISC | Miscellaneous Equipment | Screen |  |  | SC
5730 | COL-PSP-SW-0001 | Switch, Power Supply | COL-PSP | Southport Sewage Pumping Station | Switch |  |  | SW
5731 | COL-PSP-SW-0002 | Switch, Power Supply | COL-PSP | Southport Sewage Pumping Station | Switch |  |  | SW
5732 | COL-PSP-SW-0003 | Switch, Distribution | COL-PSP | Southport Sewage Pumping Station | Switch |  |  | SW
5734 | COL-PSP-TS-0001 | Transfer Switch, Auto | COL-PSP-MISC | Miscellaneous Equipment | Switch |  |  | TS
5735 | COL-PSP-TS-0002 | Transfer Switch, Auto | COL-PSP | Southport Sewage Pumping Station | Switch |  |  | TS
5736 | COL-PSP-TS-0002 | Transfer Switch, Auto | COL-PSP-MISC | Miscellaneous Equipment | Switch |  |  | TS
5743 | COL-PSP-WEL-0100 | Well wet | COL-PSP | Southport Sewage Pumping Station | Well |  |  | WEL
5744 | COL-PSP-WEL-0100 | Well wet | COL-PSP-MISC | Miscellaneous Equipment | Well |  |  | WEL
5746 | COL-PSP-WEL-0600 | Dry Well | COL-PHP-MISC | Miscellaneous Equipment |  |  |  | WEL
5747 | COL-PSP-WEL-0600 | Dry Well | COL-PSP-MISC | Miscellaneous Equipment |  |  |  | WEL
5751 | COL-PSS-AIT-0001 | Transmitter, Gas | COL-PSS | Scott Sewage Pumping Station | Transmitter |  |  | AIT
5752 | COL-PSS-AIT-0001 | Transmitter, Gas | COL-PSS-MISC | Miscellaneous Equipment | Transmitter |  |  | AIT
5753 | COL-PSS-ALR-0001 | Control Panel, Operator | COL-PSS | Scott Sewage Pumping Station | Control Panel |  |  | ALR
5757 | COL-PSS-CB-0001 | Circuit Breaker, Incoming | COL-PSS | Scott Sewage Pumping Station | Circuit Breaker |  |  | CB
5758 | COL-PSS-CB-0001 | Circuit Breaker, Incoming | COL-PSS-MISC | Miscellaneous Equipment | Circuit Breaker |  |  | CB
5759 | COL-PSS-CB-0002 | Circuit Breaker, Lighting Panel | COL-PSS-MISC | Miscellaneous Equipment | Circuit Breaker |  |  | CB
5760 | COL-PSS-CH-0002 | Chamber, Discharge | COL-PSS-MISC | Miscellaneous Equipment | Chamber |  |  | CH
5762 | COL-PSS-FEQ-0001S | Fire Prevention, Extinguisher | COL-PSS-MISC | Miscellaneous Equipment | Fire Prevention,Extinguisher |  | 42717 | FEQ
5763 | COL-PSS-FIT-0101 | Transmitter, Flow | COL-PSS-MISC | Miscellaneous Equipment | Transmitter |  |  | FIT
5764 | COL-PSS-FIT-0201 | Transmitter, Flow | COL-PSS-MISC | Miscellaneous Equipment | Transmitter |  |  | FIT
5765 | COL-PSS-FIT-0301 | Transmitter, Flow | COL-PSS | Scott Sewage Pumping Station | Transmitter |  |  | FIT
5766 | COL-PSS-FIT-0301 | Transmitter, Flow | COL-PSS-MISC | Miscellaneous Equipment | Transmitter |  |  | FIT
5767 | COL-PSS-FN-0001 | Fan, Exhaust | COL-PSS | Scott Sewage Pumping Station | Fan |  |  | FN
5768 | COL-PSS-FN-0001 | Fan, Exhaust | COL-PSS-MISC | Miscellaneous Equipment | Fan |  |  | FN
5769 | COL-PSS-FQ-0001 | Meter, Flow City Water | COL-PSS | Scott Sewage Pumping Station | Meter |  |  | FQ
5770 | COL-PSS-GC-0001 | Grit Chamber | COL-PSS-MISC | Miscellaneous Equipment |  |  |  | GC
5773 | COL-PSS-HTR-0001 | Heater, Pump Floor | COL-PSS | Scott Sewage Pumping Station | Heater |  |  | HTR
5774 | COL-PSS-JIT-0001 | Meter, Power Indicating Transmitter, Main Power | COL-PSS-MISC | Miscellaneous Equipment | Meter |  |  | JIT
5775 | COL-PSS-LIT-0100 | Transmitter, Level | COL-PSS-MISC | Miscellaneous Equipment | Transmitter,Level |  |  | LIT
5776 | COL-PSS-LIT-0101 | Transmitter, Level | COL-PSS-MISC | Miscellaneous Equipment | Transmitter,Level |  |  | LIT
5777 | COL-PSS-LP-0001 | Control Panel, Lighting | COL-PSS | Scott Sewage Pumping Station | Control Panel |  |  | LP
5778 | COL-PSS-LSHH-0002 | Switch, Level-High | COL-PSS-MISC | Miscellaneous Equipment | Switch,Level |  |  | LSHH
5780 | COL-PSS-LTG-0002 | Control Panel, Electrical | COL-PSS-MISC | Miscellaneous Equipment | Control Panel |  |  | LTG
5781 | COL-PSS-LTG-0003 | Control Panel, Electrical | COL-PSS-MISC | Miscellaneous Equipment | Control Panel |  |  | LTG
5785 | COL-PSS-MON-0002 | Monitor | COL-PSS | Scott Sewage Pumping Station |  |  |  | MON
5786 | COL-PSS-MON-0002 | Monitor | COL-PSS-MISC | Miscellaneous Equipment |  |  |  | MON
5805 | COL-PSS-WEL-0500 | Wet Well | COL-PSS | Scott Sewage Pumping Station |  |  |  | WEL
5806 | COL-PSS-WEL-0500 | Wet Well | COL-PSS-MISC | Miscellaneous Equipment |  |  |  | WEL
5807 | COL-PSS-WEL-0600 | Dry Well | COL-PSS | Scott Sewage Pumping Station |  |  |  | WEL
5808 | COL-PSS-WEL-0600 | Dry Well | COL-PSS-MISC | Miscellaneous Equipment |  |  |  | WEL
5829 | COL-PST-CH-0001 | Chamber, Valve Chamber #1 | COL-PST-MISC | Miscellaneous Equipment | Chamber |  |  | CH
5830 | COL-PST-CH-0002 | Chamber, Valve Chamber #2 | COL-PST | Strachan Pumping Station | Chamber |  |  | CH
5831 | COL-PST-CH-0002 | Chamber, Valve Chamber #2 | COL-PST-MISC | Miscellaneous Equipment | Chamber |  |  | CH
5834 | COL-PST-DM-0001 | Damper, Exhaust Fan | COL-PST | Strachan Pumping Station | Damper/Louver |  |  | DM
5835 | COL-PST-DM-0001 | Damper, Exhaust Fan | COL-PST-MISC | Miscellaneous Equipment | Damper/Louver |  |  | DM
5836 | COL-PST-DM-0002 | Damper, Inlet Chamber | COL-PST | Strachan Pumping Station | Damper/Louver |  |  | DM
5837 | COL-PST-DM-0003 | Damper 1, Exhaust Fan 0001 | COL-PST | Strachan Pumping Station | Damper/Louver |  |  | DM
5838 | COL-PST-DM-0004 | Damper 2, Exhaust Fan 0001 | COL-PST-MISC | Miscellaneous Equipment | Damper/Louver |  |  | DM
5839 | COL-PST-DM-0005 | Damper 1, Exhaust Fan 0002 | COL-PST-MISC | Miscellaneous Equipment | Damper/Louver |  |  | DM
5840 | COL-PST-DM-0006 | Damper 2, Exhaust Fan 0002 | COL-PST | Strachan Pumping Station | Damper/Louver |  |  | DM
5856 | COL-PST-GC-0001 | Grit Chamber | COL-PST | Strachan Pumping Station |  |  |  | GC
5857 | COL-PST-GC-0001 | Grit Chamber | COL-PST-MISC | Miscellaneous Equipment |  |  |  | GC
5866 | COL-PST-LSH-0001 | Switch, Level-High | COL-PST-MISC | Miscellaneous Equipment | Switch,Level |  |  | LSH
5867 | COL-PST-LSH-0103 | Switch, Level-High | COL-PST-MISC | Miscellaneous Equipment | Switch,Level |  |  | LSH
5868 | COL-PST-LSH-0104 | Switch, Level-High | COL-PST-MISC | Miscellaneous Equipment | Switch,Level |  |  | LSH
5869 | COL-PST-LSHH-0006 | Switch, Level High-High | COL-PST-MISC | Miscellaneous Equipment | Switch,Level |  |  | LSHH
5877 | COL-PST-MISC | Miscellaneous Equipment | COL-PST | Strachan Pumping Station
5878 | COL-PST-MON-0002 | Monitor | COL-PSS-P-0100 | Pump |  |  |  | MON
5879 | COL-PST-MON-0002 | Monitor | COL-PST | Strachan Pumping Station |  |  |  | MON
5880 | COL-PST-MON-0002 | Monitor | COL-PST-MISC | Miscellaneous Equipment |  |  |  | MON
5910 | COL-PST-WEL-0500 | Wet Well | COL-PSK-MISC | Miscellaneous Equipment |  |  |  | WEL
5911 | COL-PST-WEL-0500 | Wet Well | COL-PST | Strachan Pumping Station |  |  |  | WEL
5912 | COL-PST-WEL-0500 | Wet Well | COL-PST-MISC | Miscellaneous Equipment |  |  |  | WEL
5913 | COL-PST-WEL-0600 | Dry Well | COL-PHP-MISC | Miscellaneous Equipment |  |  |  | WEL
5914 | COL-PST-WEL-0600 | Dry Well | COL-PST | Strachan Pumping Station |  |  |  | WEL
5915 | COL-PST-WEL-0600 | Dry Well | COL-PST-MISC | Miscellaneous Equipment |  |  |  | WEL
5928 | COL-PSU-FEQ-0001S | Fire Prevention, Extinguisher | COL-PSU | Sunnyside Pumping Station | Fire Prevention,Extinguisher |  | 46866 | FEQ
5929 | COL-PSU-FEQ-0002S | Fire Prevention, Extinguisher | COL-PSU-MISC | Miscellaneous Equipment | Fire Prevention,Extinguisher |  | 46867 | FEQ
5930 | COL-PSU-FIT-0001 | Transmitter, Flow | COL-PSU-MISC | Miscellaneous Equipment | Transmitter |  |  | FIT
5932 | COL-PSU-FN-0001 | Fan, Exhaust | COL-PSU | Sunnyside Pumping Station | Fan |  |  | FN
5933 | COL-PSU-FN-0001 | Fan, Exhaust | COL-PSU-MISC | Miscellaneous Equipment | Fan |  |  | FN
5934 | COL-PSU-FN-0002 | Fan, Exhaust | COL-PSU | Sunnyside Pumping Station | Fan |  |  | FN
5935 | COL-PSU-FN-0002 | Fan, Exhaust | COL-PSU-MISC | Miscellaneous Equipment | Fan |  |  | FN
5936 | COL-PSU-FN-0003 | Fan, Exhaust | COL-PSU | Sunnyside Pumping Station | Fan |  |  | FN
5937 | COL-PSU-FQ-0001 | Meter, Flow City Water | COL-PSU | Sunnyside Pumping Station | Meter |  |  | FQ
5938 | COL-PSU-FQ-0001 | Meter, Flow City Water | COL-PSU-MISC | Miscellaneous Equipment | Meter |  |  | FQ
5940 | COL-PSU-GC-0001 | Grit Chamber | COL-PSK-MISC | Miscellaneous Equipment |  |  |  | GC
5941 | COL-PSU-GC-0001 | Grit Chamber | COL-PSU-MISC | Miscellaneous Equipment |  |  |  | GC
5943 | COL-PSU-GRF-0001 | Indicator, Ground Fault | COL-PSU | Sunnyside Pumping Station |  |  |  | GRF
5944 | COL-PSU-GRF-0001 | Indicator, Ground Fault | COL-PSU-MISC | Miscellaneous Equipment |  |  |  | GRF
5947 | COL-PSU-HTR-0003 | Heater, Wet Well Room | COL-PSU-MISC | Miscellaneous Equipment | Heater |  |  | HTR
5948 | COL-PSU-JIT-0001 | Meter, Power Indicating Transmitter, Main Power | COL-PSU-MISC | Miscellaneous Equipment | Meter |  |  | JIT
5949 | COL-PSU-LIT-0101 | Transmitter, Level | COL-PSU-MISC | Miscellaneous Equipment | Transmitter,Level |  |  | LIT
5950 | COL-PSU-LP-0001 | Control Panel, Lighting | COL-PSU-MISC | Miscellaneous Equipment | Control Panel |  |  | LP
5951 | COL-PSU-LP-0002 | Control Panel, Lighting | COL-PSU-MISC | Miscellaneous Equipment | Control Panel |  |  | LP
5952 | COL-PSU-LSH-0001 | Switch, Level-High | COL-PSU-MISC | Miscellaneous Equipment | Switch,Level |  |  | LSH
5953 | COL-PSU-LSH-0002 | Switch, Level-High | COL-PSU-MISC | Miscellaneous Equipment | Switch,Level |  |  | LSH
5954 | COL-PSU-LSH-0103 | Switch, Level-High | COL-PSU-MISC | Miscellaneous Equipment | Switch,Level |  |  | LSH
5955 | COL-PSU-LSL-0102 | Switch, Level-Low | COL-PSU-MISC | Miscellaneous Equipment | Switch,Level |  |  | LSL
5958 | COL-PSU-LTG-0002 | Control Panel, Electrical | COL-PSU-MISC | Miscellaneous Equipment | Control Panel |  |  | LTG
5959 | COL-PSU-LTG-0003 | Control Panel, Electrical | COL-PSU-MISC | Miscellaneous Equipment | Control Panel |  |  | LTG
5965 | COL-PSU-MON-0002 | Monitor | COL-PSU | Sunnyside Pumping Station |  |  |  | MON
5972 | COL-PSU-SW-0001 | Switch, Main Power Disconnect | COL-PSU-MISC | Miscellaneous Equipment | Switch |  |  | SW
5973 | COL-PSU-SW-0002 | Switch, LP 0002 Power Disconnect | COL-PSU-MISC | Miscellaneous Equipment | Switch |  |  | SW
5976 | COL-PSU-TR-0002 | Control Panel, Electrical | COL-PSU-MISC | Miscellaneous Equipment | Transformer |  |  | TR
5977 | COL-PSU-TS-0001 | Switch, Power Auto Transfer | COL-PSU | Sunnyside Pumping Station | Switch |  |  | TS
5978 | COL-PSU-UPS-0001 | UPS, Main Floor | COL-PSU | Sunnyside Pumping Station | Uninterruptible Power Supply |  |  | UPS
5987 | COL-PSU-WEL-0500 | Wet well | COL-PSU-MISC | Miscellaneous Equipment |  |  |  | WEL
5988 | COL-PSU-WEL-0600 | Dry Well | COL-PSU-MISC | Miscellaneous Equipment |  |  |  | WEL
6085 | COL-PSW-MISC | Miscellaneous Equipment | COL-PSW | Swansea Pumping Station
6135 | COL-PTD-CP-0001 | Control Panel, Operator | COL-PTD | Todmorden Sewage Pumping Station | Control Panel |  |  | CP
6136 | COL-PTD-CP-0001 | Control Panel, Operator | COL-PTD-MISC | Miscellaneous Equipment | Control Panel |  |  | CP
6138 | COL-PTD-FN-0001 | Fan, Exhaust | COL-PTD-MISC | Miscellaneous Equipment | Fan |  |  | FN
6139 | COL-PTD-HTR-0001 | Heater, RPU Panel | COL-PTD | Todmorden Sewage Pumping Station | Heater |  |  | HTR
6140 | COL-PTD-HTR-0001 | Heater, RPU Panel | COL-PTD-MISC | Miscellaneous Equipment | Heater |  |  | HTR
6141 | COL-PTD-LIT-0100 | Transmitter, Level | COL-PTD-MISC | Miscellaneous Equipment | Transmitter,Level |  |  | LIT
6142 | COL-PTD-LIT-0101 | Transmitter, Level | COL-PTD | Todmorden Sewage Pumping Station | Transmitter,Level |  |  | LIT
6143 | COL-PTD-LIT-0101 | Transmitter, Level | COL-PTD-MISC | Miscellaneous Equipment | Transmitter,Level |  |  | LIT
6144 | COL-PTD-LSH-0103 | Switch, Level-High | COL-PTD | Todmorden Sewage Pumping Station | Switch,Level |  |  | LSH
6145 | COL-PTD-LSH-0103 | Switch, Level-High | COL-PTD-MISC | Miscellaneous Equipment | Switch,Level |  |  | LSH
6146 | COL-PTD-LSHH-0104 | Switch, Level High-High | COL-PTD | Todmorden Sewage Pumping Station | Switch,Level |  |  | LSHH
6147 | COL-PTD-LSL-0102 | Switch, Level-Low | COL-PTD-MISC | Miscellaneous Equipment | Switch,Level |  |  | LSL
6148 | COL-PTD-LSLL-0101 | Switch, Level Low-Low | COL-PTD | Todmorden Sewage Pumping Station | Switch,Level |  |  | LSLL
6149 | COL-PTD-LSLL-0101 | Switch, Level Low-Low | COL-PTD-MISC | Miscellaneous Equipment | Switch,Level |  |  | LSLL
6150 | COL-PTD-P-0200 | Pump, Centrifugal | COL-PTD | Todmorden Sewage Pumping Station | Pump |  |  | P
6152 | COL-PTD-RPU-0001 | Remote Processing Unit | COL-PTD | Todmorden Sewage Pumping Station | RPU |  |  | RPU
6153 | COL-PTD-RPU-0001 | Remote Processing Unit | COL-PTD-MISC | Miscellaneous Equipment | RPU |  |  | RPU
6155 | COL-PTD-TS-0001 | Switch, Transfer | COL-PTD-MISC | Miscellaneous Equipment | Switch |  |  | TS
6156 | COL-PTD-UPS-0001 | UPS | COL-PTD-MISC | Miscellaneous Equipment | Uninterruptible Power Supply |  |  | UPS
6163 | COL-PTD-WEL-0100 | Wet Well | COL-PTD | Todmorden Sewage Pumping Station | Well |  |  | WEL
6177 | COL-PTS-LSLL-0101 | Switch, Level Low-Low | COL-PTS | Third Street Sewage Pumping Station (Wards Island PS#12) | Switch,Level |  |  | LSLL
6178 | COL-PTS-LSLL-0101 | Switch, Level Low-Low | COL-PTS(S) | Third Street Sewage Pumping Station (Wards Island PS#12) | Switch,Level |  |  | LSLL
6179 | COL-PTS-LSLL-0102 | Switch, Level Low-Low | COL-PTS | Third Street Sewage Pumping Station (Wards Island PS#12) | Switch,Level |  |  | LSLL
6180 | COL-PTS-LSLL-0102 | Switch, Level Low-Low | COL-PTS(S) | Third Street Sewage Pumping Station (Wards Island PS#12) | Switch,Level |  |  | LSLL
6181 | COL-PTS-LSLL-0103 | Switch, Level Low-Low | COL-PTS | Third Street Sewage Pumping Station (Wards Island PS#12) | Switch,Level |  |  | LSLL
6182 | COL-PTS-LSLL-0103 | Switch, Level Low-Low | COL-PTS(S) | Third Street Sewage Pumping Station (Wards Island PS#12) | Switch,Level |  |  | LSLL
6183 | COL-PTS-LSLL-0104 | Switch, Level Low-Low | COL-PTS(S) | Third Street Sewage Pumping Station (Wards Island PS#12) | Switch,Level |  |  | LSLL
6188 | COL-PTS-P-0100 | Pump Submersible | COL-W-OBSOLETE | Col West Obsolete Entities | Pump |  |  | P
6190 | COL-PTS-P-0200 | Pump Submersible | COL-W-OBSOLETE | Col West Obsolete Entities | Pump |  |  | P
6204 | COL-PVM-ALR-0001 | Control Panel, Operator | COL-PVM | Valleymede Sewage Pumping Station | Control Panel |  |  | ALR
6205 | COL-PVM-ALR-0002 | Gas Alarm, Exterior | COL-PVM | Valleymede Sewage Pumping Station | Fire Prevention,Alarm |  |  | ALR
6206 | COL-PVM-ALR-0002 | Gas Alarm, Exterior | COL-PVM-MISC | Miscellaneous Equipment | Fire Prevention,Alarm |  |  | ALR
6215 | COL-PVM-CP-0001 | Control Panel, Operator | COL-PVM | Valleymede Sewage Pumping Station | Control Panel |  |  | CP
6216 | COL-PVM-CP-0002 | Control Panel, Operator | COL-PVM | Valleymede Sewage Pumping Station | Control Panel |  |  | CP
6219 | COL-PVM-FA-0002S | Fire Alarm System, Wet Well | COL-PVM | Valleymede Sewage Pumping Station | Building Service,Fire Alarm |  | 42932 | FA
6220 | COL-PVM-FA-0002S | Fire Alarm System, Wet Well | COL-W-OBSOLETE | Col West Obsolete Entities | Building Service,Fire Alarm |  | 42932 | FA
6221 | COL-PVM-FEQ-0001S | Fire Prevention, Extinguisher | COL-PVM-MISC | Miscellaneous Equipment | Fire Prevention,Extinguisher |  | 42896 | FEQ
6222 | COL-PVM-FEQ-0001S | Fire Prevention, Extinguisher | COL-W-OBSOLETE | Col West Obsolete Entities | Fire Prevention,Extinguisher |  | 42896 | FEQ
6223 | COL-PVM-FN-0001 | Fan, Centrifugal | COL-PVM-MISC | Miscellaneous Equipment | Fan |  |  | FN
6224 | COL-PVM-FN-0002 | Fan, Centrifugal | COL-PVM-MISC | Miscellaneous Equipment | Fan |  |  | FN
6225 | COL-PVM-FN-0003 | Fan, Centrifugal | COL-PVM-MISC | Miscellaneous Equipment | Fan |  |  | FN
6226 | COL-PVM-FQ-0001 | Meter, Flow | COL-PVM | Valleymede Sewage Pumping Station | Meter,Flow |  |  | FQ
6230 | COL-PVM-GRF-0001 | Indicator, Ground Fault | COL-PVM-MISC | Miscellaneous Equipment |  |  |  | GRF
6232 | COL-PVM-LIT-0100 | Transmitter, Level | COL-PVM-MISC | Miscellaneous Equipment | Transmitter,Level |  |  | LIT
6233 | COL-PVM-LIT-0101 | Transmitter, Level | COL-PVM-MISC | Miscellaneous Equipment | Transmitter,Level |  |  | LIT
6234 | COL-PVM-LP-0001 | Control Panel, Lighting | COL-PVM | Valleymede Sewage Pumping Station | Control Panel |  |  | LP
6235 | COL-PVM-LSH-0001 | Switch, Level-High | COL-PVM-MISC | Miscellaneous Equipment | Switch,Level |  |  | LSH
6236 | COL-PVM-LSH-0103 | Switch, Level-High | COL-PVM-MISC | Miscellaneous Equipment | Switch,Level |  |  | LSH
6237 | COL-PVM-LSHH-0104 | Switch, Level High-High | COL-PVM-MISC | Miscellaneous Equipment | Switch,Level |  |  | LSHH
6238 | COL-PVM-LSL-0102 | Switch, Level-Low | COL-PVM | Valleymede Sewage Pumping Station | Switch,Level |  |  | LSL
6239 | COL-PVM-LSLL-0101 | Switch, Level Low-Low | COL-PVM | Valleymede Sewage Pumping Station | Switch,Level |  |  | LSLL
6246 | COL-PVM-MISC | Miscellaneous Equipment | COL-PVM | Valleymede Sewage Pumping Station
6249 | COL-PVM-MON-0002 | Monitor | COL-PSS-P-0300 | Pump, Centrifugal |  |  |  | MON
6250 | COL-PVM-MON-0002 | Monitor | COL-PVM | Valleymede Sewage Pumping Station |  |  |  | MON
6251 | COL-PVM-MON-0002 | Monitor | COL-PVM-MISC | Miscellaneous Equipment |  |  |  | MON
6256 | COL-PVM-SW-0001 | Switch, Main Power | COL-PVM-MISC | Miscellaneous Equipment | Switch |  |  | SW
6257 | COL-PVM-SW-0002 | Switch, Heater 0001 | COL-PVM | Valleymede Sewage Pumping Station | Switch |  |  | SW
6258 | COL-PVM-SW-0003 | Switch, Transformer | COL-PVM-MISC | Miscellaneous Equipment | Switch |  |  | SW
6260 | COL-PVM-TS-0001 | Switch, Transfer | COL-PVM-MISC | Miscellaneous Equipment | Switch |  |  | TS
6269 | COL-PVM-WEL-0500 | Wet well | COL-PVM | Valleymede Sewage Pumping Station |  |  |  | WEL
6270 | COL-PVM-WEL-0600 | Dry Well | COL-PVM-MISC | Miscellaneous Equipment |  |  |  | WEL
6272 | COL-PWC-CB-0001 | Circuit Breaker, Main | COL-PWC | Wirral Court Sewage Pumping Station | Circuit Breaker |  |  | CB
6273 | COL-PWC-CB-0001 | Circuit Breaker, Main | COL-PWC-MISC | Miscellaneous Equipment | Circuit Breaker |  |  | CB
6274 | COL-PWC-CH-0001 | Chamber, Inlet Chamber 1 | COL-PWC | Wirral Court Sewage Pumping Station | Chamber |  |  | CH
6275 | COL-PWC-CH-0001 | Chamber, Inlet Chamber 1 | COL-PWC-MISC | Miscellaneous Equipment | Chamber |  |  | CH
6276 | COL-PWC-CH-0002 | Chamber, Inlet Chamber 2 | COL-PWC | Wirral Court Sewage Pumping Station | Chamber |  |  | CH
6277 | COL-PWC-CH-0002 | Chamber, Inlet Chamber 2 | COL-PWC-MISC | Miscellaneous Equipment | Chamber |  |  | CH
6278 | COL-PWC-CH-0003 | Chamber, Bar Screen | COL-PWC | Wirral Court Sewage Pumping Station | Chamber |  |  | CH
6279 | COL-PWC-CH-0003 | Chamber, Bar Screen | COL-PWC-MISC | Miscellaneous Equipment | Chamber |  |  | CH
6280 | COL-PWC-CH-0004 | Chamber, Overflow | COL-PWC-MISC | Miscellaneous Equipment | Chamber |  |  | CH
6282 | COL-PWC-DM-0001 | Damper/Louver, Electrical Room | COL-PWC | Wirral Court Sewage Pumping Station | Damper/Louver |  |  | DM
6283 | COL-PWC-DM-0001 | Damper/Louver, Electrical Room | COL-PWC-MISC | Miscellaneous Equipment | Damper/Louver |  |  | DM
6286 | COL-PWC-FN-0001 | Fan, Centrifugal | COL-PWC | Wirral Court Sewage Pumping Station | Fan |  |  | FN
6287 | COL-PWC-FN-0002 | Fan, Centrifugal | COL-PWC | Wirral Court Sewage Pumping Station | Fan |  |  | FN
6288 | COL-PWC-FN-0002 | Fan, Centrifugal | COL-PWC-MISC | Miscellaneous Equipment | Fan |  |  | FN
6289 | COL-PWC-FQ-0001 | Meter, Flow | COL-PWC-MISC | Miscellaneous Equipment | Meter,Flow |  |  | FQ
6293 | COL-PWC-HTR-0001 | Heater, Electrical Room | COL-PWC | Wirral Court Sewage Pumping Station | Heater |  |  | HTR
6294 | COL-PWC-HTR-0001 | Heater, Electrical Room | COL-PWC-MISC | Miscellaneous Equipment | Heater |  |  | HTR
6295 | COL-PWC-HTR-0002 | Heater, Dry Well | COL-PWC | Wirral Court Sewage Pumping Station | Heater |  |  | HTR
6296 | COL-PWC-HTR-0002 | Heater, Dry Well | COL-PWC-MISC | Miscellaneous Equipment | Heater |  |  | HTR
6297 | COL-PWC-JIT-0001 | Meter, Power Indicating Transmitter, Main Power | COL-PWC-MISC | Miscellaneous Equipment | Meter |  |  | JIT
6298 | COL-PWC-LP-0001 | Control Panel, Lighting | COL-PWC | Wirral Court Sewage Pumping Station | Control Panel |  |  | LP
6299 | COL-PWC-LP-0001 | Control Panel, Lighting | COL-PWC-MISC | Miscellaneous Equipment | Control Panel |  |  | LP
6300 | COL-PWC-LSH-0001 | Switch, Level-High | COL-PWC | Wirral Court Sewage Pumping Station | Switch,Level |  |  | LSH
6301 | COL-PWC-LSH-0103 | Switch, Level-High | COL-PWC-MISC | Miscellaneous Equipment | Switch,Level |  |  | LSH
6302 | COL-PWC-LSHH-0104 | Switch, Level High-High | COL-PWC-MISC | Miscellaneous Equipment | Switch,Level |  |  | LSHH
6303 | COL-PWC-LSL-0102 | Switch, Level-Low | COL-PWC | Wirral Court Sewage Pumping Station | Switch,Level |  |  | LSL
6304 | COL-PWC-LSL-0102 | Switch, Level-Low | COL-PWC-MISC | Miscellaneous Equipment | Switch,Level |  |  | LSL
6305 | COL-PWC-LSLL-0101 | Switch, Level Low-Low | COL-PWC | Wirral Court Sewage Pumping Station | Switch,Level |  |  | LSLL
6306 | COL-PWC-LSLL-0101 | Switch, Level Low-Low | COL-PWC-MISC | Miscellaneous Equipment | Switch,Level |  |  | LSLL
6313 | COL-PWC-SC-0001 | Screen, Bar | COL-PWC | Wirral Court Sewage Pumping Station | Screen |  |  | SC
6314 | COL-PWC-SC-0001 | Screen, Bar | COL-PWC-MISC | Miscellaneous Equipment | Screen |  |  | SC
6330 | COL-PWE-ALR-0001 | Control Panel, Operator | COL-PWE-MISC | Miscellaneous Equipment | Control Panel |  |  | ALR
6331 | COL-PWE-LSH-0103 | Switch, Level-High | COL-PWE | Wellington Sewage Pumping Station (partial operation) | Switch,Level |  |  | LSH
6332 | COL-PWE-LSHH-0104 | Switch, Level High-High | COL-PWE | Wellington Sewage Pumping Station (partial operation) | Switch,Level |  |  | LSHH
6333 | COL-PWE-LSHH-0104 | Switch, Level High-High | COL-PWE-MISC | Miscellaneous Equipment | Switch,Level |  |  | LSHH
6334 | COL-PWE-LSL-0102 | Switch, Level-Low | COL-PWE-MISC | Miscellaneous Equipment | Switch,Level |  |  | LSL
6335 | COL-PWE-LSLL-0101 | Switch, Level Low-Low | COL-PWE | Wellington Sewage Pumping Station (partial operation) | Switch,Level |  |  | LSLL
6336 | COL-PWE-LSLL-0101 | Switch, Level Low-Low | COL-PWE-MISC | Miscellaneous Equipment | Switch,Level |  |  | LSLL
6340 | COL-PWE-WEL-0100 | Wet well, Wellington SPS | COL-PWE-MISC | Miscellaneous Equipment |  |  |  | WEL
6351 | COL-PWL-LSLL-0101 | Switch, Level Low-Low | COL-PWL | Willow Avenue Sewage Pumping Station (Wards Island PS#7) | Switch,Level |  |  | LSLL
6352 | COL-PWL-LSLL-0102 | Switch, Level Low-Low | COL-PWL | Willow Avenue Sewage Pumping Station (Wards Island PS#7) | Switch,Level |  |  | LSLL
6353 | COL-PWL-LSLL-0103 | Switch, Level Low-Low | COL-PWL | Willow Avenue Sewage Pumping Station (Wards Island PS#7) | Switch,Level |  |  | LSLL
6355 | COL-PWL-MISC | Miscellaneous Equipment | COL-PWL | Willow Avenue Sewage Pumping Station (Wards Island PS#7)
6394 | COL-PWN-MISC | Miscellaneous Equipment | COL-PWN | Warren Park Pumping Station
6418 | COL-PWP-COM-0001 | Control Panel, Operator | COL-PWP | West Point Avenue Sewage Pumping Station | Control Panel |  |  | COM
6419 | COL-PWP-CP-0001 | Control Panel, Electrical | COL-PWP | West Point Avenue Sewage Pumping Station | Control Panel |  |  | CP
6420 | COL-PWP-CP-0001 | Control Panel, Electrical | COL-PWP-MISC | Miscellaneous Equipment | Control Panel |  |  | CP
6421 | COL-PWP-CP-0002 | Control Panel, Operator | COL-PWP | West Point Avenue Sewage Pumping Station | Control Panel |  |  | CP
6422 | COL-PWP-FEQ-0001S | Fire Prevention, Extinguisher | COL-PWP-MISC | Miscellaneous Equipment | Fire Prevention,Extinguisher |  | 42899 | FEQ
6423 | COL-PWP-FQ-0001 | Meter, Flow | COL-PWP-MISC | Miscellaneous Equipment | Meter,Flow |  |  | FQ
6424 | COL-PWP-LSH-0103 | Switch, Level-High | COL-PWP | West Point Avenue Sewage Pumping Station | Switch,Level |  |  | LSH
6425 | COL-PWP-LSHH-0104 | Switch, Level High-High | COL-PWP | West Point Avenue Sewage Pumping Station | Switch,Level |  |  | LSHH
6426 | COL-PWP-LSLL-0101 | Switch, Level Low-Low | COL-PWP | West Point Avenue Sewage Pumping Station | Switch,Level |  |  | LSLL
6427 | COL-PWP-LSLL-0101 | Switch, Level Low-Low | COL-PWP-MISC | Miscellaneous Equipment | Switch,Level |  |  | LSLL
6428 | COL-PWP-P-0200 | Pump, Centrifugal | COL-PWP | West Point Avenue Sewage Pumping Station | Pump |  |  | P
6429 | COL-PWP-SW-0001 | Switch, Main Electrical Disconnect | COL-PWP | West Point Avenue Sewage Pumping Station | Switch |  |  | SW
6430 | COL-PWP-SW-0001 | Switch, Main Electrical Disconnect | COL-PWP-MISC | Miscellaneous Equipment | Switch |  |  | SW
6431 | COL-PWP-TS-0001 | Switch, Transfer | COL-PWP | West Point Avenue Sewage Pumping Station | Switch |  |  | TS
6432 | COL-PWP-TS-0001 | Switch, Transfer | COL-PWP-MISC | Miscellaneous Equipment | Switch |  |  | TS
6444 | COL-PWR-AUX-ELEC | Electrical Equipment | COL-PWR-AUX | Auxiliary Equipment
6445 | COL-PWR-AUX-INST | Instrumentation Equipment | COL-PWR-AUX | Auxiliary Equipment
6452 | COL-PWR-CB-0002 | Circuit Breaker, Lighting Panel Transformer | COL-PWR | West Rouge Pumping Station | Circuit Breaker |  | 35103 | CB
6453 | COL-PWR-CB-0002 | Circuit Breaker, Lighting Panel Transformer | COL-PWR-SUSPENDED | West Rouge P.S.suspended entities | Circuit Breaker |  | 35103 | CB
6457 | COL-PWR-CP-0001S | Control Panel, Operator | COL-PWR | West Rouge Pumping Station | Control Panel |  | 35034 | CP
6480 | COL-PWR-FIT-5403 | Transmitter, Flow | COL-PWR-MISC | Miscellaneous Equipment | Transmitter |  | 35035 | FIT
6481 | COL-PWR-FIT-5403 | Transmitter, Flow | COL-PWR-SUSPENDED | West Rouge P.S.suspended entities | Transmitter |  | 35035 | FIT
6484 | COL-PWR-FN-0001S | Fan, Centrifugal | COL-PWR-SUSPENDED | West Rouge P.S.suspended entities | Fan |  | 35100 | FN
6489 | COL-PWR-FN-0004 | Fan, Centrifugal | COL-PWR | West Rouge Pumping Station | Fan |  | 35038 | FN
6507 | COL-PWR-GDR-5500 | Grinder, Comminutor | COL-PWR | West Rouge Pumping Station | Grinder |  | 35039 | GDR
6508 | COL-PWR-GDR-5500 | Grinder, Comminutor | COL-PWR-SUSPENDED | West Rouge P.S.suspended entities | Grinder |  | 35039 | GDR
6512 | COL-PWR-HS-5735 | Switch, Hand/Transfer | COL-PWR-SUSPENDED | West Rouge P.S.suspended entities | Switch |  | 35040 | HS
6530 | COL-PWR-LIT-0401 | Transmitter, Level | COL-PWR-MISC | Miscellaneous Equipment | Transmitter,Level |  | 35042 | LIT
6531 | COL-PWR-LIT-0401 | Transmitter, Level | COL-PWR-SUSPENDED | West Rouge P.S.suspended entities | Transmitter,Level |  | 35042 | LIT
6539 | COL-PWR-LSH-0302 | Switch, Level-High | COL-PWR-MISC | Miscellaneous Equipment | Switch,Level |  | 35091 | LSH
6540 | COL-PWR-LSH-0402 | Switch, Level-High | COL-PWR-SUSPENDED | West Rouge P.S.suspended entities | Switch,Level |  | 35092 | LSH
6541 | COL-PWR-LSH-5404 | Switch, Level-High | COL-PWR-SUSPENDED | West Rouge P.S.suspended entities | Switch,Level |  | 35093 | LSH
6542 | COL-PWR-LSH-5405 | Switch, Level-High | COL-PWR | West Rouge Pumping Station | Switch,Level |  | 35094 | LSH
6543 | COL-PWR-LSH-5405 | Switch, Level-High | COL-PWR-MISC | Miscellaneous Equipment | Switch,Level |  | 35094 | LSH
6544 | COL-PWR-LSH-5406 | Switch, Level-High | COL-PWR-SUSPENDED | West Rouge P.S.suspended entities | Switch,Level |  | 35095 | LSH
6545 | COL-PWR-LSH-5734 | Switch, Level-High | COL-PWR-MISC | Miscellaneous Equipment | Switch,Level |  | 35096 | LSH
6546 | COL-PWR-LSH-5734 | Switch, Level-High | COL-PWR-SUSPENDED | West Rouge P.S.suspended entities | Switch,Level |  | 35096 | LSH
6551 | COL-PWR-LSL-0005 | Switch, Level-Low | COL-PWR | West Rouge Pumping Station | Switch,Level |  | 35109 | LSL
6552 | COL-PWR-LSL-0005 | Switch, Level-Low | COL-PWR-MISC | Miscellaneous Equipment | Switch,Level |  | 35109 | LSL
6553 | COL-PWR-LSL-0005 | Switch, Level-Low | COL-PWR-SUSPENDED | West Rouge P.S.suspended entities | Switch,Level |  | 35109 | LSL
6555 | COL-PWR-LSL-0303 | Switch, Level-Low | COL-PWR | West Rouge Pumping Station | Switch,Level |  | 35097 | LSL
6556 | COL-PWR-LSL-0303 | Switch, Level-Low | COL-PWR-MISC | Miscellaneous Equipment | Switch,Level |  | 35097 | LSL
6557 | COL-PWR-LSL-0303 | Switch, Level-Low | COL-PWR-SUSPENDED | West Rouge P.S.suspended entities | Switch,Level |  | 35097 | LSL
6572 | COL-PWR-MCC-0001 | Motor Control Centre | COL-PWR | West Rouge Pumping Station | Control Panel,MCC |  | 35099 | MCC
6574 | COL-PWR-MISC | Miscellaneous Equipment | COL-PWR-SUSPENDED | West Rouge P.S.suspended entities |  |  | 35110
6580 | COL-PWR-P-5510 | Pump, Centrifugal | COL-PWR | West Rouge Pumping Station | Pump |  | 35050 | P
6581 | COL-PWR-P-5550 | Pump, Centrifugal | COL-PWR | West Rouge Pumping Station | Pump |  | 35062 | P
6582 | COL-PWR-P-5550 | Pump, Centrifugal | COL-PWR-SUSPENDED | West Rouge P.S.suspended entities | Pump |  | 35062 | P
6584 | COL-PWR-PUMP | Pumping Equipment | COL-PWR | West Rouge Pumping Station
6596 | COL-PWR-SUSPENDED | West Rouge P.S.suspended entities | COL-PWR | West Rouge Pumping Station
6598 | COL-PWR-T-0002 | Tank 2, Diesel Fuel | COL-PWR | West Rouge Pumping Station | Tank |  | 35067 | T
6667 | COL-PWY-LSLL-0101 | Switch, Level Low-Low | COL-PWY | Wyandot Ave. Sewage Pumping Station (Algonquin Island PS#1) | Switch,Level |  |  | LSLL
6670 | COL-PWY-MISC | Miscellaneous Equipment | COL-PWY | Wyandot Ave. Sewage Pumping Station (Algonquin Island PS#1)
6686 | COL-RBB-AIT-0003 | Analysis Indicating Transmitter | COL-RBB-MISC | Miscellaneous Equipment | Transmitter |  |  | AIT
6687 | COL-RBB-AIT-0205 | Analysis Indicating Transmitter | COL-RBB-MISC | Miscellaneous Equipment | Transmitter |  |  | AIT
6688 | COL-RBB-AIT-0206 | Analysis Indicating Transmitter | COL-RBB | Western Beaches Tunnel (Battery Park)-Storm | Transmitter |  |  | AIT
6689 | COL-RBB-AIT-0206 | Analysis Indicating Transmitter | COL-RBB-MISC | Miscellaneous Equipment | Transmitter |  |  | AIT
6690 | COL-RBB-ALR-0001 | Control Panel, Gas Alarm | COL-RBB-MISC | Miscellaneous Equipment | Control Panel |  |  | ALR
6691 | COL-RBB-ANL-0201 | Analysis Indicating Transmitter | COL-RBB | Western Beaches Tunnel (Battery Park)-Storm | Transmitter |  |  | ANL
6692 | COL-RBB-ANL-0201 | Analysis Indicating Transmitter | COL-RBB-MISC | Miscellaneous Equipment | Transmitter |  |  | ANL
6693 | COL-RBB-CP-0001 | Control Panel, Operator | COL-RBB | Western Beaches Tunnel (Battery Park)-Storm | Control Panel |  |  | CP
6694 | COL-RBB-CP-0001 | Control Panel, Operator | COL-RBB-MISC | Miscellaneous Equipment | Control Panel |  |  | CP
6695 | COL-RBB-CP-0002 | Control Panel, Operator | COL-RBB | Western Beaches Tunnel (Battery Park)-Storm | Control Panel |  |  | CP
6696 | COL-RBB-CP-0002 | Control Panel, Operator | COL-RBB-MISC | Miscellaneous Equipment | Control Panel |  |  | CP
6697 | COL-RBB-CP-0003 | Control Panel, Operator | COL-RBB | Western Beaches Tunnel (Battery Park)-Storm | Control Panel |  |  | CP
6698 | COL-RBB-CP-0003 | Control Panel, Operator | COL-RBB-MISC | Miscellaneous Equipment | Control Panel |  |  | CP
6700 | COL-RBB-DM-0001 | Damper/Louver, Fan 0001 | COL-RBB | Western Beaches Tunnel (Battery Park)-Storm | Damper/Louver |  |  | DM
6701 | COL-RBB-DM-0001 | Damper/Louver, Fan 0001 | COL-RBB-MISC | Miscellaneous Equipment | Damper/Louver |  |  | DM
6702 | COL-RBB-DM-0005 | Damper/Louver, Sample Room | COL-RBB | Western Beaches Tunnel (Battery Park)-Storm | Damper/Louver |  |  | DM
6703 | COL-RBB-DRV-0102 | Drive, Variable Speed Elec | COL-RBB-MISC | Miscellaneous Equipment | Drive |  |  | DRV
6704 | COL-RBB-FA-0001S | Fire Alarm System, Valve House | COL-RBB | Western Beaches Tunnel (Battery Park)-Storm | Building Service,Fire Alarm |  | 42934 | FA
6706 | COL-RBB-FEQ-0003S | Fire Prevention, Extinguisher | COL-RBB | Western Beaches Tunnel (Battery Park)-Storm | Fire Prevention,Extinguisher |  | 42907 | FEQ
6707 | COL-RBB-FEQ-0003S | Fire Prevention, Extinguisher | COL-RBB-MISC | Miscellaneous Equipment | Fire Prevention,Extinguisher |  | 42907 | FEQ
6708 | COL-RBB-FEQ-0003S | Fire Prevention, Extinguisher | COL-W-OBSOLETE | Col West Obsolete Entities | Fire Prevention,Extinguisher |  | 42907 | FEQ
6709 | COL-RBB-FIT-0001 | Transmitter, Flow | COL-RBB | Western Beaches Tunnel (Battery Park)-Storm | Transmitter |  |  | FIT
6710 | COL-RBB-FIT-0001 | Transmitter, Flow | COL-RBB-MISC | Miscellaneous Equipment | Transmitter |  |  | FIT
6711 | COL-RBB-FIT-0002 | Transmitter, Flow | COL-RBB | Western Beaches Tunnel (Battery Park)-Storm | Transmitter |  |  | FIT
6712 | COL-RBB-FIT-0204 | Flow Indicating Transmittetr, | COL-RBB | Western Beaches Tunnel (Battery Park)-Storm | Transmitter |  |  | FIT
6713 | COL-RBB-FIT-0204 | Flow Indicating Transmittetr, | COL-RBB-MISC | Miscellaneous Equipment | Transmitter |  |  | FIT
6714 | COL-RBB-FIT-0212 | Flow Indicating Transmittetr, | COL-RBB | Western Beaches Tunnel (Battery Park)-Storm | Transmitter |  |  | FIT
6715 | COL-RBB-FIT-0212 | Flow Indicating Transmittetr, | COL-RBB-MISC | Miscellaneous Equipment | Transmitter |  |  | FIT
6880 | COL-RBB-FIT-0221 | Transmitter, Flow | COL-RBB-MISC | Miscellaneous Equipment | Transmitter |  |  | FIT
6886 | COL-RBB-GRF-0001 | Indicator, Ground Fault | COL-RBB | Western Beaches Tunnel (Battery Park)-Storm |  |  |  | GRF
6887 | COL-RBB-GRF-0001 | Indicator, Ground Fault | COL-RBB-MISC | Miscellaneous Equipment |  |  |  | GRF
6888 | COL-RBB-HPU-0218 | Drive, Hydraulic system | COL-RBB | Western Beaches Tunnel (Battery Park)-Storm | Drive |  |  | HPU
6889 | COL-RBB-HPU-0218 | Drive, Hydraulic system | COL-RBB-MISC | Miscellaneous Equipment | Drive |  |  | HPU
6890 | COL-RBB-HTR-0001 | Heater, Unit | COL-RBB | Western Beaches Tunnel (Battery Park)-Storm | Heater |  |  | HTR
6891 | COL-RBB-HTR-0002 | Heater, Unit | COL-RBB | Western Beaches Tunnel (Battery Park)-Storm | Heater |  |  | HTR
6892 | COL-RBB-HTR-0003 | Heater, Unit | COL-RBB | Western Beaches Tunnel (Battery Park)-Storm | Heater |  |  | HTR
6893 | COL-RBB-HTR-0004 | Heater, Baseboard | COL-RBB | Western Beaches Tunnel (Battery Park)-Storm | Heater |  |  | HTR
6894 | COL-RBB-HTR-0004 | Heater, Baseboard | COL-RBB-MISC | Miscellaneous Equipment | Heater |  |  | HTR
6896 | COL-RBB-LIT-0202 | Transmitter, Level | COL-RBB | Western Beaches Tunnel (Battery Park)-Storm | Transmitter,Level |  |  | LIT
6897 | COL-RBB-LIT-0202 | Transmitter, Level | COL-RBB-MISC | Miscellaneous Equipment | Transmitter,Level |  |  | LIT
6898 | COL-RBB-LIT-0202A | Transmitter, Level | COL-RBB | Western Beaches Tunnel (Battery Park)-Storm | Transmitter,Level |  |  | LIT
6899 | COL-RBB-LIT-0202A | Transmitter, Level | COL-RBB-MISC | Miscellaneous Equipment | Transmitter,Level |  |  | LIT
6900 | COL-RBB-LIT-0229 | Transmitter, Level | COL-RBB | Western Beaches Tunnel (Battery Park)-Storm | Transmitter,Level |  |  | LIT
6901 | COL-RBB-LIT-0229 | Transmitter, Level | COL-RBB-MISC | Miscellaneous Equipment | Transmitter,Level |  |  | LIT
6902 | COL-RBB-LP-0001 | Control Panel, Lighting | COL-RBB | Western Beaches Tunnel (Battery Park)-Storm | Control Panel |  |  | LP
6903 | COL-RBB-LP-0001 | Control Panel, Lighting | COL-RBB-MISC | Miscellaneous Equipment | Control Panel |  |  | LP
6904 | COL-RBB-LP-0002 | Control Panel, Lighting | COL-RBB | Western Beaches Tunnel (Battery Park)-Storm | Control Panel |  |  | LP
6905 | COL-RBB-LP-0002 | Control Panel, Lighting | COL-RBB-MISC | Miscellaneous Equipment | Control Panel |  |  | LP
6906 | COL-RBB-LP-0003 | Control Panel, Power Dist. | COL-RBB | Western Beaches Tunnel (Battery Park)-Storm | Control Panel |  |  | LP
6907 | COL-RBB-LP-0003 | Control Panel, Power Dist. | COL-RBB-MISC | Miscellaneous Equipment | Control Panel |  |  | LP
6908 | COL-RBB-LTG-0001 | Control Panel, Electrical | COL-RBB-MISC | Miscellaneous Equipment | Control Panel |  |  | LTG
6911 | COL-RBB-MCC-0001 | Motor Control Centre | COL-RBB | Western Beaches Tunnel (Battery Park)-Storm | Control Panel,MCC |  |  | MCC
6912 | COL-RBB-MISC | Miscellaneous Equipment | COL-RBB | Western Beaches Tunnel (Battery Park)-Storm
6914 | COL-RBB-P-0101 | Pump, Submersible | COL-RBB-MISC | Miscellaneous Equipment | Pump |  |  | P
6915 | COL-RBB-P-0102 | Pump, Centrifugal | COL-RBB | Western Beaches Tunnel (Battery Park)-Storm | Pump |  |  | P
6916 | COL-RBB-P-0103 | Pump, Centrifugal | COL-RBB | Western Beaches Tunnel (Battery Park)-Storm | Pump |  |  | P
6917 | COL-RBB-PDP-0001 | Control Panel, Power Dist. | COL-RBB | Western Beaches Tunnel (Battery Park)-Storm | Control Panel |  |  | PDP
6918 | COL-RBB-PDP-0001 | Control Panel, Power Dist. | COL-RBB-MISC | Miscellaneous Equipment | Control Panel |  |  | PDP
6919 | COL-RBB-PIT-0001 | Transmitter, Pressure | COL-RBB-MISC | Miscellaneous Equipment | Transmitter |  |  | PIT
6920 | COL-RBB-PS-0001 | Power Supply, DC | COL-RBB-MISC | Miscellaneous Equipment | Uninterruptible Power Supply |  |  | PS
6921 | COL-RBB-RPU-0001 | Remote Processing Unit | COL-RBB | Western Beaches Tunnel (Battery Park)-Storm | RPU |  |  | RPU
6922 | COL-RBB-RPU-0001 | Remote Processing Unit | COL-RBB-MISC | Miscellaneous Equipment | RPU |  |  | RPU
6923 | COL-RBB-SP-0215 | Sampler, Influent Flow | COL-RBB | Western Beaches Tunnel (Battery Park)-Storm | Sampler |  |  | SP
6924 | COL-RBB-SP-0231 | Sampler, U. V. Flow | COL-RBB | Western Beaches Tunnel (Battery Park)-Storm | Sampler |  |  | SP
6925 | COL-RBB-SP-0231 | Sampler, U. V. Flow | COL-RBB-MISC | Miscellaneous Equipment | Sampler |  |  | SP
6926 | COL-RBB-SP-0232 | Sampler, Overflow | COL-RBB | Western Beaches Tunnel (Battery Park)-Storm | Sampler |  |  | SP
6927 | COL-RBB-SP-0232 | Sampler, Overflow | COL-RBB-MISC | Miscellaneous Equipment | Sampler |  |  | SP
6928 | COL-RBB-SS-0002 | Door Entry system, Sample Room | COL-RBB-MISC | Miscellaneous Equipment | Security System |  |  | SS
6929 | COL-RBB-SW-0001 | Switch, Inside Alarm Panel | COL-RBB | Western Beaches Tunnel (Battery Park)-Storm | Switch |  |  | SW
6930 | COL-RBB-SW-0001 | Switch, Inside Alarm Panel | COL-RBB-MISC | Miscellaneous Equipment | Switch |  |  | SW
6931 | COL-RBB-SW-0002 | Switch, Fused | COL-RBB | Western Beaches Tunnel (Battery Park)-Storm | Switch |  |  | SW
6932 | COL-RBB-SW-0002 | Switch, Fused | COL-RBB-MISC | Miscellaneous Equipment | Switch |  |  | SW
6933 | COL-RBB-SWG-0002 | Switchgear, Indoor | COL-RBB-MISC | Miscellaneous Equipment | Switchgear |  |  | SWG
6934 | COL-RBB-SWG-0003 | Switchgear, Indoor | COL-RBB | Western Beaches Tunnel (Battery Park)-Storm | Switchgear |  |  | SWG
6935 | COL-RBB-SWG-0003 | Switchgear, Indoor | COL-RBB-MISC | Miscellaneous Equipment | Switchgear |  |  | SWG
6936 | COL-RBB-SWG-0004 | Switchgear, Indoor | COL-RBB | Western Beaches Tunnel (Battery Park)-Storm | Switchgear |  |  | SWG
6937 | COL-RBB-SWG-0004 | Switchgear, Indoor | COL-RBB-MISC | Miscellaneous Equipment | Switchgear |  |  | SWG
6938 | COL-RBB-SWG-0005 | Switchgear, Indoor | COL-RBB | Western Beaches Tunnel (Battery Park)-Storm | Switchgear |  |  | SWG
6939 | COL-RBB-SWG-0005 | Switchgear, Indoor | COL-RBB-MISC | Miscellaneous Equipment | Switchgear |  |  | SWG
6940 | COL-RBB-TR-0002 | Transformer, Lighting | COL-RBB | Western Beaches Tunnel (Battery Park)-Storm | Transformer |  |  | TR
6941 | COL-RBB-TR-0002 | Transformer, Lighting | COL-RBB-MISC | Miscellaneous Equipment | Transformer |  |  | TR
6942 | COL-RBB-TR-0003 | Transformer, Lighting Panel 0001 | COL-RBB-MISC | Miscellaneous Equipment | Transformer |  |  | TR
6943 | COL-RBB-TR-0004 | Transformer, Power | COL-RBB | Western Beaches Tunnel (Battery Park)-Storm | Transformer |  |  | TR
6944 | COL-RBB-TR-0004 | Transformer, Power | COL-RBB-MISC | Miscellaneous Equipment | Transformer |  |  | TR
6945 | COL-RBB-TR-0005 | Transformer, Power | COL-RBB | Western Beaches Tunnel (Battery Park)-Storm | Transformer |  |  | TR
6946 | COL-RBB-TR-0005 | Transformer, Power | COL-RBB-MISC | Miscellaneous Equipment | Transformer |  |  | TR
6947 | COL-RBB-UPS-0001 | UPS, Sample Room | COL-RBB-MISC | Miscellaneous Equipment | Uninterruptible Power Supply |  |  | UPS
6978 | COL-RBC-FEQ-0001S | Fire Prevention, Extinguisher | COL-RBC-MISC | Miscellaneous Equipment | Fire Prevention,Extinguisher |  | 42908 | FEQ
6979 | COL-RBC-FEQ-0001S | Fire Prevention, Extinguisher | COL-W-OBSOLETE | Col West Obsolete Entities | Fire Prevention,Extinguisher |  | 42908 | FEQ
6980 | COL-RBC-FIT-0001S | Transmitter, Flow | COL-RBC | Cowan Shaft (WBT)-storm | Transmitter |  | 47584 | FIT
6981 | COL-RBC-FIT-0001S | Transmitter, Flow | COL-RBC-MISC | Miscellaneous Equipment | Transmitter |  | 47584 | FIT
6983 | COL-RBC-FN-0001 | Fan, Exhaust | COL-RBC | Cowan Shaft (WBT)-storm | Fan |  |  | FN
6984 | COL-RBC-FN-0001 | Fan, Exhaust | COL-RBC-MISC | Miscellaneous Equipment | Fan |  |  | FN
6987 | COL-RBC-HPU-0001 | Drive, Hydraulic system | COL-RBC | Cowan Shaft (WBT)-storm | Drive |  |  | HPU
6988 | COL-RBC-HTR-0001 | Heater, Baseboard | COL-RBC-MISC | Miscellaneous Equipment | Heater |  |  | HTR
6989 | COL-RBC-JIT-0001 | Meter, Power Indicating Transmitter | COL-RBC | Cowan Shaft (WBT)-storm | Meter |  |  | JIT
6990 | COL-RBC-JIT-0001 | Meter, Power Indicating Transmitter | COL-RBC-MISC | Miscellaneous Equipment | Meter |  |  | JIT
6991 | COL-RBC-JIT-0002 | Meter, Power Indicating Transmitter | COL-RBC | Cowan Shaft (WBT)-storm | Meter |  |  | JIT
6992 | COL-RBC-JIT-0002 | Meter, Power Indicating Transmitter | COL-RBC-MISC | Miscellaneous Equipment | Meter |  |  | JIT
6994 | COL-RBC-LIT-0001S | Level Indicating Transmitter | COL-RBC | Cowan Shaft (WBT)-storm | Transmitter,Level |  | 47581 | LIT
6995 | COL-RBC-LIT-0301S | Transmitter, Level | COL-W-OBSOLETE | Col West Obsolete Entities | Transmitter,Level |  | 47583 | LIT
6996 | COL-RBC-LP-0002 | Control Panel, Lighting | COL-RBC | Cowan Shaft (WBT)-storm | Control Panel |  |  | LP
6997 | COL-RBC-LP-0002 | Control Panel, Lighting | COL-RBC-MISC | Miscellaneous Equipment | Control Panel |  |  | LP
6998 | COL-RBC-RPU-0001 | Remote Processing Unit | COL-RBC | Cowan Shaft (WBT)-storm | RPU |  |  | RPU
6999 | COL-RBC-SC-0001 | Screen, Remembrance Trashrack,Shaft,Interception chamber | COL-RBC | Cowan Shaft (WBT)-storm | Sampler |  |  | SC
7000 | COL-RBC-SC-0003 | Screen, Dufferin Trashrack,Shaft,Interception chamber | COL-RBC-MISC | Miscellaneous Equipment | Sampler |  |  | SC
7001 | COL-RBC-SP-0313 | Sampler, Overflow | COL-RBC | Cowan Shaft (WBT)-storm | Sampler |  |  | SP
7004 | COL-RBC-WEL-0100 | Wet well | COL-RBC | Cowan Shaft (WBT)-storm | Well |  |  | WEL
7007 | COL-RBG-CP-0001 | Control Panel, Operator | COL-RBG | Glendale Shaft (WBT)-storm | Control Panel |  |  | CP
7008 | COL-RBG-CP-0001 | Control Panel, Operator | COL-RBG-MISC | Miscellaneous Equipment | Control Panel |  |  | CP
7010 | COL-RBG-DM-0001 | Damper/Louver, Sample Room | COL-RBG | Glendale Shaft (WBT)-storm | Damper/Louver |  |  | DM
7012 | COL-RBG-FIT-0001 | Flow Indicating Transmittetr, | COL-RBG | Glendale Shaft (WBT)-storm | Transmitter |  |  | FIT
7013 | COL-RBG-FN-0001 | Fan, Exhaust | COL-RBG | Glendale Shaft (WBT)-storm | Fan |  |  | FN
7014 | COL-RBG-G-0001 | Sluice Gate, | COL-RBG | Glendale Shaft (WBT)-storm | Transmitter |  |  | G
7017 | COL-RBG-HPU-0001 | Drive, Hydraulic system | COL-RBG | Glendale Shaft (WBT)-storm | Drive |  |  | HPU
7018 | COL-RBG-HPU-0001 | Drive, Hydraulic system | COL-RBG-MISC | Miscellaneous Equipment | Drive |  |  | HPU
7019 | COL-RBG-HTR-0001 | Heater, Baseboard | COL-RBG | Glendale Shaft (WBT)-storm | Heater |  |  | HTR
7020 | COL-RBG-HTR-0001 | Heater, Baseboard | COL-RBG-MISC | Miscellaneous Equipment | Heater |  |  | HTR
7021 | COL-RBG-JIT-0001 | Meter, Power Indicating Transmitter | COL-RBG-MISC | Miscellaneous Equipment | Meter |  |  | JIT
7023 | COL-RBG-LIT-0001 | Level Indicating Transmitter | COL-RBG-MISC | Miscellaneous Equipment | Transmitter,Level |  |  | LIT
7024 | COL-RBG-LIT-0401 | Transmitter, Level | COL-RBG | Glendale Shaft (WBT)-storm | Transmitter,Level |  |  | LIT
7025 | COL-RBG-LP-0001 | Control Panel, Lighting | COL-RBG-MISC | Miscellaneous Equipment | Control Panel |  |  | LP
7026 | COL-RBG-LP-0002 | Control Panel, Power Dist. | COL-RBG | Glendale Shaft (WBT)-storm | Control Panel |  |  | LP
7027 | COL-RBG-RPU-0001 | Remote Processing Unit | COL-RBG-MISC | Miscellaneous Equipment | RPU |  |  | RPU
7029 | COL-RBG-SP-0414 | Sampler, Overflow | COL-RBG | Glendale Shaft (WBT)-storm | Sampler |  |  | SP
7030 | COL-SHD-MISC | Miscellaneous Equipment | COL-SHD | Hyde Ave Storm Storage Tank
7034 | COL-SKW-CB-0001 | Circuit Breaker, Main | COL-SKW | Kew Beach Detention Tank (Kenilworth)-storm | Circuit Breaker |  |  | CB
7035 | COL-SKW-CB-0001 | Circuit Breaker, Main | COL-SKW-MISC | Miscellaneous Equipment | Circuit Breaker |  |  | CB
7036 | COL-SKW-CB-0004 | Circuit Breaker, Lighting Panel | COL-SKW | Kew Beach Detention Tank (Kenilworth)-storm | Circuit Breaker |  |  | CB
7037 | COL-SKW-CB-0004 | Circuit Breaker, Lighting Panel | COL-SKW-MISC | Miscellaneous Equipment | Circuit Breaker |  |  | CB
7038 | COL-SKW-CH-0002 | Chamber, Valve | COL-SKW | Kew Beach Detention Tank (Kenilworth)-storm | Chamber |  |  | CH
7039 | COL-SKW-CH-0002 | Chamber, Valve | COL-SKW-MISC | Miscellaneous Equipment | Chamber |  |  | CH
7040 | COL-SKW-CH-0003 | Chamber, Water | COL-SKW | Kew Beach Detention Tank (Kenilworth)-storm | Chamber |  |  | CH
7041 | COL-SKW-CH-0004 | Manhole, Sanitary Intercepting Server Monitoring | COL-SKW | Kew Beach Detention Tank (Kenilworth)-storm | Chamber |  |  | CH
7045 | COL-SKW-FQ-0001 | Meter, Flow | COL-SKW | Kew Beach Detention Tank (Kenilworth)-storm | Meter,Flow |  |  | FQ
7046 | COL-SKW-FQ-0001 | Meter, Flow | COL-SKW-MISC | Miscellaneous Equipment | Meter,Flow |  |  | FQ
7050 | COL-SKW-GRF-0001 | Indicator, Ground Fault | COL-SKW | Kew Beach Detention Tank (Kenilworth)-storm |  |  |  | GRF
7051 | COL-SKW-GRF-0001 | Indicator, Ground Fault | COL-SKW-MISC | Miscellaneous Equipment |  |  |  | GRF
7052 | COL-SKW-HTR-0001 | Heater, Baseboard | COL-SKW | Kew Beach Detention Tank (Kenilworth)-storm | Heater |  |  | HTR
7053 | COL-SKW-HTR-0002 | Heater, Baseboard | COL-SKW | Kew Beach Detention Tank (Kenilworth)-storm | Heater |  |  | HTR
7054 | COL-SKW-JIT-0001 | Meter, Power Indicating Transmitter | COL-SKW | Kew Beach Detention Tank (Kenilworth)-storm | Meter |  |  | JIT
7055 | COL-SKW-JIT-0001 | Meter, Power Indicating Transmitter | COL-SKW-MISC | Miscellaneous Equipment | Meter |  |  | JIT
7058 | COL-SKW-LP-0001 | Control Panel, Electrical | COL-SKW | Kew Beach Detention Tank (Kenilworth)-storm | Control Panel |  |  | LP
7059 | COL-SKW-LP-0001 | Control Panel, Electrical | COL-SKW-MISC | Miscellaneous Equipment | Control Panel |  |  | LP
7060 | COL-SKW-LSH-0201 | Switch, Level-High | COL-SKW | Kew Beach Detention Tank (Kenilworth)-storm | Switch,Level |  |  | LSH
7061 | COL-SKW-LSH-0201 | Switch, Level-High | COL-SKW-MISC | Miscellaneous Equipment | Switch,Level |  |  | LSH
7062 | COL-SKW-LSH-0202 | Switch, Level-High | COL-SKW | Kew Beach Detention Tank (Kenilworth)-storm | Switch,Level |  |  | LSH
7063 | COL-SKW-LSH-0202 | Switch, Level-High | COL-SKW-MISC | Miscellaneous Equipment | Switch,Level |  |  | LSH
7064 | COL-SKW-MCC-0001 | Motor Control Centre | COL-SKW | Kew Beach Detention Tank (Kenilworth)-storm | Control Panel,MCC |  |  | MCC
7065 | COL-SKW-MISC | Miscellaneous Equipment | COL-SKW | Kew Beach Detention Tank (Kenilworth)-storm
7066 | COL-SKW-P-0001 | Pump, Submersible | COL-SKW | Kew Beach Detention Tank (Kenilworth)-storm | Pump |  | 34124 | P
7067 | COL-SKW-TR-0001 | Transformer, Lighting | COL-SKW-MISC | Miscellaneous Equipment | Transformer |  |  | TR
7068 | COL-SKW-UPS-0001 | UPS, RPU | COL-SKW | Kew Beach Detention Tank (Kenilworth)-storm | Uninterruptible Power Supply |  |  | UPS
7069 | COL-SKW-UPS-0001 | UPS, RPU | COL-SKW-MISC | Miscellaneous Equipment | Uninterruptible Power Supply |  |  | UPS
7091 | COL-SMC-AIT-0001 | Analysis Indicating Transmitter, Gas | COL-SMC | Maclean Detention Tank-storm | Transmitter |  |  | AIT
7092 | COL-SMC-ALR-0101 | Control Panel, Operator | COL-SMC | Maclean Detention Tank-storm | Control Panel |  |  | ALR
7096 | COL-SMC-CH-0001 | Manhole, #2 | COL-SMC | Maclean Detention Tank-storm | Chamber |  |  | CH
7097 | COL-SMC-CH-0001 | Manhole, #2 | COL-SMC-MISC | Miscellaneous Equipment | Chamber |  |  | CH
7098 | COL-SMC-CH-0002 | Manhole, #1 | COL-SMC-MISC | Miscellaneous Equipment | Chamber |  |  | CH
7099 | COL-SMC-CP-0001 | Control Panel, Operator | COL-SMC | Maclean Detention Tank-storm | Control Panel |  |  | CP
7100 | COL-SMC-CP-0002 | Control Panel, Operator | COL-SMC | Maclean Detention Tank-storm | Control Panel |  |  | CP
7101 | COL-SMC-CP-0003 | Control Panel, Operator | COL-SMC | Maclean Detention Tank-storm | Control Panel |  |  | CP
7102 | COL-SMC-CP-0003 | Control Panel, Operator | COL-SMC-MISC | Miscellaneous Equipment | Control Panel |  |  | CP
7103 | COL-SMC-CP-0004 | Control Panel, Operator | COL-SMC | Maclean Detention Tank-storm | Control Panel |  |  | CP
7104 | COL-SMC-CP-0004 | Control Panel, Operator | COL-SMC-MISC | Miscellaneous Equipment | Control Panel |  |  | CP
7105 | COL-SMC-F-0001 | Filter, Air | COL-SMC | Maclean Detention Tank-storm | Filter |  |  | F
7108 | COL-SMC-FEQ-0001S | Fire Prevention, Extinguisher | COL-SMC | Maclean Detention Tank-storm | Fire Prevention,Extinguisher |  | 46864 | FEQ
7109 | COL-SMC-FEQ-0001S | Fire Prevention, Extinguisher | COL-SMC-MISC | Miscellaneous Equipment | Fire Prevention,Extinguisher |  | 46864 | FEQ
7114 | COL-SMC-FN-0001 | Fan, Axial | COL-SMC | Maclean Detention Tank-storm | Fan |  |  | FN
7115 | COL-SMC-FN-0001 | Fan, Axial | COL-SMC-MISC | Miscellaneous Equipment | Fan |  |  | FN
7118 | COL-SMC-HTR-0001 | Heater, Unit | COL-SMC | Maclean Detention Tank-storm | Heater |  |  | HTR
7119 | COL-SMC-HTR-0001 | Heater, Unit | COL-SMC-MISC | Miscellaneous Equipment | Heater |  |  | HTR
7120 | COL-SMC-HTR-0002 | Heater, Unit | COL-SMC | Maclean Detention Tank-storm | Heater |  |  | HTR
7121 | COL-SMC-HTR-0003 | Heater, Baseboard | COL-SMC | Maclean Detention Tank-storm | Heater |  |  | HTR
7122 | COL-SMC-HTR-0003 | Heater, Baseboard | COL-SMC-MISC | Miscellaneous Equipment | Heater |  |  | HTR
7123 | COL-SMC-LIT-0001 | Transmitter, Level | COL-SMC | Maclean Detention Tank-storm | Transmitter,Level |  |  | LIT
7124 | COL-SMC-LIT-0001 | Transmitter, Level | COL-SMC-MISC | Miscellaneous Equipment | Transmitter,Level |  |  | LIT
7128 | COL-SMC-LP-0001 | Control Panel, Lighting | COL-SMC-MISC | Miscellaneous Equipment | Control Panel |  |  | LP
7129 | COL-SMC-LSH-0001 | Switch, Level-High | COL-SMC | Maclean Detention Tank-storm | Switch,Level |  |  | LSH
7130 | COL-SMC-LSH-0101 | Switch, Level-High | COL-SMC-MISC | Miscellaneous Equipment | Switch,Level |  |  | LSH
7131 | COL-SMC-LSH-0201 | Switch, Level-High | COL-SMC | Maclean Detention Tank-storm | Switch,Level |  |  | LSH
7132 | COL-SMC-LSH-0201 | Switch, Level-High | COL-SMC-MISC | Miscellaneous Equipment | Switch,Level |  |  | LSH
7133 | COL-SMC-LSH-0203 | Switch, Level-High | COL-SMC | Maclean Detention Tank-storm | Switch,Level |  |  | LSH
7134 | COL-SMC-LSL-0102 | Switch, Level-Low | COL-SMC-MISC | Miscellaneous Equipment | Switch,Level |  |  | LSL
7135 | COL-SMC-LSL-0202 | Switch, Level-Low | COL-SMC-MISC | Miscellaneous Equipment | Switch,Level |  |  | LSL
7136 | COL-SMC-MCC-0001 | Motor Control Centre | COL-SMC | Maclean Detention Tank-storm | Control Panel,MCC |  |  | MCC
7137 | COL-SMC-MCC-0001 | Motor Control Centre | COL-SMC-MISC | Miscellaneous Equipment | Control Panel,MCC |  |  | MCC
7138 | COL-SMC-MISC | Miscellaneous Equipment | COL-SMC | Maclean Detention Tank-storm
7139 | COL-SMC-P-0001 | Pump, Submersible | COL-SMC-MISC | Miscellaneous Equipment | Pump |  | 34130 | P
7140 | COL-SMC-P-0002 | Pump, Submersible | COL-SMC | Maclean Detention Tank-storm | Pump |  | 34129 | P
7141 | COL-SMC-P-0200 | Pump, CSO tank | COL-SMC | Maclean Detention Tank-storm | Pump |  |  | P
7143 | COL-SMC-T-0100 | Tank, Stormwater | COL-SMC | Maclean Detention Tank-storm | Tank |  |  | T
7144 | COL-SMC-T-0100 | Tank, Stormwater | COL-SMC-MISC | Miscellaneous Equipment | Tank |  |  | T
7145 | COL-SMC-T-0200 | Tank, CSO | COL-SMC | Maclean Detention Tank-storm | Tank |  |  | T
7160 | COL-SPC1 | Process Control Systems - Administrative | COL | Complex Systems
7161 | COL-SWQTF | Storm Water Quality Treatment Facility | COL | Complex Systems
7162 | COL-SWQTF-PS | Pumping Stations | COL-SWQTF | Storm Water Quality Treatment Facility
7163 | COL-W-OBSOLETE | Col West Obsolete Entities | COL | Complex Systems
7164 | COL-WEST-PS | West Pumping Stations | COL-WEST | West
7165 | COL-WEST-STM | Storm | COL-WEST | West
7166 | COL-YCM | Commissioners yard | COL-EAST | East
7656 | CU2002 | Tank, Air, Air Padding System for Chlorine Tank Cars | TAB-SUSPENDED ENTITY | Suspended entities | Tank,Reservoir
7691 | DEE-INORG-P | Pipettes - Inorganic | BOM-LAB-COM | Laboratory - Commissioners St.
7692 | DEE-ORG-P | Pipettes - Organic | BOM-LAB-DEE-INORG | Laboratory - Inorganic
7693 | DEE-ORG-P | Pipettes - Organic | BOM-LAB-DEE-ORG | Laboratory - Organic
7721 | DIS | District Operations | WT&S | Water Treatment & Supply
7722 | DIS-SPC | Process Control Systems | DIS-ITM | Integrated Technology Management
7723 | DIS-YFW | Building Location | DIS-EUS | Production & End User Support
7724 | DIS-YME | Building Location | DIS-EUS | Production & End User Support
7725 | DIS-YNL | Building Location | DIS-EUS | Production & End User Support
7760 | DOS | DIVISIONAL OPERATIONS SERVICES | OS | Operational Support
7761 | DOS ADMIN | Administration | DOS | DIVISIONAL OPERATIONS SERVICES
8046 | ECC | Etobicoke Civic Centre | BUS | Business Unit Support
8047 | ECC-ADMIN-BLDG | Building Location | ECC-EUS | Production & End User Support
8048 | ECC-DECOM | Building Location | ECC-EUS | Production & End User Support
8049 | ECC-ITM | Integrated Technology Management | ECC | Etobicoke Civic Centre
8050 | ECC-STORE | Computer Storage Location | ECC-EUS | Production & End User Support
8060 | ELQ1854 | Electrical Services 110 - 220V, Dewatering | THC-SUSPENDED | Suspended entity | Building Service,Electrical 110 - 220 V |  | 32290
8063 | ENG | DOS - ENGINEERING | DOS | DIVISIONAL OPERATIONS SERVICES
8118 | FAC | DOS - FACILITIES | DOS | DIVISIONAL OPERATIONS SERVICES
8119 | FAC-PHA | YARD - 125 PHARMACY ROAD | FAC | DOS - FACILITIES
8120 | FAC-PHA-GRD | GROUNDS | FAC-PHA | YARD - 125 PHARMACY ROAD
8123 | FAC-YCM-EQUIP | EQUIPMENT | FAC-YCM | YARD - 545 COMMISSIONERS ROAD
8125 | FAC-YCM-GRD | GROUNDS | FAC-YCM | YARD - 545 COMMISSIONERS ROAD
8143 | FCL | R L Clark Water Treatment Plant | TW | Toronto Water
8144 | FCL | R L Clark Water Treatment Plant | WT&S | Water Treatment & Supply
8145 | FCL ADMIN | Administration | FCL | R L Clark Water Treatment Plant
8146 | FCL COMMUNICATIONS | FCL Communications | FCL-SPC1 | Process Control Systems - Administrative
8147 | FCL PLC | FCL PLC | FCL-SPC1 | Process Control Systems - Administrative
8148 | FCL SCADA SERVERS | FCL SCADA Servers | FCL-SPC1 | Process Control Systems - Administrative
8149 | FCL SERVER ROOM | Communication Switch | FCL-SPC | Process Control Systems - Services Area
8150 | FCL-ACC-AC-0301 | Air Conditioner, Indoor Liebert Unit, High Lift/Admin Building, Computer Room | FCL-ACC-P-HL | High Lift Pumping Station HVAC Equipment |  |  |  | AC
8151 | FCL-ACC-ADMIN | Administration Building HVAC Equipment | FCL-ACC | Climate Control (HVAC)
8152 | FCL-ACC-AHU-0010 | Air Handling Unit, 7.5 HP, Filter Building Lab, High Lift Pump Room Roof Top, First floor, Admin Builidng. | FCL-ACC-FLT | Filter Building HVAC Equipment |  |  |  | AHU
8165 | FCL-ACC-AHU-0901-SUS | Air Handling Unit, Centrifuge Building, HVAC Room South | FCL-SUSPENDED | Suspended entity |  |  | 42186 | AHU
8168 | FCL-ACC-AHU-0902-SUS | Air Handling Unit, RMF Clarification Facility, Electrical Room | FCL-ACC-RMF | Residue Management HVAC Equipment |  |  | 42187 | AHU
8169 | FCL-ACC-AHU-0902-SUS | Air Handling Unit, RMF Clarification Facility, Electrical Room | FCL-SUSPENDED | Suspended entity |  |  | 42187 | AHU
8179 | FCL-ACC-AT-0202A | Analyzer, Humidity, Flocculation/Sedimentation Building, Tunnel Dehumidification System | FCL-ACC-P-HL | High Lift Pumping Station HVAC Equipment |  |  |  | AT
8180 | FCL-ACC-AT-0301 | Analyzer, Humidity, AHU-0303, Admin Building | FCL-ACC-AHU-0303 | Air Handling Unit, Roof Top, Admin Building Top of N/E Stairwell |  |  |  | AT
8182 | FCL-ACC-AT-0402 | Analyzer, Humidity, High Lift Pump Room N/E | FCL-ACC-FN-0402 | Fan, Tube, Axial, S/E Recirculation System, High Lift PS Room S/E, HVAC Room |  |  |  | AT
8183 | FCL-ACC-AT-0403 | Analyzer, Humidity, Outside, High Lift Electrical Switchyard | FCL-ACC-FN-0403 | Fan, Tube, Axial, N/E Recirculation System, Beside High Lift Pump floor, HVAC Room |  |  |  | AT
8184 | FCL-ACC-AT-0404 | Analyzer, Humidity, High Lift Electrical Equipment Room | FCL-ACC-FN-0408 | Fan, Propeller, Exhaust, High Lift Switchgear Room North/West |  |  |  | AT
8185 | FCL-ACC-AT-0405 | Analyzer, Humidity, High Lift Electrical Shop | FCL-ACC-FN-0451 | Fan, Exhaust, High Lift Building, Basement B1, Electrical Shop, East Wall |  |  |  | AT
8186 | FCL-ACC-AT-0406 | Analyzer, Humidity, Outside Admin Building West, South of Server Room/PCS room | FCL-ACC-ADMIN | Administration Building HVAC Equipment |  |  |  | AT
8189 | FCL-ACC-AT-0801A | Analyzer, Humidity, Dehumidifier D-0801 Surge Building South | FCL-ACC-D-0801 | Dehumidifier, Surge Building N/W |  |  |  | AT
8191 | FCL-ACC-CP-0101 | Control Panel, HVAC and Heating System, Low Lift Screen Room & MCC Room Ventilation | FCL-ACC-P-LL | Low Lift Pumping Station HVAC Equipment |  |  |  | CP
8193 | FCL-ACC-CP-0201B | Control Panel, HVAC and Heating System, Flocculation/Sedimentation | FCL-ACC-P-HL | High Lift Pumping Station HVAC Equipment |  |  |  | CP
8197 | FCL-ACC-CT-0301 | Controller, AHU-0301, Admin Building | FCL-ACC-AHU-0301 | Air Handling Unit, Roof Top Unit, Admin Building Roof West |  |  |  | CT
8198 | FCL-ACC-CT-0312 | Controller, Baseboard Heaters, Admin Building, First Floor | FCL-ACC-ADMIN | Administration Building HVAC Equipment |  |  |  | CT
8199 | FCL-ACC-CT-0324 | Controller, Baseboard Heaters, Admin Building, Second Floor | FCL-ACC-ADMIN | Administration Building HVAC Equipment |  |  |  | CT
8200 | FCL-ACC-CT-0901 | Controller, AHU-0901, RMF Clarification Building | FCL-ACC-AHU-0901-SUS | Air Handling Unit, Centrifuge Building, HVAC Room South |  |  |  | CT
8201 | FCL-ACC-CT-0905 | Controller, AHU-0906, RMF Clarification Building | FCL-ACC-AHU-0905-SUS | Air Handling Unit, RMF Clarification Facility, HVAC Room 1, Ground Floor |  |  |  | CT
8202 | FCL-ACC-CU-0301 | Condensing Unit, Admin Building AC-0301, High Lift/Admin Building Roof Above Computer Room | FCL-ACC-ADMIN | Administration Building HVAC Equipment |  |  |  | CU
8213 | FCL-ACC-DM-0202 | Damper, Motorized, Air to Lunch Room/Locker Room/Lobby, Dry Chemical Building | FCL-ACC-P-LL | Low Lift Pumping Station HVAC Equipment |  |  |  | DM
8215 | FCL-ACC-DM-0301 | Damper, Motorized, Inlet AHU-0303, Admin Building | FCL-ACC-AHU-0303 | Air Handling Unit, Roof Top, Admin Building Top of N/E Stairwell |  |  |  | DM
8218 | FCL-ACC-DM-0404B | Damper, Motorized, AHU-0401 Reactivated Air Intake, High Lift Heating & Ventilation Room | FCL-ACC-AHU-0401 | Air Handling Unit, High Lift PS Control Room,Electrical Shop,Basement Office Air Supply,Control Room |  |  |  | DM
8220 | FCL-ACC-DM-0501 | Damper, Motorized, East Dehumidification D-0501 Air Intake, Filter Building, Filter Gallery Walkway | FCL-ACC-D-0501 | Dehumidifier, Filter Building East Dehumidication System, Filter Pipe Gallery East |  |  |  | DM
8221 | FCL-ACC-DM-0502 | Damper, Motorized, East Dehumidification D-0501 Reactivation Air Intake, Filter Building, Gallery Walkway | FCL-ACC-D-0501 | Dehumidifier, Filter Building East Dehumidication System, Filter Pipe Gallery East |  |  |  | DM
8223 | FCL-ACC-DM-0901B | Damper, Motorized, Reactivation Air, AHU-0903, RMF Centrifuge Building | FCL-ACC-AHU-0903-SUS | Air Handling Unit, Centrifuge Building, HVAC Room North |  |  |  | DM
8224 | FCL-ACC-DM-0902B | Damper, Motorized, Supply Air, AHU-0903, RMF Centrifuge Building | FCL-ACC-AHU-0903-SUS | Air Handling Unit, Centrifuge Building, HVAC Room North |  |  |  | DM
8225 | FCL-ACC-DM-0905 | Damper, Motorized, Reactivation Air, AHU-0901, RMF Centrifuge Building | FCL-ACC-AHU-0901-SUS | Air Handling Unit, Centrifuge Building, HVAC Room South |  |  |  | DM
8226 | FCL-ACC-DM-0906 | Damper, Motorized, Condenser Cooling Air Exhaust, AHU-0901, RMF Centrifuge Building | FCL-ACC-AHU-0901-SUS | Air Handling Unit, Centrifuge Building, HVAC Room South |  |  |  | DM
8227 | FCL-ACC-DM-0907 | Damper, Motorized, Fresh Air, AHU-0905, RMF Clarification Building | FCL-ACC-AHU-0905-SUS | Air Handling Unit, RMF Clarification Facility, HVAC Room 1, Ground Floor |  |  |  | DM
8228 | FCL-ACC-DM-0908 | Damper, Motorized, Reactivation Air, AHU-0904, RMF Clarification Building | FCL-ACC-AHU-0904-SUS | Air Handling Unit, RMF Clarification Facility, Exit Corridor North |  |  |  | DM
8229 | FCL-ACC-DM-0912 | Damper, Motorized, Exhaust Air, FN-0902, RMF Clarification Building, HVAC Room No.1 | FCL-ACC-FN-0902 | Fan, Exhaust, (FN-0002), 1.5kW. RMF, Clarification Facility, HVAC Room 1 |  |  |  | DM
8230 | FCL-ACC-F-0101 | Filter, Inlet, AHU-0101, Low Lift PS Screen Room E | FCL-ACC-AHU-0101 | Air Handling Unit, Low Lift Screen Room Ventilation System, Low lift Screen Room |  |  |  | F
8231 | FCL-ACC-F-0102 | Filter, Inlet, AHU-0102, Low Lift PS Electrical Room S | FCL-ACC-AHU-0101 | Air Handling Unit, Low Lift Screen Room Ventilation System, Low lift Screen Room |  |  |  | F
8232 | FCL-ACC-F-0203 | Filter, Fan FN-0201 Air Inlet, Dry Chemical Building | FCL-ACC-FN-0201 | Fan, Vane, Axial, Lunch Room/Locker Room/Washroom/Lobby Ventilation System, Dry Chemical Building |  |  |  | F
8233 | FCL-ACC-F-0204 | Filter, Air to Flocculation/Sedimentation Tunnel Dehumidification System, Dry Chemical BuildingBsmnt. W | FCL-ACC-P-LL | Low Lift Pumping Station HVAC Equipment |  |  |  | F
8234 | FCL-ACC-F-0207 | Filter, Dry Chemical Building Ventilation, FN-0208, Alum Storage Tanks, Basement | FCL-ACC-FN-0208 | Fan, Vane, Axial, Dry Chemical Building Ventilation System, Dry Chemical Storage Area East |  |  |  | F
8235 | FCL-ACC-F-0301 | Filter, Inlet, AHU-0303, Admin Building | FCL-ACC-AHU-0303 | Air Handling Unit, Roof Top, Admin Building Top of N/E Stairwell |  |  |  | F
8236 | FCL-ACC-F-0302 | Filter, Outlet, AHU-0303, Admin Building | FCL-ACC-AHU-0303 | Air Handling Unit, Roof Top, Admin Building Top of N/E Stairwell |  |  |  | F
8237 | FCL-ACC-F-0403 | Filter, FN-0403 Inlet, N/W Recirculation System, High Lift Pump Room N/W | FCL-ACC-FN-0403 | Fan, Tube, Axial, N/E Recirculation System, Beside High Lift Pump floor, HVAC Room |  |  |  | F
8238 | FCL-ACC-F-0407 | Filter, AHU-0401 Air Intake, High Lift Heating & Ventilation Room | FCL-ACC-AHU-0401 | Air Handling Unit, High Lift PS Control Room,Electrical Shop,Basement Office Air Supply,Control Room |  |  |  | F
8239 | FCL-ACC-F-0501 | Filter, Air, East Dehumidification D-0501, Filter Building, Filter Gallery Walkway | FCL-ACC-D-0501 | Dehumidifier, Filter Building East Dehumidication System, Filter Pipe Gallery East |  |  |  | F
8240 | FCL-ACC-F-0502 | Filter, Reactivation Air, East Dehumidification D-0501, Filter Building, Filter Gallery Walkway | FCL-ACC-D-0501 | Dehumidifier, Filter Building East Dehumidication System, Filter Pipe Gallery East |  |  |  | F
8241 | FCL-ACC-F-0602 | Filter, Reactivation Air, West Dehumidification D-0601, Filter Building, Pipe Gallery Walkway South | FCL-ACC-D-0601 | Dehumidifier, Filter Building West Dehumidication System, Filter Pipe Gallery West |  |  |  | F
8242 | FCL-ACC-F-0701 | Filter, Fan F-0701 Air Intake, Gaseous Chemical Building, Cl&SO2 Machine Room/Storage Room Ventilation | FCL-ACC-FN-0701 | Fan, Vane, Axial, Supply, Cl&SO2 Machine Room/Storage Room Ventilation System, Gaseous Chemical Bldg |  |  |  | F
8243 | FCL-ACC-F-0902B | Filter, Reactive. Air, RMF Clarification Building, Dehumidification System D-0602, RMF Building Hallway | FCL-ACC-D-0602 | Dehumidifier, Residue Management Facility Clarification Facility/North side ,east tunnel wall |  |  |  | F
8244 | FCL-ACC-F-0904A | Filter, Intake Air, RMF Clarification Building, Dehumidification System D-0604, RMF Building Hallway | FCL-ACC-D-0604 | Dehumidifier, Residue Management Facility Clarification Facility/North |  |  |  | F
8245 | FCL-ACC-F-0905A | Filter, Intake Air, RMF Clarification Building, Dehumidification System D-0605, RMF Building Hallway | FCL-ACC-D-0605 | Dehumidifier, Residue Management Facility Clarification Facility/South |  |  |  | F
8246 | FCL-ACC-F-0905B | Filter, Reactive. Air, RMF Clarification Building, Dehumidification System D-0605, RMF Building Hallway | FCL-ACC-D-0605 | Dehumidifier, Residue Management Facility Clarification Facility/South |  |  |  | F
8247 | FCL-ACC-FA-0021 | Smoke Detector, Fire Alarm, Filter Building Lab | FCL-ACC-FLT | Filter Building HVAC Equipment |  |  |  | FA
8248 | FCL-ACC-FA-0022 | Smoke Detector, Fire Alarm, Filter Building Lab | FCL-ACC-FLT | Filter Building HVAC Equipment |  |  |  | FA
8253 | FCL-ACC-FA-0301 | Smoke Detector, Fire Alarm, Air Handling Unit AHU-0303, Admin Building | FCL-ACC-AHU-0303 | Air Handling Unit, Roof Top, Admin Building Top of N/E Stairwell |  |  |  | FA
8259 | FCL-ACC-FA-0410 | Smoke Detector, Fire Alarm, High Lift Heating, Back of Control Room Ventilation | FCL-ACC-AHU-0401 | Air Handling Unit, High Lift PS Control Room,Electrical Shop,Basement Office Air Supply,Control Room |  |  |  | FA
8260 | FCL-ACC-FA-0422 | Smoke Detector, Fire Alarm, E House Ceiling South | FCL-ACC | Climate Control (HVAC) |  |  |  | FA
8265 | FCL-ACC-FLT | Filter Building HVAC Equipment | FCL-ACC | Climate Control (HVAC)
8266 | FCL-ACC-FN-0012 | Fan (FN-8), Exhaust,workshop and MCC room , Gaseous Chemical Building, Roof | FCL-ACC-CL | Gaseous Chemical Building HVAC Equipment |  |  |  | FN
8267 | FCL-ACC-FN-0013 | Fan(FN-7) Exhaust, Corridor/Washrooms/Lab, Gaseous Chemical Building, Roof | FCL-ACC-CL | Gaseous Chemical Building HVAC Equipment |  |  |  | FN
8268 | FCL-ACC-FN-0014 | Fan (FN-29) Exhaust,Washroom & locker rooms, Gaseous Chemical Building, Roof | FCL-ACC-CL | Gaseous Chemical Building HVAC Equipment |  |  |  | FN
8270 | FCL-ACC-FN-0020 | Fan, Exhaust, 0.75 HP, Filter Building, Lab, Admin Bulidng roof, Acces roof from 2nd floor lunchroom door | FCL-ACC-FLT | Filter Building HVAC Equipment |  |  |  | FN
8292 | FCL-ACC-FN-0302 | Fan Hood, Admin Building Second Floor, Kitchen 213 West | FCL-ACC-ADMIN | Administration Building HVAC Equipment |  |  |  | FN
8293 | FCL-ACC-FN-0303 | Fan, Roof, Sanitary, Admin Building Second Floor, Female Washroom | FCL-ACC-ADMIN | Administration Building HVAC Equipment |  |  |  | FN
8300 | FCL-ACC-FN-0408 | Fan, Propeller, Exhaust, High Lift Switchgear Room North/West | FCL-ACC-P-HL | High Lift Pumping Station HVAC Equipment |  |  |  | FN
8305 | FCL-ACC-FN-0421 | Fan, Supply, E House, South Wall | FCL-ACC | Climate Control (HVAC) |  |  |  | FN
8316 | FCL-ACC-FN-0608 | Exhaust Fan, Residue Management Facility Clarification Facility Pump Room/South | FCL-ACC-RMF | Residue Management HVAC Equipment |  |  |  | FN
8332 | FCL-ACC-FN-0901 | Fan, Exhaust, (FN-0001), 0.04kW. RMF, Clarification Facility, Washroom Exhaust Fan | FCL-ACC-RMF | Residue Management HVAC Equipment |  |  |  | FN
8333 | FCL-ACC-FN-0902 | Fan, Exhaust, (FN-0002), 1.5kW. RMF, Clarification Facility, HVAC Room 1 | FCL-ACC-RMF | Residue Management HVAC Equipment |  |  |  | FN
8334 | FCL-ACC-FN-0903 | Fan, Exhaust, (FN-0003), 1.5kW. RMF, Clarification Facility, HVAC Room 2 | FCL-ACC-RMF | Residue Management HVAC Equipment |  |  |  | FN
8335 | FCL-ACC-FN-0904 | Fan, Exhaust, (FN-0003), 1.5kW. RMF, Centrifuge Building, HVAC Room | FCL-ACC-RMF | Residue Management HVAC Equipment |  |  |  | FN
8336 | FCL-ACC-FN-408,9,10 | Switchgear Rm. Vent. Sys. (FN-0408,09,10) FN-51, HU-3A,B | FCL-ACC | Climate Control (HVAC) |  |  |  | FN
8337 | FCL-ACC-FN-408,9,10 | Switchgear Rm. Vent. Sys. (FN-0408,09,10) FN-51, HU-3A,B | FCL-ACC-P-HL | High Lift Pumping Station HVAC Equipment |  |  |  | FN
8338 | FCL-ACC-FN-704,5 | Chlor.&Sulph. Dio.Mah. Rm.Stor.Vent.Sys.FN-0704(FN-4) & FN-0705(FN-5) | FCL-ACC-CL | Gaseous Chemical Building HVAC Equipment |  |  |  | FN
8339 | FCL-ACC-FN-AM | Alum Storge & Tank RM. VENT. Sys. | FCL-ACC-P-LL | Low Lift Pumping Station HVAC Equipment
8340 | FCL-ACC-FN-LL | LL Screen Rm Exh. Sys -FN-0102(15-2), -0103(15-3), 0104(15-4) | FCL-ACC-P-LL | Low Lift Pumping Station HVAC Equipment
8345 | FCL-ACC-FS-0411 | Switch, Loss of Air Flow, High Lift Switchgear Room Ventilation, High Lift PS Corridor | FCL-ACC-FN-0406 | Fan, Exhaust, High Lift PS Roof S/W |  |  |  | FS
8351 | FCL-ACC-HE-0106 | Heat Exchanger, Pump Room West Recirculation System, Low Lift Pump Room W | FCL-ACC-P-LL | Low Lift Pumping Station HVAC Equipment |  |  |  | HE
8352 | FCL-ACC-HE-0203 | Heat Exchanger, Cooling Coil, AHU-0203, Dry Chemical Building | FCL-ACC-AHU-0203 | Air Handling Unit(Heat Pump- HU 4), Lunch/Locker/Meeting Room Heat Pump System, Dry Chemical Building Locker Room, low lift area |  |  |  | HE
8356 | FCL-ACC-HE-0408 | Heat Exchanger, Cooling Coil, FN-0410 Exhaust, High Lift Switchgear Room Ventilation, Elec.Equipment Rm | FCL-ACC-FN-0410 | Destiny Air Handling unit- High Lift Corridor S/E |  |  |  | HE
8357 | FCL-ACC-HE-0601 | Heat Exchanger, Cooling Coil, D-0601 ,Filter Building, East Dehumidification System | FCL-ACC-D-0601 | Dehumidifier, Filter Building West Dehumidication System, Filter Pipe Gallery West |  |  |  | HE
8358 | FCL-ACC-HTR-0002 | Heater, Unit, Electric, 15kW, Gaseous Chemical Building, Cl & SO2 Storage Room N/W | FCL-ACC-CL | Gaseous Chemical Building HVAC Equipment |  |  |  | HTR
8359 | FCL-ACC-HTR-0003 | Heater, Unit, Electric, 15kW, Gaseous Chemical Building, Cl & SO2 Storage Room N | FCL-ACC-CL | Gaseous Chemical Building HVAC Equipment |  |  |  | HTR
8360 | FCL-ACC-HTR-0004 | Heater, Unit, Electric, 15kW, Gaseous Chemical Building, Cl & SO2 Storage Room N | FCL-ACC-CL | Gaseous Chemical Building HVAC Equipment |  |  |  | HTR
8361 | FCL-ACC-HTR-0013 | Heater, Unit, Electric, 3kW, Gaseous Chemical Building, Cl2&SO2 Storage Room W | FCL-ACC-CL | Gaseous Chemical Building HVAC Equipment |  |  |  | HTR
8362 | FCL-ACC-HTR-0018 | Heater, Unit, Electric, 3kW, Gaseous Chemical Building, Cl2&SO2 Storage Room S/W | FCL-ACC-CL | Gaseous Chemical Building HVAC Equipment |  |  |  | HTR
8363 | FCL-ACC-HTR-0030 | Heater, Convection, Electric, 2kW, Gaseous Chemical Building, MCC Room N/W | FCL-ACC-CL | Gaseous Chemical Building HVAC Equipment |  |  |  | HTR
8364 | FCL-ACC-HTR-0031B | Heater, Convection, Electric, 2kW, Gaseous Chemical Building, Corridor to MCC Room S | FCL-ACC-CL | Gaseous Chemical Building HVAC Equipment |  |  |  | HTR
8365 | FCL-ACC-HTR-0033 | Heater, Convection, Electric, 2kW, Gaseous Chemical Building, Fluoride Room N | FCL-ACC-CL | Gaseous Chemical Building HVAC Equipment |  |  |  | HTR
8366 | FCL-ACC-HTR-0034 | Heater, Convection, Electric, 2kW, Gaseous Chemical Building, Caustic Soda Storage Room W | FCL-ACC-CL | Gaseous Chemical Building HVAC Equipment |  |  |  | HTR
8367 | FCL-ACC-HTR-0035 | Heater, Convection, Electric, 2kW, Gaseous Chemical Building, West Stairs First Floor | FCL-ACC-CL | Gaseous Chemical Building HVAC Equipment |  |  |  | HTR
8368 | FCL-ACC-HTR-0037B | Heater, Convection, Electric, 3kW, Gaseous Chemical Building, Ammonia Storage Room W | FCL-ACC-CL | Gaseous Chemical Building HVAC Equipment |  |  |  | HTR
8369 | FCL-ACC-HTR-0039 | Heater, Unit, Electrical, 5kW, Gaseous Chemical Building, Ammonia Storage Room N/E | FCL-ACC-CL | Gaseous Chemical Building HVAC Equipment |  |  |  | HTR
8370 | FCL-ACC-HTR-0043 | Heater, Convection, Electric, 2kW, Gaseous Chemical Building, Locker Room Second Floor W | FCL-ACC-CL | Gaseous Chemical Building HVAC Equipment |  |  |  | HTR
8371 | FCL-ACC-HTR-0046 | Heater, Convection, Electric, 2kW, Gaseous Chemical Building, Janitor Room | FCL-ACC-CL | Gaseous Chemical Building HVAC Equipment |  |  |  | HTR
8372 | FCL-ACC-HTR-0047 | Heater, Convection, Electric, 2kW, Gaseous Chemical Building, Caustic Soda Room N/E | FCL-ACC-CL | Gaseous Chemical Building HVAC Equipment |  |  |  | HTR
8373 | FCL-ACC-HTR-0053 | Heater, Convection, Electric, Gaseous Chemical Building, Lunch Room | FCL-ACC-CL | Gaseous Chemical Building HVAC Equipment |  |  |  | HTR
8380 | FCL-ACC-HTR-0107 | Heater, (CH-13) Convention, Electric, 1kW, Low Lift Building, Pump Room Basement Stairwell S/E | FCL-ACC-P-LL | Low Lift Pumping Station HVAC Equipment |  |  |  | HTR
8381 | FCL-ACC-HTR-0108 | Heater, (CH-13) Convention, Electric, 1kW, Low Lift Building, Pump Room Stairwell S/W | FCL-ACC-P-LL | Low Lift Pumping Station HVAC Equipment |  |  |  | HTR
8382 | FCL-ACC-HTR-0109 | Heater, (CH-11) Convention, Electric, 750W, Low Lift Building, Pump Room West Wall | FCL-ACC-P-LL | Low Lift Pumping Station HVAC Equipment |  |  |  | HTR
8383 | FCL-ACC-HTR-0111 | Heater, (CH-11) Convention, Electric, 750W, Low Lift Building, Pump Room West Wall | FCL-ACC-P-LL | Low Lift Pumping Station HVAC Equipment |  |  |  | HTR
8384 | FCL-ACC-HTR-0112 | Heater, (CH-11) Convention, Electric, 750W, Low Lift Building, Pump Room West Wall | FCL-ACC-P-LL | Low Lift Pumping Station HVAC Equipment |  |  |  | HTR
8385 | FCL-ACC-HTR-0113 | Heater, (CH-11) Convention, Electric, 750W, Low Lift Building, Pump Room West Wall | FCL-ACC-P-LL | Low Lift Pumping Station HVAC Equipment |  |  |  | HTR
8386 | FCL-ACC-HTR-0114 | Heater, (CH-11) Convention, Electric, 750W, Low Lift Building, Pump Room West Wall | FCL-ACC-P-LL | Low Lift Pumping Station HVAC Equipment |  |  |  | HTR
8387 | FCL-ACC-HTR-0118 | Heater, (CH-16) Convention, Electric, 3kW, Low Lift Building, Pump Room Stairwell E | FCL-ACC-P-LL | Low Lift Pumping Station HVAC Equipment |  |  |  | HTR
8388 | FCL-ACC-HTR-0119 | Heater, (CH-16) Convention, Electric, 3kW, Low Lift Building, Pump Room Stairwell E | FCL-ACC-P-LL | Low Lift Pumping Station HVAC Equipment |  |  |  | HTR
8397 | FCL-ACC-HTR-0212 | Heater, Unit, Electric, 3kW, Low Lift PS Building Gallery N/E | FCL-ACC-P-LL | Low Lift Pumping Station HVAC Equipment |  |  |  | HTR
8419 | FCL-ACC-HTR-0239 | Heater, (UH-2R)), Unit, Electric, Dry Chemical Building Loading Area | FCL-ACC-P-LL | Low Lift Pumping Station HVAC Equipment |  |  |  | HTR
8425 | FCL-ACC-HTR-0253 | Heater, Convection, Electric, (CH-2F), 1kW, Dry Chemical Building Stairwell E | FCL-ACC-P-LL | Low Lift Pumping Station HVAC Equipment |  |  |  | HTR
8426 | FCL-ACC-HTR-0255 | Heater, Convection, Electric, (CH-1B), 2kW, Dry Chemical Building Change Room | FCL-ACC-P-LL | Low Lift Pumping Station HVAC Equipment |  |  |  | HTR
8427 | FCL-ACC-HTR-0257 | Heater, Convention, Electric, (CH-2C), 2kW, Dry Chemical Building Locker Room | FCL-ACC-P-LL | Low Lift Pumping Station HVAC Equipment |  |  |  | HTR
8428 | FCL-ACC-HTR-0261 | Heater Radiant, Electric (RD-1A), 2kW, Flocculation/Sedimentation Tank No.3 Lower Gallery | FCL-ACC-P-HL | High Lift Pumping Station HVAC Equipment |  |  |  | HTR
8429 | FCL-ACC-HTR-0263 | Heater Radiant, Electric (RD-1C), 2kW, Flocculation/Sedimentation Tank No.3 Lower Gallery, Mazzanne level | FCL-ACC-P-HL | High Lift Pumping Station HVAC Equipment |  |  |  | HTR
8430 | FCL-ACC-HTR-0266 | Heater Radiant, Electric (RD-2B), 2kW, Dry Chemical Building | FCL-ACC-P-LL | Low Lift Pumping Station HVAC Equipment |  |  |  | HTR
8431 | FCL-ACC-HTR-0301 | Heater, Fan Coil Unit, 208V, 3PH, High Lift/Admin Building Vestibule 130, Ground Floor | FCL-ACC-ADMIN | Administration Building HVAC Equipment |  |  |  | HTR
8432 | FCL-ACC-HTR-0305 | Heater, Re-Heat Unit, 208 V, 3PH, Admin Building, First Floor, Mens Change Room 121, Ceiling | FCL-ACC-ADMIN | Administration Building HVAC Equipment |  |  |  | HTR
8433 | FCL-ACC-HTR-0306 | Heater, Baseboard, 208V, 750W, Admin Building, First Floor, Mens Wash Room 120 West Wall | FCL-ACC-ADMIN | Administration Building HVAC Equipment |  |  |  | HTR
8434 | FCL-ACC-HTR-0312 | Heater, Baseboard, 208V, 1kW, Admin Building, First Floor, Lunch Room 113, East Wall North | FCL-ACC-ADMIN | Administration Building HVAC Equipment |  |  |  | HTR
8435 | FCL-ACC-HTR-0315 | Heater, Re-Heat Unit, 208V, 3PH, Admin Building, First Floor, PCS Lab 119, Ceiling | FCL-ACC-ADMIN | Administration Building HVAC Equipment |  |  |  | HTR
8436 | FCL-ACC-HTR-0317 | Heater, Baseboard, 208V, 1.5kW, Admin Building, First Floor, Library 118, West Wall Centre | FCL-ACC-ADMIN | Administration Building HVAC Equipment |  |  |  | HTR
8437 | FCL-ACC-HTR-0318 | Heater, Re-Heat Unit, 208V, 3PH, Admin Building, First Floor, Library 118, Ceiling | FCL-ACC-ADMIN | Administration Building HVAC Equipment |  |  |  | HTR
8438 | FCL-ACC-HTR-0319 | Heater, Baseboard, 208V, 1.5kW, Admin Building, First Floor, Library 118, West Wall North | FCL-ACC-ADMIN | Administration Building HVAC Equipment |  |  |  | HTR
8439 | FCL-ACC-HTR-0321 | Heater, Unit, Fan Driven, 208V, Admin Building First Lobby 0101, Ceiling | FCL-ACC-ADMIN | Administration Building HVAC Equipment |  |  |  | HTR
8440 | FCL-ACC-HTR-0325 | Heater, Re-Heat Unit, 208V, 3PH, Admin Building, First Floor, Meeting Room 104, Ceiling East | FCL-ACC-ADMIN | Administration Building HVAC Equipment |  |  |  | HTR
8441 | FCL-ACC-HTR-0329 | Heater, Re-Heat Unit, 208V, 3PH, Admin Building, First Floor, Training Room 105, Ceiling West | FCL-ACC-ADMIN | Administration Building HVAC Equipment |  |  |  | HTR
8442 | FCL-ACC-HTR-0330 | Heater, Re-Heat Unit, 208V, 3PH, Admin Building, First Floor, Training Room 105, Ceiling West | FCL-ACC-ADMIN | Administration Building HVAC Equipment |  |  |  | HTR
8443 | FCL-ACC-HTR-0333 | Heater, Baseboard, 208V, 1.25kW, Admin Building, First Floor Training Room N/E | FCL-ACC-ADMIN | Administration Building HVAC Equipment |  |  |  | HTR
8444 | FCL-ACC-HTR-0334 | Heater, Baseboard, 208V, 1.25kW, Admin Building, First Floor Training Room N/E | FCL-ACC-ADMIN | Administration Building HVAC Equipment |  |  |  | HTR
8445 | FCL-ACC-HTR-0337 | Heater, Force Flow, 208V, Admin Building Northeast Stairs 221 Above Second Floor East Wall | FCL-ACC-ADMIN | Administration Building HVAC Equipment |  |  |  | HTR
8446 | FCL-ACC-HTR-0340 | Heater, Baseboard, 208V, 1.25kW, Admin Building Second Floor, Office 200, South Wall | FCL-ACC-ADMIN | Administration Building HVAC Equipment |  |  |  | HTR
8447 | FCL-ACC-HTR-0341 | Heater, Re-Heat Unit, 208V, 3PH, Admin Building, Second Floor, Office 200, Ceiling | FCL-ACC-ADMIN | Administration Building HVAC Equipment |  |  |  | HTR
8448 | FCL-ACC-HTR-0343 | Heater, Baseboard, 208V, 1.5kW, Admin Building, Second Floor, Kitchen 213, South Wall West | FCL-ACC-ADMIN | Administration Building HVAC Equipment |  |  |  | HTR
8449 | FCL-ACC-HTR-0344 | Heater, Baseboard, 208V, 1.5kW, Admin Building, Second Floor, Kitchen 213, South Wall East | FCL-ACC-ADMIN | Administration Building HVAC Equipment |  |  |  | HTR
8450 | FCL-ACC-HTR-0346 | Heater, Baseboard, 208V, 2kW, Admin Building, Second Floor, Office 209, East Wall | FCL-ACC-ADMIN | Administration Building HVAC Equipment |  |  |  | HTR
8451 | FCL-ACC-HTR-0347 | Heater, Re-Heat Unit, 208V, 3PH, Admin Building, Second Floor, Office 209, Ceiling | FCL-ACC-ADMIN | Administration Building HVAC Equipment |  |  |  | HTR
8452 | FCL-ACC-HTR-0348 | Heater, Re-Heat Unit, 208V, 3PH, Admin Building, Second Floor, Office 210, Ceiling | FCL-ACC-ADMIN | Administration Building HVAC Equipment |  |  |  | HTR
8453 | FCL-ACC-HTR-0349 | Heater, Baseboard, 208V, 2kW, Admin Building, Second Floor, Office 201, West Wall | FCL-ACC-ADMIN | Administration Building HVAC Equipment |  |  |  | HTR
8454 | FCL-ACC-HTR-0350 | Heater, Re-Heat Unit, 208V, 3PH, Admin Building, Second Floor, Office 201, Ceiling | FCL-ACC-ADMIN | Administration Building HVAC Equipment |  |  |  | HTR
8455 | FCL-ACC-HTR-0352 | Heater, Re-Heat Unit, 208V, Admin Building, Second Floor, Unit Area 210, Ceiling | FCL-ACC-ADMIN | Administration Building HVAC Equipment |  |  |  | HTR
8456 | FCL-ACC-HTR-0354 | Heater, Re-Heat Unit, 208V, Admin Building, Second Floor, Office 208, Ceiling West | FCL-ACC-ADMIN | Administration Building HVAC Equipment |  |  |  | HTR
8457 | FCL-ACC-HTR-0355 | Heater, Re-Heat Unit, 208V, 3PH, Admin Building, Second Floor, Office 208, Ceiling East | FCL-ACC-ADMIN | Administration Building HVAC Equipment |  |  |  | HTR
8458 | FCL-ACC-HTR-0356 | Heater, Baseboard, 208V, 1.25kW, Admin Building, Second Floor, Office 208, East Wall North | FCL-ACC-ADMIN | Administration Building HVAC Equipment |  |  |  | HTR
8459 | FCL-ACC-HTR-0357 | Heater, Re-Heat Unit, 208V, Admin Building, Second Floor, Utility Room 216, Ceiling East | FCL-ACC-ADMIN | Administration Building HVAC Equipment |  |  |  | HTR
8460 | FCL-ACC-HTR-0359 | Heater, Baseboard, 208V, 1kW, Admin Building, Second Floor, Boardroom 202, West Wall South | FCL-ACC-ADMIN | Administration Building HVAC Equipment |  |  |  | HTR
8461 | FCL-ACC-HTR-0360 | Heater, Baseboard, 208V, 1kW, Admin Building, Second Floor, Boardroom 202, West Wall Centre | FCL-ACC-ADMIN | Administration Building HVAC Equipment |  |  |  | HTR
8462 | FCL-ACC-HTR-0365 | Heater, Re-Heat Unit, 208V, Admin Building, Second Floor, Corridor 217, Ceiling Centre | FCL-ACC-ADMIN | Administration Building HVAC Equipment |  |  |  | HTR
8463 | FCL-ACC-HTR-0368 | Heater, Re-Heat Unit, 208V, 3PH, Admin Building, Second Floor, Office 205, Ceiling Centre | FCL-ACC-ADMIN | Administration Building HVAC Equipment |  |  |  | HTR
8464 | FCL-ACC-HTR-0369 | Heater, Baseboard, 208V, 2kW, Admin Building, Second Floor, Office 205, North Wall | FCL-ACC-ADMIN | Administration Building HVAC Equipment |  |  |  | HTR
8465 | FCL-ACC-HTR-0370 | Heater, Re-Heat Unit, 208V, 3PH, Admin Building, Second Floor, Library 206, Ceiling Centre | FCL-ACC-ADMIN | Administration Building HVAC Equipment |  |  |  | HTR
8478 | FCL-ACC-HTR-0420 | Heater, (BH-3) Baseboard, Electric, 1.5kW, High Lift Building, Corridor to Gaseous Chemicals | FCL-ACC-P-HL | High Lift Pumping Station HVAC Equipment |  |  |  | HTR
8479 | FCL-ACC-HTR-0421 | Heater, (BH-3) Baseboard, Electric, 1.5kW, High Lift Building, Corridor to Gaseous Chemicals | FCL-ACC-P-HL | High Lift Pumping Station HVAC Equipment |  |  |  | HTR
8480 | FCL-ACC-HTR-0422 | Heater, (BH-3) Baseboard, Electric, 1.5kW, High Lift Building, Corridor to Gaseous Chemicals | FCL-ACC-P-HL | High Lift Pumping Station HVAC Equipment |  |  |  | HTR
8481 | FCL-ACC-HTR-0423 | Heater, (BH-1) Baseboard, Electric, 0.5kW, High Lift Building, Corridor to Gaseous Chemicals | FCL-ACC-P-HL | High Lift Pumping Station HVAC Equipment |  |  |  | HTR
8482 | FCL-ACC-HTR-0427 | Heater, (BH-3) Baseboard, Electric, 1.5kW, High Lift Building, Corridor to Gaseous Chemicals | FCL-ACC-P-HL | High Lift Pumping Station HVAC Equipment |  |  |  | HTR
8483 | FCL-ACC-HTR-0428 | Heater, (BH-3) Baseboard, Electric, 1.5kW, High Lift Building, Corridor to Gaseous Chemicals | FCL-ACC-P-HL | High Lift Pumping Station HVAC Equipment |  |  |  | HTR
8484 | FCL-ACC-HTR-0429 | Heater, (BH-3) Baseboard, Electric, 1.5kW, High Lift Building, Corridor to Gaseous Chemicals | FCL-ACC-P-HL | High Lift Pumping Station HVAC Equipment |  |  |  | HTR
8485 | FCL-ACC-HTR-0433 | Heater, (BH-1) Baseboard, Electric, High Lift Building, Corridor to Gaseous Chemicals | FCL-ACC-P-HL | High Lift Pumping Station HVAC Equipment |  |  |  | HTR
8486 | FCL-ACC-HTR-0434 | Heater, (BH-1), Baseboard, Electric, High Lift Building, Gallery North, Near Gaseous Corridor | FCL-ACC-P-HL | High Lift Pumping Station HVAC Equipment |  |  |  | HTR
8487 | FCL-ACC-HTR-0435 | Heater, (BH-3), Baseboard, Electric, High Lift Building, Gallery North, Near Gaseous Corridor | FCL-ACC-P-HL | High Lift Pumping Station HVAC Equipment |  |  |  | HTR
8488 | FCL-ACC-HTR-0436 | Heater, (BH-3), Baseboard, Electric, High Lift Building, Gallery North, Near Gaseous Corridor | FCL-ACC-P-HL | High Lift Pumping Station HVAC Equipment |  |  |  | HTR
8489 | FCL-ACC-HTR-0437 | Heater, (BH-3), Baseboard, Electric, High Lift Building, Gallery North, Near Gaseous Corridor | FCL-ACC-P-HL | High Lift Pumping Station HVAC Equipment |  |  |  | HTR
8490 | FCL-ACC-HTR-0438 | Heater, (BH-2T), Baseboard, Electric, High Lift Basement B2, North/West Corridor, Near stair | FCL-ACC-P-HL | High Lift Pumping Station HVAC Equipment |  |  |  | HTR
8633 | FCL-ACC-HTR-0752 | Heater, Snow Melting, Gaseous Chemical Building, Service Area Second Floor | FCL-ACC-CL | Gaseous Chemical Building HVAC Equipment |  |  |  | HTR
8634 | FCL-ACC-HTR-0753 | Heater, Snow Melting, Gaseous Chemical Building, Service Area Second Floor | FCL-ACC-CL | Gaseous Chemical Building HVAC Equipment |  |  |  | HTR
8635 | FCL-ACC-HTR-0754 | Heater, Snow Melting, Gaseous Chemical Building, Service Area Second Floor | FCL-ACC-CL | Gaseous Chemical Building HVAC Equipment |  |  |  | HTR
8636 | FCL-ACC-HTR-0755 | Heater, Snow Melting, Gaseous Chemical Building, Service Area Second Floor | FCL-ACC-CL | Gaseous Chemical Building HVAC Equipment |  |  |  | HTR
8637 | FCL-ACC-HTR-0757 | Heater, Snow Melting, Gaseous Chemical Building, Service Area Second Floor | FCL-ACC-CL | Gaseous Chemical Building HVAC Equipment |  |  |  | HTR
8638 | FCL-ACC-HTR-0760 | Heater, Snow Melting, Gaseous Chemical Building, Service Area Second Floor | FCL-ACC-CL | Gaseous Chemical Building HVAC Equipment |  |  |  | HTR
8648 | FCL-ACC-HTR-0773 | Heater, Snow Melting, Gaseous Chemical Building, Stairs to Second Floor | FCL-ACC-CL | Gaseous Chemical Building HVAC Equipment |  |  |  | HTR
8649 | FCL-ACC-HTR-0774 | Heater, Snow Melting, Gaseous Chemical Building, Stairs to Second Floor | FCL-ACC-CL | Gaseous Chemical Building HVAC Equipment |  |  |  | HTR
8650 | FCL-ACC-HTR-0776 | Heater, Snow Melting, Gaseous Chemical Building, Stairs to First Floor | FCL-ACC-CL | Gaseous Chemical Building HVAC Equipment |  |  |  | HTR
8651 | FCL-ACC-HTR-0785 | Heater, Snow Melting, Gaseous Chemical Building, Inside area of Balcony | FCL-ACC-CL | Gaseous Chemical Building HVAC Equipment |  |  |  | HTR
8652 | FCL-ACC-HTR-0901 | Heater. Electric, (HTR-0001), RMF Centrifuge Building Stairway East | FCL-ACC-RMF | Residue Management HVAC Equipment |  |  |  | HTR
8653 | FCL-ACC-HTR-0902 | Heater. Gas Fired (HTR-0002), RMF Centrifuge Building North/East | FCL-ACC-RMF | Residue Management HVAC Equipment |  |  |  | HTR
8654 | FCL-ACC-HTR-0904 | Heater, Unit, (HTR-0004), 600V, 8kW, 3PH, RMF Clarification Facility, Exit Corridor North | FCL-ACC-RMF | Residue Management HVAC Equipment |  |  |  | HTR
8655 | FCL-ACC-HTR-0906 | Heater, Unit, (HTR-0006),600V,10kW, RMF Clarification Facility, Operating Floor, Clarifier 1 Stairway | FCL-ACC-RMF | Residue Management HVAC Equipment |  |  |  | HTR
8656 | FCL-ACC-HTR-0907 | Heater, Unit, (HTR-0007),600V,10kW, RMF Clarification Facility, Operating Floor, Clarifier 2 Stairway | FCL-ACC-RMF | Residue Management HVAC Equipment |  |  |  | HTR
8657 | FCL-ACC-HTR-0909 | Heater, RMF, Clarification Facility, Stairway No1 South of HVAC Room 1 | FCL-ACC-RMF | Residue Management HVAC Equipment |  |  |  | HTR
8658 | FCL-ACC-HTR-0912 | Heater, RMF, Clarification Facility, Ground Floor, HVAC Room 2 | FCL-ACC-RMF | Residue Management HVAC Equipment |  |  |  | HTR
8659 | FCL-ACC-HTR-235-238 | Alum Storge & Powdered Activ. Carbon Area Heater | FCL-ACC | Climate Control (HVAC) |  |  |  | HTR
8660 | FCL-ACC-HTR-537-544 | North Filter Pipe Gallery Heaters System HTR-0537: HTR-0544 | [5 empty] | HTR
8661 | FCL-ACC-HTR-601-602 | South Filter Gallery Cabinet Heaters HTR-0601A,B,C&D: HTR-0602A&B | FCL-ACC | Climate Control (HVAC) |  |  |  | HTR
8662 | FCL-ACC-HTR-601-602 | South Filter Gallery Cabinet Heaters HTR-0601A,B,C&D: HTR-0602A&B | FCL-ACC-FLT | Filter Building HVAC Equipment |  |  |  | HTR
8663 | FCL-ACC-HTR-FNG | North Filter Gallery Heaters HTR-0521A&B: HTR-0529
8664 | FCL-ACC-OIT-0201 | OIT, Flocculation/Sedimentation BAS RPU-0201 Panel, Dry Chemical Building Storage Area, Lobby | FCL-ACC-RPU-0201 | RPU Panel, Flocculation/Sedimentation BAS, Dry Chemical Building Storage Area, Lobby |  |  |  | OIT
8665 | FCL-ACC-OIT-0301 | OIT, Admin Building BAS RPU-0301 Panel, High Lift/Admin Building, Control Room | FCL-ACC-ADMIN | Administration Building HVAC Equipment |  |  |  | OIT
8666 | FCL-ACC-OIT-0701 | OIT, Gaseous Chemical Building BAS RPU-0701 Panel, Ammonia Machine Room | FCL-ACC-RPU-0701 | RPU Panel, Gaseous Chemical Building BAS, Ammonia Control Panel Room |  |  |  | OIT
8667 | FCL-ACC-OZ-0901 | Odor Remediation Unit, Centrifuge Building, Second Floor, HVAC Room | FCL-ACC-RMF | Residue Management HVAC Equipment |  |  |  | OZ
8668 | FCL-ACC-P-0401,2 | Pump Stn.-Chilled Water Sys. CU-1, PCW-1, PCW-2 | FCL-ACC | Climate Control (HVAC) |  |  |  | P
8669 | FCL-ACC-P-LL | Low Lift Pumping Station HVAC Equipment | FCL-ACC | Climate Control (HVAC)
8676 | FCL-ACC-PDIT-0301 | Transmitter, Pressure, Differential, AHU-0303 Inlet, Filter F-0301, Admin Building | FCL-ACC-AHU-0303 | Air Handling Unit, Roof Top, Admin Building Top of N/E Stairwell |  |  |  | PDIT
8687 | FCL-ACC-RMF | Residue Management HVAC Equipment | FCL-ACC | Climate Control (HVAC)
8693 | FCL-ACC-TIT-0901 | Transmitter, Temperature, RMF Centrifuge Building, Second Floor, Centrifuge Room | FCL-ACC-RMF | Residue Management HVAC Equipment |  |  |  | TIT
8694 | FCL-ACC-TIT-0903 | Transmitter, Temperature, RMF Centrifuge Building, Ground Floor, Polymer Totes Area | FCL-ACC-RMF | Residue Management HVAC Equipment |  |  |  | TIT
8695 | FCL-ACC-TIT-0904 | Transmitter, Temperature, RMF Clarification Facility, Stairs 2 | FCL-ACC-RMF | Residue Management HVAC Equipment |  |  |  | TIT
8707 | FCL-ACC-TT-0220 | Transmitter, Temperature, Low Lift Pumping Station, Low Lift Pump Room E | FCL-ACC-P-LL | Low Lift Pumping Station HVAC Equipment |  |  |  | TT
8711 | FCL-ACC-TT-0227 | Transmitter, Temperature, Dry Chemical Building Basement E, PAC Storage Tanks | FCL-ACC-P-LL | Low Lift Pumping Station HVAC Equipment |  |  |  | TT
8716 | FCL-ACC-TT-0302 | Transmitter, Temperature, AHU-0303, Admin Building | FCL-ACC-AHU-0303 | Air Handling Unit, Roof Top, Admin Building Top of N/E Stairwell |  |  |  | TT
8717 | FCL-ACC-TT-0304 | Transmitter, Temperature, Admin Building, Second Floor, Corridor 217, West | FCL-ACC-ADMIN | Administration Building HVAC Equipment |  |  |  | TT
8718 | FCL-ACC-TT-0306 | Transmitter, Temperature, Admin Building, Second Floor, Photo Copier Room 216 | FCL-ACC-ADMIN | Administration Building HVAC Equipment |  |  |  | TT
8719 | FCL-ACC-TT-0309 | Transmitter, Temperature, Admin Building, Second Floor, Office Room 205 | FCL-ACC-ADMIN | Administration Building HVAC Equipment |  |  |  | TT
8720 | FCL-ACC-TT-0310 | Transmitter, Temperature, Admin Building, Second Floor, Men's Washroom 211 | FCL-ACC-ADMIN | Administration Building HVAC Equipment |  |  |  | TT
8721 | FCL-ACC-TT-0312 | Transmitter, Temperature, Admin Building, Second Floor, Kitchen 213 | FCL-ACC-ADMIN | Administration Building HVAC Equipment |  |  |  | TT
8722 | FCL-ACC-TT-0314 | Transmitter, Temperature, Admin Building, Second Floor, Office Room 208 | FCL-ACC-ADMIN | Administration Building HVAC Equipment |  |  |  | TT
8723 | FCL-ACC-TT-0316 | Transmitter, Temperature, Admin Building, First Floor, Library Room 118 | FCL-ACC-ADMIN | Administration Building HVAC Equipment |  |  |  | TT
8724 | FCL-ACC-TT-0318 | Transmitter, Temperature, Admin Building, First Floor, Vestibule 100 | FCL-ACC-ADMIN | Administration Building HVAC Equipment |  |  |  | TT
8725 | FCL-ACC-TT-0320 | Transmitter, Temperature, Admin Building, First Floor, Breakout Room 102 | FCL-ACC-ADMIN | Administration Building HVAC Equipment |  |  |  | TT
8726 | FCL-ACC-TT-0321 | Transmitter, Temperature, Admin Building, First Floor, Corridor 103 | FCL-ACC-ADMIN | Administration Building HVAC Equipment |  |  |  | TT
8727 | FCL-ACC-TT-0324 | Transmitter, Temperature, Admin Building, First Floor, Lunch Room 113 | FCL-ACC-ADMIN | Administration Building HVAC Equipment |  |  |  | TT
8728 | FCL-ACC-TT-0326 | Transmitter, Temperature, Admin Building, First Floor, Men's Change Room 121 | FCL-ACC-ADMIN | Administration Building HVAC Equipment |  |  |  | TT
8729 | FCL-ACC-TT-0331 | Transmitter, Temperature, Admin Building, Second Floor, Board Room 202 | FCL-ACC-ADMIN | Administration Building HVAC Equipment |  |  |  | TT
8730 | FCL-ACC-TT-0332 | Transmitter, Temperature, Admin Building, Second Floor, Office Room 201 | FCL-ACC-ADMIN | Administration Building HVAC Equipment |  |  |  | TT
8741 | FCL-ACC-TT-0420 | Transmitter, Temperature, HU-0401 Air Intake, High Lift Heating & Ventilation Room | FCL-ACC-AHU-0401 | Air Handling Unit, High Lift PS Control Room,Electrical Shop,Basement Office Air Supply,Control Room |  |  |  | TT
8742 | FCL-ACC-TT-0421 | Transmitter, Temperature, Supply Air to Back of Control Room, High Lift Heating and Ventilation | FCL-ACC-AHU-0401 | Air Handling Unit, High Lift PS Control Room,Electrical Shop,Basement Office Air Supply,Control Room |  |  |  | TT
8755 | FCL-ACC-TT-0701 | Transmitter, Temperature, Gaseous Chemical Building Lunch Room | FCL-ACC-CL | Gaseous Chemical Building HVAC Equipment |  |  |  | TT
8776 | FCL-ACC-V-0407 | Valve, Control, HE-0407 Cooling Water Supply, High Lift Switchgear Room Ventilation, PS Corridor | FCL-ACC-HE-0407 | Heat Exchanger, Cooling Coil, FN-0409 Exhaust, High Lift Switchgear Room Ventilation, Elec.Equipment Rm |  |  |  | V
8777 | FCL-ACC-V-0408 | Valve, Control, HE-0408 Cooling Water Supply, High Lift Switchgear Room Ventilation, PS Corridor | FCL-ACC-HE-0408 | Heat Exchanger, Cooling Coil, FN-0410 Exhaust, High Lift Switchgear Room Ventilation, Elec.Equipment Rm |  |  |  | V
8778 | FCL-ACC-V-0501 | Valve, Control, HE-0501 Cooling Water Supply, Filter Building, East Dehumidification System | FCL-ACC-HE-0501 | Heat Exchanger, Cooling Coil, D-0501 ,Filter Building, East Dehumidification System |  |  |  | V
8779 | FCL-ADM-BLDG | Building Location | FCL-EUS | Production & End User Support
8810 | FCL-ALM-CP-0010 | Control Panel, Operator, Alum Mixing Tank Outlet Valve, Alum System | FCL-ALM-T-0101 | Tank, Non-Pressurized, Alum Storage Tank 0101, Liquid Alum System |  |  |  | CP
8811 | FCL-ALM-CP-0014 | Control Panel, Operator, Alum Storage Tank 0101 Outlet Valve, Alum System | FCL-ALM-T-0101 | Tank, Non-Pressurized, Alum Storage Tank 0101, Liquid Alum System |  |  |  | CP
8812 | FCL-ALM-CP-0018 | Control Panel, Operator, Alum Storage Tank 0201 Outlet Valve, Alum System | FCL-ALM-T-0101 | Tank, Non-Pressurized, Alum Storage Tank 0101, Liquid Alum System |  |  |  | CP
8813 | FCL-ALM-CP-0101 | Control Panel, Electrical, Pump 0101, Alum System | FCL-ALM-P-0101 | Pump, PD, Pump, Alum System |  |  |  | CP
8814 | FCL-ALM-CP-0401 | Control Panel, Electrical, Pump 0401, Alum System | FCL-ALM-P-0401 | Pump, PD, Pump, Alum System |  |  |  | CP
8835 | FCL-ALM-FS-0401 | Switch,Flow Pump # 4 | FCL-ALM | Coagulation |  |  | 33818 | FS
8848 | FCL-ALM-LSH-0101 | Switch,Level Alum Storage Tank # 1 | FCL-ALM | Coagulation |  |  |  | LSH
8849 | FCL-ALM-LSH-0201 | Switch,Level Alum Storage Tank # 2 | FCL-ALM | Coagulation |  |  |  | LSH
8946 | FCL-AM | Ammoniation | FCL-DIS | Disinfection and Conditioning
8949 | FCL-AM-CP-0101 | Control Panel, Electrical, Pump 0101, Aqua Ammonia System, Ammonia Room | FCL-AM-P-0101 | Pump, Gear, Metering, Aqua Ammonia System |  |  |  | CP
8977 | FCL-AM-LSH-0002 | Switch, Level, High, Ammonia Pumps Spill Containment, Gaseous Chemical Building, Pump Room | FCL-AM | Ammoniation |  |  |  | LSH
8988 | FCL-AM-SCRUBBER | Ammonia Scrubber System | FCL-SES | Safety and Environmental Services
8989 | FCL-AM-STR-0110 | Strainer, Ammonia Pump 0101 Suction, Aqua Ammonia System, Ammonia Room | FCL-AM-P-0101 | Pump, Gear, Metering, Aqua Ammonia System |  |  |  | STR
9017 | FCL-AM-V-0050 | Valve, Ball, Isolation, Ammonia Feed Pump to Clearwell, Gaseous Building,( Pump 0101 & 0201 discharge Header) | FCL-AM | Ammoniation |  |  |  | V
9030 | FCL-AM-V-0119 | Valve, Ball, Ammonia Tank 0101 to Drain, Aqua Ammonia System, Ammonia Room | FCL-AM-T-0101 | Tank, Storage, Pressurised, Aqua Ammonia Storage Room, Dry Chemical Building |  |  |  | V
9040 | FCL-AM-V-0218 | Valve, Ball, Ammonia Tank 0201 to Vent, Aqua Ammonia System, Ammonia Room | FCL-AM-T-0201 | Tank, Storage, Pressurised, Aqua Ammonia Storage Room, Dry Chemical Building |  |  |  | V
9041 | FCL-AM-V-0219 | Valve, Ball, Ammonia Tank 0201 to Drain, Aqua Ammonia System, Ammonia Room | FCL-AM-T-0201 | Tank, Storage, Pressurised, Aqua Ammonia Storage Room, Dry Chemical Building |  |  |  | V
9048 | FCL-AUX-TPD-0901 | Trap Primer Device, Electrical, RMF Clarification Facility | FCL-ACC-RMF | Residue Management HVAC Equipment |  |  |  | TPD
9049 | FCL-AUX-TPD-0902 | Trap Primer Device, Electrical, RMF Clarification Facility, Hallway, Thickener No.1 | FCL-ACC-RMF | Residue Management HVAC Equipment |  |  |  | TPD
9050 | FCL-AUX-TPD-0903 | Trap Primer Device, Electrical, RMF Clarification Facility, Hallway, Thickener No.2 | FCL-ACC-RMF | Residue Management HVAC Equipment |  |  |  | TPD
9051 | FCL-AUX-TPD-0905 | Trap Primer Device, Electrical, RMF Centrifuge Building, Mechanical Room | FCL-ACC-RMF | Residue Management HVAC Equipment |  |  |  | TPD
9062 | FCL-BW-FIT-0001 | Transmitter, Flow, Discharge Header Thermal Mass, Blowers | FCL-AIR-SCOUR | Backwash System |  |  |  | FIT
9089 | FCL-BW-PDIT-0001 | Transmitter, Pressure Differential, Intake Filter Air Scour Blowers Header | FCL-BW-F-0001 | Air Filter, Blower Common Inlet |  |  |  | PDIT
9119 | FCL-BW-V-0028 | Valve, Ball, Isolation, Air Release, Backwash Supply Pipe | FCL-BW | Backwash System |  |  |  | V
9120 | FCL-BW-V-0032 | Valve, Ball, Isolation, Air Release, Backwash Supply Pipe | FCL-BW | Backwash System |  |  |  | V
9141 | FCL-CBM | FCL-CBM | FCL | R L Clark Water Treatment Plant
9142 | FCL-CCS | Corrosion Control System | FCL WORK AREA 1 | Process
9146 | FCL-CCS-CP-0102 | Control Panel, CCS Sample Pump, Low Lift PS Building | FCL-CCS | Corrosion Control System |  |  |  | CP
9221 | FCL-CENTRIFUGE BLDG | Building Location | FCL-SPC | Process Control Systems - Services Area
9223 | FCL-CHEM BLDG | Building Location | FCL-SPC | Process Control Systems - Services Area
9224 | FCL-CHEM BLDG | Building Location | FCL-SPC2 | Process Control Systems - Equipment
9225 | FCL-CHEM-BLDG | Building Location | FCL-EUS | Production & End User Support
9230 | FCL-CL-CP-0006 | Local Control Panel, CL2/SO2 Scrubber Control (GLC2), Scrubber Room, Gaseous Chemical Building | FCL-CL-SCRUBBER | CL & SO2 Scrubber System |  |  |  | CP
9231 | FCL-CL-CP-0007 | Local Control Panel, Primary Pre-Chlorine System Valves, Low Lift PS Basement | FCL-CLA | Pre-Chlorination |  |  |  | CP
9239 | FCL-CL-DM-0022 | Damper, Motorized, Machine Room and Storage Room Plenum Isolation, Gaseous Chemical Building | FCL-MCS-BLDG-GAS | RL Clark Plant Gaseous Bldg |  |  |  | DM
9256 | FCL-CLA | Pre-Chlorination | FCL-DIS | Disinfection and Conditioning
9290 | FCL-CLA-RD-0201 | Rupture Disk, Vent, CLA Evaporator 0201, Gaseous Chemical Building, Machine Room | FCL-CLA-EV-0201 | Evaporator, Chlorine Gas, Chlorination System |  |  |  | RD
9410 | FCL-CLB-RD-0201 | Rupture Disk, Vent, CLB Evaporator 0201, Gaseous Chemical Building, Machine Room | FCL-CLB-EV-0201 | Evaporator, Chlorine Gas, Chlorination System |  |  |  | RD
9430 | FCL-CLB-V-0005C | Valve, Ball, Isolating, Flushing Water to After Post Analysers, Lab, Admin. Building | FCL-CLB-P-0001A | Pump, Centrifugal, After Post, Sampling Pumps, Dewatering Pumps Area Second Level |  |  |  | V
9515 | FCL-DCL-CP-0006 | Local Control Panel,SO2 Eductor Valves, High Lift Pumping Station Basement | FCL-DCL | Sulphur Dioxide System |  |  |  | CP
9534 | FCL-DCL-INJ-0520 | Eductor, RMF Dechlorination, RMF Facility | FCL-DCL-SO-0501 | Sulphonator, RMF Dechlorination, Machine Room,Gaseous Chemical Building |  |  |  | INJ
9601 | FCL-DCL-V-0045 | Valve, Ball, Drain, Before SO2 Sampling Pumps 0002A&0002B, Ground Level, Dewatering Pumps Area | FCL-DCL-P-0002A | Pump, Centrifugal, Sampling After SO2, Decant Liquor, Sampling Pumps |  |  |  | V
9652 | FCL-DCL-V-0402 | Valve, Isolation, SO2 Gas Line to RMF Sulphonator 0401, Machine Room, Gaseous Chemical Building | FCL-DCL-SO-0401 | Sulphonator, RMF Dechlorination, Machine Room,Gaseous Chemical Building |  |  |  | V
9653 | FCL-DCL-V-0412 | Valve, Ball, Actuated, Water to RMF Eductor INJ-0420, RMF Dechlorination | FCL-DCL-INJ-0420 | Eductor, RMF Dechlorination, RMF Facility |  |  |  | V
9654 | FCL-DCL-V-0413 | Valve, Ball, Isolation, Service Water to INJ-0420, RMF Clarification | FCL-DCL-INJ-0420 | Eductor, RMF Dechlorination, RMF Facility |  |  |  | V
9655 | FCL-DCL-V-0414 | Valve, Ball, Outlet, INJ-0420, RMF Clarification | FCL-DCL-INJ-0420 | Eductor, RMF Dechlorination, RMF Facility |  |  |  | V
9658 | FCL-DCL-V-0512 | Valve, Isolation, Inlet, RMF Sulphonator SO-0501, Machine Room,Gaseous Chemical Building | FCL-DCL-INJ-0520 | Eductor, RMF Dechlorination, RMF Facility |  |  |  | V
9659 | FCL-DCL-V-0520 | Valve, Check, Inlet, DCL-INJ-0520, RMF Clarification | FCL-DCL-INJ-0520 | Eductor, RMF Dechlorination, RMF Facility |  |  |  | V
9667 | FCL-DECOM | Building Location | FCL-EUS | Production & End User Support
9668 | FCL-DEW-CP-0401 | Control Panel, Low Lift PS Area Dewatering Pumps P-0401A&B, Low Lift PS SW Corner | FCL-DEW-P-0401A | Pump, Dry Pit Submersible. Low Lift PS Area Dewatering, Raw Water Dewatering Pit |  |  |  | CP
9669 | FCL-DEW-CP-0501 | Control Panel, Pre-treatment Area Dewatering Pumps P-0501A&B, West Sedimentation Corridor | FCL-DEW-P-0501A | Pump, Dry Pit Submersible. Pre-Treatment Area Dewatering, Sedimentation Tank Dewatering Pit |  |  |  | CP
9728 | FCL-DEW-V-0010 | Valve, Gate, Drain, Treated Water Suction Channel, Treated Water Process Dewatering Pit | FCL-DEW-T-0201 | Tank, Treated Water Process Dewatering Pit |  |  |  | V
9729 | FCL-DEW-V-0011 | Valve, Gate, Drain, Treated Water Suction Channel, Treated Water Process Dewatering Pit | FCL-DEW-T-0201 | Tank, Treated Water Process Dewatering Pit |  |  |  | V
9730 | FCL-DEW-V-0011A | Valve, Check, Swing, Treated Water Suction Channel, Treated Water Process Dewatering Pit | FCL-DEW-T-0201 | Tank, Treated Water Process Dewatering Pit |  |  |  | V
9771 | FCL-DEW-V-0606 | Valve,Check,Swing,Discharge,High Lift PS Area Dew.Pump P-0601A Dry Pit,Admin Bldg.Sewage Ejector Rm. | FCL-DEW-P-0601A | Pump, Dry Pit Submersible. High Lift PS Area Dewatering Pump, Treated Water Dewatering Pit |  |  |  | V
9776 | FCL-ELS | Electrical Distribution | FCL | R L Clark Water Treatment Plant
9777 | FCL-ELS-4 | Emergency Power and UPS | FCL-ELS | Electrical Distribution |  |  |  | ELS
9780 | FCL-ELS-ASH-0001 | Smoke Detector, Diesel Tank, ELS-T-0101, Low lift Building | FCL-ELS-T-0101 | Tank, Generator G-0100 Oil Fuel Day Tank, Low Lift Building, Screen Room |  |  |  | ASH
9781 | FCL-ELS-ASH-0002 | Smoke Detector, Diesel Tank, ELS-T-0201, Low lift Building | FCL-ELS-T-0201 | Tank, Generator G-0200 Oil Fuel Day Tank, Low Lift Building, Screen Room |  |  |  | ASH
9881 | FCL-ELS-INQ | Power Management | FCL-ELS | Electrical Distribution
9957 | FCL-ELS-LP-001DA | Lighting Panel, 225A, 120/208V, 3PH, Dry Chemical Building MCC Room, N/W | FCL-ELS-TR-001DA | Transformer, 1200A, Lighting, LP-001DA Feed, Dry Chemical Building Outside PAC Room West Entrance |  |  |  | LP
9958 | FCL-ELS-LP-001DB | Lighting Panel, 225A, 120/208V, 3PH, Dry Chemical Building MCC Room, N/W | FCL-ELS-TR-001DB | Transformer, Lighting, LP-001DB Feed, Dry Chemical Building Outside PAC Room West Entrance |  |  |  | LP
9961 | FCL-ELS-LP-001GA | Lighting Panel, 600/120/208V, 225A, 3PH, Gaseous Chemical Building, Entrance to Service Area | FCL-ELS-TR-001GA | Transformer, Lighting, 600/120/208V, 45kVA, 3PH, LP-001GA,Gaseous Chemical MCC Room N/W |  |  |  | LP
9967 | FCL-ELS-LP-003FB | Lighting Panel, (LP-FB), 600/120/208V, 3PH, Filter Operating Gallery Central/East | FCL-ELS-TR-003FB | Transformer,Lighting,(LT2F),600/120/208V, 45kVA,Heating Panel LP-003FB,Filter Bldg. Transformer Room |  |  |  | LP
9968 | FCL-ELS-LP-003FG | Lighting Panel, (LP-FG), 600/120/208V, 70A, 3PH, Filter Operating Gallery Central/West | FCL-ELS-TR-003FF | Transformer,Lighting,(LT3F),600/120/208V, 30kVA, Panels LP-003FF&003FG,Filter Bldg. Transformer Room |  |  |  | LP
9971 | FCL-ELS-LP-003GA | Lighting Panel, 600/120/208V, 3PH, Gaseous Chemical Building 2nd Floor Workshop | FCL-ELS-6 | Interior Lighting |  |  |  | LP
9975 | FCL-ELS-LP-004GA | Lighting Panel, 600V, 3PH, Supply From MCC-004G, Surge Building | FCL-ELS-6 | Interior Lighting |  |  |  | LP
9976 | FCL-ELS-LP-004GB | Lighting Panel, 120/208V, 3PH, Supply From LP-004GA, Surge Building | FCL-ELS-6 | Interior Lighting |  |  |  | LP
9977 | FCL-ELS-LP-004GE | Lighting Panel, 600/120/208V, 3PH, Gaseous Chemical Building MCC Room E | FCL-ELS-TR-004GE | Transformer, Lighting, 600/120/208V, 45kVA, 3PH, LP-004GE, Gaseous Chemical Building MCC Room N/W |  |  |  | LP
9978 | FCL-ELS-LP-004GF | Lighting Panel, 600/120/208V, 3PH, Gaseous Chemical Building | FCL-ELS-TR-004GE | Transformer, Lighting, 600/120/208V, 45kVA, 3PH, LP-004GE, Gaseous Chemical Building MCC Room N/W |  |  |  | LP
9980 | FCL-ELS-LP-0100I | Lighting Panel, Heating Panel, (HP4), High Lift Switchgear Room East Wall | FCL-ELS-TR-0100I | Transformer,(LT9H),Lighting Panel LP-0100I, 600/120/208V,45 kVA, High Lift Switchgear Room |  |  |  | LP
9981 | FCL-ELS-LP-0100J | Lighting Panel, Heating Panel, High Lift Heating & Ventilation Room | FCL-ELS-TR-0100J | Transformer,(LT10H),Lighting Panel LP-0100J, 600/120/208V,30 kVA, High Lift Heating&Ventilation Room |  |  |  | LP
9992 | FCL-ELS-LP-0200A | Lighting Panel, Heating, 208/120V, 3PH, Admin Building, Lunch Room 113 West Wall | FCL-ELS-TR-0200O | Transformer, 600/120/208V, 75 kVA, 3PH, Lighting Panels LP-0200O&0200A, High Lift Switchgear Room |  |  |  | LP
9993 | FCL-ELS-LP-0200D | Lighting Panel, 208/120V, 3PH, High Lift Switchgear Room, West Wall | FCL-ELS-6 | Interior Lighting |  |  |  | LP
9994 | FCL-ELS-LP-0200E | Lighting Panel, 208/120V, 3PH, Admin Building, Corridor 217 Second Floor | FCL-ELS-6 | Interior Lighting |  |  |  | LP
9995 | FCL-ELS-LP-0200H | Lighting Panel, 208/120V, 3PH, (HP3), High Lift Switchgear Room West Wall | FCL-ELS-6 | Interior Lighting |  |  |  | LP
9996 | FCL-ELS-LP-0200J | Lighting Panel, 208/120V, 3PH, (LP0JA), Admin Building Server Room | FCL-ELS-6 | Interior Lighting |  |  |  | LP
9997 | FCL-ELS-LP-0200P | Lighting Panel, Heating, 208/120V, 3PH, Admin Building, Corridor 217 Second Floor | FCL-ELS-TR-0200P | Transformer, 600/120/208V,112.5kW, Lighting Panels LP-0200P &0200B, High Lift Switchgear Floor East |  |  |  | LP
9999 | FCL-ELS-LP-0300E | Lighting Panel, Emergency Load, 208/120V, 3PH, High Lift Switchgear Room, South Wall | FCL-ELS-6 | Interior Lighting |  |  |  | LP
10006 | FCL-ELS-LP-0400A | Lighting Panel, 575/120/208V, 225A, Low Lift Pump Room N/W | FCL-ELS-6 | Interior Lighting |  |  |  | LP
10008 | FCL-ELS-LP-0501E | Lighting Panel, 575/120/208V, LP-0501E (0500E1), Dry Chemical Building in MCC-0500 | FCL-ELS-6 | Interior Lighting |  |  |  | LP
10012 | FCL-ELS-LSH-0300 | Switch, Level, High, Fuel Oil Tank T-0100, Low Lift Building, Screen Room, Underground | FCL-ELS-T-0100 | Tank, Underground, Main Oil Fuel Tank, Low Lift Building, Screen Room |  |  |  | LSH
10013 | FCL-ELS-LSHH-0101 | Switch, Level, High High, Fuel Oil Day Tank T-0101, Low Lift Building, Screen Room | FCL-ELS-T-0100 | Tank, Underground, Main Oil Fuel Tank, Low Lift Building, Screen Room |  |  |  | LSHH
10014 | FCL-ELS-LSHH-0101A | Switch, Level, High High, Tank ELS-T-0101, Emergency Power Generator Monitoring | FCL-ELS-T-0101 | Tank, Generator G-0100 Oil Fuel Day Tank, Low Lift Building, Screen Room |  |  |  | LSHH
10015 | FCL-ELS-LSHH-0201 | Switch, Level, High High, Fuel Oil Day Tank T-0201, Low Lift Building, Screen Room | FCL-ELS-T-0201 | Tank, Generator G-0200 Oil Fuel Day Tank, Low Lift Building, Screen Room |  |  |  | LSHH
10019 | FCL-ELS-LSLL-0201 | Switch, Level, Low Low, Fuel Oil Day Tank T-0201, Low Lift Building, Screen Room | FCL-ELS-T-0201 | Tank, Generator G-0200 Oil Fuel Day Tank, Low Lift Building, Screen Room |  |  |  | LSLL
10020 | FCL-ELS-LTG | Emergency Lighting | FCL-ELS | Electrical Distribution
10070 | FCL-ELS-PSL-0300 | Switch, Pressure, Low,Vacuum,Oil Fuel Tank T-0100 Interstitial,Low Lift Bldg,Screen Room,Underground | FCL-ELS-T-0100 | Tank, Underground, Main Oil Fuel Tank, Low Lift Building, Screen Room |  |  |  | PSL
10114 | FCL-ELS-SWG-0TR1 | Breaker, RMF Transformers TR-01CL & 01CF Feed, 4160V Low Lift Switchgear | FCL-ELS-TR-01CL | Transformer,Power,Dry,Clarification - Electrical Room,4160-600V,400KVA |  |  |  | SWG
10115 | FCL-ELS-SWG-0TR2 | Breaker, 1200A, RMF Transformers TR-02CL & 02CF Feed, 4160V Low Lift Switchgear | FCL-ELS-TR-02CL | Transformer,Power,Dry,Clarification - Electrical Room,4160-600V,400KVA |  |  |  | SWG
10137 | FCL-ELS-TR-001DA | Transformer, 1200A, Lighting, LP-001DA Feed, Dry Chemical Building Outside PAC Room West Entrance | FCL-ELS-6 | Interior Lighting |  |  |  | TR
10138 | FCL-ELS-TR-001DB | Transformer, Lighting, LP-001DB Feed, Dry Chemical Building Outside PAC Room West Entrance | FCL-ELS-6 | Interior Lighting |  |  |  | TR
10143 | FCL-ELS-TR-001GA | Transformer, Lighting, 600/120/208V, 45kVA, 3PH, LP-001GA,Gaseous Chemical MCC Room N/W | FCL-ELS-6 | Interior Lighting |  |  |  | TR
10150 | FCL-ELS-TR-002FD | Transformer, Lighting, (LT8F) 600/120/208V, 45kVA, 3PH,Heating Panel DP-002FD, Filter Gallery Central | FCL-ELS-6 | Interior Lighting |  |  |  | TR
10161 | FCL-ELS-TR-003FF | Transformer,Lighting,(LT3F),600/120/208V, 30kVA, Panels LP-003FF&003FG,Filter Bldg. Transformer Room | FCL-ELS-6 | Interior Lighting |  |  |  | TR
10162 | FCL-ELS-TR-004FE | Transformer,Lighting,(LT4F),Lighting Panel LP-003FA,600/120/208V,30kVA,Filter Bldg. Transformer Room | FCL-ELS-6 | Interior Lighting |  |  |  | TR
10163 | FCL-ELS-TR-004FH | Transformer, Lighting, 600/120/208V, 30kVA, 3PH, Power Distribution DP-004FH MCC Room, MCC-004F | FCL-ELS-6 | Interior Lighting |  |  |  | TR
10164 | FCL-ELS-TR-004GE | Transformer, Lighting, 600/120/208V, 45kVA, 3PH, LP-004GE, Gaseous Chemical Building MCC Room N/W | FCL-ELS-6 | Interior Lighting |  |  |  | TR
10177 | FCL-ELS-TR-0200P | Transformer, 600/120/208V,112.5kW, Lighting Panels LP-0200P &0200B, High Lift Switchgear Floor East | FCL-ELS-6 | Interior Lighting |  |  |  | TR
10221 | FCL-ELS-V-0102 | Valve, Ball, Discharge, Pump ELS-P-0100, Emergency Power Generator Monitoring | FCL-ELS-P-0100 | Pump, Gear, Fuel Oil Transfer Pump, Low Lift Building, Screen Room |  |  |  | V
10229 | FCL-ELS-V-0202 | Valve, Ball, Discharge, Pump ELS-P-0200, Emergency Power Generator Monitoring | FCL-ELS-P-0200 | Pump, Gear, Fuel Oil Transfer Pump, Low Lift Building, Screen Room |  |  |  | V
10233 | FCL-EUS-SERVER-ROOM | Computer Location | FCL-ADM-BLDG | Building Location
10234 | FCL-EUS-TRAIN-ROOM | Computer Location | FCL-ADM-BLDG | Building Location
10328 | FCL-FILTER-BLDG | Building Location | FCL-EUS | Production & End User Support
10329 | FCL-FL | Fluoridation | FCL-DIS | Disinfection and Conditioning
10331 | FCL-FL-CP-0001 | Control Panel, Operator, High Level Alarm, Hydrofluosilicic Acid System | FCL-FL-T-0101 | Tank, Non-Pressurized, Hydrofluosilicic Acid System |  |  |  | CP
10332 | FCL-FL-CP-0101 | Control Panel, Electrical, Pump 0101, Hydrofluosilicic Acid System | FCL-FL-P-0101 | Pump, Gear, Hydrofluosilicic Acid System |  |  |  | CP
10333 | FCL-FL-CP-0201 | Control Panel, Electrical, Pump 0201, Hydrofluosilicic Acid System | FCL-FL-P-0201 | Pump, Gear, Hydrofluosilicic Acid System |  |  |  | CP
10341 | FCL-FL-FS-0101-SUS | Switch,Flow Fluoride Pump # 1 | FCL-FL | Fluoridation |  |  | 36603 | FS
10342 | FCL-FL-FS-0101-SUS | Switch,Flow Fluoride Pump # 1 | FCL-SUSPENDED | Suspended entity |  |  | 36603 | FS
10343 | FCL-FL-FS-0201-SUS | Switch,Flow Fluoride Pump # 2 | FCL-FL | Fluoridation |  |  | 36604 | FS
10344 | FCL-FL-HTR-0001 | Heater, (Heat Tracing), Gaseous Chemical Building, South of Storage Tank | FCL-ACC-FL | Flouride Room, HVAC Equipment |  |  |  | HTR
10399 | FCL-FLO | Flocculation | FCL-PLT | Preliminary Treatment
10402 | FCL-FLO-CP-0101 | Control Panel, Pre-treatment Module 1 Inlet Valve, Flocculation &Sedimentation Area South | FCL-FLO-V-0101 | Valve, Butterfly, Actuated, Raw Water, Sedimentation Tank 0101, Mixing Tank/ Coagulation |  |  |  | CP
10403 | FCL-FLO-CP-0201 | Control Panel, Pre-treatment Module 2 Inlet Valve, Flocculation &Sedimentation Area South | FCL-FLO-V-0201 | Valve, Butterfly, Actuated, Raw Water, Sedimentation Tank 0201, Mixing Tank/ Coagulation |  |  |  | CP
10404 | FCL-FLO-CP-0301 | Control Panel, Pre-treatment Module 2 Inlet Valve, Flocculation &Sedimentation Area South | FCL-FLO-V-0301 | Valve, Butterfly, Actuated, Raw Water, Sedimentation Tank 0301, Mixing Tank/ Coagulation |  |  |  | CP
10405 | FCL-FLO-FIT-0201A | Transmitter, Flow, Ultrasonic Transient Time, Clamp-on, Pre-treatment Module 2 Inlet | FCL-FLO-T-0201 | Tank, Flocculation |  |  |  | FIT
10425 | FCL-FLO-V-0050D | Valve, Mud, Drain, Pre-Treatment Module 2 Inlet, | FCL-DEW | Dewatering |  |  |  | V
10426 | FCL-FLO-V-0050E | Valve, Mud, Drain, Pre-Treatment Module 3 Inlet, | FCL-DEW | Dewatering |  |  |  | V
10428 | FCL-FLT | Filtration | FCL WORK AREA 1 | Process
10455 | FCL-FLT-CP-0001 | Control Panel, Filtered Water Sampling Pumps 0001A&B FCL-FLT-P-0004A | FCL-FLT-P-0004A | Pump, Centrifugal, Filtered Water, Sampling Pumps |  |  |  | CP
10456 | FCL-FLT-CP-0201 | Control Panel, Operator, Filter 0201 Flow/Rate, Filter 0201 | FCL-FLT-F-0201 | Filter, Carbon Activated, Filter Building, Filter Gallery East |  |  |  | CP
10457 | FCL-FLT-CP-0301 | Control Panel, Operator, Filter 0301 Flow/Rate, Filter 0301 | FCL-FLT-F-0301 | Filter, Carbon Activated, Filter Building, Filter Gallery West |  |  |  | CP
10458 | FCL-FLT-CP-0501 | Control Panel, Operator, Filter 0501 Flow/Rate, Filter 0501 | FCL-FLT-F-0501 | Filter, Carbon Activated, Filter Building, Filter Gallery West |  |  |  | CP
10459 | FCL-FLT-CP-0601 | Control Panel, Operator, Filter 0601 Flow/Rate, Filter 0601 | FCL-FLT-F-0601 | Filter, Carbon Activated, Filter Building, Filter Gallery East |  |  |  | CP
10460 | FCL-FLT-CP-0801 | Control Panel, Operator, Filter 0801 Flow/Rate, Filter 0801 | FCL-FLT-F-0801 | Filter, Carbon Activated, Filter Building, Filter Gallery East |  |  |  | CP
10461 | FCL-FLT-CP-0901 | Control Panel, Operator, Filter 0901 Flow/Rate, Filter 0901 | FCL-FLT-F-0901 | Filter, Carbon Activated, Filter Building, Filter Gallery West |  |  |  | CP
10462 | FCL-FLT-CP-1001 | Control Panel, Operator, Filter 1001 Flow/Rate, Filter 1001 | FCL-FLT-F-1001 | Filter, Carbon Activated, Filter Building, Filter Gallery East |  |  |  | CP
10463 | FCL-FLT-CP-1101 | Control Panel, Operator, Filter 1101 Flow/Rate, Filter 1101 | FCL-FLT-F-1101 | Filter, Carbon Activated, Filter Building, Filter Gallery West |  |  |  | CP
10464 | FCL-FLT-CP-1201 | Control Panel, Operator, Filter 1201 Flow/Rate, Filter 1201 | FCL-FLT-F-1201 | Filter, Carbon Activated, Filter Building, Filter Gallery East |  |  |  | CP
10465 | FCL-FLT-CP-1301 | Control Panel, Operator, Filter 1301 Flow/Rate, Filter 1301 | FCL-FLT-F-1301 | Filter, Carbon Activated, Filter Building, Filter Gallery West |  |  |  | CP
10466 | FCL-FLT-CP-1401 | Control Panel, Operator, Filter 1401 Flow/Rate, Filter 1401 | FCL-FLT-F-1401 | Filter, Carbon Activated, Filter Building, Filter Gallery East |  |  |  | CP
10467 | FCL-FLT-CP-1501 | Control Panel, Operator, Filter 1501 Flow/Rate, Filter 1501 | FCL-FLT-F-1501 | Filter, Carbon Activated, Filter Building, Filter Gallery West |  |  |  | CP
10468 | FCL-FLT-CP-1601 | Control Panel, Operator, Filter 1601 Flow/Rate, Filter 1601 | FCL-FLT-F-1601 | Filter, Carbon Activated, Filter Building, Filter Gallery East |  |  |  | CP
10469 | FCL-FLT-CP-1701 | Control Panel, Operator, Filter 1701 Flow/Rate, Filter 1701 | FCL-FLT-F-1701 | Filter, Carbon Activated, Filter Building, Filter Gallery West |  |  |  | CP
10472 | FCL-FLT-F-0202 | Filter, Inlet Side of PDIT-0201, Filter F-0201, Filtration Pipe Gallery | FCL-FLT-PDIT-0201 | Transmitter, Pressure (Differential), Loss of Head for Filter 0201, , Filter No.0201 |  |  |  | F
10474 | FCL-FLT-F-0302 | Filter, Inlet Side of PDIT-0301, Filter F-0301, Filtration Pipe Gallery | FCL-FLT-PDIT-0301 | Transmitter, Pressure (Differential), Loss of Head for Filter 0301, Filter No.0301 |  |  |  | F
10475 | FCL-FLT-F-0402 | Filter, Inlet Side of PDIT-0401, Filter F-0401, Filtration Pipe Gallery | FCL-FLT-PDIT-0401 | Transmitter, Pressure (Differential), Loss of Head for Filter 0401, , Filter No.0401 |  |  |  | F
10477 | FCL-FLT-F-0502 | Filter, Inlet Side of PDIT-0501, Filter F-0501, Filtration Pipe Gallery | FCL-FLT-PDIT-0501 | Transmitter, Pressure (Differential), Loss of Head for Filter 0501, Filter No.0501 |  |  |  | F
10478 | FCL-FLT-F-0602 | Filter, Inlet Side of PDIT-0601, Filter F-0601, Filtration Pipe Gallery | FCL-FLT-PDIT-0601 | Transmitter, Pressure (Differential), Loss of Head for Filter 0601, , Filter No.0601 |  |  |  | F
10479 | FCL-FLT-F-0702 | Filter, Inlet Side of PDIT-0701, Filter F-0701, Filtration Pipe Gallery | FCL-FLT-PDIT-0701 | Transmitter, Pressure (Differential), Loss of Head for Filter 0701, Filter No.0701 |  |  |  | F
10480 | FCL-FLT-F-0802 | Filter, Inlet Side of PDIT-0801, Filter F-0801, Filtration Pipe Gallery | FCL-FLT-PDIT-0801 | Transmitter, Pressure (Differential), Loss of Head for Filter 0801, , Filter No.0801 |  |  |  | F
10482 | FCL-FLT-F-0902 | Filter, Inlet Side of PDIT-0901, Filter F-0901, Filtration Pipe Gallery | FCL-FLT-PDIT-0901 | Transmitter, Pressure (Differential), Loss of Head for Filter 0901, Filter No.0901 |  |  |  | F
10612 | FCL-FLT-SAMP | Filter Composite Sampling | FCL-SAMP | Sampling Systems
10665 | FCL-FLT-V-0118 | Valve, Gate, Bypass, Solenoid Valve V-0108, Filter 0101 | FCL-FLT-F-0101 | Filter, Carbon Activated, Filter Building, Filter Gallery West |  |  |  | V
10686 | FCL-FLT-V-0317 | Valve, Gate, Loss of Head Transmitter PDIT-0301 Drain, Filter 0301 | FCL-FLT-PDIT-0301 | Transmitter, Pressure (Differential), Loss of Head for Filter 0301, Filter No.0301 |  |  |  | V
10708 | FCL-FLT-V-0517 | Valve, Gate, Loss of Head Transmitter PDIT-0501 Filter F-0502 Drain, Filter 0501 | FCL-FLT-PDIT-0501 | Transmitter, Pressure (Differential), Loss of Head for Filter 0501, Filter No.0501 |  |  |  | V
10734 | FCL-FLT-V-0717 | Valve, Gate, WPS to Filter 0701 Drain, Filter 0701 | FCL-FLT-F-0701 | Filter, Carbon Activated, Filter Building, Filter Gallery West |  |  |  | V
10757 | FCL-FLT-V-0917 | Valve, Gate, Loss of Head Transmitter PDIT-0901 Filter F-0902 Drain, Filter 0901 | FCL-FLT-PDIT-0901 | Transmitter, Pressure (Differential), Loss of Head for Filter 0901, Filter No.0901 |  |  |  | V
10762 | FCL-FLT-V-1008 | Valve, Solenoid, Inlet, WPS to Filter 1001, Filter 1001 | FCL-FLT-F-0101 | Filter, Carbon Activated, Filter Building, Filter Gallery West |  |  |  | V
10763 | FCL-FLT-V-1009 | Valve, Pressure Regulating, Inlet, WPS to Filter 1001, Filter 1001 | FCL-FLT-F-0101 | Filter, Carbon Activated, Filter Building, Filter Gallery West |  |  |  | V
10764 | FCL-FLT-V-1013 | Valve, Ball, Outlet, PDIT 1001, Filter 1001 | FCL-FLT-PDIT-0101 | Transmitter, Pressure (Differential), Loss of Head for Filter 0101, Filter No.0101 |  |  |  | V
10765 | FCL-FLT-V-1014 | Valve, Ball, Inlet, AIT 1001, Filter 1001 | FCL-FLT-AIT-0101 | Analyzer, Turbidity, Filter #01, Filter Building, Filter Pipe Gallery |  |  |  | V
10766 | FCL-FLT-V-1015 | Valve, Check, Effluent Line Drain, Filter 1001 | FCL-FLT-F-0101 | Filter, Carbon Activated, Filter Building, Filter Gallery West |  |  |  | V
10802 | FCL-FLT-V-1317 | Valve, Gate, Loss of Head Transmitter PDIT-1301 Filter F-1302 Drain, Filter 1301 | FCL-FLT-PDIT-1301 | Transmitter, Pressure (Differential), Loss of Head for Filter 1301, Filter No.1301 |  |  |  | V
10859 | FCL-GRK | Buildings and Grounds | FCL WORK AREA 2 | Plant Services
10879 | FCL-ITS | Integrated Technology Support | FCL-ITM | Integrated Technology Management
10881 | FCL-LAB | Lab Sampling Equipment | FCL-SAMP | Sampling Systems
10894 | FCL-MCS-3 | Service Water and Backflow Prevention | FCL-MCS | Mechanical Services |  |  |  | MCS
10895 | FCL-MCS-6 | Elevators | FCL-MCS | Mechanical Services |  |  |  | MCS
10896 | FCL-MCS-7 | Vehicles | FCL-MCS | Mechanical Services |  |  |  | MCS
10902 | FCL-MCS-BLDG-SURG | RL Clark Surge Building | FCL-GRK | Buildings and Grounds
10911 | FCL-MCS-DAVIT | Davit Arms | FCL-MCS | Mechanical Services
10914 | FCL-MCS-LD | Lifting Devices | FCL-MCS | Mechanical Services
10936 | FCL-OFFICE | Computer Location | FCL-ADM-BLDG | Building Location
10941 | FCL-PAC-CP-0201A | Control Panel, PAC Aeration Blower BL-0201, Dry Chemical Building Basement | FCL-PAC-BL-0201 | Blower, PD, PAC Mixing Air Supply, Dry Chemical Building Basement |  |  |  | CP
10942 | FCL-PAC-CP-0201B | Control Panel, PAC Storage Tank #2 Mixer MX-0201, Dry Chemical Building | FCL-PAC-MX-0201 | Mixer, PAC Storage Tank T-0201, Dry Chemical Building PAC Tanks |  |  |  | CP
10943 | FCL-PAC-CP-0301 | Control Panel, Area, PAC System Control Panel, Dry Chemical Building | FCL-PAC-T-0301 | Tank, Storage, Powder Activated Carbon, ry Chemical Building PAC Tanks |  |  |  | CP
10944 | FCL-PAC-CP-0301B | Control Panel, PAC Storage Tank #3 Mixer MX-0301, Dry Chemical Building | FCL-PAC-MX-0301 | Mixer, PAC Storage Tank T-0301, Dry Chemical Building PAC Tanks |  |  |  | CP
10945 | FCL-PAC-DCU-0301 | Dust Collector, PAC Storage Tank T-0301, Dry Chemical Building, PAC Storage Tanks | FCL-PAC-T-0301 | Tank, Storage, Powder Activated Carbon, ry Chemical Building PAC Tanks |  |  |  | DCU
10956 | FCL-PAC-LSH-0101 | Switch, Level High, Feed Tank T-0501, Dry Chemical Building Basement | FCL-PAC-T-0501 | Tank, Reservoir, PAC Slurry Calibrated Cylinder, Dry Chemical Building, Basement |  |  |  | LSH
10986 | FCL-PAC-V-0014 | Valve, Backflow Preventer, Water Potable Feed, Dry Chemical Building Basement | FCL-PAC | Taste and Odour Control (PAC) |  |  |  | V
11038 | FCL-PAC-V-0310 | Valve, Rotary, Actuated, Dust Collection DCU-0301 Dust Return, PAC System | FCL-PAC-DCU-0301 | Dust Collector, PAC Storage Tank T-0301, Dry Chemical Building, PAC Storage Tanks |  |  |  | V
11044 | FCL-PLT | Preliminary Treatment | FCL WORK AREA 1 | Process
11045 | FCL-POL-CP-4210 | Control Panel, Thickening Polymer Skid No.4, RMF Centrifuge Building, Polymer Room | FCL-POL-P-4210 | Pump, Duty, Polymer Skid No.4, Polymer Feed to Centrifuge #1, Centrifuge Building Polymer Room |  |  |  | CP
11046 | FCL-POL-CP-4220 | Control Panel, Thickening Polymer Skid No.5, RMF Centrifuge Building, Polymer Room | FCL-POL-P-4220 | Pump, Standby, Polymer Skid No.5, Polymer Feed to Thickeners, Centrifuge Building Polymer Room |  |  |  | CP
11047 | FCL-POL-CP-4230 | Control Panel, Thickening Polymer Skid No.6, RMF Centrifuge Building, Polymer Room | FCL-POL-P-4230 | Pump, Duty, Polymer Skid No.6, Polymer Feed to Centrifuge #2, Centrifuge Building Polymer Room |  |  |  | CP
11049 | FCL-POL-FIT-4120 | Transmitter, Flow, Turbine,Service Water to Electric Mixer MX-4120,Polymer Skid No.2,Centrifuge Bldg | FCL-POL-MX-4120 | Mixer, Electric, Thickening Polymer Skid No.2, RMF Centrifuge Building, Polymer Room |  |  |  | FIT
11050 | FCL-POL-FIT-4130 | Transmitter, Flow, Turbine,Service Water to Electric Mixer MX-4130,Polymer Skid No.3,Centrifuge Bldg | FCL-POL-MX-4130 | Mixer, Electric, Thickening Polymer Skid No.3, RMF Centrifuge Building, Polymer Room |  |  |  | FIT
11052 | FCL-POL-FIT-4210 | Transmitter, Flow, Turbine,Service Water to Electric Mixer MX-4210,Polymer Skid No.4,Centrifuge Bldg | FCL-POL-MX-4210 | Mixer, Electric, Thickening Polymer Skid No.4, RMF Centrifuge Building, Polymer Room |  |  |  | FIT
11053 | FCL-POL-FIT-4220 | Transmitter, Flow, Turbine,Service Water to Electric Mixer MX-4220,Polymer Skid No.5,Centrifuge Bldg | FCL-POL-MX-4220 | Mixer, Electric, Thickening Polymer Skid No.5, RMF Centrifuge Building, Polymer Room |  |  |  | FIT
11054 | FCL-POL-FIT-4230 | Transmitter, Flow, Turbine,Service Water to Electric Mixer MX-4230,Polymer Skid No.6,Centrifuge Bldg | FCL-POL-MX-4230 | Mixer, Electric, Thickening Polymer Skid No.6, RMF Centrifuge Building, Polymer Room |  |  |  | FIT
11055 | FCL-POL-FIT-4231 | Transmitter, Flow, Turbine,Service Water to Static Mixer MX-4231,Polymer Skid No.6,Centrifuge Bldg | FCL-POL-MX-4231 | Mixer, Static, Thickening Polymer Skid No.6, RMF Centrifuge Building, Polymer Room |  |  |  | FIT
11057 | FCL-POL-FSL-4110 | Flow Switch Low, Polymer Feed to Skid No.1, RMF Centrifuge Building, Polymer Room | FCL-POL-P-4110 | Pump, Duty, Polymer Skid No.1, Polymer Feed to Thickener #1, Centrifuge Building Polymer Room |  |  |  | FSL
11058 | FCL-POL-FSL-4120 | Flow Switch Low, Polymer Feed to Skid No.2, RMF Centrifuge Building, Polymer Room | FCL-POL-P-4120 | Pump, Standby, Polymer Skid No.2, Polymer Feed to Thickeners, Centrifuge Building Polymer Room |  |  |  | FSL
11059 | FCL-POL-FSL-4220 | Flow Switch Low, Polymer Feed to Skid No.5, RMF Centrifuge Building, Polymer Room | FCL-POL-P-4220 | Pump, Standby, Polymer Skid No.5, Polymer Feed to Thickeners, Centrifuge Building Polymer Room |  |  |  | FSL
11062 | FCL-POL-MX-4101 | Mixer, Electric, Polymer Tote T-4101, RMF Centrifuge Building, Polymer Totes Area | FCL-POL-T-4101 | Tank, Polymer Storage Tote No.1, RMF Centrifuge Building, Polymer Totes Area |  |  |  | MX
11063 | FCL-POL-MX-4111 | Mixer, Static, Thickening Polymer Skid No.1, RMF Centrifuge Building, Polymer Room | FCL-POL-P-4110 | Pump, Duty, Polymer Skid No.1, Polymer Feed to Thickener #1, Centrifuge Building Polymer Room |  |  |  | MX
11064 | FCL-POL-MX-4120 | Mixer, Electric, Thickening Polymer Skid No.2, RMF Centrifuge Building, Polymer Room | FCL-POL-P-4120 | Pump, Standby, Polymer Skid No.2, Polymer Feed to Thickeners, Centrifuge Building Polymer Room |  |  |  | MX
11065 | FCL-POL-MX-4130 | Mixer, Electric, Thickening Polymer Skid No.3, RMF Centrifuge Building, Polymer Room | FCL-POL-P-4130 | Pump, Duty, Polymer Skid No.3, Polymer Feed to Thickener #2, Centrifuge Building Polymer Room |  |  |  | MX
11066 | FCL-POL-MX-4131 | Mixer, Static, Thickening Polymer Skid No.3, RMF Centrifuge Building, Polymer Room | FCL-POL-P-4130 | Pump, Duty, Polymer Skid No.3, Polymer Feed to Thickener #2, Centrifuge Building Polymer Room |  |  |  | MX
11067 | FCL-POL-MX-4202 | Mixer, Electric, Polymer Tote T-4202, RMF Centrifuge Building, Polymer Totes Area | FCL-POL-T-4201 | Tank, Polymer Storage Tote No.3, RMF Centrifuge Building, Polymer Totes Area |  |  |  | MX
11068 | FCL-POL-MX-4210 | Mixer, Electric, Thickening Polymer Skid No.4, RMF Centrifuge Building, Polymer Room | FCL-POL-P-4210 | Pump, Duty, Polymer Skid No.4, Polymer Feed to Centrifuge #1, Centrifuge Building Polymer Room |  |  |  | MX
11069 | FCL-POL-MX-4220 | Mixer, Electric, Thickening Polymer Skid No.5, RMF Centrifuge Building, Polymer Room | FCL-POL-P-4220 | Pump, Standby, Polymer Skid No.5, Polymer Feed to Thickeners, Centrifuge Building Polymer Room |  |  |  | MX
11075 | FCL-POL-T-4101 | Tank, Polymer Storage Tote No.1, RMF Centrifuge Building, Polymer Totes Area | FCL-WWW-POL | Polymer |  |  |  | T
11076 | FCL-POL-T-4102 | Tank, Polymer Storage Tote No.2, RMF Centrifuge Building, Polymer Totes Area | FCL-WWW-POL | Polymer |  |  |  | T
11077 | FCL-POL-TIC-4000 | Controller, Temp., Service Water to Thick. Polymer Skids, RMF Centrifuge Building, Centrifuge Room N-Wall | FCL-POL-HTR-0003 | Heater, Water Tankless, RMF Centrifuge Building, Centrifuge Room North Wall |  |  |  | TIC
11081 | FCL-POL-V-4112 | Valve, Solenoid, Service Water to Polymer Skid No.1, RMF Centrifuge Building, Polymer Room | FCL-POL-P-4110 | Pump, Duty, Polymer Skid No.1, Polymer Feed to Thickener #1, Centrifuge Building Polymer Room |  |  |  | V
11083 | FCL-POL-V-4122 | Valve, Solenoid, Service Water to Polymer Skid No.2, RMF Centrifuge Building, Polymer Room | FCL-POL-P-4120 | Pump, Standby, Polymer Skid No.2, Polymer Feed to Thickeners, Centrifuge Building Polymer Room |  |  |  | V
11092 | FCL-POL-V-4222 | Valve, Solenoid, Service Water to Polymer Skid No.5, RMF Centrifuge Building, Polymer Room | FCL-POL-P-4220 | Pump, Standby, Polymer Skid No.5, Polymer Feed to Thickeners, Centrifuge Building Polymer Room |  |  |  | V
11105 | FCL-RAW WATER BLDG | Building Location | FCL-SPC | Process Control Systems - Services Area
11106 | FCL-RAW WATER BLDG | Building Location | FCL-SPC2 | Process Control Systems - Equipment
11107 | FCL-RAW-WATER-BLDG | Building Location | FCL-EUS | Production & End User Support
11143 | FCL-RW-CP-0102 | Control Panel, Raw Water Screen SC-0101 Inlet & Outlet Gates, Low Lift PS Screen Room S/W | FCL-RW-SC-0101 | Screen, Bar, Raw Water, Intake and Screen Room |  |  |  | CP
11144 | FCL-RW-CP-0201 | Control Panel, Raw Water Screen SC-0201, Low Lift PS Screen Room S/W | FCL-RW-SC-0201 | Screen, Bar, Raw Water , Intake and Screen Room |  |  |  | CP
11145 | FCL-RW-CP-0300 | Control Panel, Sampling System Inlet Valves to Operators Lab, Admin Building Lab | FCL-RW-SAMP | Raw Water Sampling |  |  |  | CP
11146 | FCL-RW-CP-0602 | Control Panel, Raw Water Screen SC-0601 Inlet & Outlet Gates, Low Lift PS Screen Room S/E | FCL-RW-SC-0601 | Screen, Bar, Raw Water, Intake and Screen Room |  |  |  | CP
11147 | FCL-RW-CP-0701 | Control Panel, Raw Water Screen SC-0701 , Low Lift PS Screen Room S/E | FCL-RW-SC-0701 | Screen, Bar, Raw Water, Intake and Screen Room |  |  |  | CP
11148 | FCL-RW-CP-0702 | Control Panel, Raw Water Screen SC-0701 Inlet & Outlet Gates, Low Lift PS Screen Room S/E | FCL-RW-SC-0701 | Screen, Bar, Raw Water, Intake and Screen Room |  |  |  | CP
11149 | FCL-RW-CRN-0403 | Crane, 15 Ton, Travelling, Bridge, Raw Water Pump Area | FCL-MCS-CRN | Cranes |  |  |  | CRN
11194 | FCL-RW-LIT-0002A | Transmitter, Level, Backup, Raw Water Suction Well, Raw Water Pumping Station | FCL-MCS-CRN | Cranes |  |  |  | LIT
11204 | FCL-RW-MODULES | Raw Water Modules | FCL-RW | Raw Water
11216 | FCL-RW-SAMP | Raw Water Sampling | FCL-RW | Raw Water
11217 | FCL-RW-SAMP | Raw Water Sampling | FCL-SAMP | Sampling Systems
11224 | FCL-RW-SCREENS | Raw Water Sreening | FCL-RW | Raw Water
11247 | FCL-RW-V-0005B | Valve, Mud, Raw Water Suction Channel Drain, Low Lift PS Basement | FCL-RW-INTAKE | Intake and Conduit |  |  |  | V
11248 | FCL-RW-V-0006 | Valve, Mud, Raw Water Suction Channel Drain, Low Lift PS Basement | FCL-RW-INTAKE | Intake and Conduit |  |  |  | V
11254 | FCL-RW-V-0007E | Valve, Mud, Raw Water Suction Channel Drain, Low Lift PS Basement | FCL-RW-INTAKE | Intake and Conduit |  |  |  | V
11300 | FCL-RW-V-0402A | Valve, Mud, Drain, Raw Water Screen SC-0401 Pit, Intake and Screen Room | FCL-RW-SC-0401 | Screen, Bar, Raw Water, , Intake and Screen Room |  |  |  | V
11374 | FCL-SA-C-0301 | Compressor, Instrument Air, Filter Building, Compressor Room | FCL-SA | Service Air |  |  |  | C
11376 | FCL-SA-PIT-0101 | Transmitter, Pressure, Service Air to Low Lift, High Lift Building, Loading Area ,50-SA Line | FCL-SA-T-0001 | Vessel, Pressure, Service Air, Sanitary Sewage System Monitoring |  |  |  | PIT
11456 | FCL-SED-SAMP | Sedimentation Sampling | FCL-SAMP | Sampling Systems
11461 | FCL-SED-V-0004 | Valve, Check, Settled Water Sampling Pumps P-0001A&B Discharge, Filter Building Drainage PS | FCL-WWW | Residue Management |  |  |  | V
11496 | FCL-SES-2 | SCBA's | FCL-SES | Safety and Environmental Services |  |  |  | SES
11497 | FCL-SES-5 | Eye Wash Stations Chemical Building | FCL-SES | Safety and Environmental Services |  |  |  | SES
11498 | FCL-SES-7 | Floatation Devices | FCL-SES | Safety and Environmental Services |  |  |  | SES
11561 | FCL-SES-FEQ-0110-SUS | Fire Extinguisher #110, RMF Centrifuge Building, HVAC Room | FCL-SES-FEQ-SUS | Portable Fire Extinguishers |  |  | 46426 | FEQ
11562 | FCL-SES-FEQ-0110-SUS | Fire Extinguisher #110, RMF Centrifuge Building, HVAC Room | FCL-SUSPENDED | Suspended entity |  |  | 46426 | FEQ
11563 | FCL-SES-FEQ-0111-SUS | Fire Extinguisher #111, RMF Centrifuge Building, Electrical Room | FCL-SUSPENDED | Suspended entity |  |  | 46427 | FEQ
11564 | FCL-SES-FEQ-0113-SUS | Fire Extinguisher #113, RMF Centrifuge Building, Centrifuge Room South East Wall | FCL-SES-FEQ-SUS | Portable Fire Extinguishers |  |  | 46429 | FEQ
11565 | FCL-SES-FEQ-0113-SUS | Fire Extinguisher #113, RMF Centrifuge Building, Centrifuge Room South East Wall | FCL-SUSPENDED | Suspended entity |  |  | 46429 | FEQ
11566 | FCL-SES-FEQ-0114-SUS | Fire Extinguisher #114, RMF Clarification Building, HVAC Room No.1 | FCL-SES-FEQ-SUS | Portable Fire Extinguishers |  |  | 46431 | FEQ
11567 | FCL-SES-FEQ-0114-SUS | Fire Extinguisher #114, RMF Clarification Building, HVAC Room No.1 | FCL-SUSPENDED | Suspended entity |  |  | 46431 | FEQ
11573 | FCL-SES-FP-0001 | Fire Protection System | FCL-SES | Safety and Environmental Services |  |  |  | FP
11604 | FCL-SES-LTG-0006F-SUS | Emergency Light, Ceiling Mounted Remote Heads, Admin Building, Second Floor, Stairs No. 2 | FCL-SUSPENDED | Suspended entity |  |  | 46463 | LTG
11605 | FCL-SES-LTG-0006G-SUS | Emergency Light, Remote Heads, Admin Building, First Floor, Stairs No. 2 | FCL-ELS-LTG | Emergency Lighting |  |  | 46464 | LTG
11785 | FCL-SES-LTX-0089-SUS | Exit Light, 89, Gaseous Building, 1st Floor, Electrical Room Exit | FCL-SUSPENDED | Suspended entity |  |  | 46596 | LTX
11786 | FCL-SES-LTX-0090-SUS | Exit Light, 90, Gaseous Building, 1st Floor, Fluoride Room Exit | FCL-SUSPENDED | Suspended entity |  |  | 46597 | LTX
11787 | FCL-SES-LTX-0091-SUS | Exit Light, 91, Gaseous Building, 1st Floor, Caustic Soda Storage Room Exit | FCL-ELS-6 | Interior Lighting |  |  | 46598 | LTX
11788 | FCL-SES-LTX-0091-SUS | Exit Light, 91, Gaseous Building, 1st Floor, Caustic Soda Storage Room Exit | FCL-SUSPENDED | Suspended entity |  |  | 46598 | LTX
11789 | FCL-SES-LTX-0092-SUS | Exit Light, 92, Gaseous Building, 2nd Floor, Chlorine Storage Room North Door Exit Out | FCL-ELS-6 | Interior Lighting |  |  | 46599 | LTX
11790 | FCL-SES-LTX-0092-SUS | Exit Light, 92, Gaseous Building, 2nd Floor, Chlorine Storage Room North Door Exit Out | FCL-SUSPENDED | Suspended entity |  |  | 46599 | LTX
11791 | FCL-SES-LTX-0093-SUS | Exit Light, 93, Gaseous Building, 2nd Floor, Chlorine Storage Room S/E Door Exit | FCL-ELS-6 | Interior Lighting |  |  | 46600 | LTX
11792 | FCL-SES-LTX-0093-SUS | Exit Light, 93, Gaseous Building, 2nd Floor, Chlorine Storage Room S/E Door Exit | FCL-SUSPENDED | Suspended entity |  |  | 46600 | LTX
11793 | FCL-SES-LTX-0095-SUS | Exit Light, 95, Gaseous Building, 2nd Floor, Chemical Room S/W Door Exit | FCL-SUSPENDED | Suspended entity |  |  | 46602 | LTX
11794 | FCL-SES-LTX-0100-SUS | Exit light, 100, Pump Room to Stairway No.6 , RMF Clarification Building | FCL-ELS-6 | Interior Lighting |  |  | 46603 | LTX
11795 | FCL-SES-LTX-0100-SUS | Exit light, 100, Pump Room to Stairway No.6 , RMF Clarification Building | FCL-SUSPENDED | Suspended entity |  |  | 46603 | LTX
11796 | FCL-SES-LTX-0102-SUS | Exit light, 102, Admin Building, First Floor, Corridor 116, High Lift Gallery Door | FCL-ELS-6 | Interior Lighting |  |  | 46605 | LTX
11797 | FCL-SES-LTX-0105-SUS | Exit light, 105, High Lift Pumping Station, Ground Floor, Copy Room South Door | FCL-SUSPENDED | Suspended entity |  |  | 46608 | LTX
11798 | FCL-SES-LTX-0106-SUS | Exit light, 106, Low Lift Building, Ground Floor, South East Stairs | FCL-ELS-6 | Interior Lighting |  |  | 46609 | LTX
11799 | FCL-SES-LTX-0106-SUS | Exit light, 106, Low Lift Building, Ground Floor, South East Stairs | FCL-SUSPENDED | Suspended entity |  |  | 46609 | LTX
11800 | FCL-SES-LTX-0107-SUS | Exit light, 106, Low Lift Building, Basement B1, Pump Room South West Door | FCL-ELS-6 | Interior Lighting |  |  | 46610 | LTX
11801 | FCL-SES-LTX-0108-SUS | Exit light, 108, Dry Chemical Building, MCC Room, South Exit | FCL-ELS-6 | Interior Lighting |  |  | 46611 | LTX
11802 | FCL-SES-LTX-0108-SUS | Exit light, 108, Dry Chemical Building, MCC Room, South Exit | FCL-SUSPENDED | Suspended entity |  |  | 46611 | LTX
11821 | FCL-SES-SQ-0007 | Eyewash Station, Admin Building, Operators Lab,Eye wash station - main change room | FCL-SES | Safety and Environmental Services |  |  |  | SQ
11822 | FCL-SES-SQ-0008 | Eyewash Station/Shower, Low Lift PS Building, Alum Delivery Door,Raw Water Pump Room Basement beside Phosphoric acid Skids | FCL-SES | Safety and Environmental Services |  |  |  | SQ
11825 | FCL-SES-SQ-0102 | Safety Harnesses, High Lift Building, Store Room | FCL-SES | Safety and Environmental Services |  |  |  | SQ
11840 | FCL-SES-WASTE | Waste Material | FCL-SES | Safety and Environmental Services
11858 | FCL-SM-SQ-0002 | Kit "B" Chlorine Emergency | FCL-CLA1 | Pre-Chlorination |  |  |  | SQ
11924 | FCL-SPC | Process Control Systems - Services Area | FCL | R L Clark Water Treatment Plant
11925 | FCL-SPC-COM-0001 | Communication, Router, Admin Building, Server Room | FCL-ADM BLDG | Building Location |  |  |  | COM
11926 | FCL-SPC-COM-0200 | Communication, Backup Core Closet Rack, Admin Building, Server Room | FCL-ADM BLDG | Building Location |  |  |  | COM
11927 | FCL-SPC-COM-0300 | Communication, Server Closet, Admin Building Server Room | FCL-ADM BLDG | Building Location |  |  |  | COM
11928 | FCL-SPC-COM-0400 | Communication, Server Closet, Admin Building Server Room | FCL-ADM BLDG | Building Location |  |  |  | COM
11929 | FCL-SPC-COM-0600 | Communication, Server Closet, Admin Building, Server Room | FCL-ADM BLDG | Building Location |  |  |  | COM
11930 | FCL-SPC-COM-1100 | Access Closet, Gaseous Chemical Building Control Room | FCL-CHEM BLDG | Building Location |  |  |  | COM
11931 | FCL-SPC-COM-1101 | Termination Panel, Gaseous Chemical Building, Control Room | FCL-CHEM BLDG | Building Location |  |  |  | COM
11932 | FCL-SPC-COM-1201 | Termination Panel, High Lift Switchgear Room | FCL-SPC | Process Control Systems - Services Area |  |  |  | COM
11933 | FCL-SPC-COM-1202 | Termination Panel, High Lift Pumping Station, Basement | FCL-SPC | Process Control Systems - Services Area |  |  |  | COM
11934 | FCL-SPC-COM-1204 | Termination Panel, High Lift Basement B1, Security and Communications Room | FCL-SPC | Process Control Systems - Services Area |  |  |  | COM
11935 | FCL-SPC-COM-1300 | Access Closet, Office, Horizontal Cabling, Admin Building, Second Floor | FCL-ADM BLDG | Building Location |  |  |  | COM
11936 | FCL-SPC-COM-1400 | Access Closet, Surge Tank Chamber | FCL-SPC | Process Control Systems - Services Area |  |  |  | COM
11937 | FCL-SPC-COM-1601 | Termination Panel, Filter Building, Pipe Gallery, North, Ceiling | FCL-SPC | Process Control Systems - Services Area |  |  |  | COM
11938 | FCL-SPC-COM-1603 | Termination Panel, Filter Building, Pipe Gallery, South, Ceiling | FCL-SPC | Process Control Systems - Services Area |  |  |  | COM
11939 | FCL-SPC-COM-1606 | Termination Panel, Filter Building, Pipe Gallery, South, Ceiling | FCL-SPC | Process Control Systems - Services Area |  |  |  | COM
11940 | FCL-SPC-COM-1700 | Access Closet, Low Lift Building, PAC Pump Area | FCL-RAW WATER BLDG | Building Location |  |  |  | COM
11941 | FCL-SPC-COM-1702 | Termination Panel, Low Lift Building, PAC Pump Area, South West | FCL-RAW WATER BLDG | Building Location |  |  |  | COM
11942 | FCL-SPC-COM-1800 | Access Closet, Low Lift PS Building, Switchgear Room | FCL-RAW WATER BLDG | Building Location |  |  |  | COM
11943 | FCL-SPC-COM-1805 | Termination Panel, Low Lift PS Building, Switchgear Room | FCL-RAW WATER BLDG | Building Location |  |  |  | COM
11944 | FCL-SPC-COM-1823 | Communication, Ethernet to RS485 Gateway, Low Lift Pump Room, RPU-1823 Panel | FCL-RAW WATER BLDG | Building Location |  |  |  | COM
11945 | FCL-SPC-COM-1900 | Access Closet, Centrifuges, RMF Clarifier, Clarifier Electrical Room | FCL-CENTRIFUGE BLDG | Building Location |  |  |  | COM
11946 | FCL-SPC-COM-2000 | Access Closet, Admin Building, Server Room | FCL-ADM BLDG | Building Location |  |  |  | COM
11947 | FCL-SPC-COM-2003 | Termination Panel, High Lift Building, Electrical Shop | FCL-SPC | Process Control Systems - Services Area |  |  |  | COM
12073 | FCL-SURGE-TANKS-BLDG | Building Location | FCL-EUS | Production & End User Support
12074 | FCL-TRW | Treated Water | FCL WORK AREA 1 | Process
12075 | FCL-TRW-1 | Clearwell | FCL-TRW | Treated Water |  |  |  | TRW
12076 | FCL-TRW-3 | Treated Water Discharge Headers | FCL-TRW | Treated Water |  |  |  | TRW
12127 | FCL-TRW-CP-0001A | Control Panel, Clearwell Inlet Gates, Filter Gallery above Clearwell Vestibule | FCL-TRW-G-0001A | Gate, Sluice, Actuated, Inlet, Clearwell WEL-0101 South, Clearwell Vestibule |  |  |  | CP
12128 | FCL-TRW-CP-0006 | Control Panel, Operator, Level Alarms, Surge Tank Building | FCL-TRW-T-0001 | Vessel, Pressure, Surge, Surge Tank Building |  |  |  | CP
12139 | FCL-TRW-FIT-0001A | Transmitter, Flow, Ultrasonic Transient Time, High Lift PS District 1 Venturi Room | FCL-TRW-P-0100 | Pump, Treated Water |  |  |  | FIT
12140 | FCL-TRW-FIT-0003A | Transmitter, Flow, Ultrasonic, Transient Time, Total TW, District 2E Header, Pumps 0600/0800/1000 | FCL-TRW-P-0600 | Pump, Treated Water |  |  |  | FIT
12229 | FCL-TRW-STR-0003 | Strainer, Service Water to PAC System, Dry Chemical Building Basement | FCL-TRW | Treated Water |  |  |  | STR
12230 | FCL-TRW-STR-0004 | Strainer, Service Water to Dry Chemical Sprinkler System, Dry Chemical Building | FCL-TRW | Treated Water |  |  |  | STR
12231 | FCL-TRW-STR-0007 | Strainer, Inlet, TW Sample to Analyser AIT-0001, District 2 Venturi Room, High Lift PS Basement | FCL-TRW-AIT-0001 | Analyzer, Chlorine, TRW Total Residual, District 2 Venturi Room, TRW Pumping Station |  |  |  | STR
12232 | FCL-TRW-STR-0008 | Strainer, Inlet, TW Sample to Analyser AIT-0002, District 2 Venturi Room, High Lift PS Basement | FCL-TRW-AIT-0002 | Analyzer, Turbidity, TRW Output, District 2 Venturi Room, TRW Pumping Station |  |  |  | STR
12266 | FCL-TRW-V-0019A | Valve, Gate, Isolation, TW Sample To Operators Lab Sink,District 2 Venturi Room,Low Lift PS Basement | FCL-TRW-V-0819 | Valve, Ball, Actuated, TW Sample Line Flushing to Lab Sink, Admin Building Lab |  |  |  | V
12270 | FCL-TRW-V-0023A | Valve, Gate, Isolation, TW Sample to Analyser AIT-0003, Venturi Room 2, High Lift PS Basement AIT-0001B | FCL-TRW-AIT-0001B | Analyzer, Chlorine, TRW Free Residual, District 2 Venturi Room, TRW Pumping Station |  |  |  | V
12276 | FCL-TRW-V-0031A | Valve, Gate, Isolation, Inlet, AIT-0001, Treated Water Sampling System | FCL-TRW-AIT-0001 | Analyzer, Chlorine, TRW Total Residual, District 2 Venturi Room, TRW Pumping Station |  |  |  | V
12281 | FCL-TRW-V-0035 | Valve, Air Release, District 1E Header, Treated Water Pumping Station,FCL-TRW-P-0300 | FCL-TRW-P-0300 | Pump, Treated Water |  |  |  | V
12283 | FCL-TRW-V-0035B | Valve, Gate, Isolation, District 1E Header Air Release Valve, High Lift PS Basement | FCL-TRW-V-0035 | Valve, Air Release, District 1E Header, Treated Water Pumping Station,FCL-TRW-P-0300 |  |  |  | V
12291 | FCL-TRW-V-0049A | Valve, Ball, Isolation, Compressor C-0002, Surge Building | FCL-TRW-C-0002 | Compressor, Stationary, Surge Tank Building |  |  |  | V
12292 | FCL-TRW-V-0050 | Valve, Gate, Outlet, Service Water Backflow Preventer 0111, Filter Gallery Basement ,FCL-TRW-BFP-0006 | FCL-TRW-BFP-0006 | Backflow Preventer, Service Water to RMF Clarification Facility |  |  |  | V
12293 | FCL-TRW-V-0051 | Valve, Gate, Inlet, Service Water Backflow Preventer 0111, Filter Gallery Basement,FCL-TRW-BFP-0006 | FCL-TRW-BFP-0006 | Backflow Preventer, Service Water to RMF Clarification Facility |  |  |  | V
12298 | FCL-TRW-V-0060 | Valve, Gate, Outlet, Service Water Backflow Preventer 0113, Filter Gallery Basement,FCL-TRW-BFP-0006 | FCL-TRW-BFP-0007 | Backflow Preventer, Service Water to RMF Clarification Facility |  |  |  | V
12299 | FCL-TRW-V-0061 | Valve, Gate, Inlet, Service Water Backflow Preventer 0113, Filter Gallery Basement,FCL-TRW-BFP-0006 | FCL-TRW-BFP-0007 | Backflow Preventer, Service Water to RMF Clarification Facility |  |  |  | V
12307 | FCL-TRW-V-0075A | Valve, Gate, Interconnecting, Surge Tanks T-0001&0002, Surge Tanks Building | FCL-TRW-T-0001 | Vessel, Pressure, Surge, Surge Tank Building |  |  |  | V
12309 | FCL-TRW-V-0077A | Valve, Gate, Interconnecting, Surge Tanks T-0001&0002, Surge Tanks Building | FCL-TRW-T-0001 | Vessel, Pressure, Surge, Surge Tank Building |  |  |  | V
12315 | FCL-TRW-V-0087 | Valve,Butterfly,Isolation,Service Water Sedimentation/Flocculation Tanks Ring Sedimentation Tank No2 | FCL-SED-T-0200 | Tank, Sedimentation, Middle |  |  |  | V
12316 | FCL-TRW-V-0091 | Valve, Gate, Isolation, Service Water to PAC Pumps, Dry Chemical Building | FCL-TRW-BFP-0014 | Backflow Preventer,Service Water to PAC Storage Room, Dry Chemical Building |  |  |  | V
12318 | FCL-TRW-V-0096 | Valve, Gate, Isolation, Service Water to Dry Chemical Sprinkler System, Dry Chemical Building | FCL-TRW-STR-0004 | Strainer, Service Water to Dry Chemical Sprinkler System, Dry Chemical Building |  |  |  | V
12339 | FCL-TRW-V-0138 | Valve, Ball, Isolation, Service Water to Lab Area | FCL-TRW | Treated Water |  |  |  | V
12355 | FCL-TRW-V-0818C | Valve, Ball, Isolation, Inlet, FSL-0001, Treated Water Sampling System | FCL-TRW-FSL-0001 | Switch, Flow, Low, Thermal, Sample from District 2 to Analysers AIT-0001&0001B, Admin Building Lab |  |  |  | V
12356 | FCL-TRW-V-0818E | Valve, Ball, Isolation, Inlet, FSL-0002, Treated Water Sampling System | FCL-TRW-FSL-0002 | Switch, Flow, Low, Sample from District 2 to Analyser AIT-0002, High Lift District 2 Venturi Room |  |  |  | V
12390 | FCL-WW-SAMP | Wash water Sampling | FCL-SAMP | Sampling Systems
12391 | FCL-WWW | Residue Management | FCL WORK AREA 1 | Process
12407 | FCL-WWW-CP-1100 | Control Panel, Clarifier T-1100 Sludge Collectors, RMF Clarification Facility Service Platform | FCL-WWW-T-1100 | Tank, Clarifier, North, RMF Clarification Facility |  |  |  | CP
12408 | FCL-WWW-CP-1200 | Control Panel, Clarifier T-1200 Sludge Collectors, RMF Clarification Facility Service Platform | FCL-WWW-T-1200 | Tank, Clarifier, South, RMF Clarification Facility |  |  |  | CP
12410 | FCL-WWW-CP-7014 | Control Panel, Sampling Pumps P-7014A & 7014B, RMF Clarification Facility, Operating Floor | FCL-WWW-P-7014A | Pump Sample After SO2 Chlorine and Turbidity, RMF dechlorination |  |  |  | CP
12414 | FCL-WWW-DEW | Sludge Dewatering RMF | FCL-WWW | Residue Management
12423 | FCL-WWW-FIT-5501 | Transmitter, Flow, Magnetic,Service Water to Centrifuge 5501 | FCL-WWW-CF-5501 | Centrifuge Dewatering, West |  |  |  | FIT
12424 | FCL-WWW-FSL-1105 | Switch, Flow, Low, Sampling Pump P-1105, RMF Clarification Facility | FCL-WWW-P-1105 | Pump Sample Sedimentation Tanks Drain Turbidity |  |  |  | FSL
12425 | FCL-WWW-FSL-1202 | Switch, Flow, Low, Filter Backwash Waste Sampling Pump P-1202, RMF Clarification Facility | FCL-WWW-P-1202 | Pump Sample Filter Backwash to Clarifiers Turbidity |  |  |  | FSL
12451 | FCL-WWW-LSH-0012 | Switch, Level, High, Sanitary Sump, RMF Clarification Facility, Pump Room North | FCL-WWW-P-0001 | Pump Sanitary Clarification Building, South |  |  |  | LSH
12452 | FCL-WWW-LSH-7000 | Switch, Level, High, Pump Room Sump, RMF Clarification Facility, Pump Room | FCL-WWW | Residue Management |  |  |  | LSH
12453 | FCL-WWW-LSHH-0012 | Switch, Level, High, High, Sanitary Sump, RMF Clarification Facility, Pump Room North | FCL-WWW-P-0001 | Pump Sanitary Clarification Building, South |  |  |  | LSHH
12455 | FCL-WWW-LSHH-3020 | Switch, Level, High High, Process Drain Pumps P-3021&3022 Sump, RMF Clarification Facility | FCL-WWW-P-3021 | Pump Submersible Drainage South, Process Drain Sump |  |  |  | LSHH
12458 | FCL-WWW-LSL-1201 | Switch, Level, Low, Clarifier T-1200 Sump, RMF Clarification Facility | FCL-WWW-T-1200 | Tank, Clarifier, South, RMF Clarification Facility |  |  |  | LSL
12459 | FCL-WWW-LSLL-0012 | Switch, Level, Low, Low, Sanitary Sump, RMF Clarification Facility, Pump Room North | FCL-WWW-P-0001 | Pump Sanitary Clarification Building, South |  |  |  | LSLL
12464 | FCL-WWW-MSL-5501 | Switch, Motion, Low, CV-5510, RMF Centrifuge Building, Centrifuge Room | FCL-WWW-CV-5510 | Bottom Screw Conveyor, South, Centrifuge CF-5501 |  |  |  | MSL
12490 | FCL-WWW-V-0002 | Valve, Check, Discharge, Sanitary Sump Pump P-0002, RMF Clarification Facility, Pump Room | FCL-WWW-P-0002 | Pump Sanitary Clarification Building, North |  |  |  | V
12491 | FCL-WWW-V-0003 | Valve, Plug, Discharge, Sanitary Sump Pump P-0001, RMF Clarification Facility, Pump Room | FCL-WWW-P-0001 | Pump Sanitary Clarification Building, South |  |  |  | V
12511 | FCL-WWW-V-3021 | Valve, Check, Discharge, Process Drain Pump P-3021, RMF Clarification Facility, Pump Room | FCL-WWW-P-3021 | Pump Submersible Drainage South, Process Drain Sump |  |  |  | V
12512 | FCL-WWW-V-3030 | Valve, Check, Discharge, Sludge Pump P-3030, RMF Clarification Facility,Sludge Sump Service Platform | FCL-WWW-P-3030 | Pump Submersible East, Pump Room |  |  |  | V
12514 | FCL-WWW-V-3033 | Valve Plug, Isolation Sludge Transfer from Sludge Sump to Thickener No.1, RMF Clarification Facility | FCL-WWW-T-5010 | Thickener, North, RMF Clarification Facility |  |  |  | V
12515 | FCL-WWW-V-3042 | Valve,Plug,Isolation,Pump-3040 to Thickener1,RMF Clarification Facility,Sludge Sump Service Platform | FCL-WWW-P-3040 | Pump Submersible Standby, Pump Room |  |  |  | V
12516 | FCL-WWW-V-3051 | Valve, Plug, Discharge, Sludge Pump P-3050, RMF Clarification Facility, Sludge Sump Service Platform | FCL-WWW-P-3050 | Pump Submersible FCL, Pump Room |  |  |  | V
12521 | FCL-WWW-V-5100 | Valve, Plug, Suction, Centrifuge Feed Pump P-5101, RMF Clarification Facility, Pump Room | FCL-WWW-P-5101 | Pump Centifuge Feed, North |  |  |  | V
12525 | FCL-WWW-V-5105 | Valve, Plug, Discharge, Centrifuge Feed Pump P-5101, RMF Clarification Facility, Pump Room | FCL-WWW-P-5101 | Pump Centifuge Feed, North |  |  |  | V
12526 | FCL-WWW-V-5201 | Valve, Check, Discharge, Centrifuge Feed Pump P-5201, RMF Clarification Facility, Pump Room | FCL-WWW-P-5201 | Pump Centrifuge Feed, Standby |  |  |  | V
12527 | FCL-WWW-V-5203 | Valve,Plug,Isolating, Centrifuge Feed Pump P-5201 to Centrifuge2,RMF Clarification Facility,Pump Rm | FCL-WWW-P-5201 | Pump Centrifuge Feed, Standby |  |  |  | V
12528 | FCL-WWW-V-5301 | Valve, Check, Discharge, Centrifuge Feed Pump P-5301, RMF Clarification Facility, Pump Room | FCL-WWW-P-5301 | Pump Centrifuge Feed, South |  |  |  | V
12532 | FCL-WWW-V-5305 | Valve, Plug, Discharge, Centrifuge Feed Pump P-5301, RMF Clarification Facility, Pump Room | FCL-WWW-P-5301 | Pump Centrifuge Feed, South |  |  |  | V
12534 | FCL-WWW-V-5506 | Valve, Plug, Isolation, Centrifuge/Conveyor Centrate to Process Drain Sump, RMF Centrifuge Building | FCL-WWW-CF-5501 | Centrifuge Dewatering, West |  |  |  | V
12535 | FCL-WWW-V-5510 | Valve, Slide Gate, Motorized, CV-5510 to Cake Disposal Bin Container A,Centrifuge Bldg,Centrifuge Rm | FCL-WWW-CV-5510 | Bottom Screw Conveyor, South, Centrifuge CF-5501 |  |  |  | V
12537 | FCL-WWW-V-5606 | Valve, Plug, Isolation, Centrifuge/Conveyor Centrate to Process Drain Sump, RMF Centrifuge Building | FCL-WWW-CF-5601 | Centrifuge Dewatering, East |  |  |  | V
12538 | FCL-WWW-V-5610 | Valve, Slide Gate, Motorised, CV-5601 to Cake Disposal Bin Container A,Centrifuge Bldg,Centrifuge Rm | FCL-WWW-CV-5610 | Bottom Screw Conveyor, South, Centrifuge CF-5601 |  |  |  | V
12546 | FCL-WWW-WR-0002 | Receptacle, 600V, 3PH, Centrifuge Building, Centrifuge Room | FCL-WWW | Residue Management |  |  |  | WR
12547 | FCL-WWW-WR-0004 | Receptacle, 600V, 3PH, RMF Clarification Facility, Operating Floor South | FCL-WWW | Residue Management |  |  |  | WR
12548 | FCL-WWW-WR-0005 | Receptacle, 600V, 3PH, RMF Clarification Facility, Operating Floor Central | FCL-WWW | Residue Management |  |  |  | WR
12549 | FCL-WWW-XS-5501 | Switch, Rope, CV-5510 Emergency Stop, RMF Centrifuge Building, Centrifuge Room | FCL-WWW-CV-5510 | Bottom Screw Conveyor, South, Centrifuge CF-5501 |  |  |  | XS
12550 | FCL-ZMC | Zebra Mussel Control | FCL WORK AREA 1 | Process
12551 | FCL-ZMC | Zebra Mussel Control | FCL-DIS | Disinfection and Conditioning
12562 | FCL-ZMC-V-0011A-SUS | Valve, Ball, Isolation, Cl2 Solution to Sampling Pumps P-0701&0801, Low Lift PS Basement | FCL-SUSPENDED | Suspended entity |  |  | 47322 | V
12593 | FFIS-ELS-LTG EMERG-SUS | Emergency Lights | FIS-SUSPENDED | Obsolete Entities/Processes |  |  | 46887
12596 | FHA | R C Harris Water Treatment Plant | WT&S | Water Treatment & Supply
12597 | FHA ALUM ROOM | Computer Location | FHA-SERVICE BLDG | Building Location
12598 | FHA CONTROL ROOM | Computer Location | FHA-FILTER BLDG | Building Location
12599 | FHA CORRIDOR | Computer Location | FHA-RMF BLDG | Building Location
12601 | FHA FILTER GALLERY | Computer Location | FHA-FILTER BLDG | Building Location
12602 | FHA OIT | FHA OIT | FHA-SPC1 | Process Control Systems - Administrative
12603 | FHA OPERATORS LAB | Computer Location | FHA-FILTER BLDG | Building Location
12604 | FHA RMF VESTIBULE | Computer Location | FHA-SERVICE BLDG | Building Location
12607 | FHA SERVER ROOM | Communication Switch | FHA-FILTER BLDG | Building Location
12608 | FHA SERVER ROOM | Communication Switch | FHA-SPC | Process Control Systems - Services Area
12609 | FHA WORK AREA 1 | Process | FHA | R C Harris Water Treatment Plant
12610 | FHA WORK AREA 2 | Services | FHA | R C Harris Water Treatment Plant
12737 | FHA-ADMIN-BLDG | Building Location | FHA-EUS | Production & End User Support
12738 | FHA-ALM | Alum | FHA-PLT | Preliminary Treatment
12794 | FHA-ALUM-TOWER | Computer Location | FHA-EUS | Production & End User Support
12823 | FHA-AM-P-0201-KQ | Pump Location,Aqua Ammonia Metering #2 | FHA-SUSPENDED | Suspended Obsolete entity for storage purpose |  |  | 33324 | P
12833 | FHA-AM-T-0201-KQ | Tank Location, Ammonia Storage Room | FHA-AM | Ammoniation |  |  | 33325 | T
12837 | FHA-AM-T-0301-KQ | Tank Location, Ammonia Storage Room | FHA-SUSPENDED | Suspended Obsolete entity for storage purpose |  |  | 33326 | T
12906 | FHA-AUX-ANL-0011 | Colorimeter, Pocket CL2 | [5 empty] | ANL
12919 | FHA-AUX-LAB | Laboratory and Portable Testing Equipment | FHA-AUX | Auxiliary Systems
12929 | FHA-AUX-T-0101-KQ | Compressed Air Tank 1 | FHA-AUX-SA | Plant Air/Instrument Air/Vacuum System |  |  | 33327 | T
12930 | FHA-AUX-T-0101-KQ | Compressed Air Tank 1 | FHA-SUSPENDED | Suspended Obsolete entity for storage purpose |  |  | 33327 | T
12932 | FHA-AUX-T-0102-KQ | Compressed Air Tank 2 | FHA-SUSPENDED | Suspended Obsolete entity for storage purpose |  |  | 33328 | T
12934 | FHA-AUX-T-0103-KQ | Compressed Air Tank 3 | FHA-SUSPENDED | Suspended Obsolete entity for storage purpose |  |  | 33329 | T
12937 | FHA-AUX-T-0104-KQ | Compressed Air Tank 4 | FHA-SUSPENDED | Suspended Obsolete entity for storage purpose |  |  | 33330 | T
12967 | FHA-BW | Backwash System | FHA-FLT | Filtration
13103 | FHA-CLA-CHL-0101-KQ | Chlorination Location,Train #1 | FHA-CLA | Pre-Chlorination |  |  | 33331 | CHL
13104 | FHA-CLA-CHL-0101-KQ | Chlorination Location,Train #1 | FHA-SUSPENDED | Suspended Obsolete entity for storage purpose |  |  | 33331 | CHL
13106 | FHA-CLA-CHL-0201-KQ | Chlorination Location,Train #2 | FHA-SUSPENDED | Suspended Obsolete entity for storage purpose |  |  | 33332 | CHL
13108 | FHA-CLA-CHL-0301-KQ | Chlorination Location,Train #3 | FHA-SUSPENDED | Suspended Obsolete entity for storage purpose |  |  | 33333 | CHL
13193 | FHA-CLB-CHL-0101-KQ | Post Chlorination Location,Train #1 | FHA-CLB | Post-Chlorination |  |  | 33334 | CHL
13194 | FHA-CLB-CHL-0101-KQ | Post Chlorination Location,Train #1 | FHA-SUSPENDED | Suspended Obsolete entity for storage purpose |  |  | 33334 | CHL
13196 | FHA-CLB-CHL-0201-KQ | Post Chlorination Location,Train #2 | FHA-CLB | Post-Chlorination |  |  | 33335 | CHL
13197 | FHA-CLB-CHL-0201-KQ | Post Chlorination Location,Train #2 | FHA-SUSPENDED | Suspended Obsolete entity for storage purpose |  |  | 33335 | CHL
13204 | FHA-CLB-P-0001A-KQ | Pump Location,After Post CL2 Water Sample #1A | FHA-CLB-SAMP | After Post CL2 Sampling |  |  | 33344 | P
13205 | FHA-CLB-P-0001A-KQ | Pump Location,After Post CL2 Water Sample #1A | FHA-SUSPENDED | Suspended Obsolete entity for storage purpose |  |  | 33344 | P
13206 | FHA-CLB-P-0001B-KQ | Pump Location, After Post CL2 Water Sample #2A | FHA-SUSPENDED | Suspended Obsolete entity for storage purpose |  |  | 33345 | P
13215 | FHA-CLB-SAMP | After Post CL2 Sampling | FHA-SAMP | Sampling Systems
13332 | FHA-DCL-P-0001B-KQ | Pump Location, Before SO2 Water Sample #1B | BEFORE SO2 | Before S02 Sampling |  |  | 33347 | P
13333 | FHA-DCL-P-0001B-KQ | Pump Location, Before SO2 Water Sample #1B | FHA-SUSPENDED | Suspended Obsolete entity for storage purpose |  |  | 33347 | P
13334 | FHA-DCL-P-0002A-KQ | Pump Location, After SO2 Water Sample #2A | AFTER SO2 | After SO2 Sampling |  |  | 33348 | P
13335 | FHA-DCL-P-0002A-KQ | Pump Location, After SO2 Water Sample #2A | FHA-SUSPENDED | Suspended Obsolete entity for storage purpose |  |  | 33348 | P
13337 | FHA-DCL-P-0002B-KQ | Pump Location, After SO2 Water Sample #2B | AFTER SO2 | After SO2 Sampling |  |  | 33349 | P
13338 | FHA-DCL-P-0002B-KQ | Pump Location, After SO2 Water Sample #2B | FHA-SUSPENDED | Suspended Obsolete entity for storage purpose |  |  | 33349 | P
13349 | FHA-DCL-SO-0101-KQ | Sulphonator Location | FHA-SUSPENDED | Suspended Obsolete entity for storage purpose |  |  | 33350 | SO
13351 | FHA-DCL-SO-0301-KQ | Sulphonator Location | FHA-DCL | De-Chorination |  |  | 33351 | SO
13435 | FHA-DECOM | Building Location | FHA-EUS | Production & End User Support
13452 | FHA-DIS | Disinfection | FHA WORK AREA 1 | Process
13455 | FHA-ELS | Electrical | FHA WORK AREA 2 | Services
13484 | FHA-ELS-ELS | Electrical/Instrumentation Test Equipment | FHA WORK AREA 2 | Services
13523 | FHA-ELS-LTG EMERG | Emergency Lights | FHA-SES | Safety & Environmental Services
13590 | FHA-ELS-LTX EXIT | Exit Lights | FHA-SES | Safety & Environmental Services
13716 | FHA-ELS-SWITCHGEARS | Swirchgears | FHA-ELS-PRIMARY | Primary Electrical System
13851 | FHA-FL | Fluoridation | FHA-DIS | Disinfection
13896 | FHA-FLT | Filtration | FHA WORK AREA 1 | Process
13897 | FHA-FLT | Filtration | FHA-FILT | Filtration
14109 | FHA-FLT-P-4101-KQ | Pump Location,Filter Composite West | FHA-SUSPENDED | Suspended Obsolete entity for storage purpose |  |  | 33353 | P
14112 | FHA-FLT-P-4201-KQ | Pump Location,Filter Composite East | FHA-SUSPENDED | Suspended Obsolete entity for storage purpose |  |  | 33354 | P
14133 | FHA-FLT-SAMP | Filtration Sampling | FHA-SAMP | Sampling Systems
14362 | FHA-GRK | Building & Grounds | FHA WORK AREA 2 | Services
14368 | FHA-GRK-ELS-0200 | Facility Electrical System | FHA-GRK | Building & Grounds |  |  |  | ELS
14377 | FHA-GRK-PRTY-0002 | Grounds Maintenance | FHA-GRK | Building & Grounds |  |  |  | PRTY
14389 | FHA-MCS-ACC-0101 | CL2 / SO2 Storage Ventillation System | FHA-MCS-ACC | HVAC |  |  |  | ACC
14400 | FHA-MCS-ELV | Elevators | FHA-MCS | Mechanical
14428 | FHA-MCS-PWA | Plant Service Water | FHA-MCS | Mechanical
14435 | FHA-OFFICE | Computer Location | FHA-SERVICE-BLDG | Building Location
14436 | FHA-PLANT | FHA Plant | FHA | R C Harris Water Treatment Plant
14437 | FHA-PLANT | FHA Plant | FHA-SPC1 | Process Control Systems - Administrative
14438 | FHA-PLT | Preliminary Treatment | FHA WORK AREA 1 | Process
14439 | FHA-PUMP BLDG | Building Location | FHA-SPC2 | Process Control Systems - Equipment
14446 | FHA-RAW | Raw Water Production | FHA WORK AREA 1 | Process
14457 | FHA-RTE | FHA-Routine | FHA | R C Harris Water Treatment Plant
14500 | FHA-RW-P-0801-KQ | Raw Water Pumping Unit #8 | FHA-RW-P | Raw Water Pumping |  |  | 33355 | P
14502 | FHA-RW-P-0901-KQ | Raw Water Pumping Unit #9 | FHA-RW-P | Raw Water Pumping |  |  | 33356 | P
14503 | FHA-RW-P-1001-KQ | Raw Water Pumping Unit #10 | FHA-SUSPENDED | Suspended Obsolete entity for storage purpose |  |  | 33357 | P
14505 | FHA-RW-P-1101-KQ | Raw Water Pumping Unit #11 | FHA-RW-P | Raw Water Pumping |  |  | 33358 | P
14507 | FHA-RW-P-1201-KQ | Raw Water Pumping Unit #12 | FHA-RW-P | Raw Water Pumping |  |  | 33359 | P
14509 | FHA-RW-P-1301-KQ | Raw Water Pumping Unit #13 | FHA-SUSPENDED | Suspended Obsolete entity for storage purpose |  |  | 33360 | P
14510 | FHA-RW-P-1401A-KQ | Pump Location,Raw Water Sample #1 | FHA-SUSPENDED | Suspended Obsolete entity for storage purpose |  |  | 33361 | P
14512 | FHA-RW-P-1401B-KQ | Pump Location,Raw Water Sample #2 | FHA-RW-SAMP | Raw Water Sampling |  |  | 33362 | P
14514 | FHA-RW-P-1501A-KQ | Pump Location,Raw Water Sample | FHA-RW-SAMP2 | After Pre-Chlorine Sampling |  |  | 33363 | P
14515 | FHA-RW-P-1501A-KQ | Pump Location,Raw Water Sample | FHA-SUSPENDED | Suspended Obsolete entity for storage purpose |  |  | 33363 | P
14517 | FHA-RW-P-1501B-KQ | Pump Location,Raw Water Sample | FHA-RW-SAMP2 | After Pre-Chlorine Sampling |  |  | 33364 | P
14518 | FHA-RW-SC-0101-KQ | Raw Water Screen #1 | FHA-SUSPENDED | Suspended Obsolete entity for storage purpose |  |  | 33365 | SC
14611 | FHA-SAMP | Sampling Systems | FHA WORK AREA 1 | Process
15104 | FHA-SES-FH | Fire Standpipe & Hose Cabinets | FHA-SES | Safety & Environmental Services
15207 | FHA-SES-LP | Life Preservers | FHA-SES | Safety & Environmental Services
15276 | FHA-SES-SM | Spill /Waste Management | FHA-SES | Safety & Environmental Services
15391 | FHA-SES-SQ-4 | First Aid | FHA-SES | Safety & Environmental Services |  |  |  | SQ
15396 | FHA-SPC | Process Control Systems - Services Area | FHA | R C Harris Water Treatment Plant
15397 | FHA-SPC | Process Control Systems - Services Area | FHA-ITM | Integrated Technology Management
15430 | FHA-SPC1 | Process Control Systems - Administrative | FHA | R C Harris Water Treatment Plant
15434 | FHA-STORE | Computer Storage Location | FHA-EUS | Production & End User Support
15436 | FHA-TRW | Treated Water System | FHA WORK AREA 1 | Process
15489 | FHA-TRW-P-0100-KQ | Treated Water Pumping Unit #1 | FHA-TRW-TWP | Treated Water Pumping |  |  | 33323 | P
15490 | FHA-TRW-P-0200-KQ | Treated Water Pumping Unit #2 | FHA-SUSPENDED | Suspended Obsolete entity for storage purpose |  |  | 33368 | P
15491 | FHA-TRW-P-0200-KQ | Treated Water Pumping Unit #2 | FHA-TRW-TWP | Treated Water Pumping |  |  | 33368 | P
15494 | FHA-TRW-P-0300B-KQ | Treated Water Pumping Unit #3B | FHA-SUSPENDED | Suspended Obsolete entity for storage purpose |  |  | 33370 | P
15496 | FHA-TRW-P-0400A-KQ | Treated Water Pumping Unit #4A | FHA-TRW-TWP | Treated Water Pumping |  |  | 33371 | P
15497 | FHA-TRW-P-1500-KQ | Treated Water Pumping Unit #15 | FHA-TRW-TWP | Treated Water Pumping |  |  | 33373 | P
15694 | FHA-WWW-AIT-3022 | Transmitter, Sludge Density Thickener T-3021, Sludge Transfer Pump Room, S/E Wall | [5 empty] | AIT
15699 | FHA-WWW-AIT-3032 | Transmitter, Sludge Density Thickener T-3031, Sludge Transfer Pump Room, S/E Wall | [5 empty] | AIT
15703 | FHA-WWW-AIT-3042 | Transmitter, Sludge Density Thickener T-3041, Sludge Transfer Pump Room, S/E Wall | [5 empty] | AIT
15717 | FHA-WWW-CENTRIF | Centrifuges | FHA-WWW | Residue Management / Waste Water System
15720 | FHA-WWW-CF-2401-KQ | Centrifuge Unit 2401 | FHA-SUSPENDED | Suspended Obsolete entity for storage purpose |  |  | 33374 | CF
15723 | FHA-WWW-CF-2501-KQ | Centrifuge Unit 2501 | FHA-WWW-CENTRIF | Centrifuges |  |  | 33375 | CF
15724 | FHA-WWW-CHEM | Chemical Storage Room | FHA-SUSPENDED | Suspended Obsolete entity for storage purpose |  |  | 33655
15774 | FHA-WWW-DECANT | Decant Tanks | FHA-WWW | Residue Management / Waste Water System
15778 | FHA-WWW-EFFL | Effluent Discharge | FHA-WWW | Residue Management / Waste Water System
15800 | FHA-WWW-IRG-0311 | Irrigation System, Lawn Sprinklers, RMF Ground Level | FHA-WWW-IRRIG | Irrigation |  |  |  | IRG
15801 | FHA-WWW-IRRIG | Irrigation | FHA-WWW | Residue Management / Waste Water System
15881 | FHA-WWW-P-0002-KQ | Sample Pump Unit 2 | FHA-SUSPENDED | Suspended Obsolete entity for storage purpose |  |  | 33377 | P
15882 | FHA-WWW-P-0002-KQ | Sample Pump Unit 2 | FHA-WWW-EFFL | Effluent Discharge |  |  | 33377 | P
15888 | FHA-WWW-P-0711-KQ | SBS Pump Location | FHA-SUSPENDED | Suspended Obsolete entity for storage purpose |  |  | 33378 | P
15889 | FHA-WWW-P-0711-KQ | SBS Pump Location | FHA-WWW-SBS | SBS System |  |  | 33378 | P
15893 | FHA-WWW-P-2201-KQ | Centrifuge Feed Pump 2 | FHA-SUSPENDED | Suspended Obsolete entity for storage purpose |  |  | 33380 | P
15894 | FHA-WWW-P-2201-KQ | Centrifuge Feed Pump 2 | FHA-WWW-THICK | Sludge Thickening |  |  | 33380 | P
15895 | FHA-WWW-P-2301-KQ | Centrifuge Feed Pump 3 | FHA-SUSPENDED | Suspended Obsolete entity for storage purpose |  |  | 33381 | P
15896 | FHA-WWW-P-2301-KQ | Centrifuge Feed Pump 3 | FHA-WWW-THICK | Sludge Thickening |  |  | 33381 | P
15899 | FHA-WWW-P-3401-KQ | Sludge Transfer Pump # 4 | FHA-SUSPENDED | Suspended Obsolete entity for storage purpose |  |  | 33343 | P
15900 | FHA-WWW-P-3401-KQ | Sludge Transfer Pump # 4 | FHA-WWW-THICK | Sludge Thickening |  |  | 33343 | P
15934 | FHA-WWW-RIPENING | Filter Ripening Flow | FHA-WWW | Residue Management / Waste Water System
15936 | FHA-WWW-SLUDGE | Sludge Equalization Pumping | FHA-WWW | Residue Management / Waste Water System
15939 | FHA-WWW-SUMP- CF FEED | Sump Systems Centrifuge Feed Pump | FHA-WWW-SUMP | Sump Systems
15940 | FHA-WWW-SUMP- TRANSF PUMP | Sump Systems Transfer Feed Pump | FHA-WWW-SUMP | Sump Systems
15946 | FHA-WWW-T-3011-KQ | Tank Location, Thickener 1 | FHA-SUSPENDED | Suspended Obsolete entity for storage purpose |  |  | 33342 | T
15952 | FHA-WWW-T-3041-KQ | Tank Location, Thickener 4 | FHA-WWW-THICK | Sludge Thickening |  |  | 33339 | T
15956 | FHA-WWW-T-4041-KQ | Tank Location, Decant 4 | FHA-SUSPENDED | Suspended Obsolete entity for storage purpose |  |  | 33338 | T
15957 | FHA-WWW-T-4041-KQ | Tank Location, Decant 4 | FHA-WWW-DECANT | Decant Tanks |  |  | 33338 | T
16115 | FHA-ZMC | Zebra Mussel Control | FHA-DIS | Disinfection
16125 | FHA-ZMC-P-0101-KQ | Pump Location,Zebra Mussel Sample | FHA-SUSPENDED | Suspended Obsolete entity for storage purpose |  |  | 33336 | P
16162 | FHO | F.J. Horgan Water Treatment Plant | TW | Toronto Water
16163 | FHO | F.J. Horgan Water Treatment Plant | WT&S | Water Treatment & Supply
16164 | FHO ADMIN | Administration | FHO | F.J. Horgan Water Treatment Plant
16165 | FHO CHEMICAL ALLEY | Computer Location | FHO MAIN BLDG | Building Location
16166 | FHO CHEMICAL ALLEY | Computer Location | FHO-SPC | Process Control Systems - Services Area
16167 | FHO CLEARWELL | Sampling | FHO-SAMP | Sampling Systems
16168 | FHO COMMUNICATIONS | FHO Communications | FHO-SPC1 | Process Control Systems - Administrative
16169 | FHO CONTROL ROOM | Computer Location | FHO MAIN BLDG | Building Location
16170 | FHO CONTROL ROOM | Computer Location | FHO-SPC | Process Control Systems - Services Area
16171 | FHO ELECTRICAL ROOM | Computer Location | FHO-SPC | Process Control Systems - Services Area
16172 | FHO EUS CONTROL ROOM | Computer Location | FHO-ADMIN-BLDG | Building Location
16173 | FHO EUS MACH ELEC | Computer Location | FHO-ADMIN-BLDG | Building Location
16174 | FHO EUS MACH ELEC | Computer Location | FHO-EUS | Production & End User Support
16175 | FHO EUS MACH SHOP | Computer Location | FHO-ADMIN-BLDG | Building Location
16176 | FHO EUS MACH SHOP | Computer Location | FHO-EUS | Production & End User Support
16177 | FHO EUS SERVER ROOM | Communication Switch | FHO-ADMIN-BLDG | Building Location
16178 | FHO EUS STORE | Computer Storage Location | FHO-ADMIN-BLDG | Building Location
16179 | FHO EUS TRAIN ROOM | Computer Location | FHO-ADMIN-BLDG | Building Location
16180 | FHO FILTER GALLERY | Computer Location | FHO MAIN BLDG | Building Location
16181 | FHO FILTER GALLERY | Computer Location | FHO-SPC | Process Control Systems - Services Area
16182 | FHO MAIN BLDG | Building Location | FHO-SPC | Process Control Systems - Services Area
16183 | FHO PLC | FHO PLC | FHO-SPC1 | Process Control Systems - Administrative
16184 | FHO PRE FILTERED | Sampling | FHO-SAMP | Sampling Systems
16185 | FHO RAW H2O | Raw water Sampling | FHO-SAMP | Sampling Systems
16186 | FHO RAW WATER | Computer Location | FHO MAIN BLDG | Building Location
16187 | FHO RAW WATER | Computer Location | FHO-SPC | Process Control Systems - Services Area
16188 | FHO SCADA CLIENTS | FHO SCADA Clients | FHO-SPC1 | Process Control Systems - Administrative
16189 | FHO SERVER ROOM | Communication Switch | FHO MAIN BLDG | Building Location
16190 | FHO SERVER ROOM | Communication Switch | FHO-SPC | Process Control Systems - Services Area
16193 | FHO STANDBY POWER BL | Building Location | FHO-SPC | Process Control Systems - Services Area
16194 | FHO STANDBY POWER BL | Building Location | FHO-SPC2 | Process Control Systems - Equipment
16195 | FHO SWITCHGEAR ROOM | Computer Location | FHO-SPC | Process Control Systems - Services Area
16196 | FHO TRW PUMPING | Treated Water Pumping | FHO-TRW | Treated Water System
16197 | FHO WASTE WATER BLDG | Building Location | FHO-SPC2 | Process Control Systems - Equipment
16198 | FHO WORK AREA 2 | Services | FHO | F.J. Horgan Water Treatment Plant
16199 | FHO WORK AREA 2 | Services | FHO-RTE | FHO-Routine
16200 | FHO WWW | Waste Water Output Sampling | FHO-SAMP | Sampling Systems
16793 | FHO-ADMIN-BLDG | Building Location | FHO-EUS | Production & End User Support
16802 | FHO-AIR SCOUR | Air Scour Blower System | FHO-FLT | Filtration
16825 | FHO-ALM-P-0101-KQ | Alum Skid 1 | FHO-ALM | Alum System |  |  |  | P
16828 | FHO-ALM-P-0201-KQ | Alum Skid 2 | FHO-ALM | Alum System |  |  |  | P
16830 | FHO-ALM-P-0301-KQ | Alum Skid 3 | FHO-ALM | Alum System |  |  |  | P
16833 | FHO-ALM-P-0401-KQ | Alum Skid 4 | FHO-ALM | Alum System |  |  |  | P
16834 | FHO-ALM-P-0501-KQ | Back-Up Skid 5 for Alum Trains | FHO-ALM | Alum System |  |  |  | P
16835 | FHO-ALM-P-0501-KQ | Back-Up Skid 5 for Alum Trains | FHO-OBSOLETE | Removed From Service |  |  |  | P
16846 | FHO-ALM-T-0101-KQ | Alum/Ferric Storage Tank 1 | FHO-ALM | Alum System |  |  |  | T
16847 | FHO-ALM-T-0101-KQ | Alum/Ferric Storage Tank 1 | FHO-OBSOLETE | Removed From Service |  |  |  | T
16849 | FHO-ALM-T-0201-KQ | Alum/Ferric Storage Tank 2 | FHO-ALM | Alum System |  |  |  | T
16850 | FHO-ALM-T-0201-KQ | Alum/Ferric Storage Tank 2 | FHO-OBSOLETE | Removed From Service |  |  |  | T
16934 | FHO-AM | Ammoniation | FHO-DIS | Disinfection
16960 | FHO-AM-P-0101-KQ | Ammonia Train 1 | FHO-AM | Ammoniation |  |  | 32564 | P
16963 | FHO-AM-P-0201-KQ | Ammonia Train 2 | FHO-AM | Ammoniation |  |  | 32565 | P
17041 | FHO-AMT-WS-1000 | Weather Station System | FHO WORK AREA 2 | Services |  |  |  | WS
17044 | FHO-AUX | Lab/Portable Testing Instruments | FHO WORK AREA 1 | Process
17062 | FHO-BW | Backwash System | FHO-FLT | Filtration
17089 | FHO-BW-P-1401-KQ | Backwash Pump 14 | FHO-BW | Backwash System |  |  |  | P
17090 | FHO-BW-P-1501-KQ | Backwash Pump 15 | FHO-BW | Backwash System |  |  |  | P
17092 | FHO-BW-P-1601-KQ | Backwash Pump 16 | FHO-OBSOLETE | Removed From Service |  |  |  | P
17159 | FHO-CAPITAL | Capital Project | FHO-MCS | Mechanical Services
17161 | FHO-CBM | FHO-Condition Based Monitoiring | FHO | F.J. Horgan Water Treatment Plant
17162 | FHO-CBM-ROUTE-2 | FHO-Condition Based Monitoiring Route 2- HVAC System | FHO | F.J. Horgan Water Treatment Plant |  |  |  | ROUTE
17163 | FHO-CCS | Corrosion Control Process | FHO WORK AREA 1 | Process
17242 | FHO-CHEMICAL-BLDG | Building Location | FHO-EUS | Production & End User Support
17243 | FHO-CL | Cl & SO2 Gas Monitoring Systems | FHO-DIS | Disinfection
17269 | FHO-CLA | Pre Chlorination System | FHO-DIS | Disinfection
17272 | FHO-CLA-CHL-0101-KQ | Pre Chlorination Train 1 | FHO-CLA | Pre Chlorination System |  |  |  | CHL
17273 | FHO-CLA-CHL-0201-KQ | Pre Chlorination Train 2 | FHO-OBSOLETE | Removed From Service |  |  |  | CHL
17354 | FHO-CLA-V-0211-SUS | Valve, Gaseous Supply Header from Pre Injector System to Pre-Chlorination Injector 2 | FHO-SUSPENDED | Suspended Entity List | Valve,Ball |  | 37538 | V
17371 | FHO-CLB | Post Chlorination System | FHO-DIS | Disinfection
17375 | FHO-CLB-CHL-0101-KQ | Post ChlorinationTrain 1 | FHO-CLB | Post Chlorination System |  |  |  | CHL
17376 | FHO-CLB-CHL-0101-KQ | Post ChlorinationTrain 1 | FHO-OBSOLETE | Removed From Service |  |  |  | CHL
17402 | FHO-CLB-P-0301-KQ | Clearwell Sampling Pump 3 | FHO-OBSOLETE | Removed From Service | Pump,Positive Displacement,Rotary Vane |  |  | P
17404 | FHO-CLB-P-0401-KQ | Clearwell Sampling Pump 4 | FHO-OBSOLETE | Removed From Service | Pump,Positive Displacement,Rotary Vane |  |  | P
17542 | FHO-CLC | Trim Chlorination System | FHO-DIS | Disinfection
17545 | FHO-CLC-CHL-0101-KQ | Trim Chlorination Train 1 | FHO-CLC | Trim Chlorination System |  |  |  | CHL
17546 | FHO-CLC-CHL-0201-KQ | Trim ChlorinationTrain 2 | FHO-CLC | Trim Chlorination System |  |  |  | CHL
17611 | FHO-DCL-P-0401A-KQ | Before SO2 Sampling | FHO BEFORE SO2 | Sampling |  |  |  | P
17615 | FHO-DCL-P-0401B-KQ | Before SO2 Sampling | FHO-OBSOLETE | Removed From Service |  |  |  | P
17619 | FHO-DCL-P-0501A-KQ | After SO2 Sampling Pump | FHO AFTER SO2 | Sampling |  |  |  | P
17620 | FHO-DCL-P-0501A-KQ | After SO2 Sampling Pump | FHO-OBSOLETE | Removed From Service |  |  |  | P
17634 | FHO-DCL-SO-0101-KQ | Dechlorination Train 1 | FHO-OBSOLETE | Removed From Service |  |  |  | SO
17635 | FHO-DCL-SO-0201-KQ | Dechlorination Train 2 | FHO-DCL | De-Chlorination |  |  |  | SO
17637 | FHO-DCL-SO-0301-KQ | Dechlorination Train 3 | FHO-OBSOLETE | Removed From Service |  |  |  | SO
17707 | FHO-DECOM | Building Location | FHO-EUS | Production & End User Support
17708 | FHO-DEW | Dewatering & Drainage | FHO-GRK | Buildings & Grounds
17778 | FHO-DIS | Disinfection | FHO WORK AREA 1 | Process
17800 | FHO-DOZ-AMB-MONITOR | AMBIENT OZONE GAS MONITORING SYSTEM | FHO-DOZ | Ozonation System
17806 | FHO-DOZ-CL-CW | CLOSED LOOP COOLING WATER SYSTEM | FHO-DOZ | Ozonation System
17816 | FHO-DOZ-CW | Ozone Cooling Water | FHO-DOZ | Ozonation System
17841 | FHO-DOZ-GEN | FHO OZONE GENERATION SYSTEM | FHO-DOZ | Ozonation System
17865 | FHO-DOZ-OFFGAS | OFFGAS DESTRUCTION | FHO-DOZ | Ozonation System
17926 | FHO-DOZ-SAMP | Ozone Contact Tank Sampling | FHO-DOZ | Ozonation System
18337 | FHO-ELS-GEN-0201-KQ | Generator 2 | FHO-ELS-PS-0003 | Emergency Power, Diesel & UPS |  |  |  | GEN
18338 | FHO-ELS-GEN-0201-KQ | Generator 2 | FHO-OBSOLETE | Removed From Service |  |  |  | GEN
18340 | FHO-ELS-INQ | Power Management | FHO-ELS-PS-0001 | Primary Power Equipment
18412 | FHO-ELS-LTG | Facility Electrical System | FHO-GRK | Buildings & Grounds | Building Service,Electrical 110 - 220 V
18807 | FHO-ELS-PS-0004 | Solar Power system | FHO WORK AREA 2 | Services |  |  |  | PS
18881 | FHO-ELS-UPS-0001-KQ | Uninterruptible Power Supply Location | FHO-ELS-PS-0003 | Emergency Power, Diesel & UPS | Uninterruptible Power Supply |  |  | UPS
18882 | FHO-ELS-UPS-0001-KQ | Uninterruptible Power Supply Location | FHO-OBSOLETE | Removed From Service | Uninterruptible Power Supply |  |  | UPS
19284 | FHO-FL-P-0101-KQ | Fluoride Skid 1 | FHO-FL | Fluoridation |  |  |  | P
19285 | FHO-FL-P-0101-KQ | Fluoride Skid 1 | FHO-OBSOLETE | Removed From Service |  |  |  | P
19287 | FHO-FL-P-0201-KQ | Fluoride Skid 2 | FHO-FL | Fluoridation |  |  |  | P
19290 | FHO-FL-P-0301-KQ | Reservoir Sampling | FHO RESERVOIR | Sampling |  |  |  | P
19291 | FHO-FL-P-0301A-KQ | Reservoir Sampling | FHO RESERVOIR | Sampling |  |  |  | P
19374 | FHO-FLO | Flocculation System | FHO-PLT | Preliminary Treatment
19410 | FHO-FLO-MX-0101-KQ | Raw Water Module 1 | FHO-FLO | Flocculation System |  |  |  | MX
19411 | FHO-FLO-MX-0101-KQ | Raw Water Module 1 | FHO-OBSOLETE | Removed From Service |  |  |  | MX
19415 | FHO-FLO-MX-0201-KQ | Raw Water Module 2 | FHO-FLO | Flocculation System |  |  |  | MX
19421 | FHO-FLO-MX-0401-KQ | Raw Water Module 4 | FHO-OBSOLETE | Removed From Service |  |  |  | MX
19428 | FHO-FLO-P-0501-KQ | Pre Filtered Sampling Unit 5 | FHO PRE FILTERED | Sampling |  |  |  | P
19429 | FHO-FLO-P-0501-KQ | Pre Filtered Sampling Unit 5 | FHO-OBSOLETE | Removed From Service |  |  |  | P
19432 | FHO-FLO-P-0601-KQ | Pre Filtered Sampling Unit 6 | FHO PRE FILTERED | Sampling |  |  |  | P
19433 | FHO-FLO-P-0601-KQ | Pre Filtered Sampling Unit 6 | FHO-OBSOLETE | Removed From Service |  |  |  | P
19444 | FHO-FLO-T-0301-KQ | Flocculation Tank | FHO-FLO | Flocculation System |  |  |  | T
19445 | FHO-FLO-T-0301-KQ | Flocculation Tank | FHO-OBSOLETE | Removed From Service |  |  |  | T
19446 | FHO-FLO-T-0401-KQ | Flocculation Tank | FHO-OBSOLETE | Removed From Service |  |  |  | T
19502 | FHO-FLT | Filtration | FHO WORK AREA 1 | Process
19627 | FHO-FLT-P-2101A-KQ | Composite Water Supply Sampling Pumping | FHO FILTERED WATER | Composite Sampling |  |  |  | P
19673 | FHO-FLT-T-0101-KQ | Filter 1 | FHO-OBSOLETE | Removed From Service |  |  |  | T
19674 | FHO-FLT-T-0201-KQ | Filter 2 | FHO-FLT | Filtration |  |  |  | T
19675 | FHO-FLT-T-0301-KQ | Filter 3 | FHO-FLT | Filtration |  |  |  | T
19676 | FHO-FLT-T-0401-KQ | Filter 4 | FHO-FLT | Filtration |  |  |  | T
19677 | FHO-FLT-T-0501-KQ | Filter 5 | FHO-FLT | Filtration |  |  |  | T
19678 | FHO-FLT-T-0601-KQ | Filter 6 | FHO-OBSOLETE | Removed From Service |  |  |  | T
19679 | FHO-FLT-T-0701-KQ | Filter 7 | FHO-FLT | Filtration |  |  |  | T
19680 | FHO-FLT-T-0801-KQ | Filter 8 | FHO-FLT | Filtration |  |  |  | T
19901 | FHO-GOX | Gaseous Oxygen Pretreatment | FHO-DOZ | Ozonation System
19902 | FHO-GRK | Buildings & Grounds | FHO WORK AREA 2 | Services
20074 | FHO-GRK-INQ | Master Clock & Auxilliary Systems | FHO-GRK | Buildings & Grounds
20075 | FHO-GRK-INQ | Master Clock & Auxilliary Systems | FHO-GRK-PRTY-0001 | Building Maintenance
20080 | FHO-GRK-PIP | Sewage Systems | FHO-GRK | Buildings & Grounds
20088 | FHO-ITM | Integrated Technology Management | FHO | F.J. Horgan Water Treatment Plant
20123 | FHO-MCS-HVAC | Plant HVAC | FHO-MCS | Mechanical Services
20157 | FHO-MCS-MEQ | Machine Shop & Equipment | FHO-MCS | Mechanical Services
20185 | FHO-MCS-P-0301-KQ | Vacuum Priming Pump 3 | FHO-OBSOLETE | Removed From Service |  |  |  | P
20186 | FHO-MCS-P-0301-KQ | Vacuum Priming Pump 3 | FHO-TRW-VP | Vacuum Priming |  |  |  | P
20198 | FHO-MCS-PWA | Service Water & Backflow Prevention | FHO-MCS | Mechanical Services
20199 | FHO-MCS-PWA | Service Water & Backflow Prevention | FHO-TRW | Treated Water System
20274 | FHO-NEXUS | Emergency and Exits lights- Expansion Site | FHO WORK AREA 2 | Services
20277 | FHO-NIT-SYS | NITROGEN SYSTEM | FHO-DOZ | Ozonation System
20278 | FHO-OZONE-BLDG | Building Location | FHO-EUS | Production & End User Support
20330 | FHO-PCL-P-0601-KQ | PACL Train 6 | FHO-OBSOLETE | Removed From Service |  |  |  | P
20344 | FHO-PCL-T-0101-KQ | PACL Storage Tank 1 | FHO-OBSOLETE | Removed From Service |  |  |  | T
20345 | FHO-PCL-T-0101-KQ | PACL Storage Tank 1 | FHO-PCL | PACL System |  |  |  | T
20438 | FHO-PLT | Preliminary Treatment | FHO WORK AREA 1 | Process
20483 | FHO-POL-P-0401-KQ | Polymer Skid 4 | FHO-OBSOLETE | Removed From Service |  |  |  | P
20486 | FHO-POL-P-0501-KQ | Polymer Skid 5 | FHO-OBSOLETE | Removed From Service |  |  |  | P
20487 | FHO-POL-P-0501-KQ | Polymer Skid 5 | FHO-POL | Polymer System |  |  |  | P
20491 | FHO-POL-P-0701-KQ | Polymer Skid 7 | FHO-OBSOLETE | Removed From Service |  |  |  | P
20615 | FHO-RAW | Raw Water Production | FHO WORK AREA 1 | Process
20616 | FHO-RTE | FHO-Routine | FHO | F.J. Horgan Water Treatment Plant
20647 | FHO-RW-P-1301-KQ | Raw Water Lab Sample Pump Unit 1 | FHO RAW H2O | Raw water Sampling |  |  |  | P
20648 | FHO-RW-P-1301-KQ | Raw Water Lab Sample Pump Unit 1 | FHO-OBSOLETE | Removed From Service |  |  |  | P
20649 | FHO-RW-P-1401-KQ | Raw Water Lab Sample Pump Unit 2 | FHO RAW H2O | Raw water Sampling |  |  |  | P
20650 | FHO-RW-P-1401-KQ | Raw Water Lab Sample Pump Unit 2 | FHO-OBSOLETE | Removed From Service |  |  |  | P
20654 | FHO-RW-P-1801-KQ | RW Pump Unit 18 | FHO-RAW | Raw Water Production |  |  |  | P
20655 | FHO-RW-P-1901-KQ | RW Pump Unit 19 | FHO-RAW | Raw Water Production |  |  |  | P
20658 | FHO-RW-P-2201-KQ | RW Pump Unit 22 | FHO-OBSOLETE | Removed From Service |  |  |  | P
20660 | FHO-RW-P-2301-KQ | RW Pump Unit 23 | FHO-OBSOLETE | Removed From Service |  |  |  | P
20662 | FHO-RW-P-2601-KQ | RW Pump Unit 26 | FHO-RAW | Raw Water Production |  |  |  | P
20664 | FHO-RW-P-2701-KQ | RW Pump Unit 27 | FHO-OBSOLETE | Removed From Service |  |  |  | P
20778 | FHO-SA-C-0101-KQ | Air Compressor 1 | FHO-OBSOLETE | Removed From Service |  |  |  | C
20781 | FHO-SA-C-0201-KQ | Air Compressor 2 | FHO-OBSOLETE | Removed From Service |  |  |  | C
20782 | FHO-SA-C-0301-KQ | Service Air Compressor 3 | FHO-OBSOLETE | Removed From Service |  |  | 32276 | C
20859 | FHO-SAMP | Sampling Systems | FHO WORK AREA 1 | Process
20861 | FHO-SBS | Ozone Quenching | FHO-DOZ | Ozonation System
20951 | FHO-SES | Safety & Environmental Services | FHO WORK AREA 2 | Services
21489 | FHO-SES-SQ-0001 | Safety Equipment | FHO-SES | Safety & Environmental Services |  |  |  | SQ
21597 | FHO-SM | Spill Containment & Chemical Sump Systems | FHO-SES | Safety & Environmental Services
21606 | FHO-SM-SB-0001-KQ | Scrubber | FHO-OBSOLETE | Removed From Service | Scrubber |  |  | SB
21607 | FHO-SM-SB-0001-KQ | Scrubber | FHO-SES | Safety & Environmental Services | Scrubber |  |  | SB
21608 | FHO-SM-SEN-0001 | ZMCS Raw Water Gas Detection | FHO-SES | Safety & Environmental Services | Atmosphere Monitoring Device,Stationary,H2S/CO/CL/Toxic/SO2/NH3 |  |  | SEN
21635 | FHO-SPC | Process Control Systems - Services Area | FHO-ITM | Integrated Technology Management
21714 | FHO-STORE | Computer Storage Location | FHO-EUS | Production & End User Support
21754 | FHO-TRW-C-0101-KQ | Surge Air Compressor 1 | FHO-OBSOLETE | Removed From Service |  |  |  | C
21755 | FHO-TRW-C-0103-KQ | Surge Air Compressor 3 | FHO-OBSOLETE | Removed From Service |  |  |  | C
21837 | FHO-TRW-P-0100-KQ | TRW Pump Unit 1 | FHO TRW PUMPING | Treated Water Pumping |  |  | 33321 | P
21838 | FHO-TRW-P-0100-KQ | TRW Pump Unit 1 | FHO-OBSOLETE | Removed From Service |  |  | 33321 | P
21839 | FHO-TRW-P-0101A-KQ | Treated Water Output Sampling | FHO TRW OUTPUT | Treated Water Output Sampling |  |  |  | P
21840 | FHO-TRW-P-0101B-KQ | Treated Water Output Sampling | FHO-OBSOLETE | Removed From Service |  |  |  | P
21845 | FHO-TRW-P-0400-KQ | TRW Pump Unit 4 | FHO-OBSOLETE | Removed From Service |  |  |  | P
21847 | FHO-TRW-P-0500-KQ | TRW Pump Unit 5 | FHO TRW PUMPING | Treated Water Pumping |  |  |  | P
21848 | FHO-TRW-P-0500-KQ | TRW Pump Unit 5 | FHO-OBSOLETE | Removed From Service |  |  |  | P
21855 | FHO-TRW-P-0800-KQ | TRW Pump Unit 8 | FHO-OBSOLETE | Removed From Service |  |  |  | P
21857 | FHO-TRW-P-0900-KQ | TRW Pump Unit 9 | FHO TRW PUMPING | Treated Water Pumping |  |  |  | P
21860 | FHO-TRW-P-1000-KQ | TRW Pump Unit 10 | FHO TRW PUMPING | Treated Water Pumping |  |  |  | P
21861 | FHO-TRW-P-1100-KQ | TRW Pump Unit 11 | FHO-OBSOLETE | Removed From Service |  |  |  | P
21863 | FHO-TRW-P-1200-KQ | TRW Pump Unit 12 | FHO TRW PUMPING | Treated Water Pumping |  |  |  | P
21886 | FHO-TRW-PWA | Service Water & Backflow Prevention | FHO-TRW | Treated Water System
21902 | FHO-TRW-T-0001-KQ | Surge Tank 1 | FHO-OBSOLETE | Removed From Service |  |  |  | T
21903 | FHO-TRW-T-0001-KQ | Surge Tank 1 | FHO-TRW- SURGE | Surge Protection System |  |  |  | T
21906 | FHO-TRW-T-0002-KQ | Surge Tank 2 | FHO-OBSOLETE | Removed From Service |  |  |  | T
21907 | FHO-TRW-T-0003-KQ | Surge Tank 3 | FHO-OBSOLETE | Removed From Service |  |  |  | T
21908 | FHO-TRW-T-0003-KQ | Surge Tank 3 | FHO-TRW- SURGE | Surge Protection System |  |  |  | T
22614 | FHO-TRW-VP | Vacuum Priming | FHO-MCS | Mechanical Services
22624 | FHO-WWW-BL-0801-KQ | WW Blower 8 | FHO-WWW | Residue Management / Waste Water System |  |  |  | BL
22667 | FHO-WWW-P-0101-KQ | WW Pump 1 | FHO-OBSOLETE | Removed From Service |  |  |  | P
22670 | FHO-WWW-P-0201-KQ | WW Pump 2 | FHO-OBSOLETE | Removed From Service |  |  |  | P
22674 | FHO-WWW-P-0301-KQ | WW Pump 3 | FHO-OBSOLETE | Removed From Service |  |  |  | P
22678 | FHO-WWW-P-0901-KQ | WW Polymer Pump System | FHO-OBSOLETE | Removed From Service |  |  |  | P
22679 | FHO-WWW-P-0901-KQ | WW Polymer Pump System | FHO-WWW | Residue Management / Waste Water System |  |  |  | P
22700 | FHO-WWW-T-0101-KQ | Tank, Waste Water Holding Tank 1 | FHO-OBSOLETE | Removed From Service | Tank,Non-Pressurized |  |  | T
22702 | FHO-WWW-T-0102-KQ | Clarifier 1 | FHO-OBSOLETE | Removed From Service |  |  |  | T
22704 | FHO-WWW-T-0201-KQ | Tank, Waste Water Holding Tank 2 | FHO-OBSOLETE | Removed From Service |  |  |  | T
22706 | FHO-WWW-T-0202-KQ | Clarifier 2 | FHO-OBSOLETE | Removed From Service |  |  |  | T
22810 | FHO-ZMC-P-0201-KQ | Zebra Mussel Chlorination Pump 2 | FHO-ZMC | Zebra Mussel Control System |  |  |  | P
22837 | FIS | Island Water Treatment Plant | TW | Toronto Water
22838 | FIS | Island Water Treatment Plant | WT&S | Water Treatment & Supply
22840 | FIS EUS SERVER ROOM | Communication Switch | FIS-ADM-BLDG | Building Location
22842 | FIS SCADA CLIENTS | FIS SCADA Clients | FIS-SPC1 | Process Control Systems - Administrative
22843 | FIS SCADA SERVERS | FIS SCADA Servers | FIS-SPC1 | Process Control Systems - Administrative
22847 | FIS-ACC-ADMIN BUILDING | HVAC Admin Buliding | FIS-HVAC | Climate Control
22858 | FIS-ACC-CHEMICAL BUILDING | HVAC Chemical Building | FIS-HVAC | Climate Control
22899 | FIS-ACC-FILTER BUILDING | HVAC Filter Buidling | FIS-HVAC | Climate Control
23029 | FIS-ACC-MARINEYARD | HVAC Marine Yard Building | FIS-HVAC | Climate Control
23096 | FIS-ADM BLDG | Building Location | FIS-SPC | Process Control Systems - Services Area
23097 | FIS-AFTER SO2 | Sampling | FIS-SAMP | Sampling Systems
23098 | FIS-ALM | Alum System | FIS-PLT | Preliminary Treatment
23210 | FIS-AMMONIA STORAGE | Building Location | FIS-SPC2 | Process Control Systems - Equipment
23214 | FIS-AUX | Lab, Analyzers | FIS WORK AREA 1 | Process
23291 | FIS-CCS | Corrosion Control | FIS-PLT | Preliminary Treatment
23370 | FIS-CLA | Pre-Chorination System | FIS-DIS | Disinfection
23371 | FIS-CLA | Pre-Chorination System | FIS-RW | Raw Water Production
23446 | FIS-CLB | Post-Chlorination | FIS-DIS | Disinfection
23555 | FIS-CLEARWELL | Sampling | FIS-SAMP | Sampling Systems
23556 | FIS-CONTRACTOR | Island WTP - Contractor Quotes | FIS-GRK | FIS Buildings & Grounds
23696 | FIS-DIS | Disinfection | FIS WORK AREA 1 | Process
23706 | FIS-ELS-CAB-0602 | ELS Cabinet,600 V,Raw Water Pumping Station, MCC Cabinet | {FIS-ELS-CAB} | Asset Group,Electrical Distribution Bus Cabinets |  |  |  | CAB
23707 | FIS-ELS-CAB-0603 | ELS Cabinet,600 V,Filter Building,Mezzanine,North MCC Cabinet | {FIS-ELS-CAB} | Asset Group,Electrical Distribution Bus Cabinets |  |  |  | CAB
23708 | FIS-ELS-CAB-5601 | ELS Cabinet,4.16 kV,Raw Water Pumping Station Cabinet | {FIS-ELS-CAB} | Asset Group,Electrical Distribution Bus Cabinets |  |  |  | CAB
23742 | FIS-ELS-CBL-0100 | Cable,HV,13.8 kV,44T THES Incoming Line HT1,FIS-ELS-LB-0100 | {FIS-ELS-CBL} | Asset Group,ELS Lines,13.8 kV / 4.16 kV |  |  |  | CBL
23743 | FIS-ELS-CBL-1511 | Cable,HV,13.8 kV,Outdoor Substation,FIS-ELS-LB-0101,Primary,FIS-ELS-TR-0101 | {FIS-ELS-CBL} | Asset Group,ELS Lines,13.8 kV / 4.16 kV |  |  |  | CBL
23744 | FIS-ELS-CBL-1521 | Cable,HV,13.8 kV,Outdoor Substation,FIS-ELS-LB-0201,Primary,FIS-ELS-TR-0201 | {FIS-ELS-CBL} | Asset Group,ELS Lines,13.8 kV / 4.16 kV |  |  |  | CBL
23745 | FIS-ELS-CBL-5110 | Cable,HV,4.16 kV,Substation Yard,FIS-ELS-TR-0101,Secondary,Workshop Mezzanine,FIS-ELS-SWG-0101 | {FIS-ELS-CBL} | Asset Group,ELS Lines,13.8 kV / 4.16 kV |  |  |  | CBL
23746 | FIS-ELS-CBL-5210 | Cable,HV,4.16 kV,Workshop Mezzanine,FIS-ELS-SWG-0110,Feeder,Generator Room,FIS-ELS-GEN-2200 | {FIS-ELS-CBL} | Asset Group,ELS Lines,13.8 kV / 4.16 kV |  |  |  | CBL
23747 | FIS-ELS-CBL-5240 | Cable,HV,4.16 kV,Workshop Mezzanine,FIS-ELS-SWG-0104,Feeder,Raw Water Building Upper Level,FIS-ELS-BUS-0400 | {FIS-ELS-CBL} | Asset Group,ELS Lines,13.8 kV / 4.16 kV |  |  |  | CBL
23748 | FIS-ELS-CBL-5311 | Cable,HV,4.16 kV,Raw Water Building Upper Level,FIS-ELS-BUS-0300,Feeder,FIS-RW-P-0101 | {FIS-ELS-CBL} | Asset Group,ELS Lines,13.8 kV / 4.16 kV |  |  |  | CBL
23749 | FIS-ELS-CBL-5321 | Cable,HV,4.16 kV,Raw Water Building Upper Level,FIS-ELS-BUS-0300,Feeder,FIS-RW-P-0201 | {FIS-ELS-CBL} | Asset Group,ELS Lines,13.8 kV / 4.16 kV |  |  |  | CBL
23750 | FIS-ELS-CBL-5331A | Cable,HV,4.16 kV,Raw Water Building Upper Level,FIS-ELS-BUS-0300,Feeder,Raw Water Building Upper Level,FIS-RW-VFD-0301 | {FIS-ELS-CBL} | Asset Group,ELS Lines,13.8 kV / 4.16 kV |  |  |  | CBL
23751 | FIS-ELS-CBL-5331B | Cable,HV,4.16 kV,Raw Water Building Upper Level,FIS-ELS-VFD-0301,Feeder,FIS-RW-P-0301 | {FIS-ELS-CBL} | Asset Group,ELS Lines,13.8 kV / 4.16 kV |  |  |  | CBL
23752 | FIS-ELS-CBL-5451 | Cable,HV,4.16 kV,Raw Water Building Upper Level,FIS-ELS-BUS-0400,Feeder,FIS-RW-P-0501 | {FIS-ELS-CBL} | Asset Group,ELS Lines,13.8 kV / 4.16 kV |  |  |  | CBL
23753 | FIS-ELS-CBL-5611 | Cable,HV,4.16 kV,Filter Building,Mezzanine,FIS-ELS-BUS-0600,Feeder,FIS-BW-P-0101 | {FIS-ELS-CBL} | Asset Group,ELS Lines,13.8 kV / 4.16 kV |  |  |  | CBL
23804 | FIS-ELS-FA-0300 | Fire Prevention, Safety,Raw Water Pumping Station,Upper Level,East | FIS_FEQ | Asset Group, Fire Prevention, Safety, Evacuation and Suppression |  |  |  | FA
23805 | FIS-ELS-FA-0400 | Fire Prevention, Safety,Raw Water Pumping Station,Upper Level,West | FIS_FEQ | Asset Group, Fire Prevention, Safety, Evacuation and Suppression |  |  |  | FA
23806 | FIS-ELS-FA-0500 | Fire Prevention, Safety,Filter Building Mezzanine | FIS_FEQ | Asset Group, Fire Prevention, Safety, Evacuation and Suppression |  |  |  | FA
23829 | FIS-ELS-HTR-0001 | H.V.A.C.,Heater,Unit,Outdoor Substation Switchgear,Outdoor Switchgear Enclosure Heater | FIS-ELS-HVAC | Asset Group, HVAC equipment specific to the preservation of ELS equipment condition | H.V.A.C.,Heater,Unit |  |  | HTR
24079 | FIS-EUS | Production & End User Support | FIS-ITM | Integrated Technology Management
24235 | FIS-FILTER BLDG | Building Location | FIS-EUS | Production & End User Support
24236 | FIS-FILTER BLDG | Building Location | FIS-SPC | Process Control Systems - Services Area
24237 | FIS-FILTER BLDG | Building Location | FIS-SPC2 | Process Control Systems - Equipment
24296 | FIS-FLT PIPE GALLERY | FILTER PIPE GALLERY | FIS-GRK | FIS Buildings & Grounds
24522 | FIS-GRK-0001 | FIS, Building Maintenance | FIS-GRK | FIS Buildings & Grounds |  |  |  | GRK
24551 | FIS-GRND | Asset Group, Facility Ground | FIS-ELS | System, Electrical Distribution System
24553 | FIS-ITM | Integrated Technology Management | FIS | Island Water Treatment Plant
24560 | FIS-LAB | Sampling, Lab Equipment | FIS-SAMP | Sampling Systems
24566 | FIS-LAB-CHEM-0001 | Lab Chemical Equipment | FIS-AUX | Lab, Analyzers |  |  |  | CHEM
24568 | FIS-MARINE YARD | MARINE YARD ISLAND WATER TREATMENT PLANT | FIS-GRK | FIS Buildings & Grounds
24597 | FIS-MCS-MC | Machine Shop & Equipment | FIS-MCS | Mechanical Services
24607 | FIS-MCS-SA | Service Air | FIS-MCS | Mechanical Services
24616 | FIS-METERING-BLDG | Building Location | FIS-EUS | Production & End User Support
24617 | FIS-MIXING-BLDG | Building Location | FIS-EUS | Production & End User Support
24618 | FIS-OFFICE | Computer Location | FIS-ADM-BLDG | Building Location
24619 | FIS-PACL SBS | PACL ROOM | FIS-GRK | FIS Buildings & Grounds
24755 | FIS-PLT | Preliminary Treatment | FIS WORK AREA 1 | Process
24756 | FIS-POL | Polymer System | FIS-PLT | Preliminary Treatment
24797 | FIS-PRE | Pretreatment PMs | FIS-RW | Raw Water Production
24798 | FIS-PRE FILTERED | Sampling | FIS-SAMP | Sampling Systems
24799 | FIS-PW | Plant Water | FIS-TRW | Treated Water Production
24800 | FIS-PWA | Backflow Prevention | FIS-MCS | Mechanical Services
24842 | FIS-RW | Raw Water Production | FIS WORK AREA 1 | Process
25222 | FIS-SBS | SBS System | FIS-PLT | Preliminary Treatment
25292 | FIS-SES | Safety, Instrumentation & Environmental Services | FIS WORK AREA 2 | Services
25642 | FIS-SES-WASTE | WASTE MATERIAL | FIS-SES | Safety, Instrumentation & Environmental Services
25701 | FIS-SPC | Process Control Systems - Services Area | FIS-ITM | Integrated Technology Management
25750 | FIS-SPC1 | Process Control Systems - Administrative | FIS | Island Water Treatment Plant
25755 | FIS-STORE | Computer Storage Location | FIS-EUS | Production & End User Support
25757 | FIS-TRW | Treated Water Production | FIS WORK AREA 1 | Process
25758 | FIS-TRW OUTPUT | Treated Water Output Sampling | FIS-SAMP | Sampling Systems
25830 | FIS-TRW-PIP-0001-SU | Treated Water Piping System | FIS-TRW-PUMPING | Treated Water Pumping |  |  | 32876 | PIP
25839 | FIS-TRW-PUMPING | Treated Water Pumping | FIS-TRW | Treated Water Production
26013 | FIS-WA1-TRG-0001 | WA1 Staff Training | FIS-FIELD-BUILDING | FIS Field Building Location |  |  |  | TRG
26014 | FIS-WA2-TRG-0001 | WA2 Staff Training | FIS-FIELD-BUILDING | FIS Field Building Location |  |  |  | TRG
26015 | FIS-WWW | Waste Water | FIS WORK AREA 1 | Process
26016 | FIS-WWW | Waste Water | FIS WORK AREA 2 | Services
26017 | FIS-WWW- | Waste Water Output Sampling | FIS-SAMP | Sampling Systems
26070 | FIS>BLD>FLTR>MEZ | FIS Facility, Filter Building, Main Floor, Mezzanine | FIS-ELS | System, Electrical Distribution System
26071 | FIS>BLD>RW>S01>A01 | FIS Facility, Raw Water Pumping Station, Upper Level, Switchgear Area | FIS-ELS | System, Electrical Distribution System
26072 | FIS>BLD>WS>MEZ | FIS Facility, Workshop Building, Mezzanine | FIS-ELS | System, Electrical Distribution System
26073 | FIS_FEQ | Asset Group, Fire Prevention, Safety, Evacuation and Suppression | FIS_FSA | Asset Group, Facility Support
26074 | FIS_SS | Asset Group, Physical Security | FIS_FSA | Asset Group, Facility Support
26104 | FN2008D | Meter Phosphate , HACH | TAB-STR-ANL-0100 | Portable Meters
26193 | HEE | DOS - HEAVY EQUIPMENT | DOS | DIVISIONAL OPERATIONS SERVICES
26221 | IU2016 | Heat Recovery Building Air Equipment | TAB-AI | Local Compressed Air Equipment
26234 | IU2026 | Auxilliary Building Air Equipment | TAB-AI | Local Compressed Air Equipment
28768 | MAIN 317 | Main 317 | WTR-LWA | Work Area 2 Central Mains and Chambers
28769 | MAIN 317 | Main 317 | WTR-MT3 | Work Area 3 WEST Mains and Chambers
28770 | MAIN 373 | Main 373 | WTR-LWA | Work Area 2 Central Mains and Chambers
28772 | MAIN-002 | Main 002 | WTR-LWA | Work Area 2 Central Mains and Chambers
28773 | MAIN-006 | Main 006 | WTR-LWA | Work Area 2 Central Mains and Chambers
28774 | MAIN-009 | Main 009 | WTR-LWA | Work Area 2 Central Mains and Chambers
28775 | MAIN-009 | Main 009 | WTR-MT3 | Work Area 3 WEST Mains and Chambers
28776 | MAIN-014 | Main 014 (Transferred to D&C) | WTR-LWA | Work Area 2 Central Mains and Chambers |  |  | 36946
28777 | MAIN-015 | Main 015 (Transferred to D&C) | WTR-LWA | Work Area 2 Central Mains and Chambers |  |  | 36947
28778 | MAIN-016 | Main 016 | WTR-LWA | Work Area 2 Central Mains and Chambers
28779 | MAIN-018 | Main 018 | WTR-LWA | Work Area 2 Central Mains and Chambers
28780 | MAIN-021 | Main 021 | WTR-LWA | Work Area 2 Central Mains and Chambers
28781 | MAIN-025 | Main 025 | WTR-LWA | Work Area 2 Central Mains and Chambers
28782 | MAIN-028A | Main 028A | WTR-LWA | Work Area 2 Central Mains and Chambers
28783 | MAIN-028C | Main 028C | WTR-MT1 | Work Area 1 EAST Mains and Chambers
28784 | MAIN-028D | Main 028D | WTR-LWA | Work Area 2 Central Mains and Chambers
28785 | MAIN-028D | Main 028D | WTR-MT1 | Work Area 1 EAST Mains and Chambers
28786 | MAIN-029 | Main 029 | WTR-LWA | Work Area 2 Central Mains and Chambers
28787 | MAIN-029 EAST | Main 029 | WTR-LWA | Work Area 2 Central Mains and Chambers
28788 | MAIN-029A | Main 029A | WTR-LWA | Work Area 2 Central Mains and Chambers
28789 | MAIN-029B | Main 029B | WTR-LWA | Work Area 2 Central Mains and Chambers
28790 | MAIN-031 | Main 031 | WTR-LWA | Work Area 2 Central Mains and Chambers
28791 | MAIN-036 | Main 036 | WTR-LWA | Work Area 2 Central Mains and Chambers
28792 | MAIN-037 | Main 037 | WTR-LWA | Work Area 2 Central Mains and Chambers
28793 | MAIN-037 | Main 037 | WTR-MT1 | Work Area 1 EAST Mains and Chambers
28794 | MAIN-040 | Main 040 (Transferred to D&C) | WTR-LWA | Work Area 2 Central Mains and Chambers |  |  | 36948
28795 | MAIN-041 | Main 041 (Transferred to D&C) | WTR-LWA | Work Area 2 Central Mains and Chambers
28796 | MAIN-057 | Main 057 (Transferred to D&C) | WTR-LWA | Work Area 2 Central Mains and Chambers |  |  | 36950
28797 | MAIN-061 | Main 061 | WTR-LWA | Work Area 2 Central Mains and Chambers
28798 | MAIN-062 | Main 062 | WTR-LWA | Work Area 2 Central Mains and Chambers
28799 | MAIN-063 | Main 063 (Transferred to D&C) | WTR-LWA | Work Area 2 Central Mains and Chambers |  |  | 36951
28800 | MAIN-083 | Main 083 | WTR-LWA | Work Area 2 Central Mains and Chambers
28801 | MAIN-083 | Main 083 | WTR-MT1 | Work Area 1 EAST Mains and Chambers
28802 | MAIN-086 | Main 086 | WTR-LWA | Work Area 2 Central Mains and Chambers
28803 | MAIN-087 | Main 087 | WTR-LWA | Work Area 2 Central Mains and Chambers
28804 | MAIN-088 | Main 088 | WTR-LWA | Work Area 2 Central Mains and Chambers
28805 | MAIN-089 | Main 089 | WTR-LWA | Work Area 2 Central Mains and Chambers
28806 | MAIN-089 | Main 089 | WTR-MT1 | Work Area 1 EAST Mains and Chambers
28807 | MAIN-091 | Main 091 | WTR-LWA | Work Area 2 Central Mains and Chambers
28808 | MAIN-091 | Main 091 | WTR-MT1 | Work Area 1 EAST Mains and Chambers
28809 | MAIN-092 | Main 092 | WTR-LWA | Work Area 2 Central Mains and Chambers
28810 | MAIN-092 | Main 092 | WTR-MT3 | Work Area 3 WEST Mains and Chambers
28811 | MAIN-096 | Main 096 | WTR-MT1 | Work Area 1 EAST Mains and Chambers
28812 | MAIN-098 | Main 098 | WTR-LWA | Work Area 2 Central Mains and Chambers
28813 | MAIN-098 | Main 098 | WTR-MT3 | Work Area 3 WEST Mains and Chambers
28814 | MAIN-100 | Main 100 | WTR-LWA | Work Area 2 Central Mains and Chambers
28815 | MAIN-100 | Main 100 | WTR-MT3 | Work Area 3 WEST Mains and Chambers
28816 | MAIN-102 | Main 102 | WTR-LWA | Work Area 2 Central Mains and Chambers
28817 | MAIN-102 | Main 102 | WTR-MT3 | Work Area 3 WEST Mains and Chambers
28818 | MAIN-106 | Main 106 | WTR-LWA | Work Area 2 Central Mains and Chambers
28819 | MAIN-106 | Main 106 | WTR-MT1 | Work Area 1 EAST Mains and Chambers
28820 | MAIN-107 | Main 107 | WTR-LWA | Work Area 2 Central Mains and Chambers
28821 | MAIN-107 | Main 107 | WTR-MT1 | Work Area 1 EAST Mains and Chambers
28822 | MAIN-112 | Main 112 | WTR-LWA | Work Area 2 Central Mains and Chambers
28823 | MAIN-113 | Main 113 | WTR-MT1 | Work Area 1 EAST Mains and Chambers
28824 | MAIN-114 | Main 114 | WTR-LWA | Work Area 2 Central Mains and Chambers
28825 | MAIN-116 | Main 116 | WTR-LWA | Work Area 2 Central Mains and Chambers
28826 | MAIN-117 | Main 117 | WTR-MT1 | Work Area 1 EAST Mains and Chambers
28827 | MAIN-118 | Main 118 | WTR-LWA | Work Area 2 Central Mains and Chambers
28828 | MAIN-118 | Main 118 | WTR-MT3 | Work Area 3 WEST Mains and Chambers
28829 | MAIN-119 | Main 119 | WTR-MT1 | Work Area 1 EAST Mains and Chambers
28830 | MAIN-120 | Main 120 | WTR-LWA | Work Area 2 Central Mains and Chambers
28831 | MAIN-120 | Main 120 | WTR-MT1 | Work Area 1 EAST Mains and Chambers
28832 | MAIN-121 | Main 121 | WTR-LWA | Work Area 2 Central Mains and Chambers
28833 | MAIN-121 | Main 121 | WTR-MT3 | Work Area 3 WEST Mains and Chambers
28834 | MAIN-125 | Main 125 | WTR-LWA | Work Area 2 Central Mains and Chambers
28835 | MAIN-125 | Main 125 | WTR-MT3 | Work Area 3 WEST Mains and Chambers
28836 | MAIN-127 | Main 127 | WTR-MT1 | Work Area 1 EAST Mains and Chambers
28837 | MAIN-129 | Main 129 | WTR-LWA | Work Area 2 Central Mains and Chambers
28838 | MAIN-130 | Main 130 | WTR-LWA | Work Area 2 Central Mains and Chambers
28839 | MAIN-130 | Main 130 | WTR-MT1 | Work Area 1 EAST Mains and Chambers
28840 | MAIN-131 | Main 131 | WTR-LWA | Work Area 2 Central Mains and Chambers
28841 | MAIN-132 | Main 132 | WTR-LWA | Work Area 2 Central Mains and Chambers
28842 | MAIN-133 | Main 133 | WTR-LWA | Work Area 2 Central Mains and Chambers
28843 | MAIN-134 | Main 134 | WTR-LWA | Work Area 2 Central Mains and Chambers
28844 | MAIN-135 | Main 135 | WTR-LWA | Work Area 2 Central Mains and Chambers
28845 | MAIN-135 | Main 135 | WTR-MT3 | Work Area 3 WEST Mains and Chambers
28846 | MAIN-136 | Main 136 | WTR-LWA | Work Area 2 Central Mains and Chambers
28847 | MAIN-136 | Main 136 | WTR-MT3 | Work Area 3 WEST Mains and Chambers
28848 | MAIN-141 | Main 141 | WTR-LWA | Work Area 2 Central Mains and Chambers
28849 | MAIN-141 | Main 141 | WTR-MT1 | Work Area 1 EAST Mains and Chambers
28850 | MAIN-142 | Main 142 | WTR-LWA | Work Area 2 Central Mains and Chambers
28851 | MAIN-142 | Main 142 | WTR-MT3 | Work Area 3 WEST Mains and Chambers
28852 | MAIN-144 | Main 144 | WTR-LWA | Work Area 2 Central Mains and Chambers
28853 | MAIN-144 | Main 144 | WTR-MT3 | Work Area 3 WEST Mains and Chambers
28854 | MAIN-147 | Main 147 | WTR-MT1 | Work Area 1 EAST Mains and Chambers
28855 | MAIN-148 | Main 148 | WTR-MT1 | Work Area 1 EAST Mains and Chambers
28856 | MAIN-149 | Main 149 (Transferred to D&C) | WTR-LWA | Work Area 2 Central Mains and Chambers |  |  | 36953
28857 | MAIN-149 | Main 149 (Transferred to D&C) | WTR-MT1 | Work Area 1 EAST Mains and Chambers |  |  | 36953
28858 | MAIN-150 | Main 150 | WTR-LWA | Work Area 2 Central Mains and Chambers
28859 | MAIN-152 | Main 152 | WTR-LWA | Work Area 2 Central Mains and Chambers
28860 | MAIN-154 | Main 154 | WTR-LWA | Work Area 2 Central Mains and Chambers
28861 | MAIN-154 | Main 154 | WTR-MT1 | Work Area 1 EAST Mains and Chambers
28862 | MAIN-156 | Main 156 | WTR-LWA | Work Area 2 Central Mains and Chambers
28863 | MAIN-158 | Main 158 | WTR-MT1 | Work Area 1 EAST Mains and Chambers
28864 | MAIN-160 | Main 160 | WTR-LWA | Work Area 2 Central Mains and Chambers
28865 | MAIN-162 | Main 162 | WTR-MT1 | Work Area 1 EAST Mains and Chambers
28866 | MAIN-165 | Main 165 | WTR-LWA | Work Area 2 Central Mains and Chambers
28867 | MAIN-166 | Main 166 | WTR-LWA | Work Area 2 Central Mains and Chambers
28868 | MAIN-166 | Main 166 | WTR-MT1 | Work Area 1 EAST Mains and Chambers
28869 | MAIN-167 | Main 167 | WTR-LWA | Work Area 2 Central Mains and Chambers
28870 | MAIN-167 | Main 167 | WTR-MT3 | Work Area 3 WEST Mains and Chambers
28871 | MAIN-170 | Main 170 | WTR-LWA | Work Area 2 Central Mains and Chambers
28872 | MAIN-170 | Main 170 | WTR-MT3 | Work Area 3 WEST Mains and Chambers
28873 | MAIN-171 | Main 171 | WTR-LWA | Work Area 2 Central Mains and Chambers
28874 | MAIN-171 | Main 171 | WTR-MT3 | Work Area 3 WEST Mains and Chambers
28875 | MAIN-172 | Main 172 | WTR-LWA | Work Area 2 Central Mains and Chambers
28876 | MAIN-174 | Main 174 | WTR-LWA | Work Area 2 Central Mains and Chambers
28877 | MAIN-174 | Main 174 | WTR-MT3 | Work Area 3 WEST Mains and Chambers
28878 | MAIN-181 | Main 181 | WTR-LWA | Work Area 2 Central Mains and Chambers
28879 | MAIN-181 | Main 181 | WTR-MT1 | Work Area 1 EAST Mains and Chambers
28880 | MAIN-183 | Main 183 | WTR-LWA | Work Area 2 Central Mains and Chambers
28881 | MAIN-183 | Main 183 | WTR-MT1 | Work Area 1 EAST Mains and Chambers
28882 | MAIN-186 | Main 186 | WTR-LWA | Work Area 2 Central Mains and Chambers
28883 | MAIN-186 | Main 186 | WTR-MT1 | Work Area 1 EAST Mains and Chambers
28884 | MAIN-188 | Main 188 | WTR-LWA | Work Area 2 Central Mains and Chambers
28885 | MAIN-188 | Main 188 | WTR-MT3 | Work Area 3 WEST Mains and Chambers
28886 | MAIN-191 | Main 191 | WTR-LWA | Work Area 2 Central Mains and Chambers
28887 | MAIN-191 | Main 191 | WTR-MT3 | Work Area 3 WEST Mains and Chambers
28888 | MAIN-192 | Main 192 | WTR-MT1 | Work Area 1 EAST Mains and Chambers
28889 | MAIN-195 | Main 195 | WTR-LWA | Work Area 2 Central Mains and Chambers
28890 | MAIN-195 | Main 195 | WTR-MT3 | Work Area 3 WEST Mains and Chambers
28891 | MAIN-196 | Main 196 | WTR-LWA | Work Area 2 Central Mains and Chambers
28892 | MAIN-196 | Main 196 | WTR-MT3 | Work Area 3 WEST Mains and Chambers
28893 | MAIN-199 | Main 199 | WTR-LWA | Work Area 2 Central Mains and Chambers
28894 | MAIN-200 | Main 200 | WTR-LWA | Work Area 2 Central Mains and Chambers
28895 | MAIN-200 | Main 200 | WTR-MT1 | Work Area 1 EAST Mains and Chambers
28896 | MAIN-201 | Main 201 | WTR-LWA | Work Area 2 Central Mains and Chambers
28897 | MAIN-201 | Main 201 | WTR-MT3 | Work Area 3 WEST Mains and Chambers
28898 | MAIN-203 | Main 203 | WTR-LWA | Work Area 2 Central Mains and Chambers
28899 | MAIN-203 | Main 203 | WTR-MT3 | Work Area 3 WEST Mains and Chambers
28900 | MAIN-204 | Main 204 (Transferred to D&C) | WTR-LWA | Work Area 2 Central Mains and Chambers |  |  | 36954
28901 | MAIN-205 | Main 205 | WTR-LWA | Work Area 2 Central Mains and Chambers
28902 | MAIN-205 | Main 205 | WTR-MT3 | Work Area 3 WEST Mains and Chambers
28903 | MAIN-207 | Main 207 | WTR-LWA | Work Area 2 Central Mains and Chambers
28904 | MAIN-207 | Main 207 | WTR-MT3 | Work Area 3 WEST Mains and Chambers
28905 | MAIN-208 | Main 208 | WTR-LWA | Work Area 2 Central Mains and Chambers
28906 | MAIN-210 | Main 210 | WTR-LWA | Work Area 2 Central Mains and Chambers
28907 | MAIN-212 | Main 212 | WTR-LWA | Work Area 2 Central Mains and Chambers
28908 | MAIN-212 | Main 212 | WTR-MT1 | Work Area 1 EAST Mains and Chambers
28909 | MAIN-213 | Main 213 | WTR-LWA | Work Area 2 Central Mains and Chambers
28910 | MAIN-213 | Main 213 | WTR-MT1 | Work Area 1 EAST Mains and Chambers
28911 | MAIN-216 | Main 216 | WTR-LWA | Work Area 2 Central Mains and Chambers
28912 | MAIN-216 | Main 216 | WTR-MT1 | Work Area 1 EAST Mains and Chambers
28913 | MAIN-217 | Main 217 | WTR-LWA | Work Area 2 Central Mains and Chambers
28914 | MAIN-217 | Main 217 | WTR-MT1 | Work Area 1 EAST Mains and Chambers
28915 | MAIN-220 | Main 220 | WTR-LWA | Work Area 2 Central Mains and Chambers
28916 | MAIN-220 | Main 220 | WTR-MT1 | Work Area 1 EAST Mains and Chambers
28917 | MAIN-221 | Main 221 | WTR-LWA | Work Area 2 Central Mains and Chambers
28918 | MAIN-221 | Main 221 | WTR-MT1 | Work Area 1 EAST Mains and Chambers
28919 | MAIN-222 | Main 222 | WTR-LWA | Work Area 2 Central Mains and Chambers
28920 | MAIN-222 | Main 222 | WTR-MT3 | Work Area 3 WEST Mains and Chambers
28921 | MAIN-224 | Main 224 | WTR-LWA | Work Area 2 Central Mains and Chambers
28922 | MAIN-224 | Main 224 | WTR-MT1 | Work Area 1 EAST Mains and Chambers
28923 | MAIN-226 | Main 226 | WTR-LWA | Work Area 2 Central Mains and Chambers
28924 | MAIN-227 | Main 227 | WTR-LWA | Work Area 2 Central Mains and Chambers
28925 | MAIN-227 | Main 227 | WTR-MT1 | Work Area 1 EAST Mains and Chambers
28926 | MAIN-228 | Main 228 | WTR-LWA | Work Area 2 Central Mains and Chambers
28927 | MAIN-228 | Main 228 | WTR-MT1 | Work Area 1 EAST Mains and Chambers
28928 | MAIN-230 | Main 230 | WTR-LWA | Work Area 2 Central Mains and Chambers
28929 | MAIN-231 | Main 231 | WTR-LWA | Work Area 2 Central Mains and Chambers
28930 | MAIN-231 | Main 231 | WTR-MT1 | Work Area 1 EAST Mains and Chambers
28931 | MAIN-234 | Main 234 | WTR-LWA | Work Area 2 Central Mains and Chambers
28932 | MAIN-234 | Main 234 | WTR-MT1 | Work Area 1 EAST Mains and Chambers
28933 | MAIN-235 | Main 235 | WTR-LWA | Work Area 2 Central Mains and Chambers
28934 | MAIN-235 | Main 235 | WTR-MT1 | Work Area 1 EAST Mains and Chambers
28935 | MAIN-238 | Main 238 | WTR-LWA | Work Area 2 Central Mains and Chambers
28936 | MAIN-238 | Main 238 | WTR-MT1 | Work Area 1 EAST Mains and Chambers
28937 | MAIN-239 | Main 239 | WTR-LWA | Work Area 2 Central Mains and Chambers
28938 | MAIN-239 | Main 239 | WTR-MT3 | Work Area 3 WEST Mains and Chambers
28939 | MAIN-240 | Main 240 | WTR-LWA | Work Area 2 Central Mains and Chambers
28940 | MAIN-240 | Main 240 | WTR-MT1 | Work Area 1 EAST Mains and Chambers
28941 | MAIN-242 | Main 242 | WTR-LWA | Work Area 2 Central Mains and Chambers
28942 | MAIN-242 | Main 242 | WTR-MT1 | Work Area 1 EAST Mains and Chambers
28943 | MAIN-246 | Main 246 | WTR-LWA | Work Area 2 Central Mains and Chambers
28944 | MAIN-246 | Main 246 | WTR-MT1 | Work Area 1 EAST Mains and Chambers
28945 | MAIN-248 | Main 248 | WTR-LWA | Work Area 2 Central Mains and Chambers
28946 | MAIN-248 | Main 248 | WTR-MT1 | Work Area 1 EAST Mains and Chambers
28947 | MAIN-250 | Main 250 | WTR-LWA | Work Area 2 Central Mains and Chambers
28948 | MAIN-250 | Main 250 | WTR-MT3 | Work Area 3 WEST Mains and Chambers
28949 | MAIN-251 | Main 251 | WTR-LWA | Work Area 2 Central Mains and Chambers
28950 | MAIN-251 | Main 251 | WTR-MT3 | Work Area 3 WEST Mains and Chambers
28951 | MAIN-253 | Main 253 | WTR-LWA | Work Area 2 Central Mains and Chambers
28952 | MAIN-253 | Main 253 | WTR-MT1 | Work Area 1 EAST Mains and Chambers
28953 | MAIN-255 | Main 255 | WTR-LWA | Work Area 2 Central Mains and Chambers
28954 | MAIN-255 | Main 255 | WTR-MT3 | Work Area 3 WEST Mains and Chambers
28955 | MAIN-257 | Main 257 | WTR-LWA | Work Area 2 Central Mains and Chambers
28956 | MAIN-257 | Main 257 | WTR-MT3 | Work Area 3 WEST Mains and Chambers
28957 | MAIN-258 | Main 258 | WTR-LWA | Work Area 2 Central Mains and Chambers
28958 | MAIN-258 | Main 258 | WTR-MT3 | Work Area 3 WEST Mains and Chambers
28959 | MAIN-260 | Main 260 | WTR-LWA | Work Area 2 Central Mains and Chambers
28960 | MAIN-260 | Main 260 | WTR-MT1 | Work Area 1 EAST Mains and Chambers
28961 | MAIN-262 | Main 262 | WTR-LWA | Work Area 2 Central Mains and Chambers
28962 | MAIN-262 | Main 262 | WTR-MT1 | Work Area 1 EAST Mains and Chambers
28963 | MAIN-263 | Main 263 | WTR-LWA | Work Area 2 Central Mains and Chambers
28964 | MAIN-263 | Main 263 | WTR-MT1 | Work Area 1 EAST Mains and Chambers
28965 | MAIN-264 | Main 264 | WTR-LWA | Work Area 2 Central Mains and Chambers
28966 | MAIN-264 | Main 264 | WTR-MT3 | Work Area 3 WEST Mains and Chambers
28967 | MAIN-265 | Main 265 | WTR-LWA | Work Area 2 Central Mains and Chambers
28968 | MAIN-266 | Main 266 | WTR-LWA | Work Area 2 Central Mains and Chambers
28969 | MAIN-266 | Main 266 | WTR-MT1 | Work Area 1 EAST Mains and Chambers
28970 | MAIN-267 | Main 267 | WTR-LWA | Work Area 2 Central Mains and Chambers
28971 | MAIN-267 | Main 267 | WTR-MT1 | Work Area 1 EAST Mains and Chambers
28972 | MAIN-268 | Main 268 | WTR-LWA | Work Area 2 Central Mains and Chambers
28973 | MAIN-268 | Main 268 | WTR-MT1 | Work Area 1 EAST Mains and Chambers
28974 | MAIN-269 | Main 269 | WTR-LWA | Work Area 2 Central Mains and Chambers
28975 | MAIN-269 | Main 269 | WTR-MT1 | Work Area 1 EAST Mains and Chambers
28976 | MAIN-271 | Main 271 | WTR-LWA | Work Area 2 Central Mains and Chambers
28977 | MAIN-271 | Main 271 | WTR-MT1 | Work Area 1 EAST Mains and Chambers
28978 | MAIN-272 | Main 272 | WTR-LWA | Work Area 2 Central Mains and Chambers
28979 | MAIN-275 | Main 275 | WTR-LWA | Work Area 2 Central Mains and Chambers
28980 | MAIN-275 | Main 275 | WTR-MT1 | Work Area 1 EAST Mains and Chambers
28981 | MAIN-276 | Main 276 | WTR-LWA | Work Area 2 Central Mains and Chambers
28982 | MAIN-276 | Main 276 | WTR-MT3 | Work Area 3 WEST Mains and Chambers
28983 | MAIN-281 | Main 281 (Transferred to D&C) | WTR-LWA | Work Area 2 Central Mains and Chambers
28984 | MAIN-282 | Main 282 | WTR-LWA | Work Area 2 Central Mains and Chambers
28985 | MAIN-282 | Main 282 | WTR-MT1 | Work Area 1 EAST Mains and Chambers
28986 | MAIN-284 | Main 284 (Transferred to D&C) | WTR-LWA | Work Area 2 Central Mains and Chambers
28987 | MAIN-286 | Main 286 | WTR-LWA | Work Area 2 Central Mains and Chambers
28988 | MAIN-288 | Main 288 | WTR-LWA | Work Area 2 Central Mains and Chambers
28989 | MAIN-288 | Main 288 | WTR-MT1 | Work Area 1 EAST Mains and Chambers
28990 | MAIN-291 | Main 291 | WTR-LWA | Work Area 2 Central Mains and Chambers
28991 | MAIN-291 | Main 291 | WTR-MT3 | Work Area 3 WEST Mains and Chambers
28992 | MAIN-292 | Main 292 | WTR-LWA | Work Area 2 Central Mains and Chambers
28993 | MAIN-292 | Main 292 | WTR-MT3 | Work Area 3 WEST Mains and Chambers
28994 | MAIN-293 | Main 293 | WTR-LWA | Work Area 2 Central Mains and Chambers
28995 | MAIN-293 | Main 293 | WTR-MT1 | Work Area 1 EAST Mains and Chambers
28996 | MAIN-295 | Main 295 | WTR-LWA | Work Area 2 Central Mains and Chambers
28997 | MAIN-295 | Main 295 | WTR-MT3 | Work Area 3 WEST Mains and Chambers
28998 | MAIN-296 | Main 296 | WTR-LWA | Work Area 2 Central Mains and Chambers
28999 | MAIN-296 | Main 296 | WTR-MT1 | Work Area 1 EAST Mains and Chambers
29000 | MAIN-297 | Main 297 | WTR-LWA | Work Area 2 Central Mains and Chambers
29001 | MAIN-297 | Main 297 | WTR-MT1 | Work Area 1 EAST Mains and Chambers
29002 | MAIN-300 | Main 300 | WTR-LWA | Work Area 2 Central Mains and Chambers
29003 | MAIN-300 | Main 300 | WTR-MT3 | Work Area 3 WEST Mains and Chambers
29004 | MAIN-301 | Main 301 | WTR-LWA | Work Area 2 Central Mains and Chambers
29005 | MAIN-301 | Main 301 | WTR-MT3 | Work Area 3 WEST Mains and Chambers
29006 | MAIN-302 | Main 302 | WTR-LWA | Work Area 2 Central Mains and Chambers
29007 | MAIN-302 | Main 302 | WTR-MT1 | Work Area 1 EAST Mains and Chambers
29008 | MAIN-304 | Main 304 | WTR-LWA | Work Area 2 Central Mains and Chambers
29009 | MAIN-304 | Main 304 | WTR-MT3 | Work Area 3 WEST Mains and Chambers
29010 | MAIN-305 | Main 305 | WTR-LWA | Work Area 2 Central Mains and Chambers
29011 | MAIN-305 | Main 305 | WTR-MT1 | Work Area 1 EAST Mains and Chambers
29012 | MAIN-309 | Main 309 | WTR-LWA | Work Area 2 Central Mains and Chambers
29013 | MAIN-309 | Main 309 | WTR-MT3 | Work Area 3 WEST Mains and Chambers
29014 | MAIN-310 | Main 310 | WTR-LWA | Work Area 2 Central Mains and Chambers
29015 | MAIN-310 | Main 310 | WTR-MT1 | Work Area 1 EAST Mains and Chambers
29016 | MAIN-312 | Main 312 | WTR-LWA | Work Area 2 Central Mains and Chambers
29017 | MAIN-312 | Main 312 | WTR-MT1 | Work Area 1 EAST Mains and Chambers
29018 | MAIN-314 | Main 314 | WTR-LWA | Work Area 2 Central Mains and Chambers
29019 | MAIN-314 | Main 314 | WTR-MT1 | Work Area 1 EAST Mains and Chambers
29020 | MAIN-316 | Main 316 | WTR-LWA | Work Area 2 Central Mains and Chambers
29021 | MAIN-316 | Main 316 | WTR-MT1 | Work Area 1 EAST Mains and Chambers
29022 | MAIN-318 | Main 318 | WTR-LWA | Work Area 2 Central Mains and Chambers
29023 | MAIN-318 | Main 318 | WTR-MT1 | Work Area 1 EAST Mains and Chambers
29024 | MAIN-319 | Main 319 | WTR-MT1 | Work Area 1 EAST Mains and Chambers
29025 | MAIN-321 | Main 321 | WTR-LWA | Work Area 2 Central Mains and Chambers
29026 | MAIN-322 | Main 322 | WTR-LWA | Work Area 2 Central Mains and Chambers
29027 | MAIN-326 | Main 326 | WTR-LWA | Work Area 2 Central Mains and Chambers
29028 | MAIN-332 | Main 332 | WTR-MT1 | Work Area 1 EAST Mains and Chambers
29029 | MAIN-335 | Main 335 | WTR-MT3 | Work Area 3 WEST Mains and Chambers
29030 | MAIN-336 | Main 336 | WTR-MT1 | Work Area 1 EAST Mains and Chambers
29031 | MAIN-337 | Main 337 | WTR-LWA | Work Area 2 Central Mains and Chambers
29032 | MAIN-339 | Main 339 | WTR-MT3 | Work Area 3 WEST Mains and Chambers
29033 | MAIN-340 | Main 340 | WTR-LWA | Work Area 2 Central Mains and Chambers
29034 | MAIN-341 | Main 341 | WTR-LWA | Work Area 2 Central Mains and Chambers
29035 | MAIN-341 | Main 341 | WTR-MT3 | Work Area 3 WEST Mains and Chambers
29036 | MAIN-342 | Main 342 | WTR-LWA | Work Area 2 Central Mains and Chambers
29037 | MAIN-342 | Main 342 | WTR-MT3 | Work Area 3 WEST Mains and Chambers
29038 | MAIN-343 | Main 343 | WTR-MT1 | Work Area 1 EAST Mains and Chambers
29039 | MAIN-345 | Main 345 | WTR-LWA | Work Area 2 Central Mains and Chambers
29040 | MAIN-346 | Main 346 | WTR-MT1 | Work Area 1 EAST Mains and Chambers
29041 | MAIN-348 | Main 348 | WTR-LWA | Work Area 2 Central Mains and Chambers
29042 | MAIN-349 | Main 349 | WTR-LWA | Work Area 2 Central Mains and Chambers
29043 | MAIN-349 | Main 349 | WTR-MT3 | Work Area 3 WEST Mains and Chambers
29044 | MAIN-350 | Main 350 | WTR-LWA | Work Area 2 Central Mains and Chambers
29045 | MAIN-351 | Main 351 | WTR-LWA | Work Area 2 Central Mains and Chambers
29046 | MAIN-351 | Main 351 | WTR-MT3 | Work Area 3 WEST Mains and Chambers
29047 | MAIN-352 | Main 352 | WTR-LWA | Work Area 2 Central Mains and Chambers
29048 | MAIN-352 | Main 352 | WTR-MT3 | Work Area 3 WEST Mains and Chambers
29049 | MAIN-354 | Main 354 | WTR-LWA | Work Area 2 Central Mains and Chambers
29050 | MAIN-356 | Main 356 | WTR-MT3 | Work Area 3 WEST Mains and Chambers
29051 | MAIN-358 | Main 358 | WTR-LWA | Work Area 2 Central Mains and Chambers
29052 | MAIN-360 | Main 360 | WTR-LWA | Work Area 2 Central Mains and Chambers
29053 | MAIN-360 | Main 360 | WTR-MT3 | Work Area 3 WEST Mains and Chambers
29054 | MAIN-361 | Main 361 | WTR-LWA | Work Area 2 Central Mains and Chambers
29055 | MAIN-361 | Main 361 | WTR-MT1 | Work Area 1 EAST Mains and Chambers
29056 | MAIN-364 | Main 364 | WTR-LWA | Work Area 2 Central Mains and Chambers
29057 | MAIN-364 | Main 364 | WTR-MT1 | Work Area 1 EAST Mains and Chambers
29058 | MAIN-365 | Main 365 | WTR-LWA | Work Area 2 Central Mains and Chambers
29059 | MAIN-365 | Main 365 | WTR-MT3 | Work Area 3 WEST Mains and Chambers
29060 | MAIN-368 | Main 368 | WTR-LWA | Work Area 2 Central Mains and Chambers
29061 | MAIN-368 | Main 368 | WTR-MT3 | Work Area 3 WEST Mains and Chambers
29062 | MAIN-369 | Main 369 | WTR-LWA | Work Area 2 Central Mains and Chambers
29063 | MAIN-369 | Main 369 | WTR-MT1 | Work Area 1 EAST Mains and Chambers
29064 | MAIN-370 | Main 370 | WTR-LWA | Work Area 2 Central Mains and Chambers
29065 | MAIN-370 | Main 370 | WTR-MT1 | Work Area 1 EAST Mains and Chambers
29066 | MAIN-372 | Main 372 | WTR-LWA | Work Area 2 Central Mains and Chambers
29067 | MAIN-372 | Main 372 | WTR-MT3 | Work Area 3 WEST Mains and Chambers
29068 | MAIN-374 | Main 374 | WTR-LWA | Work Area 2 Central Mains and Chambers
29069 | MAIN-374 | Main 374 | WTR-MT1 | Work Area 1 EAST Mains and Chambers
29070 | MAIN-376 | Main 376 | WTR-LWA | Work Area 2 Central Mains and Chambers
29071 | MAIN-376 | Main 376 | WTR-MT1 | Work Area 1 EAST Mains and Chambers
29072 | MAIN-378 | Main 378 | WTR-LWA | Work Area 2 Central Mains and Chambers
29073 | MAIN-378 | Main 378 | WTR-MT1 | Work Area 1 EAST Mains and Chambers
29074 | MAIN-380 | Main 380 | WTR-MT1 | Work Area 1 EAST Mains and Chambers
29075 | MAIN-381 | Main 381 | WTR-LWA | Work Area 2 Central Mains and Chambers
29076 | MAIN-382 | Main 382 | WTR-LWA | Work Area 2 Central Mains and Chambers
29077 | MAIN-385 | Main 385 | WTR-LWA | Work Area 2 Central Mains and Chambers
29078 | MAIN-386 | Main 386 | WTR-LWA | Work Area 2 Central Mains and Chambers
29079 | MAIN-388 | Main 388 | WTR-MT1 | Work Area 1 EAST Mains and Chambers
29080 | MAIN-389 | Main 389 | WTR-LWA | Work Area 2 Central Mains and Chambers
29081 | MAIN-390 | Main 390 | WTR-LWA | Work Area 2 Central Mains and Chambers
29089 | MH3966816328 | STORAGE PIPE | TNT-OF | Outfall, Weirs, CSO and Detention Tanks | Door,Overhead
29139 | MTMAMS | MASSEY CREEK STS AND RELIEF | TRK-DON | DON DRAINAGE AREA
29198 | MTMASR | MASSEY CREEK STS AND RELIEF | TRK-DON | DON DRAINAGE AREA
29313 | MTMH100 | LAKE FRONT INTERCEPTOR STS | TRK-DON | DON DRAINAGE AREA
29591 | MTMH123 | (123) Massey Creek STS | TRK-DON | DON DRAINAGE AREA
29861 | MTMH128 | CHIPPING ROAD STS | TRK-DON | DON DRAINAGE AREA
29866 | MTMH129 | VICTORIA-401 STS | TRK-DON | DON DRAINAGE AREA
30117 | MTMH134 | ARMOUR HEIGHTS BYPASS STS | TRK-DON | DON DRAINAGE AREA
30124 | MTMH135 | DUFFERIN STS | TRK-DON | DON DRAINAGE AREA
30165 | MTMH161 | VICTORIA PARK CTS | TRK-DON | DON DRAINAGE AREA
30180 | MTMH162 | GODFREY-FOWLER CTS | TRK-DON | DON DRAINAGE AREA
30286 | MTMH184 | RUSCICA STM | TRK-DON | DON DRAINAGE AREA
30304 | MTMH186 | EGLINTON STM | TRK-DON | DON DRAINAGE AREA
30316 | MTMH187 | WILSON HEIGHTS STM | TRK-DON | DON DRAINAGE AREA
30328 | MTMH188 | ALLEN ROAD STM | TRK-DON | DON DRAINAGE AREA
30362 | MTMH220 | HIGHLAND CREEK STS | TRK-DON | DON DRAINAGE AREA
30639 | MTMH222 | MEADOWDALE STS | TRK-DON | DON DRAINAGE AREA
30640 | MTMH222 | MEADOWDALE STS | TRK-HCK | HIGHLAND CREEK DRAINAGE AREA
30894 | MTMH227 | WEST ROUGE STS | TRK-HCK | HIGHLAND CREEK DRAINAGE AREA
30902 | MTMH228 | CUMBER STS | TRK-DON | DON DRAINAGE AREA
30904 | MTMH320 | HUMBER STS | TRK-DON | DON DRAINAGE AREA
31014 | MTMH321 | QUEENSWAY STS | TRK-HMR | HUMBER DRAINAGE AREA
31204 | MTMH324 | LAKESHORE STS | TRK-HMR | HUMBER DRAINAGE AREA
31248 | MTMH325 | NORTH MIMINO STS | TRK-HMR | HUMBER DRAINAGE AREA
31314 | MTMH326 | ROCKCLIFFE STS | TRK-DON | DON DRAINAGE AREA
31315 | MTMH326 | ROCKCLIFFE STS | TRK-HMR | HUMBER DRAINAGE AREA
31468 | MTMH329 | ROCKCLIFFE 10 INCH STS | TRK-HMR | HUMBER DRAINAGE AREA
31599 | MTMH333 | BERRY CREEK STS | TRK-HMR | HUMBER DRAINAGE AREA
31711 | MTMH360 | HILLARY CTS | TRK-HMR | HUMBER DRAINAGE AREA
31751 | MTMH361 | MOUNT DENNIS CTS | TRK-HMR | HUMBER DRAINAGE AREA
31793 | MTMH362 | ELM CTS | TRK-DON | DON DRAINAGE AREA
31815 | MTMH380 | NORTH YORK STM | TRK-HMR | HUMBER DRAINAGE AREA
31878 | MTMH421 | OTTER CRESENT STS | TRK-NTO | NORTH TORONTO DRAINAGE AREA
31885 | MTMH446 | ST. IVES CTS | TRK-NTO | NORTH TORONTO DRAINAGE AREA
31887 | MTMH460 | FORMAN-YONGE CTS | TRK-DON | DON DRAINAGE AREA
31929 | MTMH461 | MILLWOD CTS | TRK-NTO | NORTH TORONTO DRAINAGE AREA
31951 | MTMH463 | AVENUE MANOR CTS | TRK-DON | DON DRAINAGE AREA
31952 | MTMH463 | AVENUE MANOR CTS | TRK-NTO | NORTH TORONTO DRAINAGE AREA
31974 | MTMH464 | CASTLEWOOD CTS | TRK-NTO | NORTH TORONTO DRAINAGE AREA
31987 | MTMH465 | FAIRFIELD CTS | TRK-NTO | NORTH TORONTO DRAINAGE AREA
31994 | MTMH466 | ST. IVES CTS | TRK-NTO | NORTH TORONTO DRAINAGE AREA
32027 | MTMH480 | NORTH TORONTO STM | TRK-NTO | NORTH TORONTO DRAINAGE AREA
32040 | MTMH520 | LONGBRANCH STS | TRK-LVW | LAKEVIEW DRAINAGE AREA
32121 | MTMH522 | ELMCREST STS | TRK-LVW | LAKEVIEW DRAINAGE AREA
32146 | MTMH523 | 40TH STREET STS | TRK-LVW | LAKEVIEW DRAINAGE AREA
32188 | NORTH SUBSTN_1ST FLR | MSA Substation,1st Floor | TAB_EL1_NS | Electrical Distribution,North Substation
32205 | NRTH SUBSTN_ELE_CNTRL_RM | MSA Substation,Electrical Control Room | TAB_EL1_NS | Electrical Distribution,North Substation
32355 | NX2353A | Fan, Exhaust, EF-14, Heat Recovery Bldg. | TAB-ACC-FN-DEW | Exhaust Fans , Dewatering Bldg.
32515 | NYCC-ADMIN-BLDG | Building Location | YMH-EUS | Production & End User Support
32516 | NYCC-OFFICE | Computer Location | NYCC-ADMIN-BLDG | Building Location
32529 | OST | DOS - OPERATIONS SUPPORT | DOS | DIVISIONAL OPERATIONS SERVICES
32530 | OTH | DOS - OTHERS | DOS | DIVISIONAL OPERATIONS SERVICES
32531 | OTH-DIS | DISTRICT OPERARTIONS | FAC | DOS - FACILITIES
32532 | OTH-DIS-EAST | DISTRICT OPERATIONS - EAST | OTH-DIS | DISTRICT OPERARTIONS
32533 | OTH-DIS-NOR | DISTRICT OPERATIONS - NORTH | FAC-PHA | YARD - 125 PHARMACY ROAD
32534 | OTH-DIS-SOU | DISTRICT OPERATIONS - SOUTH | OTH-DIS | DISTRICT OPERARTIONS
32535 | OTH-PKR | PARKS AND RECREATIONS | OTH | DOS - OTHERS
32536 | OTH-POL | POLICE SERVICES | OTH | DOS - OTHERS
32537 | OTH-TRS | TRANSPORTATION SERVICES | OTH | DOS - OTHERS
32555 | PCS ITERMINAL SERVER | PCS iTerminal Server | YTF-SPC1 | Process Control Systems - Administrative
32556 | PCS STANDBY | YTF SCADA Standby Support | YTF-SPC1 | Process Control Systems - Administrative
32733 | SCC-OFFICE | Computer Location | SCC-ADMIN-BLDG | Building Location
32876 | STRC-16135 | Tower | CH 031 07 | Chamber
32877 | STRC-16136 | Tower | CH 031 05A | Chamber
32884 | SWM-DON | DON WATERSHED | SWM | DOS - STORM WATER MANAGEMENT
32940 | SWM-PDU-CH-0002 | Chamber, Ualtra sonic Level Meter | SWM-PDU-MISC | Miscellaneous Equipment | Chamber |  |  | CH
32941 | SWM-PDU-CP-0001 | Control Panel, Pumps | SWM-PDU | Dunker's Storm | Control Panel |  |  | CP
32944 | SWM-PDU-HTR-0001 | Heater, Pumps Control Panel | SWM-PDU | Dunker's Storm | Heater |  |  | HTR
32945 | SWM-PDU-HTR-0001 | Heater, Pumps Control Panel | SWM-PDU-MISC | Miscellaneous Equipment | Heater |  |  | HTR
32946 | SWM-PDU-HTR-0002 | Heater, Power Supply Panel | SWM-PDU | Dunker's Storm | Heater |  |  | HTR
32947 | SWM-PDU-HTR-0002 | Heater, Power Supply Panel | SWM-PDU-MISC | Miscellaneous Equipment | Heater |  |  | HTR
32948 | SWM-PDU-LIT-0001 | Transmitter, Level | SWM-PDU | Dunker's Storm | Transmitter,Level |  |  | LIT
32949 | SWM-PDU-LP-0001 | Control Panel, Lighting | SWM-PDU | Dunker's Storm | Control Panel |  |  | LP
32950 | SWM-PDU-LP-0001 | Control Panel, Lighting | SWM-PDU-MISC | Miscellaneous Equipment | Control Panel |  |  | LP
32951 | SWM-PDU-LSH-0101 | Switch, Level-High | SWM-PDU | Dunker's Storm | Switch,Level |  |  | LSH
32952 | SWM-PDU-LSH-0101 | Switch, Level-High | SWM-PDU-MISC | Miscellaneous Equipment | Switch,Level |  |  | LSH
32953 | SWM-PDU-LSH-0201 | Switch, Level-High | SWM-PDU | Dunker's Storm | Switch,Level |  |  | LSH
32954 | SWM-PDU-LSH-0201 | Switch, Level-High | SWM-PDU-MISC | Miscellaneous Equipment | Switch,Level |  |  | LSH
32955 | SWM-PDU-MISC | Miscellaneous Equipment | SWM-PDU | Dunker's Storm
32957 | SWM-PDU-P-0100 | Pump, Centrifugal | SWM-PDU | Dunker's Storm | Pump |  |  | P
32958 | SWM-PDU-P-0200 | Pump, Centrifugal | SWM-PDU | Dunker's Storm | Pump |  |  | P
32959 | SWM-PDU-P-0300 | Pump, Centrifugal | SWM-PDU | Dunker's Storm | Pump |  |  | P
32960 | SWM-PDU-P-0400 | Pump, Centrifugal | SWM-PDU | Dunker's Storm | Pump |  |  | P
32961 | SWM-PDU-TR-0001 | Transformer, Power | SWM-PDU | Dunker's Storm | Transformer |  |  | TR
32962 | SWM-PDU-TR-0001 | Transformer, Power | SWM-PDU-MISC | Miscellaneous Equipment | Transformer |  |  | TR
32963 | SWM-PDU-TS-0001 | Switch, Transfer | SWM-PDU | Dunker's Storm | Switch |  |  | TS
32964 | SWM-PDU-TS-0001 | Switch, Transfer | SWM-PDU-MISC | Miscellaneous Equipment | Switch |  |  | TS
32974 | SWM-PDU-WEL-0100 | Wet well | SWM-PDU | Dunker's Storm | Well |  |  | WEL
32975 | SWM-PDU-WEL-0100 | Wet well | SWM-PDU-MISC | Miscellaneous Equipment | Well |  |  | WEL
32976 | SWM-PDU-WEL-0200 | Wet well | SWM-PDU | Dunker's Storm | Well |  |  | WEL
32977 | SWM-PDU-WEL-0200 | Wet well | SWM-PDU-MISC | Miscellaneous Equipment | Well |  |  | WEL
32981 | SWM-PET-CP-0002 | Control Panel, Electrical | SWM-PET | Eglinton - Bellamy Storm Pumping Station | Control Panel |  |  | CP
32982 | SWM-PET-CP-0003 | Control Panel, Operator | SWM-PET | Eglinton - Bellamy Storm Pumping Station | Control Panel |  |  | CP
32983 | SWM-PET-CP-0004 | Control Panel, Operator | SWM-PET | Eglinton - Bellamy Storm Pumping Station | Control Panel |  |  | CP
32984 | SWM-PET-CP-0005 | Control Panel, Operator | SWM-PET | Eglinton - Bellamy Storm Pumping Station | Control Panel |  |  | CP
32985 | SWM-PET-CP-0005 | Control Panel, Operator | SWM-PET-MISC | Miscellaneous Equipment | Control Panel |  |  | CP
32986 | SWM-PET-CP-0006 | Control Panel, Operator | SWM-PET-MISC | Miscellaneous Equipment | Control Panel |  |  | CP
32991 | SWM-PET-FQ-0001 | Meter, Flow | SWM-PET-MISC | Miscellaneous Equipment | Meter,Flow |  |  | FQ
32993 | SWM-PET-GRF-0001 | Indicator, Ground Fault | SWM-PET | Eglinton - Bellamy Storm Pumping Station |  |  |  | GRF
32994 | SWM-PET-GRF-0001 | Indicator, Ground Fault | SWM-PET-MISC | Miscellaneous Equipment |  |  |  | GRF
32995 | SWM-PET-HTR-0001 | Heater | SWM-PET-MISC | Miscellaneous Equipment | Heater |  |  | HTR
32996 | SWM-PET-JIT-0001 | Meter, Power Indicating Transmitter, Main Power | SWM-PET-MISC | Miscellaneous Equipment | Meter |  |  | JIT
32997 | SWM-PET-LP-0001 | Control Panel, Lighting | SWM-PET-MISC | Miscellaneous Equipment | Control Panel |  |  | LP
32998 | SWM-PET-LSHH-0104 | Switch, Level High-High | SWM-PET-MISC | Miscellaneous Equipment | Switch,Level |  |  | LSHH
32999 | SWM-PET-LSL-0102 | Switch, Level-Low | SWM-PET | Eglinton - Bellamy Storm Pumping Station | Switch |  |  | LSL
33000 | SWM-PET-LSL-0102 | Switch, Level-Low | SWM-PET-MISC | Miscellaneous Equipment | Switch |  |  | LSL
33007 | SWM-PET-SW-0001 | Switch, Main Electrical Disconnect | SWM-PET | Eglinton - Bellamy Storm Pumping Station | Switch |  |  | SW
33008 | SWM-PET-SW-0002 | Switch, Pumps Power | SWM-PET | Eglinton - Bellamy Storm Pumping Station | Switch |  |  | SW
33009 | SWM-PET-SW-0003 | Switch, Transformer | SWM-PET | Eglinton - Bellamy Storm Pumping Station | Switch |  |  | SW
33010 | SWM-PET-SW-0003 | Switch, Transformer | SWM-PET-MISC | Miscellaneous Equipment | Switch |  |  | SW
33011 | SWM-PET-SW-0004 | Switch, Phase Lights | SWM-PET | Eglinton - Bellamy Storm Pumping Station | Switch |  |  | SW
33012 | SWM-PET-T-0001 | Tank, Diesel Fuel | SWM-PET | Eglinton - Bellamy Storm Pumping Station | Tank |  |  | T
33013 | SWM-PET-TR-0001 | Transformer, Power | SWM-PET | Eglinton - Bellamy Storm Pumping Station | Transformer |  |  | TR
33014 | SWM-PET-TR-0001 | Transformer, Power | SWM-PET-MISC | Miscellaneous Equipment | Transformer |  |  | TR
33015 | SWM-PET-TS-0001 | Switch, Transfer | SWM-PET | Eglinton - Bellamy Storm Pumping Station | Switch |  |  | TS
33053 | SWM-PIT-MISC | Miscellaneous Equipment | SWM-PIT | Islington Storm Pumping Station
33054 | SWM-PIT-OIT-0001 | Operator Interface Terminal | SWM-PIT | Islington Storm Pumping Station | Computer Equipment,Monitor |  |  | OIT
33055 | SWM-PIT-OIT-0001 | Operator Interface Terminal | SWM-PIT-MISC | Miscellaneous Equipment | Computer Equipment,Monitor |  |  | OIT
33078 | SWM-PMG-ALR-0001 | Alarm, Gas | SWM-PMG | Martin Grove Storm Pumping Station | Fire Prevention,Alarm |  |  | ALR
33083 | SWM-PMG-FA-0001S | Fire Alarm System, Building | COL-W-OBSOLETE | Col West Obsolete Entities | Building Service,Fire Alarm |  | 42937 | FA
33101 | SWM-PMG-MISC | Miscellaneous Equipment | SWM-PMG | Martin Grove Storm Pumping Station
33155 | SWM-PNQ-MISC | Miscellaneous Equipment | SWM-PNQ | North Queen Storm Pumping Station
33156 | SWM-PNQ-OIT-0001 | Operator Interface Terminal | SWM-PNQ | North Queen Storm Pumping Station | Computer Equipment,Monitor |  |  | OIT
33158 | SWM-PNQ-RPU-0001 | Remote Processing Unit | SWM-PNQ | North Queen Storm Pumping Station | RPU |  |  | RPU
33159 | SWM-PNQ-RPU-0001 | Remote Processing Unit | SWM-PNQ-MISC | Miscellaneous Equipment | RPU |  |  | RPU
33163 | SWM-PNQ-UPS-0001 | UPS, RPU Panel | SWM-PNQ | North Queen Storm Pumping Station | Uninterruptible Power Supply |  |  | UPS
33174 | SWM-PPP-CP-0001 | Control Panel, Operator | SWM-PPP-MISC | Miscellaneous Equipment | Control Panel |  |  | CP
33175 | SWM-PPP-LSH-0101 | Switch, Level-High | SWM-PPP-MISC | Miscellaneous Equipment | Switch,Level |  |  | LSH
33176 | SWM-PPP-LSH-0102 | Switch, Level-High | SWM-PPP | Pantry Park Sewage Pumping Station | Switch,Level |  |  | LSH
33177 | SWM-PPP-LSH-0102 | Switch, Level-High | SWM-PPP-MISC | Miscellaneous Equipment | Switch,Level |  |  | LSH
33178 | SWM-PPP-LSL-0101 | Switch, Level-Low | SWM-PPP | Pantry Park Sewage Pumping Station | Switch |  |  | LSL
33182 | SWM-PWD-COM-0001 | Control Panel, Operator | SWM-PWD | Warden Storm | Control Panel |  |  | COM
33183 | SWM-PWD-COM-0001 | Control Panel, Operator | SWM-PWD-MISC | Miscellaneous Equipment | Control Panel |  |  | COM
33184 | SWM-PWD-CP-0002 | Control Panel, Operator | SWM-PWD | Warden Storm | Control Panel |  |  | CP
33185 | SWM-PWD-CP-0003 | Control Panel, Diesel Engine Alarm Control Panel | SWM-PWD-MISC | Miscellaneous Equipment | Control Panel |  |  | CP
33186 | SWM-PWD-CP-0004 | Control Panel, Operator | SWM-PWD-MISC | Miscellaneous Equipment | Control Panel |  |  | CP
33187 | SWM-PWD-CP-0005 | Control Panel, Operator | SWM-PWD-MISC | Miscellaneous Equipment | Control Panel |  |  | CP
33188 | SWM-PWD-CP-0006 | Control Panel, Diesel Engine Duty Control Panel | SWM-PWD | Warden Storm | Control Panel |  |  | CP
33191 | SWM-PWD-DM-0001 | Damper/Louver, Supply Air | SWM-PWD | Warden Storm | Damper/Louver |  |  | DM
33192 | SWM-PWD-DM-0001 | Damper/Louver, Supply Air | SWM-PWD-MISC | Miscellaneous Equipment | Damper/Louver |  |  | DM
33193 | SWM-PWD-ENG-0001 | Engine, Diesel | SWM-PWD | Warden Storm | Engine |  |  | ENG
33194 | SWM-PWD-ENG-0001 | Engine, Diesel | SWM-PWD-MISC | Miscellaneous Equipment | Engine |  |  | ENG
33195 | SWM-PWD-ENG-0002 | Engine, Diesel | SWM-PWD | Warden Storm | Engine |  |  | ENG
33196 | SWM-PWD-ENG-0002 | Engine, Diesel | SWM-PWD-MISC | Miscellaneous Equipment | Engine |  |  | ENG
33197 | SWM-PWD-ENG-0100 | Engine, Diesel | SWM-PWD | Warden Storm | Engine |  |  | ENG
33198 | SWM-PWD-ENG-0100 | Engine, Diesel | SWM-PWD-MISC | Miscellaneous Equipment | Engine |  |  | ENG
33199 | SWM-PWD-ENG-0200 | Engine, Diesel | SWM-PWD | Warden Storm | Engine |  |  | ENG
33200 | SWM-PWD-ENG-0200 | Engine, Diesel | SWM-PWD-MISC | Miscellaneous Equipment | Engine |  |  | ENG
33201 | SWM-PWD-FEQ-0001S | Fire Prevention, Extinguisher | SWM-PWD-MISC | Miscellaneous Equipment | Fire Prevention,Extinguisher |  | 42914 | FEQ
33204 | SWM-PWD-FN-0001 | Fan, Exhaust | SWM-PWD-MISC | Miscellaneous Equipment | Fan |  |  | FN
33205 | SWM-PWD-FQ-0001 | Meter, Flow | SWM-PWD | Warden Storm | Meter,Flow |  |  | FQ
33206 | SWM-PWD-FQ-0001 | Meter, Flow | SWM-PWD-MISC | Miscellaneous Equipment | Meter,Flow |  |  | FQ
33209 | SWM-PWD-HTR-0001 | Heater, Main Control Room | SWM-PWD | Warden Storm | Heater |  |  | HTR
33210 | SWM-PWD-HTR-0001 | Heater, Main Control Room | SWM-PWD-MISC | Miscellaneous Equipment | Heater |  |  | HTR
33211 | SWM-PWD-JIT-0001 | Meter, Power Indicating Transmitter, Main Power | SWM-PWD-MISC | Miscellaneous Equipment | Meter |  |  | JIT
33212 | SWM-PWD-LP-0001 | Control Panel, Lighting | SWM-PWD | Warden Storm | Control Panel |  |  | LP
33213 | SWM-PWD-LSH-0103 | Switch, Level-High | SWM-PWD-MISC | Miscellaneous Equipment | Switch,Level |  |  | LSH
33214 | SWM-PWD-LSHH-0104 | Switch, Level High-High | SWM-PWD | Warden Storm | Switch,Level |  |  | LSHH
33215 | SWM-PWD-LSHH-0104 | Switch, Level High-High | SWM-PWD-MISC | Miscellaneous Equipment | Switch,Level |  |  | LSHH
33216 | SWM-PWD-LSHH-0107 | Switch, Level High-High | SWM-PWD-MISC | Miscellaneous Equipment | Switch,Level |  |  | LSHH
33217 | SWM-PWD-LSLL-0101 | Switch, Level Low-Low | SWM-PWD-MISC | Miscellaneous Equipment | Switch,Level |  |  | LSLL
33218 | SWM-PWD-LSLL-0105 | Switch, Level Low-Low | SWM-PWD | Warden Storm | Switch,Level |  |  | LSLL
33223 | SWM-PWD-MISC | Miscellaneous Equipment | SWM-PWD | Warden Storm
33229 | SWM-PWD-SW-0001 | Switch, Main Electrical Disconnect | SWM-PWD | Warden Storm | Switch |  |  | SW
33230 | SWM-PWD-SW-0001 | Switch, Main Electrical Disconnect | SWM-PWD-MISC | Miscellaneous Equipment | Switch |  |  | SW
33231 | SWM-PWD-SW-0002 | Switch, Pump Control Panel Doisconnect | SWM-PWD | Warden Storm | Switch |  |  | SW
33232 | SWM-PWD-SW-0003 | Switch, Lighting Transformer | SWM-PWD-MISC | Miscellaneous Equipment | Switch |  |  | SW
33233 | SWM-PWD-SW-0004 | Switch, Lighting Panel | SWM-PWD-MISC | Miscellaneous Equipment | Switch |  |  | SW
33234 | SWM-PWD-SW-0005 | Switch, Phase Lights | SWM-PWD | Warden Storm | Switch |  |  | SW
33235 | SWM-PWD-SW-0005 | Switch, Phase Lights | SWM-PWD-MISC | Miscellaneous Equipment | Switch |  |  | SW
33236 | SWM-PWD-T-0001 | Tank, Diesel Fuel | SWM-PWD | Warden Storm | Tank |  |  | T
33237 | SWM-PWD-TR-0001 | Transformer, Power | SWM-PWD-MISC | Miscellaneous Equipment | Transformer |  |  | TR
33283 | SWM-PWI-MISC | Miscellaneous Equipment | SWM-PWI | Wilson Storm Pumping Station
33329 | TAB | Ashbridges Bay Treatment Plant | WWT | Wastewater Treatment
33330 | TAB COMMUNICATIONS | TAB Communications | TAB-SPC1 | Process Control Systems - Administrative
33331 | TAB EUS SERVER ROOM | Communication Switch | TAB-ADMIN-BLDG | Building Location
33332 | TAB OIT | TAB OIT | TAB-SPC1 | Process Control Systems - Administrative
33333 | TAB PLC | TAB PLC | TAB-SPC1 | Process Control Systems - Administrative
33334 | TAB SCADA SERVERS | TAB SCADA Servers | TAB-SPC1 | Process Control Systems - Administrative
33508 | TAB-ACC-AHU-AUX | AHUs/Supply Fans Aux. Bldg | TAB-ACC-AHU | Air Handling Unit & Supply Fan
33509 | TAB-ACC-AHU-BL | AHUs/Supply Fans Blower Bldg. | TAB-ACC-AHU | Air Handling Unit & Supply Fan
33511 | TAB-ACC-AHU-DEW | AHUs/Supply Fans Dewater. Bldg. | TAB-ACC-AHU | Air Handling Unit & Supply Fan
33512 | TAB-ACC-AHU-PWPS | AHUs/Supply Fans PWPS | TAB-ACC-AHU | Air Handling Unit & Supply Fan
33513 | TAB-ACC-AHU-SEAWL | AHUs/Supply Fans Sea Wall Substation | TAB-ACC-AHU | Air Handling Unit & Supply Fan
33514 | TAB-ACC-AHU-THK | AHUs/Supply Fans Float. Bldg. | TAB-ACC-AHU | Air Handling Unit & Supply Fan
33515 | TAB-ACC-AHU-ZBLDG | AHUs/Supply Fans Z. Bldg. | TAB-ACC-AHU | Air Handling Unit & Supply Fan
33559 | TAB-ACC-BO 2 | Boiler # 2, Hot Water Heating, Volcano B-2 | TAB-ACC-BO | Hot Water Boilers
33560 | TAB-ACC-BO 3 | Boiler # 3, Hot Water Heating, Volcano B-3 | TAB-ACC-BO | Hot Water Boilers
33561 | TAB-ACC-BO 4 | Boiler # 4, Hot Water Heating, Volcano B-4 | TAB-ACC-BO | Hot Water Boilers
33562 | TAB-ACC-BO 6 | Boiler # 6, Hot Water Heating | TAB-ACC-BO | Hot Water Boilers
33612 | TAB-ACC-DIG-0010 | Digester Gas Train, Boiler #1, Z Building | TAB-ACC-BO 1 | Boiler # 1, Hot Water Heating, Volcano B-1 |  |  |  | DIG
33613 | TAB-ACC-DIG-0020 | Digester Gas Train, Boiler #2, Z Building | TAB-ACC-BO 2 | Boiler # 2, Hot Water Heating, Volcano B-2 |  |  |  | DIG
33614 | TAB-ACC-DIG-0030 | Digester Gas Train, Boiler #3, Z Building | TAB-ACC-BO 3 | Boiler # 3, Hot Water Heating, Volcano B-3 |  |  |  | DIG
33897 | TAB-ACC-FLU | Flue Gas system Boilers | TAB-ACC-BO | Hot Water Boilers
33898 | TAB-ACC-FN | Exhaust Fans | TAB-WORK-AREA-6 | Work Area 6
33904 | TAB-ACC-FN-01-04 | Exhaust Fans , Digester 01-04 | TAB-ACC-FN | Exhaust Fans |  |  |  | FN
33922 | TAB-ACC-FN-05-08 | Exhaust Fans , Digester 05-08 | TAB-ACC-FN | Exhaust Fans |  |  |  | FN
33928 | TAB-ACC-FN-09-12 | Exhaust Fans , Digester 09-12 | TAB-ACC-FN | Exhaust Fans |  |  |  | FN
33970 | TAB-ACC-FN-1501 | Fan, Exhaust, Seawall Sub Stn | TAB-ACC-FN-ELS | Exhaust Fans ,Electrical & Sub stations |  |  |  | FN
33985 | TAB-ACC-FN-19-22 | Exhaust Fans , Digester 19-22 | TAB-ACC-FN | Exhaust Fans |  |  |  | FN
34126 | TAB-ACC-FN-AUX | Exhaust Fans , Aux. Bldg | TAB-ACC-FN-ZBLDG | Exhaust Fans , Z Bldg
34127 | TAB-ACC-FN-BL | Exhaust Fans Blower Bldg. | TAB-ACC-AHU | Air Handling Unit & Supply Fan
34128 | TAB-ACC-FN-CHL | Exhaust Fans , Chlorine Bldg. | TAB-ACC-FN | Exhaust Fans
34129 | TAB-ACC-FN-DEW | Exhaust Fans , Dewatering Bldg. | TAB-ACC-FN | Exhaust Fans
34130 | TAB-ACC-FN-HRS | Exhaust Fans , Heat Recovery Bldg | TAB-ACC-FN | Exhaust Fans
34131 | TAB-ACC-FN-IPS | Exhaust Fans , IPS Bldg | TAB-ACC-FN | Exhaust Fans
34132 | TAB-ACC-FN-M&T | Exhaust Fans , M&T Bldg. | TAB-ACC-FN | Exhaust Fans
34133 | TAB-ACC-FN-PBLDG | Exhaust Fans , P Bldg | TAB-ACC-FN | Exhaust Fans
34134 | TAB-ACC-FN-PWPS | Fan, Exhaust, PWPS Bldg. | TAB-ACC-FN | Exhaust Fans
34135 | TAB-ACC-FN-STCK | Exhaust Fans , Stack | TAB-ACC-FN | Exhaust Fans
34136 | TAB-ACC-FN-WGB | Exhaust Fans Waste Gas Burner Station | TAB-ACC-FN | Exhaust Fans | Fan
34353 | TAB-ACC-HTR-05-08 | Unit Heaters- Digester 05-08 | TAB-ACC-HTR | Heaters- Convection, |  |  |  | HTR
34434 | TAB-ACC-HTR-19-22 | Unit Heaters- Digester 19-22 | TAB-ACC-HTR | Heaters- Convection, |  |  |  | HTR
34660 | TAB-ACC-HTR-ADM | Unit Heaters- Old Administration Bldg | TAB-ACC-HTR | Heaters- Convection,
34661 | TAB-ACC-HTR-CHL | Unit Heaters- Chlorination Bldg | TAB-ACC-HTR | Heaters- Convection,
34662 | TAB-ACC-HTR-DEW | Unit Heaters- Dewatering Bldg | TAB-ACC-HTR | Heaters- Convection,
34663 | TAB-ACC-HTR-ELS | Unit Heaters- Electrical/Sub station Bldg | TAB-ACC-HTR | Heaters- Convection,
34664 | TAB-ACC-HTR-IPS | Unit Heaters-IPS Bldg | TAB-ACC-HTR | Heaters- Convection,
34666 | TAB-ACC-HTR-PRS | Unit Heaters- PRS Room, Tunnels and Ferric gallery | TAB-ACC-HTR | Heaters- Convection,
34667 | TAB-ACC-HTR-SEAWALL | Unit Heaters ( New Project Sea Wall Sub-station) | TAB-ACC-HTR | Heaters- Convection,
34668 | TAB-ACC-HTR-SLO | Unit Heaters- Silo Bldg | TAB-ACC-HTR | Heaters- Convection,
34669 | TAB-ACC-HTR-THK | Unit Heaters- Floatation Bldg | TAB-ACC-HTR | Heaters- Convection,
34670 | TAB-ACC-HTR-TLB | Unit Heaters- Truck Loading Bay | TAB-ACC-HTR | Heaters- Convection,
34711 | TAB-ACC-NGS-0010B | Natural Gas Train, Pilot,Boiler #1, Z Building | TAB-ACC-BO 1 | Boiler # 1, Hot Water Heating, Volcano B-1 |  |  |  | NGS
34712 | TAB-ACC-NGS-0020A | Natural Gas Train, Boiler #2, Z Building | TAB-ACC-BO 2 | Boiler # 2, Hot Water Heating, Volcano B-2 |  |  |  | NGS
34713 | TAB-ACC-NGS-0020B | Natural Gas Train, Pilot,Boiler #2, Z Building | TAB-ACC-BO 2 | Boiler # 2, Hot Water Heating, Volcano B-2 |  |  |  | NGS
34714 | TAB-ACC-NGS-0030A | Natural Gas Train, Boiler #3, Z Building | TAB-ACC-BO 3 | Boiler # 3, Hot Water Heating, Volcano B-3 |  |  |  | NGS
34715 | TAB-ACC-NGS-0040B | Natural Gas Pilot Train, Boiler #4, Z Building | TAB-ACC-BO 4 | Boiler # 4, Hot Water Heating, Volcano B-4 |  |  |  | NGS
36418 | TAB-ADMIN | Tab Admin | TAB | Ashbridges Bay Treatment Plant
36419 | TAB-ADMIN BLDG | Building Location | TAB-SPC | Process Control Systems - Services Area
36420 | TAB-ADMIN-BLDG | Building Location | TAB-EUS | Production & End User Support
36421 | TAB-AER | Aeration Gallery | TAB-WORK-AREA-LIQ | TAB Work Area Liq
36422 | TAB-AER-BL | Blower Building | TAB-WORK-AREA-2 | Work Area 2
36424 | TAB-AER-ELQ | Aeration - Electrical Equipment | TAB-AER | Aeration Gallery
36454 | TAB-AER-OZ-ELQ | Electrical Equipment Location, Aeration West Quad House | TAB-AER-SB | Aeration Odour Control | Control Panel,MCC
36455 | TAB-AER-PRJ-0005 | Upgrades, Aeration Tanks | TAB-AER | Aeration Gallery |  |  |  | PRJ
36457 | TAB-AER-SB | Aeration Odour Control | TAB-WORK-AREA-2 | Work Area 2
36458 | TAB-AER-SB | Aeration Odour Control | TAB-WORK-AREA-LIQ | TAB Work Area Liq
36467 | TAB-AERATION BLDG | Building Location | TAB-SPC | Process Control Systems - Services Area
36468 | TAB-AI | Local Compressed Air Equipment | TAB-WORK-AREA-6 | Work Area 6
36469 | TAB-AI | Local Compressed Air Equipment | TAB-WORK-AREA-SEO | TAB Work Area SEO
36470 | TAB-AI FLOATATION | Air Equipment, Floatation Building | TAB-WORK-AREA-SEO | TAB Work Area SEO
36471 | TAB-AI-DEW | Air Receiver Tank, Dewateringl Bldg. | TAB-AI | Local Compressed Air Equipment
36472 | TAB-AI-S-10 | Z Building Air Equipment | TAB-AI | Local Compressed Air Equipment |  |  |  | S
36473 | TAB-AI-S-10 | Z Building Air Equipment | TAB-WORK-AREA-SEO | TAB Work Area SEO |  |  |  | S
36475 | TAB-AUX | Gas Services, Natural Gas, Digester Gas | TAB-WORK-AREA-6 | Work Area 6
36476 | TAB-AUX BLDG | Building Location | TAB-SPC2 | Process Control Systems - Equipment
36477 | TAB-AUX-BLDG | Auxiliary Building | TAB-WORK-AREA-4 | Work Area 4
36478 | TAB-AUX-BLDG | Auxiliary Building | TAB-WORK-AREA-6 | Work Area 6
36479 | TAB-AUX-BLDG | Auxiliary Building | TAB-WORK-AREA-SEO | TAB Work Area SEO
36524 | TAB-AUX-STRC | Auxiliary Building - Drains, Electrical Service(110/220V), Lighting, Plumbing | TAB-AUX-BLDG | Auxiliary Building
36539 | TAB-BIOSOLIDS BLDG | Building Location | TAB-SPC2 | Process Control Systems - Equipment
36577 | TAB-BLOWER BLDG | Building Location | TAB-SPC | Process Control Systems - Services Area
36578 | TAB-BLOWER BLDG | Building Location | TAB-SPC2 | Process Control Systems - Equipment
36579 | TAB-BLOWER-BLDG | Building Location | TAB-EUS | Production & End User Support
36580 | TAB-CAP-PRJ-0001 | D-Building Upgrades | TAB-PLT | Preliminary Treatment |  |  |  | PRJ
36581 | TAB-CAP-PRJ-0001 | D-Building Upgrades | TAB-PLT-PLQ-D | Plumbing, General, D Bldg Prelim Treatment |  |  |  | PRJ
36582 | TAB-CAP-PRJ-0001 | D-Building Upgrades | TAB-WORK-AREA-1 | Work Area 1 |  |  |  | PRJ
36583 | TAB-CAP-PRJ-0002 | M&T Building Upgrades | TAB-PLT | Preliminary Treatment |  |  |  | PRJ
36584 | TAB-CAP-PRJ-0005 | P-Building Upgrades | TAB-PLT | Preliminary Treatment |  |  |  | PRJ
36585 | TAB-CAP-PRJ-0005 | P-Building Upgrades | TAB-PRM-STRC-P | P Building - Drains, Plumbing, Walls |  |  |  | PRJ
36586 | TAB-CAP-PRJ-0006 | East & West Electrical Control Room Upgrades | TAB-STR-STRC-AG | Aeration Gallery - Safety, Drains, Plumbing & PA System |  |  |  | PRJ
36587 | TAB-CAP-PRJ-0008 | Electrical Equipment Assesment- Capital project | TAB-STR-STRC | Blower Bldg Services - Drains, Electrical Service(110/220V), Lighting, Plumbing |  |  |  | PRJ
36589 | TAB-CAP-PRJ-0014 | UV -Disinfection Project | TAB-WA6 | Common to Projects, Bldg. Services, Z Building |  |  |  | PRJ
36590 | TAB-CAP-PRJ-0016 | ECAP 3 / 5 - Aeration West Control Rm / Blower Bldg | TAB-WA6 | Common to Projects, Bldg. Services, Z Building |  |  |  | PRJ
36591 | TAB-CAP-PRJ-0017 | Dig 9-12 Upgrades | TAB-WA6 | Common to Projects, Bldg. Services, Z Building |  |  |  | PRJ
36592 | TAB-CAP-PRJ-0018 | IPS Project | TAB-WA6 | Common to Projects, Bldg. Services, Z Building |  |  |  | PRJ
36593 | TAB-CAP-PRJ-0020 | Temporary Disinfection Project | TAB-DIS | Disinfection |  |  |  | PRJ
36594 | TAB-CAP-PRJ-0021 | Odour Control Project - Biorem | TAB-SLO-BIO | Odour Control Facility-WA4 |  |  |  | PRJ
36596 | TAB-CAP-PRJ-0023 | PRU System Project | TAB-WA6 | Common to Projects, Bldg. Services, Z Building |  |  |  | PRJ
36607 | TAB-CMS | CMS Work Orders | TAB-WORK-AREA-7 | Work Area 7
37058 | TAB-D BLDG | Building Location | TAB-SPC2 | Process Control Systems - Equipment
37107 | TAB-DECOM | Building Location | TAB-EUS | Production & End User Support
37109 | TAB-DEW CENTRIFUGES | Centrifuge Systems | TAB-WORK-AREA-SOL | TAB Work Area Sol
37110 | TAB-DEW POLYMER DIS | Polymer Solution Distribution System( To be suspended) | TAB-DEW POLYMER DIST | Polymer Solution Distribution System |  |  | 33656
37111 | TAB-DEW POLYMER DIS | Polymer Solution Distribution System( To be suspended) | TAB-SUSPENDED ENTITY | Suspended entities |  |  | 33656
37112 | TAB-DEW SLUDGE FEED | Sludge Feed to Centrifuge System | TAB-WORK-AREA-3 | Work Area 3
37113 | TAB-DEW SUMP | Dewatering Bldg - Sump Pumps | TAB-DEW-SERVICES | Dewatering Building Service & Safety Systems
37114 | TAB-DEW SUMP | Dewatering Bldg - Sump Pumps | TAB-WORK-AREA-SOL | TAB Work Area Sol
37166 | TAB-DEW-DRV-0045 | Drive, VFD, Polymer Feed Pump #1 | TAB-DEW-P-3310 | Pump, Polymer Solution Feed #1 |  |  |  | DRV
37167 | TAB-DEW-DRV-0047 | Drive, VFD, Polymer Pump # 3 | TAB-DEW-P-3330 | Pump, Polymer Solution Feed #3 |  |  |  | DRV
37168 | TAB-DEW-DRV-0048 | Drive, VFD, Polymer Pump # 4 | TAB-DEW-P-3340 | Pump , Polymer Solution Feed #4 |  |  |  | DRV
37169 | TAB-DEW-DRV-0054 | Drive, VFD, Polymer Pump # 10 | TAB-DEW-P-3420 | Pump, Polymer Solution Feed #10 |  |  |  | DRV
37170 | TAB-DEW-DRV-0056 | Drive, VFD, Polymer Pump # 12 | TAB-DEW-P-3440 | Pump, Polymer Solution Feed #12 |  |  |  | DRV
37171 | TAB-DEW-DRV-0060 | Drive, VFD, New Wet Wel Pump #4 | TAB-DEW-P-3504 | Pump , Decant # 4, New Wet Well |  |  |  | DRV
37460 | TAB-DEW-PRJ-0001 | Cake Dryness Optimization Project | TAB-DEW CENTRIFUGES | Centrifuge Systems |  |  |  | PRJ
37516 | TAB-DEW-SERVICES | Dewatering Building Service & Safety Systems | TAB-WORK-AREA-3 | Work Area 3
37517 | TAB-DEW-SERVICES | Dewatering Building Service & Safety Systems | TAB-WORK-AREA-SOL | TAB Work Area Sol
37581 | TAB-DEW-V | Dewatering - Sludge Routing Valves | TAB-WORK-AREA-SOL | TAB Work Area Sol
38197 | TAB-DEW-V-C01 | Centrifuge 1 Centrate Line | CENTRATE | Centrate Collection
38198 | TAB-DEW-V-C02 | Centrifuge 2 Centrate Line | CENTRATE | Centrate Collection
38199 | TAB-DEW-V-C02 | Centrifuge 2 Centrate Line | TAB-WORK-AREA-SOL | TAB Work Area Sol
38200 | TAB-DEW-V-C03 | Centrifuge 3 Centrate Line | TAB-WORK-AREA-SOL | TAB Work Area Sol
38201 | TAB-DEW-V-C04 | Centrifuge 4 Centrate Line | CENTRATE | Centrate Collection
38202 | TAB-DEW-V-C06 | Centrifuge 6 Centrate Line | TAB-WORK-AREA-SOL | TAB Work Area Sol
38203 | TAB-DEW-V-C07 | Centrifuge 7 Centrate Line | CENTRATE | Centrate Collection
38204 | TAB-DEW-V-C08 | Centrifuge 8 Centrate Line | CENTRATE | Centrate Collection
38208 | TAB-DEW-WEL | Centrate Wet Wells | TAB-DEW CENTRATE | Centrate Systems
38210 | TAB-DEWATER BLDG | Building Location | TAB-SPC2 | Process Control Systems - Equipment
38211 | TAB-DIG | Digestion | TAB-WORK-AREA-5 | Work Area 5
38281 | TAB-DIG-C-T13-16 | Gas Compressors, Gas Valves & Actuators, Digestion Tank 13-16 | TAB-DIG-T-13-16 | Digester Tanks 13-16
38396 | TAB-DIG-ELQ-T13-16 | Digester Tanks 13-16, Electrical Equipment | TAB-DIG-T-13-16 | Digester Tanks 13-16
38738 | TAB-DIG-FX-9-12 | Digester Tanks 9-12, Flame Arresters, Condensate Tanks & Moisture Separators, | TAB-DIG-FX-DOME9-12 | Digester Tanks 9-12, Flame Arresters, Pressure Relief & Vacuum Breaker Valves |  |  |  | FX
38740 | TAB-DIG-FX-DOME13-16 | Flame Arrester, Pressure Relief, Vacuum Breaker, Moisture/Sediment Traps & Gas Valves, Digester Tank 13-16 | TAB-DIG-T-13-16 | Digester Tanks 13-16
38741 | TAB-DIG-FX-DOME5-8 | Digester Tanks 5-8, Flame Arresters, Pressure Relief & Vacuum Breaker Valves | TAB-DIG-T-05-08 | Digester Tanks 5-8
38742 | TAB-DIG-FX-DOME9-12 | Digester Tanks 9-12, Flame Arresters, Pressure Relief & Vacuum Breaker Valves | TAB-DIG-T-09-12 | Digester Tanks 9-12
38743 | TAB-DIG-FX-T1-4 | Digester Tanks 1-4, Flame Arresters, Condensate Tanks, Moisture Separators | TAB-DIG-T-01-04 | Digester Tanks 1-4
38744 | TAB-DIG-FX-T1-4 | Digester Tanks 1-4, Flame Arresters, Condensate Tanks, Moisture Separators | TAB-SUSPENDED ENTITY | Suspended entities
38748 | TAB-DIG-FX-T19-22 | Flame Arresters, MS Traps, Pressure Relief & Gas Valves, Digester Tank 19-22 | TAB-DIG-T-19-22 | Digester Tanks 19-22
38751 | TAB-DIG-GAS | Digester Gas Control | TAB-WORK-AREA-SEO | TAB Work Area SEO
38752 | TAB-DIG-GASROUTE | Digester Gas Control Building - Gas ROUTEing | TAB-DIG-GAS | Digester Gas Control
38767 | TAB-DIG-HE-T01-04 | Digester Tanks 1-4, Heat Exchanger, | TAB-DIG-T-01-04 | Digester Tanks 1-4
38768 | TAB-DIG-HE-T05-08 | Digester Tanks 5-8, Heat Exchanger, Hot Water Pumps, Valves | TAB-DIG-T-05-08 | Digester Tanks 5-8
38769 | TAB-DIG-HE-T19-22 | Digester Tanks 19-22, Heat Exchangers | TAB-DIG-T-19-22 | Digester Tanks 19-22
38770 | TAB-DIG-HE-T9-12 | Digester Tank 9-12, Heat Exchanger, North Cluster | TAB-DIG-T-09-12 | Digester Tanks 9-12
38771 | TAB-DIG-INQ-T19-22 | Digester Tanks 19-22, Instrument Equipment | TAB-DIG-T-19-22 | Digester Tanks 19-22
38772 | TAB-DIG-INQ-T5-8 | Digester Tanks 5-8, Instrumentation Equipment | TAB-DIG-T-05-08 | Digester Tanks 5-8
38773 | TAB-DIG-INQ-T9-12 | Digester Tanks 9-12, Instrumentation Equipment | TAB-DIG-T-09-12 | Digester Tanks 9-12
38860 | TAB-DIG-P | Digester Pipe Gallery - Sump Pumps | TAB-DIG-PIP | Digestion Pipe Gallery, ELQ, PIT, STRC & Sump Pumps
38937 | TAB-DIG-P-MIXING5-8 | Sludge Mixing Pumps & Valves | TAB-DIG-T-05-08 | Digester Tanks 5-8
38938 | TAB-DIG-P-T13-16 | Digester Tanks 13-16, & Trailer Park,Sump Pumps | TAB-DIG-T-13-16 | Digester Tanks 13-16
38939 | TAB-DIG-P-T9-12 | Digester Tanks 9-12, Sump Pumps | TAB-DIG-T-09-12 | Digester Tanks 9-12
38940 | TAB-DIG-P-TRANSF5-8 | Digester Tank 5-8, Sludge Transfer Pumps | TAB-DIG-T-05-08 | Digester Tanks 5-8
38975 | TAB-DIG-PIP | Digestion Pipe Gallery, ELQ, PIT, STRC & Sump Pumps | TAB-DIG | Digestion
39177 | TAB-DIG-SQ-T09-12 | Digester Tanks 09-12, Safety Equipments | TAB-DIG-T-09-12 | Digester Tanks 9-12
39178 | TAB-DIG-SQ-T19-22 | Digester Tanks 19-22, Safety Equipments | TAB-DIG-T-19-22 | Digester Tanks 19-22
39179 | TAB-DIG-STRC | Digestion Pipe Gallery - Drains, Walls, Lighting, Bldg, Services, PA System, Plumbing, Safety Equipments | TAB-DIG-PIP | Digestion Pipe Gallery, ELQ, PIT, STRC & Sump Pumps
39180 | TAB-DIG-STRC-T13-16 | Digester Tanks 13-16, Drains, Electrical Service(110/220V), Lighting, Plumbing | TAB-DIG-T-13-16 | Digester Tanks 13-16
39181 | TAB-DIG-STRC-T5-8 | Digester Tanks 5-8 - Drains, Electrical Service(110/220V), Lighting, Plumbing | TAB-DIG-T-05-08 | Digester Tanks 5-8
40499 | TAB-DIG-V-T19-22 | Valve Location, Primary & Digester Sludge Header Line, Digester Tank 19-22 | TAB-DIG-T-19-22 | Digester Tanks 19-22
40507 | TAB-DIS | Disinfection | TAB-WORK-AREA-8 | Electrical Sub- Stations
40533 | TAB-DIS-CHL | Chlorination Process | TAB-SUSPENDED ENTITY | Suspended entities
40544 | TAB-DIS-CHL-3 | ChlorinatIon Train #3 | TAB-DIS-CHL | Chlorination Process |  |  |  | CHL
40545 | TAB-DIS-CHL-5 | Chlorination Train #5 | TAB-DIS-CHL | Chlorination Process |  |  |  | CHL
40546 | TAB-DIS-CHL-8 | Chlorination Train #8 | TAB-DIS-CHL | Chlorination Process |  |  |  | CHL
40547 | TAB-DIS-CHL-ROUTE | Chlorination & Filtered Effluent Routeing | TAB-DIS-CHL | Chlorination Process
40548 | TAB-DIS-CHL1 | Chlorination Process | TAB-DIS-CHL | Chlorination Process
40576 | TAB-DIS-INQ | Disinfection - Instrument Equipment | TAB-DIS | Disinfection
40582 | TAB-DIS-MEQ | Chlorine - Building Mechanical, Sump Pumps | TAB-DIS | Disinfection
40642 | TAB-DIS-SS-35 | Chlorine Process - Scrubber System | TAB-DIS-CHL | Chlorination Process |  |  |  | SS
40643 | TAB-DIS-SS-35 | Chlorine Process - Scrubber System | TAB-SUSPENDED ENTITY | Suspended entities |  |  |  | SS
40652 | TAB-DIS-TUNN | Disinfection - Tunnel | TAB-DIS | Disinfection
40653 | TAB-DIS-UV | Disinfection - UV | TAB-DIS | Disinfection
40736 | TAB-DOM-HOTWTR | Domestic Water Systems, Floatation | TAB-WORK-AREA-SEO | TAB Work Area SEO
40758 | TAB-EL1-BLDG-E0001 | North Substation Electrical | TAB-EL1-BLDG-0001 | MSA Substation
41154 | TAB-EL1-MCC | Motor Control Center- North Substation | TAB-ELS-NORTH | North Substation | Control Panel,MCC
41414 | TAB-EL1-TS-6113 | Power Distribution, Automatic Transfer Switch, Generator, Standby Power, 600V | TAB-EL1-MCC-6121 | Motor Control Centre, 600V MCC |  |  |  | TS
41419 | TAB-EL1-TS-6320 | Power Distribution, Automatic Transfer Switch, Generator, Standby Power, 600V | TAB-EL1-MCC-6005 | Motor Control Centre 600V - Blower Bldg |  |  |  | TS
41423 | TAB-EL1-TS-6531 | Power Distribution, Automatic Transfer Switch, Generator, Standby Power, 600V | TAB-EL1-PDP-6009 | Power Distribution Panel, 600V, Z Building Outdoor Substation |  |  |  | TS
41424 | TAB-EL1-TS-6532 | Power Distribution, Automatic Transfer Switch, Generator, Standby Power, 600V | TAB-EL1-GEN-6540 | Generator, Standby Power, 600V 1000kw - Z Bldg |  |  |  | TS
41425 | TAB-EL1-TS-6532 | Power Distribution, Automatic Transfer Switch, Generator, Standby Power, 600V | TAB-EL1-PDP-6008 | Power Distribution Panel, 600V, Z Building Outdoor Substation |  |  |  | TS
41426 | TAB-EL1-TS-6533 | Power Distribution, Automatic Transfer Switch, Generator, Standby Power, 600V | TAB-EL1-PDP-6009 | Power Distribution Panel, 600V, Z Building Outdoor Substation |  |  |  | TS
41427 | TAB-EL1-TS-6651 | Power Distribution, Automatic Transfer Switch, Generator, Standby Power, 600V | TAB-EL1-MCC-6627 | Motor Control Centre |  |  |  | TS
41428 | TAB-EL1-TS-6654 | Power Distribution, Automatic Transfer Switch, Generator, Standby Power, 600V | TAB-EL1-MCC-6628 | Motor Control Centre |  |  |  | TS
41603 | TAB-EL2-TS-6122 | Power Distribution, Automatic Transfer Switch, Generator, Standby Power, 600V | TAB-EL2-MCC-6524 | Motor Control Centre, 600V |  |  |  | TS
41604 | TAB-EL2-TS-6123 | Power Distribution, Automatic Transfer Switch, Generator, Standby Power, 600V | TAB-EL2-GEN-6130 | Generator, Standby Power, 600V 650kw - Dewatering/Silo Bldg |  |  |  | TS
41605 | TAB-EL2-TS-6123 | Power Distribution, Automatic Transfer Switch, Generator, Standby Power, 600V | TAB-EL2-PDP-6015 | Power distribution Panel, 600V |  |  |  | TS
41769 | TAB-EL3-MCC-6014 | MCC, Electrical Room, Auxiliary System Building 2nd Floor East | TAB-EL3-TR-5212 | Transformer, Substation, Auxiliary Systems Building, 2nd Floor |  |  |  | MCC
41770 | TAB-EL3-MCC-6014 | MCC, Electrical Room, Auxiliary System Building 2nd Floor East | TAB-EL3-TR-5214 | Power Distribution Transformer, 4.16 KV / 0.6 KV, (TR-1) Aux Building B Side |  |  |  | MCC
41863 | TAB-EL3-TS-6220 | Power Distribution, Automatic Transfer Switch, Generator, Standby Power, 600V | TAB-EL3-GEN-6220 | Generator, Standby Power, 600V 500kw - Dig 13-16 |  |  |  | TS
41864 | TAB-EL3-TS-6326A | Power Distribution, Automatic Transfer Switch, Generator, Standby Power, 600V | TAB-EL1-MCC-6628 | Motor Control Centre |  |  |  | TS
41865 | TAB-EL3-TS-6340 | Power Distribution, Automatic Transfer Switch, Generator, Standby Power, 600V | TAB-EL3-MCC-6323 | Motor Control Centre, Digester 19-22 bldg |  |  |  | TS
41866 | TAB-EL3-TS-6341 | Power Distribution, Automatic Transfer Switch, Generator, Standby Power, 600V | TAB-EL3-GEN-6240 | Generator, Standby Power, 600V 500kw - Dig 19-22/Gas Cntl Bldg |  |  |  | TS
41899 | TAB-ELS | WA7 Electrical | TAB-WORK-AREA-7 | Work Area 7
41900 | TAB-ELS | WA7 Electrical | TAB-WORK-AREA-WWPW | TAB Work Area WWPW
41907 | TAB-ELS-D BLDG | D Building Outdoor Substation | TAB-ELS-NORTH | North Substation | Switchgear,Outdoor
41908 | TAB-ELS-D BLDG | D Building Outdoor Substation | TAB-WORK-AREA-LIQ | TAB Work Area Liq | Switchgear,Outdoor
41911 | TAB-ELS-ESQ | Electrical Safety Equipment | TAB-WORK-AREA-8 | Electrical Sub- Stations
41977 | COE-FL | Floor slab for HUSAR, DOS - CONSTRUCTION EAST | COE | DOS - CONSTRUCTION EAST
41978 | COL ADMIN | Administration | COL | Complex Systems
41981 | COL SCADA SERVERS | COL SCADA Servers | COL-SPC1 | Process Control Systems - Administrative
41982 | COL SCADA SUPPORT | COL SCADA Support | COL-SPC1 | Process Control Systems - Administrative
41991 | COL-120-LIT-0702S | SUSPENDED.Level Transmitter,Downstream, Coxwell Control Chambers No. 7&8, MTI | COL-MTI-CH-0700 | Chamber,Boston Dome Chamber No.7,MTI | Transmitter,Level |  | 40041 | LIT
41992 | COL-120-LIT-0703S | SUSPENDED-Level Transmitter,Downstream, Coxwell Control Chambers No. 7&8, MTI | COL-MTI | Mid-Toronto Interceptor | Transmitter,Level |  | 40049 | LIT
42001 | TAB-ELS-M BLDG | M Building Indoor Substation | TAB-RSP-M | M Building | Transformer
42006 | TAB-ELS-NON-PHYC | Top-level hierarchy for generic entities that represent muliti-equipment inspection routes and shutdowns | TAB-RTE-PD | TAB-Routine Power Distribution Plant Wide
42007 | TAB-ELS-NON-PHYC | Top-level hierarchy for generic entities that represent muliti-equipment inspection routes and shutdowns | TAB-WORK-AREA-8 | Electrical Sub- Stations
42008 | TAB-ELS-NOPARENT | Temporary Parent for Entities to be Assigned a Parent | TAB-ELS-NON-PHYC | Top-level hierarchy for generic entities that represent muliti-equipment inspection routes and shutdowns
42009 | TAB-ELS-NOPARENT | Temporary Parent for Entities to be Assigned a Parent | TAB-ELS-ROUTES | Top-level hierarchy for generic entities that represent muliti-equipment inspection routes
42010 | TAB-ELS-P BLDG | P Building Outdoor Substation | TAB-WORK-AREA-1 | Work Area 1 | Switchgear,Outdoor
42012 | TAB-ELS-PRJ-0001 | TAB Standby Power Project | 52349 | TAB Power Distribution |  |  |  | PRJ
42013 | TAB-ELS-PT 1-9 | Primary Tank 1-9 Outdoor Substation | TAB-ELS-NORTH | North Substation | Switchgear,Outdoor
42015 | TAB-ELS-SHTD-GRPS | Top-level hierarchy for generic entities that represent muliti-equipment shutdown work order entities | TAB-ELS-NON-PHYC | Top-level hierarchy for generic entities that represent muliti-equipment inspection routes and shutdowns
42090 | TAB-ELS-SUB | Electrical Substations | TAB-WORK-AREA-8 | Electrical Sub- Stations
42091 | TAB-ELS-T BLDG | T Building Indoor Substation | TAB-RSP-P-T | T Building - Raw Sewage Pumping | Transformer
42093 | TAB-ELS-TR-PT-SS | Transformer, Primary 13000/6140V, SS | TAB-ELS-SOUTH | South Substation
42094 | TAB-ELS-TR-PT-SWS | Transformer, Primary 13000/600V, SWS | TAB-ELS-SEAWALL | Seawall Substation
42095 | TAB-ELS-TR-ST-SS | Transformer, Secondary 4160/600V, SS | TAB-ELS-SOUTH | South Substation
42108 | TAB-FEQ | Fire Protection Equipment, Plant Wide | TAB-WORK-AREA-WWPW | TAB Work Area WWPW
42116 | TAB-FEQ-FH | Fire Hydrants | TAB-FEQ | Fire Protection Equipment, Plant Wide | Fire Prevention,Hydrant
42117 | TAB-FEQ-HC-AUX | Fire Standpipe/Hose, Auxilliary Building | TAB-FEQ-HOSE | Fire Standpipe/Hose Cabinets | Fire Prevention,Hose
42118 | TAB-FEQ-HC-DEW | Fire Standpipe/Hose, Dewatering | TAB-FEQ-HOSE | Fire Standpipe/Hose Cabinets | Fire Prevention,Hose
42119 | TAB-FEQ-HC-INC | Fire Standpipe/Hose, Incineration/Heat Recovery | TAB-FEQ-HOSE | Fire Standpipe/Hose Cabinets | Fire Prevention,Hose
42120 | TAB-FEQ-HC-PRT | Fire Standpipe/Hose, Primary Treatment | TAB-FEQ-HOSE | Fire Standpipe/Hose Cabinets | Fire Prevention,Hose
42121 | TAB-FEQ-HC-Z | Fire Standpipe/Hose, Z Building | TAB-FEQ-HOSE | Fire Standpipe/Hose Cabinets | Fire Prevention,Hose
42124 | TAB-GAS-ELS | Digester Control Building - Electrical System | TAB-DIG-GAS | Digester Gas Control
42128 | TAB-GAS-TANK | Air Receiver Tank, Gas control Bldg. | TAB-AI | Local Compressed Air Equipment
42177 | TAB-HRS-BO | Steam Boilers No. 19 & 20 | TAB-HRS-STEAM | Plant Steam
42201 | TAB-HRS-P-CON | New PS - Condensate Pumps | TAB-HRS-STEAM | Plant Steam
42203 | TAB-HRS-STEAM | Plant Steam | TAB-WORK-AREA-6 | Work Area 6
42204 | TAB-HRS-T | Steam Flash Tanks & Controls | TAB-HRS-STEAM | Plant Steam
42209 | TAB-HTR-UV | Unit Heaters | TAB-ACC-HTR | Heaters- Convection,
42287 | TAB-INCINERATOR BLDG | Building Location | TAB-SPC2 | Process Control Systems - Equipment
42288 | TAB-INCINERATOR-BLDG | Building Location | TAB-EUS | Production & End User Support
42289 | TAB-INORG-P | Pipettes - Inorganic | BOM-LAB-TAB-INORG | Laboratory - Inorganic
42291 | TAB-ITS-WA3 | Dewater Building Communications Equipment | TAB-WORK-AREA-SOL | TAB Work Area Sol
42299 | TAB-M BLDG | Building Location | TAB-SPC | Process Control Systems - Services Area
42331 | TAB-M-BLDG | Building Location | TAB-EUS | Production & End User Support
42332 | TAB-MCS-CRN | TAB Cranes and Lifting Devices | TAB-WORK-AREA-7 | Work Area 7
42337 | TAB-MCS-CRN-D BLDG | Cranes - D Building | TAB-MCS-CRN | TAB Cranes and Lifting Devices
42338 | TAB-MCS-CRN-DIG | Cranes - Gas Control Bldg and Digesters | TAB-MCS-CRN | TAB Cranes and Lifting Devices
42339 | TAB-MCS-CRN-INC | Cranes - Incinerators | TAB-MCS-CRN | TAB Cranes and Lifting Devices
42340 | TAB-MCS-CRN-P BLDG | Cranes - P Building | TAB-MCS-CRN | TAB Cranes and Lifting Devices
42341 | TAB-MCS-CRN-POL | Cranes - Polymer Building | TAB-MCS-CRN | TAB Cranes and Lifting Devices
42342 | TAB-MCS-CRN-T BLDG | Cranes - T Building | TAB-MCS-CRN | TAB Cranes and Lifting Devices
42343 | TAB-MCS-DR | Plant Wide - Overhead Doors | TAB-MCS | Mechanical & Machine Shop, Overhead Doors & Sump Pumps
42360 | TAB-MCS-MT | Machine Shop Mechanical Equipment | TAB-MCS | Mechanical & Machine Shop, Overhead Doors & Sump Pumps
42368 | TAB-MOGEN | Generator. Mobile | TAB-WORK-AREA-6 | Work Area 6 | Generator,Electricity,Portable
42369 | TAB-MOGEN | Generator. Mobile | TAB-WORK-AREA-SEO | TAB Work Area SEO | Generator,Electricity,Portable
42376 | TAB-NEW-GAS-BLDG | Building Location | TAB-EUS | Production & End User Support
42377 | TAB-NGS | TAB- Natural Gas Supply Line, Headers | TAB-AUX | Gas Services, Natural Gas, Digester Gas
42380 | TAB-NGS-BURNER | Waste Burner Gas Valves | TAB-NGS-WASTE | TAB- Natural Gas Supply Line,Incinerators,Pelletizers, Waste Burners
42395 | TAB-NGS-STM-BLR1 | Natural Gas line to Steam Boiler 1 | TAB-NGS-BOILERS | TAB- Natural Gas Supply Line, Boiler Headers
42396 | TAB-NGS-STM-BLR2 | Natural Gas line to Steam Boiler 2 | TAB-NGS-BOILERS | TAB- Natural Gas Supply Line, Boiler Headers
42474 | TAB-OCS | Odour Control System, Aeration tanks | TAB-WORK-AREA-LIQ | TAB Work Area Liq
42488 | TAB-OCS-DBLDG | D Building - Odour control System, Fans | TAB-PLT-D | D Building - Preliminary Treatment | Odour Control
42609 | TAB-OCS-IPS | Odour control System - IPS | TAB-RSP | Raw Sewage Pumping
42610 | TAB-OCS-IPS | Odour control System - IPS | TAB-RSP-FN | M & T Building - Odour Control Fans & Filters
42678 | TAB-OPS BLDG | Building Location | TAB-SPC2 | Process Control Systems - Equipment
42686 | TAB-P BLDG | Building Location | TAB-SPC2 | Process Control Systems - Equipment
42738 | COL-BCV-FA-0001S | Fire Alarm system, Drywell | COL-BCV | Carlingview Blower Station | Fire Prevention,Alarm |  | 42915 | FA
42739 | COL-BCV-FA-0001S | Fire Alarm system, Drywell | COL-BCV-MISC | Miscellaneous Equipment | Fire Prevention,Alarm |  | 42915 | FA
42779 | COL-BEB-OIT-0001 | Operator Interface Terminal | COL-BEB | Edenbridge Blower Station | Computer Equipment,Monitor |  |  | OIT
42829 | TAB-PD-TRG-0001 | PD Staff Training | 52349 | TAB Power Distribution |  |  |  | TRG
42915 | TAB-PLT-BL-P | Blowers, Grit Tank Air, P Building | TAB-PLT-P | P Building - Preliminary Treatment
42918 | TAB-PLT-CMP | D Building, Screening Compactors | TAB-PLT-D | D Building - Preliminary Treatment
42989 | TAB-PLT-CV-P | P Building, Grit Conveyors | TAB-PLT-P | P Building - Preliminary Treatment
43042 | COL-CCC-MISC | Miscellaneous Equipment | COL-CCC | Charles Caccia Park Storm Sanitary Combined Water Tank
43046 | COL-CED-MISC | Miscellaneous Equipment | COL-CED | Coatsworth Cut CSO Storage Tank
43055 | COL-CENTRAL | Central | COL | Complex Systems
43056 | COL-EAST-STM | Storm | COL-EAST | East
43097 | TAB-PLT-ELQ-D | D Building - Electrical Equipment | TAB-PLT-D | D Building - Preliminary Treatment
43276 | TAB-PLT-INQ | P Building - Instrumentation Equipment | TAB-PLT-P | P Building - Preliminary Treatment
43453 | TAB-PLT-OC | Preliminary Grit Odour Control | TAB-PLT-P | P Building - Preliminary Treatment
43454 | TAB-PLT-P | P Building - Preliminary Treatment | TAB-PLT | Preliminary Treatment
43491 | TAB-PLT-P-P | P Building - Sump Pumps, Grit Tanks | TAB-PLT-P | P Building - Preliminary Treatment | Pump
43596 | TAB-PLT-SC-D | D Building - Bar / Perforated Screen | TAB-PLT-D | D Building - Preliminary Treatment | Screen,Bar
43597 | TAB-PLT-SC-P | P Building - Bar Screens 1 - 6 | TAB-PLT-P | P Building - Preliminary Treatment | Screen,Bar
43615 | TAB-PLT-SQ | P Building - Safety Equipment | TAB-PLT-P | P Building - Preliminary Treatment
43616 | TAB-PLT-SQ-P | P Building - Safety Equipment, Atmosphere monitors | TAB-PLT-P | P Building - Preliminary Treatment
43687 | TAB-PLT-SUMP | D Bldg - Sump Pumps | TAB-PLT-D | D Building - Preliminary Treatment
43688 | TAB-PLT-T | P Building - Grit Tanks 1-12 & Hoppers 1 - 6 | TAB-PLT-P | P Building - Preliminary Treatment
43714 | TAB-PLT-T-D | D Building - Grit Tanks & Hoppers 13 - 16 | TAB-PLT-D | D Building - Preliminary Treatment
44169 | TAB-PLT-VAC-TRK | Vacuum Truck Unloading Bay | TAB-PLT-D | D Building - Preliminary Treatment
44191 | TAB-POLYMER-BLDG | Building Location | TAB-EUS | Production & End User Support
44192 | TAB-PRM | Primary Treatment | TAB-WORK-AREA-1 | Work Area 1
44193 | TAB-PRM | Primary Treatment | TAB-WORK-AREA-LIQ | TAB Work Area Liq
44401 | TAB-PRM-INQ-OPS | Old PS Building - Instrumentation Equipment | TAB-PRM-OPS | Old PS - Primary Treatment
44428 | TAB-PRM-OPS | Old PS - Primary Treatment | TAB-PRM | Primary Treatment
44429 | TAB-PRM-P | P Bldg - Primary Treatment | TAB-PRM | Primary Treatment
44468 | TAB-PRM-P-D | D Building Sludge Pumping | TAB-PRM-D | D Bldg - Primary Treatment
44470 | TAB-PRM-P-P | P Building - Primary Sludge Pumping | TAB-PRM-P | P Bldg - Primary Treatment
44478 | TAB-PRM-POL | P Building - Polymer system | TAB-PRM-P | P Bldg - Primary Treatment
44517 | TAB-PRM-SQ-OPT | Old PS Building - Safety Equipments | TAB-PRM-OPS | Old PS - Primary Treatment
44518 | TAB-PRM-SQ-P | Safety Equipment, P Building , Primarm | TAB-PRM-P | P Bldg - Primary Treatment
44519 | TAB-PRM-STRC--OPS | Old PS Building - Drains, Plumbing, Walls | TAB-PRM-OPS | Old PS - Primary Treatment
44628 | COL-PBF-CH-0001 | Chamber, Overflow | COL-PBF-MISC | Miscellaneous Equipment | Chamber |  |  | CH
44629 | COL-PBF-COM-0001 | Control Panel, Operator | COL-PBF-MISC | Miscellaneous Equipment | Control Panel |  |  | COM
44630 | COL-PBF-CP-0200 | Control Panel | COL-PBF-MISC | Miscellaneous Equipment | Control Panel |  |  | CP
44631 | COL-PBF-CP-0300 | Control Panel | COL-PBF-MISC | Miscellaneous Equipment | Control Panel |  |  | CP
44633 | COL-PBF-DM-0003 | Damper/Louver | COL-PBF-MISC | Miscellaneous Equipment | Damper/Louver |  |  | DM
44634 | COL-PBF-FEQ-0001S | Fire Prevention, Extinguisher | COL-PBF-MISC | Miscellaneous Equipment | Fire Prevention,Extinguisher |  | 41312 | FEQ
44636 | COL-PBF-HTR-0001 | Heater, Main Control Panel | COL-PBF | Bluffers Park Sewage Pumping Station | Heater |  |  | HTR
44637 | COL-PBF-HTR-0002 | Heater | COL-PBF-MISC | Miscellaneous Equipment | Heater |  |  | HTR
44638 | COL-PBF-LSH-0103 | Switch, Level-High | COL-PBF | Bluffers Park Sewage Pumping Station | Switch,Level |  |  | LSH
44639 | COL-PBF-LSHH-0104 | Switch, Level High-High | COL-PBF | Bluffers Park Sewage Pumping Station | Switch,Level |  |  | LSHH
44640 | COL-PBF-LTG-0001 | Lighting | COL-PBF-MISC | Miscellaneous Equipment | Control Panel |  |  | LTG
44641 | COL-PBF-MISC | Miscellaneous Equipment | COL-PCF | Clark Pumping Station
44642 | COL-PBF-OIT-0001 | Operator Interface Terminal | COL-PBF-MISC | Miscellaneous Equipment | Computer Equipment,Monitor |  |  | OIT
44643 | COL-PBF-P-0001 | Pump, Centrifugal | COL-PBF-MISC | Miscellaneous Equipment | Pump |  | 34116 | P
44644 | COL-PBF-P-0100A | Pump, Centrifugal | COL-PBF | Bluffers Park Sewage Pumping Station | Pump |  |  | P
44645 | COL-PBF-RPU-0001 | Remote Processing Unit | COL-PBF | Bluffers Park Sewage Pumping Station | RPU |  |  | RPU
44646 | COL-PBF-SW-0001 | Switch, Power | COL-PBF | Bluffers Park Sewage Pumping Station | Switch |  |  | SW
44647 | COL-PBF-TR-0001 | Transformer, Power | COL-PBF-MISC | Miscellaneous Equipment | Transformer |  |  | TR
44654 | COL-PBF-WEL-0100 | Wet well | COL-PBF-MISC | Miscellaneous Equipment | Well |  |  | WEL
45059 | TAB-PRS | Phosphorous Removal System | TAB-WORK-AREA-1 | Work Area 1
45060 | TAB-PRS | Phosphorous Removal System | TAB-WORK-AREA-LIQ | TAB Work Area Liq
45063 | TAB-PRS-C | Air Compressors & Receiver/ Unloading Station | TAB-PRS2 | Phosphorus Removal System
45076 | TAB-PRS-ELQ | Electrical Equipment | TAB-PRS2 | Phosphorus Removal System
45111 | TAB-PRS-INQ | Instrumentation Equipment | TAB-PRS2 | Phosphorus Removal System
45191 | COL-PBP-MISC | Miscellaneous Equipment | COL-PBP | Baby Point Sewage Pumping Station
45192 | COL-PBP-OIT-0001 | Operator Interface Terminal | COL-PBP | Baby Point Sewage Pumping Station | Computer Equipment,Monitor |  |  | OIT
45220 | COL-PBR-CH-0001 | Chamber, Valve | COL-PBR | Berry Road Sewage Pumping Station | Chamber |  |  | CH
45221 | COL-PBR-CP-0001 | Control Panel, Operator | COL-PBR | Berry Road Sewage Pumping Station | Control Panel |  |  | CP
45222 | COL-PBR-CP-0001 | Control Panel, Operator | COL-PBR-MISC | Miscellaneous Equipment | Control Panel |  |  | CP
45223 | COL-PBR-FEQ-0001S | Fire Prevention, Extinguisher | COL-PBR | Berry Road Sewage Pumping Station | Fire Prevention,Extinguisher |  | 41314 | FEQ
45227 | COL-PBR-HTR-0001 | Heater, Electrical Panel | COL-PBR | Berry Road Sewage Pumping Station | Heater |  |  | HTR
45228 | COL-PBR-JIT-0001 | Meter, Power Indicating Transmitter | COL-PBR | Berry Road Sewage Pumping Station | Meter |  |  | JIT
45229 | COL-PBR-LIT-0100 | Transmitter, Level | COL-PBR-MISC | Miscellaneous Equipment | Transmitter,Level |  |  | LIT
45230 | COL-PBR-LIT-0101 | Transmitter, Level | COL-PBR-MISC | Miscellaneous Equipment | Transmitter,Level |  |  | LIT
45231 | COL-PBR-LP-0001 | Control Panel, Electrical | COL-PBR | Berry Road Sewage Pumping Station | Control Panel |  |  | LP
45232 | COL-PBR-LSH-0103 | Switch, Level | COL-PBR | Berry Road Sewage Pumping Station | Switch,Level |  |  | LSH
45233 | COL-PBR-LSH-0103 | Switch, Level | COL-PBR-MISC | Miscellaneous Equipment | Switch,Level |  |  | LSH
45234 | COL-PBR-LSL-0102 | Switch, Level | COL-PBR | Berry Road Sewage Pumping Station | Switch,Level |  |  | LSL
45235 | COL-PBR-LSLL-0101 | Switch, Level-Low | COL-PBR | Berry Road Sewage Pumping Station | Switch |  |  | LSLL
45242 | COL-PBR-SW-0001 | Switch, Main Electrical Disconnect | COL-PBR | Berry Road Sewage Pumping Station | Switch |  |  | SW
45243 | COL-PBR-SW-0002 | Switch, Groud Fault Indicator | COL-PBR-MISC | Miscellaneous Equipment | Switch |  |  | SW
45244 | COL-PBR-TR-0001 | Transformer, TR1 | COL-PBR-MISC | Miscellaneous Equipment | Transformer |  |  | TR
45245 | COL-PBR-TS-0001 | Switch, Transfer | COL-PBR | Berry Road Sewage Pumping Station | Switch |  |  | TS
45246 | COL-PBR-UPS-0001 | UPS | COL-PBR-MISC | Miscellaneous Equipment | Uninterruptible Power Supply |  |  | UPS
45261 | TAB-PRS-P-TRANSFER | Chemical Transfer Pumps | TAB-PRS2 | Phosphorus Removal System
45295 | COL-PBR-WEL-0100 | Well, Wet | COL-PBR | Berry Road Sewage Pumping Station |  |  |  | WEL
45296 | COL-PBR-WEL-0100 | Well, Wet | COL-PBR-MISC | Miscellaneous Equipment |  |  |  | WEL
45297 | COL-PBR-WEL-0200 | Well | COL-PBR-MISC | Miscellaneous Equipment |  |  |  | WEL
45299 | COL-PBY-CP-0001 | Control Panel, Operator | COL-PBY | Brick Yard Sewage Pumping Station | Control Panel |  |  | CP
45300 | COL-PBY-CP-0003 | Control Panel, Backup float relay | COL-PBY-MISC | Miscellaneous Equipment | Control Panel |  |  | CP
45301 | COL-PBY-FEQ-0001S | Fire Prevention, Extinguisher | COL-PBY | Brick Yard Sewage Pumping Station | Fire Prevention,Extinguisher |  | 42605 | FEQ
45302 | COL-PBY-FEQ-0001S | Fire Prevention, Extinguisher | COL-W-OBSOLETE | Col West Obsolete Entities | Fire Prevention,Extinguisher |  | 42605 | FEQ
45304 | COL-PBY-GDR-0001 | Grinder, Comminutor | COL-PBY-MISC | Miscellaneous Equipment | Screen |  |  | GDR
45305 | COL-PBY-GDR-0001 | Grinder, Comminutor | COL-PCU | Cumber Pumping Station | Screen |  |  | GDR
45306 | COL-PBY-LSH-0104 | Switch, Level High | COL-PBY-MISC | Miscellaneous Equipment | Switch,Level |  |  | LSH
45307 | COL-PBY-LSHH-0104 | Switch, Level High-High | COL-PBY-MISC | Miscellaneous Equipment | Switch,Level |  |  | LSHH
45308 | COL-PBY-LSHH-0105 | Switch, Level High-High | COL-PBY-MISC | Miscellaneous Equipment | Switch,Level |  |  | LSHH
45309 | COL-PBY-LSL-0102 | Switch, Level-Low | COL-PBY-MISC | Miscellaneous Equipment | Switch |  |  | LSL
45310 | COL-PBY-LSLL-0101 | Switch, Level Low-Low | COL-PBY-MISC | Miscellaneous Equipment | Switch,Level |  |  | LSLL
45311 | COL-PBY-MISC | Miscellaneous Equipment | COL-PBY | Brick Yard Sewage Pumping Station
45312 | COL-PBY-P-0100 | Pump, Centrifugal | COL-PBY | Brick Yard Sewage Pumping Station | Pump |  |  | P
45313 | COL-PBY-RPU-0001 | Remote Processing Unit | COL-PBY-MISC | Miscellaneous Equipment | RPU |  |  | RPU
45321 | COL-PBY-WEL-0100 | Wet Well | COL-PBY | Brick Yard Sewage Pumping Station | Well |  |  | WEL
45671 | TAB-PRS2 | Phosphorus Removal System | TAB-WORK-AREA-2 | Work Area 2
45677 | TAB-PWA-DBLDG | Plant Water System- D Bldg | TAB-WORK-AREA-1 | Work Area 1
45678 | TAB-PWA-F | Plant Water - Filters and Strainers | TAB-PWA | Plant Water
45754 | TAB-PWA-INQ | Plant Water - Instrumentation Equipment | TAB-PWA | Plant Water
45815 | COL-PCF-TS-0001 | Switch, Transfer | COL-PCF-MISC | Miscellaneous Equipment | Switch |  |  | TS
45830 | COL-PCP-BFP-0002 | Back Flow Preventer | COL-PCP | Copeland Pumping Station | Valve,Backflow Preventer |  | 33591 | BFP
45831 | COL-PCP-CB-0001 | Circuit Breaker, Transformer Feed | COL-PCP | Copeland Pumping Station | Circuit Breaker |  |  | CB
45832 | COL-PCP-CB-0002 | Circuit Breaker, Generator | COL-PCP | Copeland Pumping Station | Circuit Breaker |  |  | CB
45833 | COL-PCP-CB-0002 | Circuit Breaker, Generator | COL-PCP-MISC | Miscellaneous Equipment | Circuit Breaker |  |  | CB
45834 | COL-PCP-CB-0003 | Circuit Breaker, Main | COL-PCP | Copeland Pumping Station | Circuit Breaker |  |  | CB
45837 | COL-PCP-CH-0002 | Force Main Valve Chamber 2 | COL-PBF-MISC | Miscellaneous Equipment |  |  | 34014 | CH
45838 | COL-PCP-FEQ-0001S | Fire Prevention, Extinguisher | COL-PCP | Copeland Pumping Station | Fire Prevention,Extinguisher |  | 41316 | FEQ
45843 | TAB-PWA-P | Plant Water - Sump Pumps | TAB-PWA | Plant Water
45884 | TAB-PWA-PRJ-0001 | Capital Project for Disinfection | TAB-STR-BL | Process Air Blowers & Lube Oil Pumps |  |  |  | PRJ
45892 | TAB-PWA-PUMPS | Plant Water - Pumps | TAB-PWA | Plant Water
45896 | TAB-PWA-SC | Plant Water - Travelling Screens | TAB-PWA | Plant Water
45899 | TAB-PWA-SG | Plant Water -Effluent Inlet Chambers & Sluice Gates, Vlves, Instruments | TAB-PWA | Plant Water
46041 | COL-PCP-FEQ-0001S | Fire Prevention, Extinguisher | COL-PCP-MISC | Miscellaneous Equipment | Fire Prevention,Extinguisher |  | 41316 | FEQ
46042 | COL-PCP-FEQ-0001S | Fire Prevention, Extinguisher | COL-W-OBSOLETE | Col West Obsolete Entities | Fire Prevention,Extinguisher |  | 41316 | FEQ
46048 | COL-PCP-HTR-0001 | Heater, Panel | COL-PCP | Copeland Pumping Station | Heater |  |  | HTR
46049 | COL-PCP-HTR-0002 | Heater, Valve Chamber | COL-PCP | Copeland Pumping Station | Heater |  |  | HTR
46050 | COL-PCP-HTR-0002 | Heater, Valve Chamber | COL-PCP-MISC | Miscellaneous Equipment | Heater |  |  | HTR
46051 | COL-PCP-JIT-0001 | Meter, Power Indicating Transmitter, Main Power | COL-PCP | Copeland Pumping Station | Meter |  |  | JIT
46052 | COL-PCP-LIT-0100 | Transmitter, Level | COL-PCP-MISC | Miscellaneous Equipment | Transmitter,Level |  |  | LIT
46053 | COL-PCP-LIT-0101 | Transmitter, Level | COL-PCP-MISC | Miscellaneous Equipment | Transmitter,Level |  |  | LIT
46054 | COL-PCP-LP-0001 | Control Panel, Lighting | COL-PCP | Copeland Pumping Station | Control Panel |  |  | LP
46055 | COL-PCP-LSH-0103 | Switch, Level-High | COL-PCP | Copeland Pumping Station | Switch,Level |  |  | LSH
46056 | COL-PCP-LSH-0104 | Switch, Level-High | COL-PCP | Copeland Pumping Station | Switch,Level |  |  | LSH
46057 | COL-PCP-LSH-0104 | Switch, Level-High | COL-PCP-MISC | Miscellaneous Equipment | Switch,Level |  |  | LSH
46058 | COL-PCP-LSH-0105 | Switch, Level-High | COL-PCP | Copeland Pumping Station | Switch,Level |  |  | LSH
46059 | COL-PCP-LSH-0105 | Switch, Level-High | COL-PCP-MISC | Miscellaneous Equipment | Switch,Level |  |  | LSH
46060 | COL-PCP-LSH-0106 | Switch, Level-High | COL-PCP-MISC | Miscellaneous Equipment | Switch,Level |  |  | LSH
46061 | COL-PCP-LSL-0102 | Switch, Level-Low | COL-PCP-MISC | Miscellaneous Equipment | Switch |  |  | LSL
46062 | COL-PCP-MCC-0001 | Motor Control Centre | COL-PCP-MISC | Miscellaneous Equipment | Control Panel,MCC |  |  | MCC
46063 | COL-PCP-PIP-0001 | Piping | COL-PCP-MISC | Miscellaneous Equipment | Pump |  |  | PIP
46065 | COL-PCP-SS-0001 | Security System | COL-PCP-MISC | Miscellaneous Equipment | Security System |  |  | SS
46066 | COL-PCP-TR-0001 | Control Panel, Electrical | COL-PCP | Copeland Pumping Station | Transformer |  |  | TR
46067 | COL-PCP-TS-0001 | Switch, Transfer | COL-PCP | Copeland Pumping Station | Switch |  |  | TS
46068 | COL-PCP-UPS-0001 | UPS, Control Panel | COL-PCP | Copeland Pumping Station | Uninterruptible Power Supply |  |  | UPS
46069 | COL-PCP-UPS-0001 | UPS, Control Panel | COL-PCP-MISC | Miscellaneous Equipment | Uninterruptible Power Supply |  |  | UPS
46077 | COL-PCP-WEL-0100 | Wet Well | COL-PCP | Copeland Pumping Station | Well |  |  | WEL
46079 | COL-PCU-AUX-ELEC | Electrical Equipment | COL-PCU-AUX | Auxiliary Equipment
46080 | COL-PCU-AUX-MECH | Mechanical Equipment | COL-PCU-AUX | Auxiliary Equipment
46093 | COL-PCU-CP-0002 | Control Panel, Operator, PLC, Cumber PS | COL-PCU | Cumber Pumping Station | Control Panel |  | 34984 | CP
46094 | COL-PCU-CP-0002 | Control Panel, Operator, PLC, Cumber PS | COL-PCU-MISC | Miscellaneous Equipment | Control Panel |  | 34984 | CP
46095 | COL-PCU-CP-0003 | Control Panel, Operator, Lighting and Transformer, Cumber PS | COL-PCU-MISC | Miscellaneous Equipment | Control Panel |  | 34985 | CP
46096 | COL-PCU-CP-0003 | Control Panel, Operator, Lighting and Transformer, Cumber PS | COL-PCU-SUSPENDED | Cumber P.S.suspended entities | Control Panel |  | 34985 | CP
46097 | COL-PCU-CP-0004 | Control Panel, Operator, Alarm Reset, Cumber PS | COL-PCU | Cumber Pumping Station | Control Panel |  | 34986 | CP
46151 | COL-PCU-CP-0004 | Control Panel, Operator, Alarm Reset, Cumber PS | COL-PCU-SUSPENDED | Cumber P.S.suspended entities | Control Panel |  | 34986 | CP
46152 | COL-PCU-CP-0006 | Control Panel, Operator, Pumps, Cumber PS | COL-PCU | Cumber Pumping Station | Control Panel |  | 34988 | CP
46153 | COL-PCU-CP-0007 | Control Panel, Operator, Battery Charger, Cumber PS115VAC/11AMP/60HZ, 24VDC/30AMP. Cell: 20N1-CA | COL-PCU | Cumber Pumping Station | Control Panel |  | 34989 | CP
46154 | COL-PCU-CP-0007 | Control Panel, Operator, Battery Charger, Cumber PS115VAC/11AMP/60HZ, 24VDC/30AMP. Cell: 20N1-CA | COL-PCU-SUSPENDED | Cumber P.S.suspended entities | Control Panel |  | 34989 | CP
46159 | COL-PCU-DM-0001 | Damper/Louver, Main Floor | COL-PCU-MISC | Miscellaneous Equipment | Damper/Louver |  | 34990 | DM
46160 | COL-PCU-DM-0001 | Damper/Louver, Main Floor | COL-PCU-SUSPENDED | Cumber P.S.suspended entities | Damper/Louver |  | 34990 | DM
46161 | COL-PCU-DM-0002 | Damper/Louver, Diesel Room | COL-PCU-MISC | Miscellaneous Equipment | Damper/Louver |  | 34991 | DM
46162 | COL-PCU-DM-0002 | Damper/Louver, Diesel Room | COL-PCU-SUSPENDED | Cumber P.S.suspended entities | Damper/Louver |  | 34991 | DM
46164 | COL-PCU-DR-5332 | Door Entry System | COL-PCU-MISC | Miscellaneous Equipment |  |  | 35002 | DR
46165 | COL-PCU-DR-5332 | Door Entry System | COL-PCU-SUSPENDED | Cumber P.S.suspended entities |  |  | 35002 | DR
46170 | COL-PCU-FE-5331 | Flow Element | COL-PCU | Cumber Pumping Station | Switch,Flow |  | 34992 | FE
46171 | COL-PCU-FE-5331 | Flow Element | COL-PCU-SUSPENDED | Cumber P.S.suspended entities | Switch,Flow |  | 34992 | FE
46180 | COL-PCU-FEQ-0005 | Fire Prevention, Extinguisher | COL-PCU-SUSPENDED | Cumber P.S.suspended entities | Fire Prevention,Extinguisher |  | 34993 | FEQ
46181 | COL-PCU-FIT-5003 | Transmitter, Flow | COL-PCU | Cumber Pumping Station | Transmitter |  | 34938 | FIT
46182 | COL-PCU-FIT-5003 | Transmitter, Flow | COL-PCU-MISC | Miscellaneous Equipment | Transmitter |  | 34938 | FIT
46183 | COL-PCU-FIT-5003 | Transmitter, Flow | COL-PCU-SUSPENDED | Cumber P.S.suspended entities | Transmitter |  | 34938 | FIT
46184 | COL-PCU-FIT-5118 | Transmitter, Flow | COL-PCU | Cumber Pumping Station | Transmitter |  | 34950 | FIT
46185 | COL-PCU-FIT-5118 | Transmitter, Flow | COL-PCU-MISC | Miscellaneous Equipment | Transmitter |  | 34950 | FIT
46186 | COL-PCU-FIT-5118 | Transmitter, Flow | COL-PCU-SUSPENDED | Cumber P.S.suspended entities | Transmitter |  | 34950 | FIT
46187 | COL-PCU-FIT-5138 | Transmitter, Flow | COL-PCU | Cumber Pumping Station | Transmitter |  | 34952 | FIT
46188 | COL-PCU-FIT-5138 | Transmitter, Flow | COL-PCU-MISC | Miscellaneous Equipment | Transmitter |  | 34952 | FIT
46189 | COL-PCU-FIT-5138 | Transmitter, Flow | COL-PCU-SUSPENDED | Cumber P.S.suspended entities | Transmitter |  | 34952 | FIT
46190 | COL-PCU-FIT-5158 | Transmitter, Flow | COL-PCU | Cumber Pumping Station | Transmitter |  | 34953 | FIT
46191 | COL-PCU-FIT-5158 | Transmitter, Flow | COL-PCU-SUSPENDED | Cumber P.S.suspended entities | Transmitter |  | 34953 | FIT
46439 | TAB-PWA-V1 | Plant Water - Valves, Hydrants | TAB-PWA | Plant Water | Valve
46440 | TAB-RSP | Raw Sewage Pumping | TAB-WORK-AREA-1 | Work Area 1
46441 | TAB-RSP | Raw Sewage Pumping | TAB-WORK-AREA-4 | Work Area 4
46442 | TAB-RSP | Raw Sewage Pumping | TAB-WORK-AREA-LIQ | TAB Work Area Liq
46474 | TAB-RSP-ELQ | T Building - Electrical Equipment | TAB-RSP-T | T Building
46495 | TAB-RSP-FN | M & T Building - Odour Control Fans & Filters | TAB-RSP | Raw Sewage Pumping
46551 | TAB-RSP-G-T | T Building - Wet Wells, Sluice Gates & Actuators | TAB-RSP-T | T Building
46590 | TAB-RSP-P | M Building - Sump Pumps | TAB-RSP-M | M Building | Pump,Centrifugal
46610 | TAB-RSP-P-SUMP | T Building - Dewatering & Sump Sumps | TAB-RSP-T | T Building
46611 | TAB-RSP-P-T | T Building - Raw Sewage Pumping | TAB-RSP | Raw Sewage Pumping
46612 | TAB-RSP-PIP | Raw Sewage, Influent Conduits # 1-5 | TAB-RSP | Raw Sewage Pumping
46613 | TAB-RSP-PIP-0002 | Influent Conduit # 2, Raw Sewage Conduit from High Level | TAB-RSP-PIP | Raw Sewage, Influent Conduits # 1-5 |  |  |  | PIP
46614 | TAB-RSP-PIP-0003 | Influent Conduit # 3, Raw Sewage Conduit from Coxwell | TAB-RSP-PIP | Raw Sewage, Influent Conduits # 1-5 |  |  |  | PIP
46615 | TAB-RSP-PIP-0004 | Influent Conduit # 4, Raw Sewage Conduit from Coxwell | TAB-RSP-PIP | Raw Sewage, Influent Conduits # 1-5 |  |  |  | PIP
46616 | TAB-RSP-PIP-0005 | Influent Conduit # 5, Raw Sewage Conduit from Main Pumping Station | TAB-RSP-PIP | Raw Sewage, Influent Conduits # 1-5 |  |  |  | PIP
46617 | TAB-RSP-PIP-1000 | T Building , Raw Sewage Piping | TAB-RSP-T | T Building |  |  |  | PIP
46618 | TAB-RSP-PIP-2000 | M Building , Raw Sewage Piping | TAB-RSP-M | M Building |  |  |  | PIP
46620 | TAB-RSP-PM | M Building - Raw Sewage Pumping | TAB-RSP | Raw Sewage Pumping
46657 | TAB-RSP-SC-M | M Building - Bar Screen, Sluice Gates & Wet Wells | TAB-RSP-M | M Building
46661 | TAB-RSP-STRC-M | M Building - Safety Equipment,Building Services,Drains, Plumbing | TAB-RSP-M | M Building
46662 | TAB-RSP-STRC-T | T Building - Safety Equipment,Wall, Ceiling & Floor | TAB-RSP-T | T Building
46755 | TAB-RTE-PD | TAB-Routine Power Distribution Plant Wide | TAB POWER DISTRIB | TAB Power Distribution and Process Control
46756 | TAB-RTE-WA1 | TAB-Routine Work Area 1 | TAB-WORK-AREA-LIQ | TAB Work Area Liq
46757 | TAB-RTE-WA2 | TAB-Routine Work Area 2 | TAB-WORK-AREA-2 | Work Area 2
46758 | TAB-RTE-WA3 | TAB-Routine Work Area 3 | TAB-WORK-AREA-3 | Work Area 3
46759 | TAB-RTE-WA3 | TAB-Routine Work Area 3 | TAB-WORK-AREA-SOL | TAB Work Area Sol
46760 | TAB-RTE-WA6 | TAB-Routine Work Area 6 | TAB-WORK-AREA-6 | Work Area 6
46761 | TAB-RTE-WA6 | TAB-Routine Work Area 6 | TAB-WORK-AREA-SEO | TAB Work Area SEO
46762 | TAB-RTE-WA8 | TAB-Routine Work Area 8 | TAB-WORK-AREA-8 | Electrical Sub- Stations
46780 | TAB-SA-CPU-0039 | Scada, Workstation, Service Air, Auxiliary Systems Building, Main Floor | TAB-AUX-ELQ | Auxiliary Building - Electrical Equipment | Computer Equipment,CPU |  |  | CPU
46806 | TAB-SA-FN | Compressor Supply Air | TAB-AUX-C | Auxiliary Building - Compressed Service Air Equipment
47313 | TAB-SES-SQ | WA7 Safety Equipment | TAB-WORK-AREA-7 | Work Area 7
47314 | TAB-SES-SQ | WA7 Safety Equipment | TAB-WORK-AREA-WWPW | TAB Work Area WWPW
47362 | TAB-SES-WA8 | WA 8 Safety Equipment, | TAB-WORK-AREA-8 | Electrical Sub- Stations
47363 | TAB-SLD | Sludge Drying - Pelletization (OPERATED BY VEOLIA) | TAB-WORK-AREA-4 | Work Area 4
47365 | TAB-SLD-F | Pelletizer Bldg. - Filters, Fans & Pellet Cooler Bags | TAB-SLD | Sludge Drying - Pelletization (OPERATED BY VEOLIA)
47366 | TAB-SLD-STRC | Pelletizer Bldg - Building Services, Drains, Electrical Service(110/220V), Lighting, Plumbing | TAB-SLD | Sludge Drying - Pelletization (OPERATED BY VEOLIA)
47387 | TAB-SLO-BIO | Odour Control Facility-WA4 | TAB-SLO-LOADING | Sludge Loading - Bio-Solids | Filter
47388 | TAB-SLO-BIO | Odour Control Facility-WA4 | TAB-WORK-AREA-SOL | TAB Work Area Sol | Filter
47447 | TAB-SLO-LOADING | Sludge Loading - Bio-Solids | TAB-WORK-AREA-4 | Work Area 4
47448 | TAB-SLO-LOADING | Sludge Loading - Bio-Solids | TAB-WORK-AREA-SOL | TAB Work Area Sol
47486 | TAB-SLO-PIP | Sludge Transfer Pipe Lubrication | TAB-SLO-LOADING | Sludge Loading - Bio-Solids
47514 | TAB-SLO-SES | TABWA4 Health and Safety Equipment | TAB-WORK-AREA-4 | Work Area 4
47518 | TAB-SLO-SILO | Sludge Transfer & Silos | TAB-WORK-AREA-SOL | TAB Work Area Sol
47533 | TAB-SLO-STRC-TLF | Truck Loading Facility - Drains, Electrical Service(110/220V), Lighting, Plumbing | TAB-SLO-STRC | Sludge Loading & Odour Control - Facilities
47544 | TAB-SLO-TLF | Biosolid Truck Loadout | TAB-SLO-LOADING | Sludge Loading - Bio-Solids
47547 | TAB-SLO-V | Compressed Air Equipment, Truck Loading | TAB-SLO-TLF | Biosolid Truck Loadout
47631 | COL-PCU-FSL-5113 | Flow switch, Low | COL-PCU | Cumber Pumping Station | Switch,Flow-Low |  | 34961 | FSL
47632 | COL-PCU-FSL-5133 | Flow switch, Low | COL-PCU | Cumber Pumping Station | Switch,Flow-Low |  | 34962 | FSL
47633 | COL-PCU-FSL-5153 | Flow switch, Low | COL-PCU | Cumber Pumping Station | Switch,Flow-Low |  | 34963 | FSL
47634 | COL-PCU-FSL-5153 | Flow switch, Low | COL-PCU-MISC | Miscellaneous Equipment | Switch,Flow-Low |  | 34963 | FSL
47639 | COL-PCU-GDR-5100 | Grinder, Comminutor | COL-PCU | Cumber Pumping Station | Grinder |  | 34939 | GDR
47642 | COL-PCU-GEN-5200 | Generator, Electricity | COL-PCU | Cumber Pumping Station | Generator |  | 34940 | GEN
47644 | COL-PCU-HS-5335 | Transfer switch position | COL-PCU | Cumber Pumping Station | Switch |  | 34994 | HS
47645 | COL-PCU-HS-5335 | Transfer switch position | COL-PCU-MISC | Miscellaneous Equipment | Switch |  | 34994 | HS
47646 | COL-PCU-HS-5335 | Transfer switch position | COL-PCU-SUSPENDED | Cumber P.S.suspended entities | Switch |  | 34994 | HS
47650 | COL-PCU-HTR-0003 | Heater, Pump Floor | COL-PCU | Cumber Pumping Station | Heater |  | 34995 | HTR
47658 | COL-PCU-JSL-5336 | Power failure alarm | COL-PCU-MISC | Miscellaneous Equipment | Switch |  | 34996 | JSL
47659 | COL-PCU-JSL-5337 | RPU Power failure alarm | COL-PCU | Cumber Pumping Station | Switch |  | 34997 | JSL
47661 | COL-PCU-LIT-0101 | Transmitter, Level | COL-PCU-MISC | Miscellaneous Equipment | Transmitter,Level |  | 34941 | LIT
47662 | COL-PCU-LIT-0101 | Transmitter, Level | COL-PCU-SUSPENDED | Cumber P.S.suspended entities | Transmitter,Level |  | 34941 | LIT
47664 | COL-PCU-LIT-0201 | Transmitter, Level | COL-PCU | Cumber Pumping Station | Transmitter,Level |  | 34942 | LIT
47668 | COL-PCU-LSH-0102 | Switch, Level-High | COL-PCU-SUSPENDED | Cumber P.S.suspended entities | Switch,Level |  | 34968 | LSH
47671 | COL-PCU-LSH-0202 | Switch, Level-High | COL-PCU | Cumber Pumping Station | Switch,Level |  | 34969 | LSH
47672 | COL-PCU-LSH-0202 | Switch, Level-High | COL-PCU-MISC | Miscellaneous Equipment | Switch,Level |  | 34969 | LSH
47676 | COL-PCU-LSH-5004 | Switch, Level-High | COL-PCU-SUSPENDED | Cumber P.S.suspended entities | Switch,Level |  | 34970 | LSH
47677 | COL-PCU-LSH-5005 | Switch, Level-High | COL-PCU-MISC | Miscellaneous Equipment | Switch,Level |  | 34971 | LSH
47678 | COL-PCU-LSH-5005 | Switch, Level-High | COL-PCU-SUSPENDED | Cumber P.S.suspended entities | Switch,Level |  | 34971 | LSH
47679 | COL-PCU-LSH-5006 | Switch, Level-High | COL-PCU-SUSPENDED | Cumber P.S.suspended entities | Switch,Level |  | 34972 | LSH
47680 | COL-PCU-LSH-5334 | Switch, Level-High | COL-PCU | Cumber Pumping Station | Switch,Level |  | 34973 | LSH
47734 | COL-PCU-LSL-0103 | Switch, Level-Low | COL-PCU-MISC | Miscellaneous Equipment | Switch |  | 34974 | LSL
47736 | COL-PCU-LSL-0203 | Switch, Level-Low | COL-PCU-MISC | Miscellaneous Equipment | Switch |  | 34975 | LSL
47737 | COL-PCU-LSL-5201 | Switch, Level-Low | COL-PCU | Cumber Pumping Station | Switch |  | 34976 | LSL
47738 | COL-PCU-LSLL-5201 | Level Switch, Low Low | COL-PCU | Cumber Pumping Station | Switch,Level |  | 34967 | LSLL
47739 | COL-PCU-LSLL-5201 | Level Switch, Low Low | COL-PCU-MISC | Miscellaneous Equipment | Switch,Level |  | 34967 | LSLL
47740 | COL-PCU-LSLL-5201 | Level Switch, Low Low | COL-PCU-SUSPENDED | Cumber P.S.suspended entities | Switch,Level |  | 34967 | LSLL
47756 | COL-PCU-MCC-0001 | Motor Control Centre | COL-PCU | Cumber Pumping Station | Control Panel,MCC |  | 34924 | MCC
47757 | COL-PCU-MCC-0002 | Motor Control Centre | COL-PCU-MISC | Miscellaneous Equipment | Control Panel,MCC |  | 34925 | MCC
47758 | COL-PCU-MCC-0002 | Motor Control Centre | COL-PCU-SUSPENDED | Cumber P.S.suspended entities | Control Panel,MCC |  | 34925 | MCC
47760 | COL-PCU-MISC | Miscellaneous Equipment | COL-PCU-SUSPENDED | Cumber P.S.suspended entities |  |  | 35008
47761 | COL-PCU-OIT-0001 | Operator Interface Terminal | COL-PCU | Cumber Pumping Station | Computer Equipment,Monitor |  |  | OIT
47765 | COL-PCU-P-5130 | Pump, Centrifugal | COL-PCU | Cumber Pumping Station | Pump |  | 34933 | P
47766 | COL-PCU-P-5130 | Pump, Centrifugal | COL-PCU-SUSPENDED | Cumber P.S.suspended entities | Pump |  | 34933 | P
47772 | COL-PCU-PSL-5183 | Switch, Pressure-Low, Drain Pump 5170, Cumber PS | COL-PCU | Cumber Pumping Station | Switch |  | 34999 | PSL
47773 | COL-PCU-PUMP | Pumping Equipment | COL-PCU | Cumber Pumping Station
47776 | COL-PCU-RPU-0102 | Remote Processor Unit, Diesel Room | COL-PCU | Cumber Pumping Station | RPU |  | 34998 | RPU
47777 | COL-PCU-RPU-0102 | Remote Processor Unit, Diesel Room | COL-PCU-MISC | Miscellaneous Equipment | RPU |  | 34998 | RPU
47779 | COL-PCU-SS-5300 | Security System | COL-PCU-MISC | Miscellaneous Equipment | Security System |  | 35001 | SS
47780 | COL-PCU-SS-5300 | Security System | COL-PCU-SUSPENDED | Cumber P.S.suspended entities | Security System |  | 35001 | SS
47781 | COL-PCU-SS-5333 | Door open acknowledge | COL-PCU | Cumber Pumping Station | Security System |  | 35004 | SS
47782 | COL-PCU-SUSPENDED | Cumber P.S.suspended entities | COL-PCU | Cumber Pumping Station
47785 | TAB-SPC | Process Control Systems - Services Area | TAB | Ashbridges Bay Treatment Plant
47788 | TAB-SPC-COM | Communications Equipment Location | TAB-THK-INQ | Floatation - Instrumentation Equipment
47795 | TAB-SPC1 | Process Control Systems - Administrative | TAB | Ashbridges Bay Treatment Plant
47863 | TAB-STR-ANL-0100 | Portable Meters | TAB-STR-SQ | WA2 Safety Equipment,lifting devices, ladders, Eye Wash station, First Aid Kits, Lock out stations |  |  |  | ANL
47864 | TAB-STR-BL | Process Air Blowers & Lube Oil Pumps | TAB-WORK-AREA-LIQ | TAB Work Area Liq
47870 | TAB-STR-BL-LUBE | Blower Lube Oil Transfer Pumps, Blowers 1-5 & 7-9 | TAB-STR-BL | Process Air Blowers & Lube Oil Pumps
47982 | TAB-STR-ELQ | Blower Building - Power Distribution & Electrical Equipment | TAB-AER-BL | Blower Building
48087 | TAB-STR-G | Sluice Gates, Effluent/Outfall | TAB-WORK-AREA-1 | Work Area 1
48088 | TAB-STR-G | Sluice Gates, Effluent/Outfall | TAB-WORK-AREA-2 | Work Area 2
48128 | TAB-STR-G-BYPS | Gates ,Bypass | TAB-WORK-AREA-1 | Work Area 1
48129 | TAB-STR-G-BYPS | Gates ,Bypass | TAB-WORK-AREA-LIQ | TAB Work Area Liq
48134 | TAB-STR-INQ | WA1 Instrumentation & Safety Equipment (Gas Monitors) | TAB-WORK-AREA-LIQ | TAB Work Area Liq
48247 | TAB-STR-P-WAS | Aeration Gallery - Waste Activated Sludge Pumps | TAB-AER | Aeration Gallery
48278 | TAB-STR-RAS/WAS | Return & Waste Activated Sludge Header | TAB-AER | Aeration Gallery
48289 | TAB-STR-SP | Aeration, Sampler Settled Sewage | TAB-AER-INQ | Aeration - WA2 Instrumentation Equipment
48313 | TAB-STR-STRC | Blower Bldg Services - Drains, Electrical Service(110/220V), Lighting, Plumbing | TAB-AER-BL | Blower Building
48640 | TAB-STR-V-IF | WAS Line Valve In Field (Distribution) | TAB-STR-RAS/WAS | Return & Waste Activated Sludge Header
48641 | TAB-STR-VALVES | Aeration Tanks - Process Air Headers Valves & Actuators | TAB-AER-BL | Blower Building
48654 | TAB-STR2 | Secondary Treatment - Clarifiers | TAB-WORK-AREA-2 | Work Area 2
48655 | TAB-STR5-V | Floatation - WAS Distribution Valves | TAB-WORK-AREA-SOL | TAB Work Area Sol
48658 | TAB-T BLDG | Building Location | TAB-SPC | Process Control Systems - Services Area
48659 | TAB-T-BLDG | Building Location | TAB-EUS | Production & End User Support
48660 | TAB-THK | Floatation | TAB-WORK-AREA-5 | Work Area 5
48661 | TAB-THK | Floatation | TAB-WORK-AREA-SOL | TAB Work Area Sol
48665 | TAB-THK-ANL | Analyzer, Rise Rate | TAB-THK-INQ | Floatation - Instrumentation Equipment
48674 | TAB-THK-COMP | Floatation - Air Compressor | TAB-THK | Floatation
48678 | TAB-THK-CT | Controller, Uni-Sonic | TAB-THK-INQ | Floatation - Instrumentation Equipment
48679 | TAB-THK-ELQ | Floatation - Electrical Equipment | TAB-THK | Floatation
48710 | TAB-THK-INQ | Floatation - Instrumentation Equipment | TAB-THK | Floatation
48785 | TAB-THK-POL | Polymer System | TAB-WORK-AREA-SOL | TAB Work Area Sol
48805 | TAB-THK-SP | Auto sampler | TAB-THK-INQ | Floatation - Instrumentation Equipment
48806 | TAB-THK-STRC | THK-STRC | TAB-THK | Floatation
48975 | TAB-THK-V-DIST | Distribution Chamber Valves (Splitter Box) | TAB-THK | Floatation
48976 | TAB-THK-V-ROUT | Routing Valves | TAB-THK | Floatation
48988 | TAB-WA1 | Common to WA1 - Safety, Bldg. Services, , etc. | TAB-WORK-AREA-1 | Work Area 1
48989 | TAB-WA1 | Common to WA1 - Safety, Bldg. Services, , etc. | TAB-WORK-AREA-5 | Work Area 5
49039 | TAB-WA1-MEQ | WA1 Portablel Pumps & Equipment | TAB-WA1 | Common to WA1 - Safety, Bldg. Services, , etc.
49040 | TAB-WA1-SQ | Safety Equipment & Supplies Common to WA1 | TAB-WA1 | Common to WA1 - Safety, Bldg. Services, , etc.
49173 | TAB-WA2-ADM-0001 | Admin. Work- Work Area 2 | TAB-WORK-AREA-LIQ | TAB Work Area Liq |  |  |  | ADM
49174 | TAB-WA2-AR-0001 | TAB WA2 Alternate Rate | TAB-WA2-ADM-0001 | Admin. Work- Work Area 2 |  |  |  | AR
49175 | TAB-WA2-IR-RTE | WA2 IR route | TAB-ELS-ROUTES | Top-level hierarchy for generic entities that represent muliti-equipment inspection routes
49198 | TAB-WA2-OCH-0001 | operation Chalange. Work- Work Area 2 | TAB-WORK-AREA-2 | Work Area 2 |  |  |  | OCH
49274 | TAB-WA2-TRG-0001 | WA2 Staff training | TAB-STR-STRC | Blower Bldg Services - Drains, Electrical Service(110/220V), Lighting, Plumbing |  |  |  | TRG
49277 | TAB-WA3-IR-RTE | WA3 IR route | TAB-ELS-ROUTES | Top-level hierarchy for generic entities that represent muliti-equipment inspection routes
49335 | TAB-WA3-TRG-0001 | WA3 Staff Training | TAB-DEW-SERVICES | Dewatering Building Service & Safety Systems |  |  |  | TRG
49337 | TAB-WA4-IR-RTE | WA4 IR route | TAB-WA4-ELS | WA4 Electric Equipments
49415 | TAB-WA5-ELS | WA5 Electric Equipments | TAB-WORK-AREA-5 | Work Area 5
49422 | TAB-WA5-SQ | WA5 Safety Equipment | TAB-WORK-AREA-5 | Work Area 5
49423 | TAB-WA5-SQ | WA5 Safety Equipment | TAB-WORK-AREA-SOL | TAB Work Area Sol
49451 | TAB-WA6-IR-RTE | WA6 IR route | TAB-ELS-ROUTES | Top-level hierarchy for generic entities that represent muliti-equipment inspection routes
49466 | TAB-WA6-MEWP-0001 | Mobile Elevating work platform- Genie | TAB-WA6-LD-1000 | WA6 portable cranes/hoists, come alongs, slings, wire rope, chains, etc., |  |  |  | MEWP
49467 | TAB-WA6-MEWP-0002 | Mobile Elevating work platform- SCISSORLIFT | TAB-WA6-LD-1000 | WA6 portable cranes/hoists, come alongs, slings, wire rope, chains, etc., |  |  |  | MEWP
49470 | TAB-WA6-SQ | WA6 Safety Equipment | TAB-WORK-AREA-6 | Work Area 6
49471 | TAB-WA6-SQ | WA6 Safety Equipment | TAB-WORK-AREA-SEO | TAB Work Area SEO
49495 | TAB-WA6-TRG-0001 | WA6 Staff Training | TAB-WA6 | Common to Projects, Bldg. Services, Z Building |  |  |  | TRG
49523 | COL-PCU-TR-001 | Transformer, Power | COL-PCU | Cumber Pumping Station |  |  | 35007 | TR
49524 | COL-PCU-TR-001 | Transformer, Power | COL-PCU-MISC | Miscellaneous Equipment |  |  | 35007 | TR
49525 | COL-PCU-TR-001 | Transformer, Power | COL-PCU-SUSPENDED | Cumber P.S.suspended entities |  |  | 35007 | TR
49532 | COL-PCU-TSH-5110 | Temperature switch, High | COL-PCU-MISC | Miscellaneous Equipment | Switch,Temperature-High |  | 34964 | TSH
49533 | COL-PCU-TSH-5110 | Temperature switch, High | COL-PCU-SUSPENDED | Cumber P.S.suspended entities | Switch,Temperature-High |  | 34964 | TSH
49534 | COL-PCU-TSH-5130 | Temperature switch, High | COL-PCU-MISC | Miscellaneous Equipment | Switch,Temperature-High |  | 34965 | TSH
49535 | COL-PCU-TSH-5130 | Temperature switch, High | COL-PCU-SUSPENDED | Cumber P.S.suspended entities | Switch,Temperature-High |  | 34965 | TSH
49536 | COL-PCU-TSH-5150 | Temperature switch, High | COL-PCU-SUSPENDED | Cumber P.S.suspended entities | Switch,Temperature-High |  | 34966 | TSH
49537 | COL-PCU-TSH-5301 | Switch, Temperature-High, Building, Cumber PS | COL-PCU-MISC | Miscellaneous Equipment | Switch |  | 35005 | TSH
49538 | COL-PCU-TSH-5301 | Switch, Temperature-High, Building, Cumber PS | COL-PCU-SUSPENDED | Cumber P.S.suspended entities | Switch |  | 35005 | TSH
49539 | COL-PCU-TSL-5302 | Switch, Temperature-Low, Building, Cumber PS | COL-PCU-SUSPENDED | Cumber P.S.suspended entities | Switch |  | 35006 | TSL
49578 | TAB-WA7-MCS | Plant Miscellaneous Assets | TAB-WORK-AREA-WWPW | TAB Work Area WWPW
49587 | TAB-WA7-TRG-0001 | WA7 Staff Training | TAB-GRK | Grounds Equipment, Building Services-WA7 |  |  |  | TRG
49590 | TAB-WA8-INQ | Instrument Equipment | TAB-WORK-AREA-8 | Electrical Sub- Stations
49591 | TAB-WA8-IR-RTE | WA8 IR route | TAB-ELS-ROUTES | Top-level hierarchy for generic entities that represent muliti-equipment inspection routes
49595 | TAB-WASTE-GAS-BLDG | Building Location | TAB-EUS | Production & End User Support
49596 | TAB-WB | West Bypass | TAB-DIS-OF | Disinfection - Out Fall
49597 | TAB-WORK-AREA-1 | Work Area 1 | TAB | Ashbridges Bay Treatment Plant |  |  |  | AREA
49598 | TAB-WORK-AREA-2 | Work Area 2 | TAB | Ashbridges Bay Treatment Plant |  |  |  | AREA
49599 | TAB-WORK-AREA-4 | Work Area 4 | TAB | Ashbridges Bay Treatment Plant |  |  |  | AREA
49600 | TAB-WORK-AREA-5 | Work Area 5 | TAB | Ashbridges Bay Treatment Plant |  |  |  | AREA
49601 | TAB-WORK-AREA-6 | Work Area 6 | TAB | Ashbridges Bay Treatment Plant |  |  |  | AREA
49602 | TAB-Z BLDG | Building Location | TAB-SPC | Process Control Systems - Services Area
49646 | TAB_EL1_13.8KV | Electrical,13.8KV,North Substation | TAB_EL1_NS | Electrical Distribution,North Substation
49647 | TAB_EL1_13.8KV_ELECABS | Electrical Distribution Cabinets,13.8KV,North Substation | TAB_EL1_13.8KV | Electrical,13.8KV,North Substation
49648 | TAB_EL1_13.8KV_JUNCT EQUP | Electrical Junction Equipment,13.8KV | TAB_EL1_13.8KV | Electrical,13.8KV,North Substation
49649 | TAB_EL1_4.16KV | Electrical,4.16KV,North Substation | TAB_EL1_NS | Electrical Distribution,North Substation
49663 | COL-PDA-FEQ-0001S | Fire Prevention, Extinguisher | COL-W-OBSOLETE | Col West Obsolete Entities | Fire Prevention,Extinguisher |  | 42682 | FEQ
49669 | COL-PDA-LSH-0103 | Switch, Level High | COL-PDA | Dacotah Sewage Pumping Station (Algonquin Island PS #2) | Switch,Level |  |  | LSH
49670 | COL-PDA-LSHH-0104 | Switch, Level High-High | COL-PDA | Dacotah Sewage Pumping Station (Algonquin Island PS #2) | Switch,Level |  |  | LSHH
49681 | COL-PDG-CB-0001 | Circuit Breaker, Main | COL-PDG | Douglas Drive Syphon | Circuit Breaker |  |  | CB
49682 | COL-PDG-CB-0001 | Circuit Breaker, Main | COL-PDG-MISC | Miscellaneous Equipment | Circuit Breaker |  |  | CB
49683 | COL-PDG-CB-0002 | Circuit Breaker, Load | COL-PDG | Douglas Drive Syphon | Circuit Breaker |  |  | CB
49684 | COL-PDG-LIT-0101 | Transmitter, Level | COL-PDG | Douglas Drive Syphon | Transmitter,Level |  |  | LIT
49685 | COL-PDG-LIT-0101 | Transmitter, Level | COL-PDG-MISC | Miscellaneous Equipment | Transmitter,Level |  |  | LIT
49686 | COL-PDG-MISC | Miscellaneous Equipment | COL-PDG | Douglas Drive Syphon
49687 | COL-PDG-T-0100 | Tank | COL-PDG | Douglas Drive Syphon | Tank |  |  | T
49688 | COL-PDG-UPS-0001 | UPS, Douglas Drive Syphon | COL-PDG | Douglas Drive Syphon | Uninterruptible Power Supply |  |  | UPS
49689 | COL-PDG-UPS-0001 | UPS, Douglas Drive Syphon | COL-PDG-MISC | Miscellaneous Equipment | Uninterruptible Power Supply |  |  | UPS
49695 | COL-PEV-ALR-0001 | Control Panel, Operator | COL-PEV | Ellis Sewage Pumping Station | Control Panel |  |  | ALR
49696 | COL-PEV-ALR-0001 | Control Panel, Operator | COL-PEV-MISC | Miscellaneous Equipment | Control Panel |  |  | ALR
49697 | COL-PEV-BAT-0001 | Battery, Rechargeable | COL-PEV-MISC | Miscellaneous Equipment | Battery |  |  | BAT
49699 | COL-PEV-CP-0001 | Control Panel, Operator | COL-PEV-MISC | Miscellaneous Equipment | Control Panel |  |  | CP
49700 | COL-PEV-CP-0003 | Control Panel, Operator | COL-PEV-MISC | Miscellaneous Equipment | Control Panel |  |  | CP
49702 | COL-PEV-DM-0001 | Damper/Louver, Manual | COL-PEV-MISC | Miscellaneous Equipment | Damper/Louver |  |  | DM
49703 | COL-PEV-DM-0002 | Damper/Louver, Manual | COL-PEV-MISC | Miscellaneous Equipment | Damper/Louver |  |  | DM
49706 | COL-PEV-FEQ-0001S | Fire Prevention, Extinguisher | COL-PEV | Ellis Sewage Pumping Station | Fire Prevention,Extinguisher |  | 42683 | FEQ
49708 | TAB_EL1_NS | Electrical Distribution,North Substation | TAB | Ashbridges Bay Treatment Plant
49709 | TAB_RUU_13.8KV | Electrical,13.8KV,Tunnel Substation | TAB_EL1_NS | Electrical Distribution,North Substation
49710 | TAB_RUU_13.8KV_ELECABS | Electrical Distribution Cabinets,13.8KV,Tunnel Substation | TAB_RUU_13.8KV | Electrical,13.8KV,Tunnel Substation
49767 | THC | Highland Creek Treatment Plant | WWT | Wastewater Treatment
49786 | THC COMMUNICATIONS | THC Communications | THC-SPC1 | Process Control Systems - Administrative
49787 | THC EUS SERVER ROOM | Communication Switch | THC-ADMIN-BLDG | Building Location
49788 | THC OIT | THC OIT | THC-SPC1 | Process Control Systems - Administrative
49789 | THC SCADA SERVERS | THC SCADA Servers | THC-SPC1 | Process Control Systems - Administrative
49790 | THC SCADA SUPPORT | THC SCADA Support | THC-SPC1 | Process Control Systems - Administrative
49914 | COL-PEV-FN-0001 | Fan, Centrifugal | COL-PEV-MISC | Miscellaneous Equipment | Fan |  |  | FN
49915 | COL-PEV-FN-0003 | Fan, Centrifugal | COL-PEV | Ellis Sewage Pumping Station | Fan |  |  | FN
49916 | COL-PEV-FN-0003 | Fan, Centrifugal | COL-PEV-MISC | Miscellaneous Equipment | Fan |  |  | FN
49917 | COL-PEV-FQ-0001 | Meter, Flow | COL-PEV | Ellis Sewage Pumping Station | Meter,Flow |  |  | FQ
49918 | COL-PEV-GC-0001 | Grit Chamber | COL-PEV | Ellis Sewage Pumping Station |  |  | 34396 | GC
49920 | COL-PEV-GRF-0001 | Indicator, Ground Fault | COL-PEV | Ellis Sewage Pumping Station |  |  |  | GRF
49922 | COL-PEV-HTR-0002 | Heater, Duct | COL-PEV | Ellis Sewage Pumping Station | Heater |  |  | HTR
49923 | COL-PEV-JIT-0001 | Meter, Power Indicating Transmitter, Main Power | COL-PEV | Ellis Sewage Pumping Station | Meter |  |  | JIT
49924 | COL-PEV-LIT-0100 | Transmitter, Level | COL-PEV-MISC | Miscellaneous Equipment | Transmitter,Level |  |  | LIT
49925 | COL-PEV-LP-0001 | Control Panel, Lighting | COL-PEV | Ellis Sewage Pumping Station | Control Panel |  |  | LP
49926 | COL-PEV-LP-0001 | Control Panel, Lighting | COL-PEV-MISC | Miscellaneous Equipment | Control Panel |  |  | LP
49927 | COL-PEV-LSH-0001 | Switch, Level-High | COL-PEV | Ellis Sewage Pumping Station | Switch,Level |  |  | LSH
49928 | COL-PEV-LSH-0002 | Switch, Level High | COL-PEV | Ellis Sewage Pumping Station | Switch,Level |  |  | LSH
49929 | COL-PEV-LSH-0002 | Switch, Level High | COL-PEV-MISC | Miscellaneous Equipment | Switch,Level |  |  | LSH
49930 | COL-PEV-LSH-0103 | Switch, Level-High | COL-PEV-MISC | Miscellaneous Equipment | Switch,Level |  |  | LSH
49931 | COL-PEV-LSHH-0104 | Switch, Level High-High | COL-PEV | Ellis Sewage Pumping Station | Switch,Level |  |  | LSHH
49932 | COL-PEV-LSHH-0105 | Switch, Level High-High | COL-PEV | Ellis Sewage Pumping Station | Switch,Level |  |  | LSHH
49933 | COL-PEV-LSL-0102 | Switch, Level-Low | COL-PEV | Ellis Sewage Pumping Station | Switch |  |  | LSL
49934 | COL-PEV-LSL-0102 | Switch, Level-Low | COL-PEV-MISC | Miscellaneous Equipment | Switch |  |  | LSL
49935 | COL-PEV-LSLL-0101 | Switch, Level Low-Low | COL-PEV | Ellis Sewage Pumping Station | Switch,Level |  |  | LSLL
49942 | COL-PEV-MON-0002 | Monitor | COL-PEV | Ellis Sewage Pumping Station |  |  |  | MON
49946 | COL-PEV-SC-0001 | Screen, Bar | COL-PEV | Ellis Sewage Pumping Station | Screen |  |  | SC
49947 | COL-PEV-SC-0001 | Screen, Bar | COL-PEV-MISC | Miscellaneous Equipment | Screen |  |  | SC
49951 | COL-PEV-TS-0001 | Switch, Transfer | COL-PEV | Ellis Sewage Pumping Station | Switch |  |  | TS
49958 | COL-PEV-WEL-0500 | Wet well | COL-PHP-MISC | Miscellaneous Equipment |  |  |  | WEL
49959 | COL-PEV-WEL-0600 | Dry Well | COL-PEV | Ellis Sewage Pumping Station |  |  |  | WEL
49967 | COL-PFB-GRF-0001 | Indicator, Ground Fault | COL-PFB-MISC | Miscellaneous Equipment | Indicator,Ground Fault |  |  | GRF
49968 | COL-PFB-HTR-0001 | Heater, Wet Well | COL-PFB | Fallingbrook Pumping Station | Heater |  |  | HTR
49969 | COL-PFB-JIT-0001 | Meter, Power Indicating Transmitter, Main Power | COL-PFB-MISC | Miscellaneous Equipment | Meter |  |  | JIT
49970 | COL-PFB-LIT-0101 | Transmitter, Level | COL-PFB-MISC | Miscellaneous Equipment | Transmitter,Level |  |  | LIT
49971 | COL-PFB-LSH-0103 | Switch, Level-High | COL-PFB | Fallingbrook Pumping Station | Switch,Level |  |  | LSH
49972 | COL-PFB-LSH-0103 | Switch, Level-High | COL-PFB-MISC | Miscellaneous Equipment | Switch,Level |  |  | LSH
49973 | COL-PFB-LSHH-0104 | Switch, Level High-High | COL-PFB | Fallingbrook Pumping Station | Switch,Level |  |  | LSHH
49974 | COL-PFB-LSL-0102 | Switch, Level-Low | COL-PFB-MISC | Miscellaneous Equipment | Switch |  |  | LSL
49975 | COL-PFB-LSLL-0101 | Switch, Level Low-Low | COL-PFB-MISC | Miscellaneous Equipment | Switch,Level |  |  | LSLL
49977 | COL-PFB-M-0201 | Motor | COL-PFB-MISC | Miscellaneous Equipment |  |  |  | M
50018 | COL-PFB-MISC | Miscellaneous Equipment | COL-PFB | Fallingbrook Pumping Station
50024 | COL-PFB-SW-0001 | Switch, Main Electrical Disconnect | COL-PFB | Fallingbrook Pumping Station | Switch |  |  | SW
50025 | COL-PFB-SW-0002 | Switch, Transformer | COL-PFB | Fallingbrook Pumping Station | Switch |  |  | SW
50026 | COL-PFB-TR-0001 | Transformer, Power | COL-PFB-MISC | Miscellaneous Equipment | Transformer |  |  | TR
50027 | COL-PFB-UPS-0001 | UPS | COL-PFB | Fallingbrook Pumping Station | Uninterruptible Power Supply |  |  | UPS
50028 | COL-PFB-UPS-0001 | UPS | COL-PFB-MISC | Miscellaneous Equipment | Uninterruptible Power Supply |  |  | UPS
50041 | COL-PFH-LSLL-0103 | Switch, Level Low-Low | COL-PFH | Fire Hall Sewage Pumping Station (Wards Island PS#4) | Switch,Level |  |  | LSLL
50044 | COL-PFH-MISC | Miscellaneous Equipment | COL-PFH | Fire Hall Sewage Pumping Station (Wards Island PS#4)
50057 | COL-PFI-LSLL-0102 | Switch, Level Low-Low | COL-PFI | Fifth Street Sewage Pumping Station (Wards Island PS #8) | Switch,Level |  |  | LSLL
50058 | COL-PFI-LSLL-0104 | Switch, Level Low-Low | COL-PFI | Fifth Street Sewage Pumping Station (Wards Island PS #8) | Switch,Level |  |  | LSLL
50061 | COL-PFI-MISC | Miscellaneous Equipment | COL-PFI | Fifth Street Sewage Pumping Station (Wards Island PS #8)
50072 | COL-PFO-LSLL-0101 | Switch, Level Low-Low | COL-PFO | Fourth Street Sewage Pumping Station (Wards Island PS#9) | Switch,Level |  |  | LSLL
50194 | THC-ACC-DM-1042 | Damper,Motorized | THC-PRM-BLDG-HPU0010 | HPU Building 10 |  |  |  | DM
50195 | THC-ACC-DM-1051 | Damper,Motorized | THC-PRM-BLDG-HPU0010 | HPU Building 10 |  |  |  | DM
50196 | THC-ACC-DM-1052 | Damper,Motorized | THC-PRM-BLDG-HPU0010 | HPU Building 10 |  |  |  | DM
50197 | THC-ACC-DM-1081A | Damper,Motorized | THC-PRM-BLDG-HPU0010 | HPU Building 10 |  |  |  | DM
50468 | THC-ACC-FN-4006 | Fan, Exhaust, SW Plant, Tunnel T12 | THC-ACC-TUNNEL | Plant Tunnels, HVAC |  |  |  | FN
50469 | THC-ACC-FN-4007 | Fan, Exhaust, from Sump Pit in Tunnel T12 & T15 , containing PRM-P-0122/0123 | THC-ACC-TUNNEL | Plant Tunnels, HVAC |  |  |  | FN
51067 | THC-ACC-TUNNEL | Plant Tunnels, HVAC | THC-MCS-HVAC | Mechanical Services, HVAC
51512 | THC-ADMIN BLDG | Building Location | THC-SPC2 | Process Control Systems - Equipment
51513 | THC-ADMIN-BLDG | Building Location | THC-EUS | Production & End User Support
51548 | THC-AER-BL-7300-I-IV | Blower, Aeration System | THC-AER-PHASE I-IV | AerationTreatment |  |  |  | BL
51549 | THC-AER-BL-7400-I-IV | Blower, Aeration System | THC-AER-PHASE I-IV | AerationTreatment |  |  |  | BL
51601 | THC-AER-M-7270 | Motor, Blower, Aeration | THC-AER-BL-7200-I-IV | Blower, Aeration System | Motor,AC,Induction |  |  | M
51602 | THC-AER-M-7370 | Motor, Blower, Aeration | THC-AER-BL-7300-I-IV | Blower, Aeration System | Motor,AC,Induction |  |  | M
51604 | THC-AER-M-7470 | Motor, Blower, Aeration | THC-AER-BL-7400-I-IV | Blower, Aeration System | Motor,AC,Induction |  |  | M
51865 | COL-PFO-MISC | Miscellaneous Equipment | COL-PFO | Fourth Street Sewage Pumping Station (Wards Island PS#9)
51874 | COL-PGA-CP-0001 | Control Panel, Operator | COL-PGA-MISC | Miscellaneous Equipment | Control Panel |  |  | CP
51882 | COL-PGA-GEN-0001 | Generator, Electricity | COL-PGA | Greyabbey Sewage Pumping Station | Generator |  |  | GEN
51883 | COL-PGA-GEN-0001 | Generator, Electricity | COL-PGA-MISC | Miscellaneous Equipment | Generator |  |  | GEN
51884 | COL-PGA-GRF-0001 | Indicator, Ground Fault | COL-PGA | Greyabbey Sewage Pumping Station |  |  |  | GRF
51885 | COL-PGA-GRF-0001 | Indicator, Ground Fault | COL-PGA-MISC | Miscellaneous Equipment |  |  |  | GRF
51886 | COL-PGA-HTR-0001 | Heater, MCC Room | COL-PGA-MISC | Miscellaneous Equipment | Heater |  |  | HTR
51887 | COL-PGA-JIT-0002 | Meter, Power Indicating Transmitter, Main Power | COL-PGA | Greyabbey Sewage Pumping Station | Meter |  |  | JIT
51888 | COL-PGA-JIT-0002 | Meter, Power Indicating Transmitter, Main Power | COL-PGA-MISC | Miscellaneous Equipment | Meter |  |  | JIT
51895 | COL-PGA-MISC | Miscellaneous Equipment | COL-PGA | Greyabbey Sewage Pumping Station
51896 | COL-PGA-MISC | Miscellaneous Equipment | COL-PLB | Long Branch Pumping Station
51897 | COL-PGA-RPU-0001 | Remote Processing Unit | COL-PGA | Greyabbey Sewage Pumping Station | RPU |  |  | RPU
51898 | COL-PGA-RPU-0001 | Remote Processing Unit | COL-PGA-MISC | Miscellaneous Equipment | RPU |  |  | RPU
51899 | COL-PGA-SS-0001 | Security System | COL-PGA | Greyabbey Sewage Pumping Station | Security System |  |  | SS
51902 | COL-PGA-UPS-0001 | UPS | COL-PGA | Greyabbey Sewage Pumping Station | Uninterruptible Power Supply |  |  | UPS
51903 | COL-PGA-UPS-0001 | UPS | COL-PGA-MISC | Miscellaneous Equipment | Uninterruptible Power Supply |  |  | UPS
51913 | COL-PGA-WEL-0100 | Wet Well | COL-PGA-MISC | Miscellaneous Equipment | Well |  |  | WEL
51914 | COL-PGB-CP-0001 | Control Panel, Operator | COL-PGB | Governors Bridge Sewage Pumping Station | Control Panel |  |  | CP
51915 | COL-PGB-FEQ-0001S | Fire Prevention, Extinguisher | COL-PGB | Governors Bridge Sewage Pumping Station | Fire Prevention,Extinguisher |  | 40170 | FEQ
51917 | COL-PGB-JIT-0001 | Meter, Power Indicating Transmitter, Main Power | COL-PGB | Governors Bridge Sewage Pumping Station | Meter |  |  | JIT
51918 | COL-PGB-LP-0001 | Control Panel, Lighting | COL-PGB | Governors Bridge Sewage Pumping Station | Control Panel |  |  | LP
51919 | COL-PGB-LSHH-0104 | Switch, Level High-High | COL-PGB | Governors Bridge Sewage Pumping Station | Switch,Level |  |  | LSHH
51920 | COL-PGB-LSHH-0104 | Switch, Level High-High | COL-PGB-MISC | Miscellaneous Equipment | Switch,Level |  |  | LSHH
51921 | COL-PGB-LSL-0102 | Switch, Level-Low | COL-PGB | Governors Bridge Sewage Pumping Station | Switch |  |  | LSL
51922 | THC-AIR-TREAT-BLDG | Building Location | THC-EUS | Production & End User Support
51926 | THC-AUX | Auxiliary Systems
51927 | THC-AUX-LIQUIDS | Auxiliary Systems, Plant Liquids side | THC | Highland Creek Treatment Plant
51929 | THC-CAP-BTU-13FS-08WP | THC Capital Works, Biosolids Treatment Upgrade (Incinerator), Contract # 13FS-08WP | THC-CAP-WA1 | THC WA1 Capital Projects |  |  | 37922 | BTU
51930 | THC-CAP-BTU-13FS-08WP | THC Capital Works, Biosolids Treatment Upgrade (Incinerator), Contract # 13FS-08WP | THC-SUSPENDED | Suspended entity |  |  | 37922 | BTU
51931 | THC-CAP-PLC-9117-14-7076 | THC Capital Works, PLC Platform Migration and Upgrades Project, RFP # 9117-14-7076 | THC-CAP-WA2 | THC WA2 Capital Projects |  |  | 37923 | PLC
51932 | THC-CAP-PLC-9117-14-7076 | THC Capital Works, PLC Platform Migration and Upgrades Project, RFP # 9117-14-7076 | THC-SUSPENDED | Suspended entity |  |  | 37923 | PLC
51933 | THC-CAP-WA3 | THC WA3 Capital Projects | THCLIQOPS | THC Liquids Operations
51934 | THC-CBM | THC-Condition Based Monitoring | THC | Highland Creek Treatment Plant
51935 | THC-CBM-0001 | THC-Condition Based Monitoring (virtual entity) used to repair entity links and activity lists | THC | Highland Creek Treatment Plant |  |  |  | CBM
51936 | THC-CBM-0001 | THC-Condition Based Monitoring (virtual entity) used to repair entity links and activity lists | THC-CBM | THC-Condition Based Monitoring |  |  |  | CBM
51937 | THC-COMPRESSOR-BLDG | Building Location | THC-EUS | Production & End User Support
51967 | COL-PGB-LSLL-0101 | Switch, Level Low-Low | COL-PGB | Governors Bridge Sewage Pumping Station | Switch,Level |  |  | LSLL
51968 | COL-PGB-LSLL-0101 | Switch, Level Low-Low | COL-PGB-MISC | Miscellaneous Equipment | Switch,Level |  |  | LSLL
51969 | COL-PGB-MISC | Miscellaneous Equipment | COL-PGB | Governors Bridge Sewage Pumping Station
51970 | COL-PGB-P-0100 | Pump, Centrifugal | COL-PGB | Governors Bridge Sewage Pumping Station | Pump |  |  | P
51971 | COL-PGB-P-0200 | Pump, Centrifugal | COL-PGB | Governors Bridge Sewage Pumping Station | Pump |  |  | P
51972 | COL-PGB-PIP-0001 | Piping | COL-PGB-MISC | Miscellaneous Equipment | Pump |  |  | PIP
51973 | COL-PGB-SW-0001 | Switch, Main Electrical Disconnect | COL-PGB | Governors Bridge Sewage Pumping Station | Switch |  |  | SW
51974 | COL-PGB-TS-0001 | Switch, Transfer | COL-PGB-MISC | Miscellaneous Equipment | Switch |  |  | TS
51978 | COL-PGB-WEL-0100 | Wet Well | COL-PGB | Governors Bridge Sewage Pumping Station | Well |  |  | WEL
51980 | COL-PGR-BFP-0001 | Back Flow Preventer | COL-PGR-MISC | Miscellaneous Equipment | Valve,Backflow Preventer |  |  | BFP
51981 | COL-PGR-COM-0001 | Control Panel, Operator | COL-PGR | Grand River Sewage Pumping Station | Control Panel |  |  | COM
51982 | COL-PGR-CP-0001 | Control Panel, Operator | COL-PGR | Grand River Sewage Pumping Station | Control Panel |  |  | CP
51983 | COL-PGR-FEQ-0001S | Fire Prevention, Extinguisher | COL-PGR-MISC | Miscellaneous Equipment | Fire Prevention,Extinguisher |  | 42684 | FEQ
51985 | COL-PGR-FQ-0001 | Meter, Flow | COL-PGR | Grand River Sewage Pumping Station | Meter,Flow |  |  | FQ
51986 | COL-PGR-JIT-0002 | Meter, Power Indicating Transmitter, Main Power | COL-PGR | Grand River Sewage Pumping Station | Meter |  |  | JIT
51987 | COL-PGR-JIT-0002 | Meter, Power Indicating Transmitter, Main Power | COL-PGR-MISC | Miscellaneous Equipment | Meter |  |  | JIT
51988 | COL-PGR-LSH-0103 | Switch, Level | COL-PGR | Grand River Sewage Pumping Station | Switch,Level |  |  | LSH
51989 | COL-PGR-LSHH-0104 | Switch, Level | COL-PGR | Grand River Sewage Pumping Station | Switch,Level |  |  | LSHH
51990 | COL-PGR-LSHH-0105 | Switch, Level-High | COL-PGR-MISC | Miscellaneous Equipment | Switch,Level |  |  | LSHH
51991 | COL-PGR-LSL-0102 | Switch, Level | COL-PGR | Grand River Sewage Pumping Station | Switch,Level |  |  | LSL
51992 | COL-PGR-LSL-0102 | Switch, Level | COL-PGR-MISC | Miscellaneous Equipment | Switch,Level |  |  | LSL
51993 | COL-PGR-RPU-0001 | Control Panel, Electrical | COL-PGR | Grand River Sewage Pumping Station | Control Panel |  |  | RPU
51994 | COL-PGR-RPU-0001 | Control Panel, Electrical | COL-PGR-MISC | Miscellaneous Equipment | Control Panel |  |  | RPU
51996 | COL-PGR-SS-0001 | Security System | COL-PGR-MISC | Miscellaneous Equipment | Security System |  |  | SS
51997 | COL-PGR-SW-0001 | Switch, Fused | COL-PGR | Grand River Sewage Pumping Station | Switch |  |  | SW
51998 | COL-PGR-TS-0001 | Switch, Transfer | COL-PGR | Grand River Sewage Pumping Station | Switch |  |  | TS
52009 | COL-PHA-MON-0001 | Gas Monitor | COL-PHA-MISC | Miscellaneous Equipment |  |  |  | MON
52010 | COL-PHA-MON-0002 | Gas Monitor | COL-PHA-MISC | Miscellaneous Equipment |  |  |  | MON
52011 | COL-PHA-P-0300 | Pump | COL-PHA | Hanlan's Point Sewage Pumping Station |  |  |  | P
52012 | COL-PHA-V-0001 | Valve | COL-PHA-MISC | Miscellaneous Equipment |  |  |  | V
52013 | COL-PHA-V-0003 | Valve | COL-PHA-MISC | Miscellaneous Equipment |  |  |  | V
52014 | COL-PHA-V-0004 | Valve | COL-PHA-MISC | Miscellaneous Equipment |  |  |  | V
52015 | COL-PHA-V-0006 | Valve | COL-PHA-MISC | Miscellaneous Equipment |  |  |  | V
52016 | COL-PHA-V-0009 | Valve | COL-PHA-MISC | Miscellaneous Equipment |  |  |  | V
52017 | COL-PHA-V-0301 | Valve | COL-PHA-P-0300 | Pump |  |  |  | V
52018 | COL-PHA-V-0303 | Valve | COL-PHA-P-0300 | Pump |  |  |  | V
52021 | COL-PHB-AIT-0001 | Transmitter, Gas | COL-PHB-MISC | Miscellaneous Equipment | Transmitter |  |  | AIT
52022 | COL-PHB-AIT-0002 | Transmitter, Gas | COL-PHB-MISC | Miscellaneous Equipment | Transmitter |  |  | AIT
52042 | COL-PHB-OIT-0001 | Operator Interface Terminal | COL-PHB | Humber Sewage Pumping Station | Computer Equipment,Monitor |  |  | OIT
52062 | COL-PHF-FEQ-0001S | Fire Prevention, Extinguisher | COL-PHF | Highfield Sewage Pumping Station | Fire Prevention,Extinguisher |  | 42685 | FEQ
52063 | COL-PHF-JIT-0001 | Meter, Power Indicating Transmitter, Main Power | COL-PHF-MISC | Miscellaneous Equipment | Meter |  |  | JIT
52064 | COL-PHF-LSH-0102 | Switch, Level-High | COL-PHF-MISC | Miscellaneous Equipment | Switch,Level |  |  | LSH
52065 | COL-PHF-LSHH-0103 | Switch, Level High-High | COL-PHF | Highfield Sewage Pumping Station | Switch,Level |  |  | LSHH
52066 | COL-PHF-LSL-0101 | Switch, Level-Low | COL-PHF | Highfield Sewage Pumping Station | Switch |  |  | LSL
52067 | COL-PHF-MISC | Miscellaneous Equipment | COL-PHF | Highfield Sewage Pumping Station
52069 | COL-PHF-PIP-0001 | Piping | COL-PHF-MISC | Miscellaneous Equipment | Pump |  |  | PIP
52077 | COL-PHP-ALR-0001 | Control Panel, Gas Alarm | COL-PHP-MISC | Miscellaneous Equipment | Control Panel |  |  | ALR
52081 | COL-PHP-CB-0001 | Circuit Breaker, Main | COL-PHP-MISC | Miscellaneous Equipment | Circuit Breaker |  |  | CB
52082 | COL-PHP-CB-0002 | Circuit Breaker, Transformer 0001 | COL-PHP-MISC | Miscellaneous Equipment | Circuit Breaker |  |  | CB
52083 | COL-PHP-CP-0001 | Control Panel, Operator | COL-PHP | High Park Sewage Pumping Station | Control Panel |  |  | CP
52084 | COL-PHP-CP-0002 | Control Panel, Operator | COL-PHP | High Park Sewage Pumping Station | Control Panel |  |  | CP
52085 | COL-PHP-CP-0002 | Control Panel, Operator | COL-PHP-MISC | Miscellaneous Equipment | Control Panel |  |  | CP
52087 | COL-PHP-DM-0001 | Damper, Manual | COL-PHP-MISC | Miscellaneous Equipment | Damper/Louver |  |  | DM
52090 | COL-PHP-FEQ-0001S | Fire Prevention, Extinguisher | COL-W-OBSOLETE | Col West Obsolete Entities | Fire Prevention,Extinguisher |  | 42686 | FEQ
52092 | COL-PHP-FN-0001 | Fan, Centrifugal | COL-PHP | High Park Sewage Pumping Station | Fan |  |  | FN
52093 | COL-PHP-FN-0002 | Fan, Centrifugal | COL-PHP | High Park Sewage Pumping Station | Fan |  |  | FN
52094 | COL-PHP-FN-0003 | Fan, Centrifugal | COL-PHP | High Park Sewage Pumping Station | Fan |  |  | FN
52095 | COL-PHP-FN-0003 | Fan, Centrifugal | COL-PHP-MISC | Miscellaneous Equipment | Fan |  |  | FN
52096 | COL-PHP-GC-0001 | Grit Chamber | COL-PHP-MISC | Miscellaneous Equipment |  |  |  | GC
52098 | COL-PHP-GRF-0001 | Indicator, Ground Fault | COL-PHP-MISC | Miscellaneous Equipment |  |  |  | GRF
52100 | COL-PHP-HTR-0002 | Heater, Duct | COL-PHP | High Park Sewage Pumping Station | Heater |  |  | HTR
52101 | COL-PHP-LIT-0201 | Transmitter, Level | COL-PHP | High Park Sewage Pumping Station | Transmitter,Level |  |  | LIT
52102 | COL-PHP-LP-0001 | Control Panel, Lighting | COL-PHP-MISC | Miscellaneous Equipment | Control Panel |  |  | LP
52103 | COL-PHP-LSH-0203 | Switch, Level-High | COL-PHP-MISC | Miscellaneous Equipment | Switch,Level |  |  | LSH
52104 | COL-PHP-LSHH-0001 | Switch, Level High-High | COL-PHP | High Park Sewage Pumping Station | Switch,Level |  |  | LSHH
52105 | COL-PHP-LSHH-0101 | Switch, Level High-High | COL-PHP | High Park Sewage Pumping Station | Switch,Level |  |  | LSHH
52106 | COL-PHP-LSL-0202 | Switch, Level-Low | COL-PHP | High Park Sewage Pumping Station | Switch |  |  | LSL
52107 | COL-PHP-LSL-0202 | Switch, Level-Low | COL-PHP-MISC | Miscellaneous Equipment | Switch |  |  | LSL
52108 | COL-PHP-LSLL-0201 | Switch, Level Low-Low | COL-PHP | High Park Sewage Pumping Station | Switch,Level |  |  | LSLL
52112 | COL-PHP-MON-0002 | Monitor | COL-PHP | High Park Sewage Pumping Station |  |  |  | MON
52113 | COL-PHP-MON-0002 | Monitor | COL-PSS-MISC | Miscellaneous Equipment |  |  |  | MON
52116 | COL-PHP-P-0002 | Pump, Centrifugal | COL-PHP | High Park Sewage Pumping Station | Pump |  | 34122 | P
52129 | COL-PHP-WEL-0600 | Dry Well | COL-PHP | High Park Sewage Pumping Station |  |  |  | WEL
52130 | COL-PHP-WEL-0600 | Dry Well | COL-PHP-MISC | Miscellaneous Equipment |  |  |  | WEL
52131 | COL-PHP-WEL-0600 | Dry Well | COL-PSK-MISC | Miscellaneous Equipment |  |  |  | WEL
52132 | COL-PIR-BFP-0001 | Back Flow Preventer | COL-PIR-MISC | Miscellaneous Equipment | Valve,Backflow Preventer |  |  | BFP
52133 | COL-PIR-CP-0001 | Control Panel, Operator | COL-PIR-MISC | Miscellaneous Equipment | Control Panel |  |  | CP
52134 | COL-PIR-FQ-0001 | Meter, Flow | COL-PIR-MISC | Miscellaneous Equipment | Meter,Flow |  |  | FQ
52135 | COL-PIR-GEN-0001 | Generator, Electricity | COL-PIR | Island Road Sewage Pumping Station | Generator |  |  | GEN
52136 | COL-PIR-GEN-0001 | Generator, Electricity | COL-PIR-MISC | Miscellaneous Equipment | Generator |  |  | GEN
52137 | COL-PIR-GRF-0001 | Indicator, Ground Fault | COL-PIR | Island Road Sewage Pumping Station |  |  |  | GRF
52138 | COL-PIR-JIT-0001 | Meter, Power Indicating Transmitter, Main Power | COL-PIR-MISC | Miscellaneous Equipment | Meter |  |  | JIT
52139 | COL-PIR-LIT-0100 | Transmitter, Level | COL-PIR | Island Road Sewage Pumping Station | Transmitter,Level |  |  | LIT
52140 | COL-PIR-LP-0001 | Control Panel, Lighting | COL-PIR-MISC | Miscellaneous Equipment | Control Panel |  |  | LP
52141 | COL-PIR-LSH-0103 | Switch, Level-High | COL-PIR-MISC | Miscellaneous Equipment | Switch,Level |  |  | LSH
52142 | COL-PIR-LSH-0104 | Switch, Level-High | COL-PIR-MISC | Miscellaneous Equipment | Switch,Level |  |  | LSH
52143 | COL-PIR-LSHH-0104 | Switch, Level High-High | COL-PIR | Island Road Sewage Pumping Station | Switch,Level |  |  | LSHH
52144 | COL-PIR-LSHH-0105 | Switch, Level High-High | COL-PIR-MISC | Miscellaneous Equipment | Switch,Level |  |  | LSHH
52145 | COL-PIR-LSL-0102 | Switch, Level-Low | COL-PIR | Island Road Sewage Pumping Station | Switch |  |  | LSL
52146 | COL-PIR-LSL-0102 | Switch, Level-Low | COL-PIR-MISC | Miscellaneous Equipment | Switch |  |  | LSL
52147 | COL-PIR-LSLL-0101 | Switch, Level Low-Low | COL-PIR-MISC | Miscellaneous Equipment | Switch,Level |  |  | LSLL
52148 | COL-PIR-MISC | Miscellaneous Equipment | COL-PIR | Island Road Sewage Pumping Station
52149 | COL-PIR-P-0100 | Pump, Centrifugal | COL-PIR | Island Road Sewage Pumping Station | Pump |  |  | P
52150 | COL-PIR-RPU-0001 | Control Panel, Electrical | COL-PIR | Island Road Sewage Pumping Station | Control Panel |  |  | RPU
52151 | COL-PIR-RPU-0001 | Control Panel, Electrical | COL-PIR-MISC | Miscellaneous Equipment | Control Panel |  |  | RPU
52153 | COL-PIR-SS-0001 | Security System | COL-PIR | Island Road Sewage Pumping Station | Security System |  |  | SS
52154 | COL-PIR-SS-0001 | Security System | COL-PIR-MISC | Miscellaneous Equipment | Security System |  |  | SS
52155 | COL-PIR-SW-0001 | Switch, Fused | COL-PIR | Island Road Sewage Pumping Station | Switch |  |  | SW
52156 | COL-PIR-SW-0002 | Switch, Ground Fault Indicator | COL-PIR-MISC | Miscellaneous Equipment | Switch |  |  | SW
52157 | COL-PIR-SW-0003 | Switch, Lighting Transformer | COL-PIR | Island Road Sewage Pumping Station | Switch |  |  | SW
52158 | COL-PIR-SW-0003 | Switch, Lighting Transformer | COL-PIR-MISC | Miscellaneous Equipment | Switch |  |  | SW
52159 | COL-PIR-SW-0004 | Switch, Unit Heater 0001 | COL-PIR-MISC | Miscellaneous Equipment | Switch |  |  | SW
52160 | COL-PIR-TR-0001 | Transformer, Power | COL-PIR-MISC | Miscellaneous Equipment | Transformer |  |  | TR
52161 | COL-PIR-TS-0001 | Switch, Transfer | COL-PIR-MISC | Miscellaneous Equipment | Switch |  |  | TS
52162 | COL-PIR-UPS-0001 | UPS | COL-PIR | Island Road Sewage Pumping Station | Uninterruptible Power Supply |  |  | UPS
52165 | COL-PIR-WEL-0100 | Wet well | COL-PIR | Island Road Sewage Pumping Station | Well |  |  | WEL
52166 | COL-PIR-WEL-0100 | Wet well | COL-PIR-MISC | Miscellaneous Equipment | Well |  |  | WEL
52169 | COL-PKG-ALR-0001 | Control Panel, Electrical | COL-PKG-MISC | Miscellaneous Equipment | Control Panel |  |  | ALR
52172 | COL-PKG-CB-0001 | Circuit Breaker, Main | COL-PKG | Kingston Rd Pumping Station | Circuit Breaker |  |  | CB
52173 | COL-PKG-CB-0001 | Circuit Breaker, Main | COL-PKG-MISC | Miscellaneous Equipment | Circuit Breaker |  |  | CB
52174 | COL-PKG-CP-0001 | Control Panel, Operator | COL-PKG | Kingston Rd Pumping Station | Control Panel |  |  | CP
52176 | COL-PKG-DM-0001 | Damper/Louver, Generator Room | COL-PKG-MISC | Miscellaneous Equipment | Damper/Louver |  |  | DM
52177 | COL-PKG-DM-0002 | Damper/Louver, Generator Room | COL-PKG-MISC | Miscellaneous Equipment | Damper/Louver |  |  | DM
52178 | COL-PKG-DM-0003 | Damper/Louver, Dry Well | COL-PKG | Kingston Rd Pumping Station | Damper/Louver |  |  | DM
52179 | COL-PKG-DM-0003 | Damper/Louver, Dry Well | COL-PKG-MISC | Miscellaneous Equipment | Damper/Louver |  |  | DM
52180 | COL-PKG-FEQ-0001S | Fire Prevention, Extinguisher | COL-PKG | Kingston Rd Pumping Station | Fire Prevention,Extinguisher |  | 42688 | FEQ
52181 | COL-PKG-FEQ-0001S | Fire Prevention, Extinguisher | COL-PKG-MISC | Miscellaneous Equipment | Fire Prevention,Extinguisher |  | 42688 | FEQ
52182 | COL-PKG-FEQ-0001S | Fire Prevention, Extinguisher | COL-W-OBSOLETE | Col West Obsolete Entities | Fire Prevention,Extinguisher |  | 42688 | FEQ
52183 | COL-PKG-FEQ-0002S | Fire Prevention, Extinguisher | COL-PKG-MISC | Miscellaneous Equipment | Fire Prevention,Extinguisher |  | 42689 | FEQ
52184 | COL-PKG-FEQ-0002S | Fire Prevention, Extinguisher | COL-W-OBSOLETE | Col West Obsolete Entities | Fire Prevention,Extinguisher |  | 42689 | FEQ
52186 | COL-PKG-FN-0001 | Fan, Exhaust | COL-PKG | Kingston Rd Pumping Station | Fan |  |  | FN
52187 | COL-PKG-FQ-0001 | Meter, Flow | COL-PKG | Kingston Rd Pumping Station | Meter,Flow |  |  | FQ
52188 | COL-PKG-FQ-0001 | Meter, Flow | COL-PKG-MISC | Miscellaneous Equipment | Meter,Flow |  |  | FQ
52191 | COL-PKG-GRF-0001 | Indicator, Ground Fault | COL-PKG | Kingston Rd Pumping Station |  |  |  | GRF
52192 | COL-PKG-GRF-0001 | Indicator, Ground Fault | COL-PKG-MISC | Miscellaneous Equipment |  |  |  | GRF
52193 | COL-PKG-HTR-0001 | Heater, Dry Well | COL-PKG | Kingston Rd Pumping Station | Heater |  |  | HTR
52194 | COL-PKG-HTR-0001 | Heater, Dry Well | COL-PKG-MISC | Miscellaneous Equipment | Heater |  |  | HTR
52195 | COL-PKG-JIT-0001 | Meter, Power Indicating Transmitter | COL-PKG | Kingston Rd Pumping Station | Meter |  |  | JIT
52196 | COL-PKG-LIT-0200 | Transmitter, Level | COL-PKG-MISC | Miscellaneous Equipment | Transmitter,Level |  |  | LIT
52197 | COL-PKG-LSH-0103 | Switch, Level-High | COL-PKG-MISC | Miscellaneous Equipment | Switch,Level |  |  | LSH
52198 | COL-PKG-LSHH-0001 | Switch, Level High-High | COL-PKG | Kingston Rd Pumping Station | Switch,Level |  |  | LSHH
52199 | COL-PKG-LSHH-0001 | Switch, Level High-High | COL-PKG-MISC | Miscellaneous Equipment | Switch,Level |  |  | LSHH
52200 | COL-PKG-LSHH-0104 | Switch, Level High-High | COL-PKG-MISC | Miscellaneous Equipment | Switch,Level |  |  | LSHH
52201 | COL-PKG-LSLL-0201 | Switch, Level Low-Low | COL-PKG-MISC | Miscellaneous Equipment | Switch,Level |  |  | LSLL
52209 | COL-PKG-MCC-0002 | Motor Control Centre, New | COL-PKG | Kingston Rd Pumping Station | Control Panel,MCC |  |  | MCC
52210 | COL-PKG-MCC-0002 | Motor Control Centre, New | COL-PKG-MISC | Miscellaneous Equipment | Control Panel,MCC |  |  | MCC
52211 | COL-PKG-MISC | Miscellaneous Equipment | COL-PKG | Kingston Rd Pumping Station
52215 | COL-PKG-P-0001 | Pump, Submersible | COL-PKG | Kingston Rd Pumping Station | Pump |  |  | P
52216 | COL-PKG-P-0001 | Pump, Submersible | COL-PKG-MISC | Miscellaneous Equipment | Pump |  |  | P
52221 | COL-PKG-T-0001 | Tank, Domestic Hot Water | COL-PKG | Kingston Rd Pumping Station | Tank |  |  | T
52222 | COL-PKG-T-0001 | Tank, Domestic Hot Water | COL-PKG-MISC | Miscellaneous Equipment | Tank |  |  | T
52223 | COL-PKG-TR-0001 | Transformer, Power | COL-PKG | Kingston Rd Pumping Station | Transformer |  |  | TR
52224 | COL-PKG-TR-0001 | Transformer, Power | COL-PKG-MISC | Miscellaneous Equipment | Transformer |  |  | TR
52243 | COL-PKP-AIT-0002 | Transmitter, Gas | COL-PKP-MISC | Miscellaneous Equipment | Transmitter |  |  | AIT
52244 | COL-PKP-AIT-0003 | Transmitter, Gas | COL-PKP-MISC | Miscellaneous Equipment | Transmitter |  |  | AIT
52277 | COL-PKP-MISC | Miscellaneous Equipment | COL-PKP | Kennedy Park Sewage Pumping Station
52343 | COL-PKS-CP-0001 | Control Panel, Operator | COL-PKS | King St West Sewage Pumping Station | Control Panel |  |  | CP
52344 | COL-PKS-CP-0001 | Control Panel, Operator | COL-PKS-MISC | Miscellaneous Equipment | Control Panel |  |  | CP
52366 | COL-PLB-AUX | Auxiliary Equipment | COL-PLB | Long Branch Pumping Station
52367 | COL-PLB-AUX-MECH | Mechanical Equipment | COL-PLB-AUX | Auxiliary Equipment
52484 | COL-PLB-P-0121B | Indicator, Pressure | COL-PLB-P-0121 | Pump, Centrifugal, Discharge Pump #2, Pump Floor | Meter |  | 34533 | P
52485 | COL-PLB-P-0121B | Indicator, Pressure | COL-PLB-SUSPENDED | Longbranch P.S.suspended entities | Meter |  | 34533 | P
52542 | COL-PLB-PUMP | Pumping Equipment | COL-PLB | Long Branch Pumping Station
52551 | COL-PLB-SUSPENDED | Longbranch P.S.suspended entities | COL-PLB | Long Branch Pumping Station
52630 | THC-CWP-DEU-0001 | THC Capital Works Project Disinfection and Electrical Upgrades 21ECS-MI-01HC | THC-CAP-WA2 | THC WA2 Capital Projects |  |  |  | DEU
52631 | THC-CWP-FBI | THC Capital Works, Fluidizide Bed Incineration, Contract # 20ECS-MI-03HC/9117-20-7137;9117-18-7202;21ECS-MI-05HC | THC-CAP-WA1 | THC WA1 Capital Projects
52632 | THC-CWP-PCB-ADMBLD | THC Capital Works, Process Control Building (Administration Building), Contract # MCP-13-19WP | THC-CAP-WA2 | THC WA2 Capital Projects
52633 | THC-DCL | Dechlorination Process | THCLIQMNT | THC Liquids Maintenance
52715 | THC-DCL-SBS | Dechlorination -Outfall SBS System | THC-DCL | Dechlorination Process
52834 | THC-DECHLORINE BLDG | Building Location | THC-SPC2 | Process Control Systems - Equipment
52857 | THC-DEW-BIOFILTER | DEW Biofilter System, Sludge Storage | THC-DEW | Dewatering Process
52862 | THC-DEW-CF | Sludge Dewatering, Centrifuge CF-1100/1200/1300/1400/1500 | THC-DEW-SOLIDS | Solids Treatment, System Dewatering
52864 | THC-DEW-CF-0312/0313 | Sludge Dewatering, Centrifuge CF-312/313 | THC-DEW-SOLIDS | Solids Treatment, System Dewatering |  |  | 35332 | CF
52868 | THC-DEW-CF-1300/1400 | Sludge Dewatering, Centrifuge CF-1300/1400 | THC-DEW-SOLIDS | Solids Treatment, System Dewatering |  |  |  | CF
52870 | THC-DEW-CF-1500/1600 | Sludge Dewatering, Centrifuge CF-1500/1600 | THC-DEW-SOLIDS | Solids Treatment, System Dewatering |  |  |  | CF
52873 | THC-DEW-CONV | Conveyors System Dewatering | THC-DEW | Dewatering Process
52925 | COL-PLV-CB-0001 | Circuit Breaker, | COL-PLV-MISC | Miscellaneous Equipment | Circuit Breaker |  |  | CB
52926 | COL-PLV-COM-0001 | Control Panel | COL-PLV-MISC | Miscellaneous Equipment | Control Panel |  |  | COM
52927 | COL-PLV-CP-0001 | Control Panel | COL-PLV | Livingston Road Pumping Station | Control Panel |  |  | CP
52928 | COL-PLV-CP-0002 | Control Panel | COL-PLV | Livingston Road Pumping Station | Control Panel |  |  | CP
52929 | COL-PLV-DM-0001 | Damper/Louver | COL-PLV | Livingston Road Pumping Station | Damper/Louver |  |  | DM
52930 | COL-PLV-FEQ-0001S | Fire Prevention, Extinguisher | COL-PLV | Livingston Road Pumping Station | Fire Prevention,Extinguisher |  | 42696 | FEQ
52931 | COL-PLV-FEQ-0001S | Fire Prevention, Extinguisher | COL-W-OBSOLETE | Col West Obsolete Entities | Fire Prevention,Extinguisher |  | 42696 | FEQ
52932 | COL-PLV-FN-0001 | Fan, Centrifugal | COL-PLV | Livingston Road Pumping Station | Fan |  |  | FN
52933 | COL-PLV-FN-0002 | Fan, Centrifugal | COL-PLV | Livingston Road Pumping Station | Fan |  |  | FN
52934 | COL-PLV-FN-0002 | Fan, Centrifugal | COL-PLV-MISC | Miscellaneous Equipment | Fan |  |  | FN
52935 | COL-PLV-FQ-0001 | Meter, Flow | COL-PLV | Livingston Road Pumping Station | Meter,Flow |  |  | FQ
52936 | COL-PLV-FQ-0001 | Meter, Flow | COL-PLV-MISC | Miscellaneous Equipment | Meter,Flow |  |  | FQ
52938 | COL-PLV-GEN-0001 | Generator | COL-PLV | Livingston Road Pumping Station | Generator |  |  | GEN
52939 | COL-PLV-HTR-0001 | Heater | COL-PLV | Livingston Road Pumping Station | Heater |  |  | HTR
52940 | COL-PLV-HTR-0002 | Heater | COL-PLV | Livingston Road Pumping Station | Heater |  |  | HTR
52941 | COL-PLV-HTR-0002 | Heater | COL-PLV-MISC | Miscellaneous Equipment | Heater |  |  | HTR
52942 | COL-PLV-HTR-0003 | Heater | COL-PLV | Livingston Road Pumping Station | Heater |  |  | HTR
52943 | COL-PLV-LIT-0101 | Transmitter, Level | COL-PLV | Livingston Road Pumping Station | Transmitter,Level |  |  | LIT
52944 | COL-PLV-LIT-0201 | Transmitter, Level | COL-PLV-MISC | Miscellaneous Equipment | Transmitter,Level |  |  | LIT
52945 | COL-PLV-LSH-0001 | Switch, Level-High | COL-PLV | Livingston Road Pumping Station | Switch,Level |  |  | LSH
52946 | COL-PLV-LSH-0001 | Switch, Level-High | COL-PLV-MISC | Miscellaneous Equipment | Switch,Level |  |  | LSH
52947 | COL-PLV-LSH-0103 | Switch, Level-High | COL-PLV | Livingston Road Pumping Station | Switch,Level |  |  | LSH
52948 | COL-PLV-LSH-0203 | Switch, Level-High | COL-PLV-MISC | Miscellaneous Equipment | Switch,Level |  |  | LSH
52949 | COL-PLV-LSHH-0104 | Switch, Level High-High | COL-PLV-MISC | Miscellaneous Equipment | Switch,Level |  |  | LSHH
52950 | COL-PLV-LSHH-0204 | Switch, Level High-High | COL-PLV | Livingston Road Pumping Station | Switch,Level |  |  | LSHH
52951 | COL-PLV-LSHH-0204 | Switch, Level High-High | COL-PLV-MISC | Miscellaneous Equipment | Switch,Level |  |  | LSHH
52952 | COL-PLV-LSL-0102 | Switch, Level-Low | COL-PLV | Livingston Road Pumping Station | Switch,Level |  |  | LSL
52953 | COL-PLV-LSL-0202 | Switch, Level-Low | COL-PLV | Livingston Road Pumping Station | Switch,Level |  |  | LSL
52954 | COL-PLV-LSLL-0101 | Switch, Level Low-Low | COL-PLV | Livingston Road Pumping Station | Switch,Level |  |  | LSLL
52955 | COL-PLV-LSLL-0201 | Switch, Level Low-Low | COL-PLV-MISC | Miscellaneous Equipment | Switch,Level |  |  | LSLL
52956 | COL-PLV-MCC-0001 | Motor Control Centre | COL-PLV | Livingston Road Pumping Station | Control Panel,MCC |  |  | MCC
52957 | COL-PLV-MISC | Miscellaneous Equipment | COL-PLV | Livingston Road Pumping Station
52959 | COL-PLV-P-0200 | Pump, Centrifugal | COL-PLV | Livingston Road Pumping Station | Pump |  |  | P
52960 | COL-PLV-RPU-0001 | Control Panel | COL-PLV | Livingston Road Pumping Station | Control Panel |  |  | RPU
52961 | COL-PLV-SS-0001 | Security System | COL-PLV | Livingston Road Pumping Station | Security System |  |  | SS
52962 | COL-PLV-TR-0001 | Transformer | COL-PLV-MISC | Miscellaneous Equipment | Transformer |  |  | TR
52991 | THC-DEW-HOLD TANK | Dewatering-Sludge Holding Tanks | THCSLDMNT | THC Solids Maintenance
53054 | COL-PLV-WEL-0100 | Wet well, West | COL-PLV | Livingston Road Pumping Station | Well |  |  | WEL
53055 | COL-PLV-WEL-0100 | Wet well, West | COL-PLV-MISC | Miscellaneous Equipment | Well |  |  | WEL
53056 | COL-PLV-WEL-0200 | Wet well, East | COL-PLV-MISC | Miscellaneous Equipment | Well |  |  | WEL
53062 | COL-PMD-CB-0001 | Breaker, Main Electrical | COL-PMD | Midland Pumping Station | Circuit Breaker |  |  | CB
53063 | COL-PMD-CB-0001 | Breaker, Main Electrical | COL-PMD-MISC | Miscellaneous Equipment | Circuit Breaker |  |  | CB
53064 | COL-PMD-CH-0001 | Chamber, Inlet | COL-PMD | Midland Pumping Station | Chamber |  |  | CH
53065 | COL-PMD-CH-0002 | Chamber, Overflow | COL-PMD-MISC | Miscellaneous Equipment | Chamber |  |  | CH
53067 | COL-PMD-COM-0001 | Control Panel, Operator | COL-PMD-MISC | Miscellaneous Equipment | Control Panel |  |  | COM
53070 | COL-PMD-DM-0001 | Damper/Louver, Exhaust | COL-PMD | Midland Pumping Station | Damper/Louver |  |  | DM
53071 | COL-PMD-DM-0002 | Damper/Louver, Supply Air | COL-PMD-MISC | Miscellaneous Equipment | Damper/Louver |  |  | DM
53072 | COL-PMD-DM-0003 | Damper/Louver, Supply Air | COL-PMD | Midland Pumping Station | Damper/Louver |  |  | DM
53073 | COL-PMD-DM-0004 | Damper/Louver, Exhaust | COL-PMD | Midland Pumping Station | Damper/Louver |  |  | DM
53078 | COL-PMD-FN-0001 | Fan, Supply | COL-PMD-MISC | Miscellaneous Equipment | Fan |  |  | FN
53079 | COL-PMD-FN-0002 | Fan, Exhaust | COL-PMD-MISC | Miscellaneous Equipment | Fan |  |  | FN
53080 | COL-PMD-FQ-0001 | Meter, Flow | COL-PMD | Midland Pumping Station | Meter,Flow |  |  | FQ
53085 | COL-PMD-GRF-0001 | Indicator, Ground Fault | COL-PMD | Midland Pumping Station | Indicator,Ground Fault |  |  | GRF
53086 | COL-PMD-HTR-0001 | Heater | COL-PMD | Midland Pumping Station | Heater |  |  | HTR
53087 | COL-PMD-HTR-0002 | Heater | COL-PMD | Midland Pumping Station | Heater |  |  | HTR
53088 | COL-PMD-JIT-0001 | Meter, Power Indicating Transmitter, Main Power | COL-PMD-MISC | Miscellaneous Equipment | Meter |  |  | JIT
53089 | COL-PMD-LIT-0101 | Transmitter, Level | COL-PMD | Midland Pumping Station | Transmitter,Level |  |  | LIT
53090 | COL-PMD-LIT-0101 | Transmitter, Level | COL-PMD-MISC | Miscellaneous Equipment | Transmitter,Level |  |  | LIT
53091 | COL-PMD-LIT-0201 | Transmitter, Level | COL-PMD | Midland Pumping Station | Transmitter,Level |  |  | LIT
53092 | COL-PMD-LIT-0201 | Transmitter, Level | COL-PMD-MISC | Miscellaneous Equipment | Transmitter,Level |  |  | LIT
53093 | COL-PMD-LP-0001 | Control Panel, Lighting | COL-PMD | Midland Pumping Station | Control Panel |  |  | LP
53094 | COL-PMD-LSH-0001 | Switch, Level-High | COL-PMD | Midland Pumping Station | Switch,Level |  |  | LSH
53095 | COL-PMD-LSH-0103 | Switch, Level-High | COL-PMD-MISC | Miscellaneous Equipment | Switch,Level |  |  | LSH
53096 | COL-PMD-LSHH-0104 | Switch, Level High-High | COL-PMD | Midland Pumping Station | Switch,Level |  |  | LSHH
53097 | COL-PMD-LSHH-0104 | Switch, Level High-High | COL-PMD-MISC | Miscellaneous Equipment | Switch,Level |  |  | LSHH
53098 | COL-PMD-LSHH-0204 | Switch, Level High-High | COL-PMD | Midland Pumping Station | Switch,Level |  |  | LSHH
53099 | COL-PMD-LSHH-0204 | Switch, Level High-High | COL-PMD-MISC | Miscellaneous Equipment | Switch,Level |  |  | LSHH
53100 | COL-PMD-LSL-0102 | Switch, Level-Low | COL-PMD-MISC | Miscellaneous Equipment | Switch |  |  | LSL
53101 | COL-PMD-LSL-0202 | Switch, Level-Low | COL-PMD-MISC | Miscellaneous Equipment | Switch |  |  | LSL
53102 | COL-PMD-LSLL-0201 | Switch, Level Low-Low | COL-PMD | Midland Pumping Station | Switch,Level |  |  | LSLL
53103 | COL-PMD-LSLL-0201 | Switch, Level Low-Low | COL-PMD-MISC | Miscellaneous Equipment | Switch,Level |  |  | LSLL
53107 | COL-PMD-MISC | Miscellaneous Equipment | COL-PMD | Midland Pumping Station
53115 | COL-PMD-T-0001 | Tank, Diesel Fuel | COL-PMD-MISC | Miscellaneous Equipment | Tank |  |  | T
53116 | COL-PMD-T-0002 | Tank, Domestic Hot Water | COL-PMD-MISC | Miscellaneous Equipment | Tank |  |  | T
53192 | THC-DEW-POL-FEED | Polymer Feed System Dewatering | THC-DEW-POL | Polymer System Dewatering
53204 | THC-DEW-RPU | Incineration RPUs | THC-INC | Incineration Process
53235 | COL-PMD-TR-0001 | Transformer, Power | COL-PMD-MISC | Miscellaneous Equipment | Transformer |  |  | TR
53236 | COL-PMD-TS-0001 | Switch, Transfer | COL-PMD-MISC | Miscellaneous Equipment | Switch |  |  | TS
53556 | COL-PMM-OIT-0001 | Operator Interface Terminal | COL-PMM | Mimico Pumping Station | Computer Equipment,Monitor |  |  | OIT
53583 | COL-PMM-SW-0001 | Switch, Main Power | COL-PMM-MISC | Miscellaneous Equipment | Switch |  |  | SW
53658 | COL-PMP-CP-0001 | Control Panel, Operator | COL-PMP | Mount Pleasant Sewage Pumping Station | Control Panel |  |  | CP
53659 | COL-PMP-FEQ-0001S | Fire Prevention, Extinguisher | COL-W-OBSOLETE | Col West Obsolete Entities | Fire Prevention,Extinguisher |  | 40171 | FEQ
53660 | COL-PMP-P-0100 | Pump, Centrifugal | COL-PMP | Mount Pleasant Sewage Pumping Station | Pump |  |  | P
53661 | COL-PMP-P-0200 | Pump, Centrifugal | COL-PMP | Mount Pleasant Sewage Pumping Station | Pump |  |  | P
53663 | COL-PMT-BFP-0001 | Back Flow Preventer | COL-PMT-MISC | Miscellaneous Equipment | Valve,Backflow Preventer |  |  | BFP
53664 | COL-PMT-COM-0001 | Control Panel, Operator | COL-PMT | Military Trail Sewage Pumping Station | Control Panel |  |  | COM
53665 | COL-PMT-CP-0001 | Control Panel, Operator | COL-PMT | Military Trail Sewage Pumping Station | Control Panel |  |  | CP
53666 | COL-PMT-CP-0002 | Control Panel, Electrical | COL-PMT | Military Trail Sewage Pumping Station | Control Panel |  |  | CP
53670 | COL-PMT-HTR-0001 | Heater | COL-PMT-MISC | Miscellaneous Equipment | Heater |  |  | HTR
53671 | COL-PMT-JIT-0001 | Meter, Power Indicating Transmitter, Main Power | COL-PMT-MISC | Miscellaneous Equipment | Meter |  |  | JIT
53672 | COL-PMT-LSH-0103 | Switch, Level-High | COL-PMT | Military Trail Sewage Pumping Station | Switch,Level |  |  | LSH
53673 | COL-PMT-LSHH-0104 | Switch, Level High-High | COL-PMT | Military Trail Sewage Pumping Station | Switch,Level |  |  | LSHH
53674 | COL-PMT-LSL-0102 | Switch, Level-Low | COL-PMT | Military Trail Sewage Pumping Station | Switch |  |  | LSL
53675 | COL-PMT-LSL-0102 | Switch, Level-Low | COL-PMT-MISC | Miscellaneous Equipment | Switch |  |  | LSL
53676 | COL-PMT-LSLL-0101 | Switch, Level Low-Low | COL-PMT | Military Trail Sewage Pumping Station | Switch,Level |  |  | LSLL
53677 | COL-PMT-LSLL-0101 | Switch, Level Low-Low | COL-PMT-MISC | Miscellaneous Equipment | Switch,Level |  |  | LSLL
53678 | COL-PMT-MISC | Miscellaneous Equipment | COL-PMT | Military Trail Sewage Pumping Station
53679 | COL-PMT-P-0100 | Pump, Centrifugal | COL-PMT | Military Trail Sewage Pumping Station | Pump |  |  | P
53680 | COL-PMT-P-0200 | Pump, Centrifugal | COL-PMT | Military Trail Sewage Pumping Station | Pump |  |  | P
53681 | COL-PMT-SW-0001 | Switch, Main Electrical Disconnect | COL-PMT-MISC | Miscellaneous Equipment | Switch |  |  | SW
53682 | COL-PMT-TS-0001 | Switch, Power Transfer | COL-PMT-MISC | Miscellaneous Equipment | Switch |  |  | TS
53823 | THC-DIG-0400 | Eliminated Role: Digester 0400 | THC-DIG-DIGESTERS | Primary Anerobic Digesters 0400-0700 |  |  | 40439 | DIG
53824 | THC-DIG-0500 | Eliminated Role: Digester 0500 | THC-SUS | THC records of assets and roles that are no longer in service or exists |  |  | 40440 | DIG
53825 | THC-DIG-0700 | Eliminated Role: Digester 0700 | THC-SUS | THC records of assets and roles that are no longer in service or exists |  |  | 40442 | DIG
53854 | THC-DIG-BURNERS | Waste Gas Burners | THC-DIG | Digestion
53868 | THC-DIG-C-BOOST-3100 | Eliminated Role: Compressors Unit, Gas Booster, Digester 0400-0700 | THC-DIG-DIGESTERS | Primary Anerobic Digesters 0400-0700 |  |  | 40432 | BOOST
53869 | THC-DIG-C-BOOST-3100 | Eliminated Role: Compressors Unit, Gas Booster, Digester 0400-0700 | THC-SUS | THC records of assets and roles that are no longer in service or exists |  |  | 40432 | BOOST
53870 | THC-DIG-C-BOOST-3200 | Eliminated Role: Compressors Unit, Gas Booster, Digester 0400-0700 | THC-DIG-DIGESTERS | Primary Anerobic Digesters 0400-0700 |  |  | 40431 | BOOST
53871 | THC-DIG-C-BOOST-3200 | Eliminated Role: Compressors Unit, Gas Booster, Digester 0400-0700 | THC-GHOST | THC Records that were created by mistake |  |  | 40431 | BOOST
53872 | THC-DIG-C-BOOST-3300 | Eliminated Role: Compressors Unit, Gas Booster, Digester 0400-0700 | THC-DIG-DIGESTERS | Primary Anerobic Digesters 0400-0700 |  |  | 40430 | BOOST
53873 | THC-DIG-C-BOOST-3300 | Eliminated Role: Compressors Unit, Gas Booster, Digester 0400-0700 | THC-SUS | THC records of assets and roles that are no longer in service or exists |  |  | 40430 | BOOST
53895 | THC-DIG-DIGESTERS | Primary Anerobic Digesters 0400-0700 | THC-DIG | Digestion
53909 | COL-PMT-WEL-0100 | Wet well | COL-PMT | Military Trail Sewage Pumping Station | Well |  |  | WEL
53917 | COL-PMY-AHU-0001 | Air Handling Unit | COL-PMY | Maryport Sewage Pumping Station | Air Handling Unit |  |  | AHU
53923 | COL-PMY-C-0001 | Compressor, Air | COL-PMY | Maryport Sewage Pumping Station | Compressor |  |  | C
53924 | COL-PMY-C-0001 | Compressor, Air | COL-PMY-MISC | Miscellaneous Equipment | Compressor |  |  | C
53925 | COL-PMY-CAP-0001 | Capacitor, MCC-0001 | COL-PMY | Maryport Sewage Pumping Station | Capacitor |  |  | CAP
53926 | COL-PMY-CAP-0001 | Capacitor, MCC-0001 | COL-PMY-MISC | Miscellaneous Equipment | Capacitor |  |  | CAP
53927 | COL-PMY-CAP-0002 | Capacitor, MCC-0001 | COL-PMY | Maryport Sewage Pumping Station | Capacitor |  |  | CAP
53928 | COL-PMY-CAP-0002 | Capacitor, MCC-0001 | COL-PMY-MISC | Miscellaneous Equipment | Capacitor |  |  | CAP
53929 | COL-PMY-CAP-0005 | Capacitor, MCC-0002 | COL-PMY | Maryport Sewage Pumping Station | Capacitor |  |  | CAP
53930 | COL-PMY-CAP-0005 | Capacitor, MCC-0002 | COL-PMY-MISC | Miscellaneous Equipment | Capacitor |  |  | CAP
53931 | COL-PMY-CB-0002 | Breaker, Emergency Power Supply | COL-PMY-MISC | Miscellaneous Equipment | Circuit Breaker |  |  | CB
53932 | COL-PMY-CP-0005 | Control Panel, Combination Starter | COL-PMY | Maryport Sewage Pumping Station | Control Panel |  |  | CP
53933 | COL-PMY-CP-0005 | Control Panel, Combination Starter | COL-PMY-MISC | Miscellaneous Equipment | Control Panel |  |  | CP
53934 | COL-PMY-CRN-0001 | Crane, Shaft 8A | COL-PMY-MISC | Miscellaneous Equipment | Crane |  |  | CRN
53935 | COL-PMY-DM-0001 | Damper, Gas | COL-PMY-MISC | Miscellaneous Equipment | Damper/Louver |  |  | DM
53936 | COL-PMY-DM-0005 | Damper, Gas | COL-PMY | Maryport Sewage Pumping Station | Damper/Louver |  |  | DM
53937 | COL-PMY-DM-0006 | Damper, Gas | COL-PMY | Maryport Sewage Pumping Station | Damper/Louver |  |  | DM
53938 | COL-PMY-DM-0006 | Damper, Gas | COL-PMY-MISC | Miscellaneous Equipment | Damper/Louver |  |  | DM
53939 | COL-PMY-DM-0007 | Damper, Gas | COL-PMY | Maryport Sewage Pumping Station | Damper/Louver |  |  | DM
53940 | COL-PMY-DM-0007 | Damper, Gas | COL-PMY-MISC | Miscellaneous Equipment | Damper/Louver |  |  | DM
53941 | COL-PMY-DM-0008 | Damper, Gas | COL-PMY | Maryport Sewage Pumping Station | Damper/Louver |  |  | DM
53942 | COL-PMY-DM-0008 | Damper, Gas | COL-PMY-MISC | Miscellaneous Equipment | Damper/Louver |  |  | DM
53943 | COL-PMY-DM-0010 | Damper, Gas | COL-PMY | Maryport Sewage Pumping Station | Damper/Louver |  |  | DM
53944 | COL-PMY-DM-0010 | Damper, Gas | COL-PMY-MISC | Miscellaneous Equipment | Damper/Louver |  |  | DM
53945 | COL-PMY-DM-0011 | Damper, Gas | COL-PMY-MISC | Miscellaneous Equipment | Damper/Louver |  |  | DM
53946 | COL-PMY-DM-0012 | Damper, Gas | COL-PMY | Maryport Sewage Pumping Station | Damper/Louver |  |  | DM
53947 | COL-PMY-DM-0012 | Damper, Gas | COL-PMY-MISC | Miscellaneous Equipment | Damper/Louver |  |  | DM
53948 | COL-PMY-DM-0015 | Damper, Gas | COL-PMY | Maryport Sewage Pumping Station | Damper/Louver |  |  | DM
53949 | COL-PMY-DR-0001 | Switch, Door | COL-PMY | Maryport Sewage Pumping Station | Switch |  |  | DR
53950 | COL-PMY-DR-0001 | Switch, Door | COL-PMY-MISC | Miscellaneous Equipment | Switch |  |  | DR
53951 | COL-PMY-DR-0002 | Switch, Door | COL-PMY | Maryport Sewage Pumping Station | Switch |  |  | DR
53952 | COL-PMY-DR-0002 | Switch, Door | COL-PMY-MISC | Miscellaneous Equipment | Switch |  |  | DR
53953 | COL-PMY-DR-0003 | Switch, Door | COL-PMY | Maryport Sewage Pumping Station | Switch |  |  | DR
53954 | COL-PMY-F-0001 | Filter, Activated Carbon | COL-PMY | Maryport Sewage Pumping Station | Fan |  |  | F
53955 | COL-PMY-F-0001 | Filter, Activated Carbon | COL-PMY-MISC | Miscellaneous Equipment | Fan |  |  | F
53956 | COL-PMY-F-0002 | Filter, Compressed Air | COL-PMY-MISC | Miscellaneous Equipment | Filter |  |  | F
53957 | COL-PMY-FA-0001S | Fire Alarm System, above EL 171.50m | COL-PMY | Maryport Sewage Pumping Station | Building Service,Fire Alarm |  | 42919 | FA
53958 | COL-PMY-FA-0001S | Fire Alarm System, above EL 171.50m | COL-PMY-MISC | Miscellaneous Equipment | Building Service,Fire Alarm |  | 42919 | FA
53959 | COL-PMY-FA-0002S | Fire Alarm System, Electrical Room | COL-PMY | Maryport Sewage Pumping Station | Building Service,Fire Alarm |  | 42920 | FA
53960 | COL-PMY-FA-0002S | Fire Alarm System, Electrical Room | COL-W-OBSOLETE | Col West Obsolete Entities | Building Service,Fire Alarm |  | 42920 | FA
53961 | COL-PMY-FA-0003S | Fire Alarm System, Fan Room | COL-PMY | Maryport Sewage Pumping Station | Building Service,Fire Alarm |  | 42921 | FA
53962 | COL-PMY-FA-0003S | Fire Alarm System, Fan Room | COL-PMY-MISC | Miscellaneous Equipment | Building Service,Fire Alarm |  | 42921 | FA
53963 | COL-PMY-FA-0003S | Fire Alarm System, Fan Room | COL-W-OBSOLETE | Col West Obsolete Entities | Building Service,Fire Alarm |  | 42921 | FA
53964 | COL-PMY-FA-0004S | Fire Alarm System, RPU-0001 | COL-PMY | Maryport Sewage Pumping Station | Building Service,Fire Alarm |  | 42922 | FA
53965 | COL-PMY-FA-0004S | Fire Alarm System, RPU-0001 | COL-PMY-MISC | Miscellaneous Equipment | Building Service,Fire Alarm |  | 42922 | FA
53966 | COL-PMY-FA-0005S | Fire Alarm System, Shaft 8B | COL-W-OBSOLETE | Col West Obsolete Entities | Building Service,Fire Alarm |  | 42923 | FA
53967 | COL-PMY-FEQ-0001S | Fire Prevention, Extinguisher | COL-PMY | Maryport Sewage Pumping Station | Fire Prevention,Extinguisher |  | 40919 | FEQ
54037 | THC-DIG-INSTRUMENT | DIG Instrumentation Equipment | THC-DIG-DIGESTERS | Primary Anerobic Digesters 0400-0700 | Switch,Pressure-High
54038 | THC-DIG-INSTRUMENT | DIG Instrumentation Equipment | THC-GHOST | THC Records that were created by mistake | Switch,Pressure-High
54048 | COL-PMY-FEQ-0002S | Fire Prevention, Extinguisher | COL-PMY | Maryport Sewage Pumping Station | Fire Prevention,Extinguisher |  | 40921 | FEQ
54049 | COL-PMY-FEQ-0003S | Fire Prevention, Extinguisher | COL-PMY | Maryport Sewage Pumping Station | Fire Prevention,Extinguisher |  | 40922 | FEQ
54050 | COL-PMY-FEQ-0003S | Fire Prevention, Extinguisher | COL-PMY-MISC | Miscellaneous Equipment | Fire Prevention,Extinguisher |  | 40922 | FEQ
54051 | COL-PMY-FEQ-0004S | Fire Prevention, Extinguisher | COL-W-OBSOLETE | Col West Obsolete Entities | Fire Prevention,Extinguisher |  | 40923 | FEQ
54052 | COL-PMY-FEQ-0005S | Fire Prevention, Extinguisher | COL-W-OBSOLETE | Col West Obsolete Entities | Fire Prevention,Extinguisher |  | 40924 | FEQ
54053 | COL-PMY-FEQ-0006S | Fire Prevention, Extinguisher | COL-W-OBSOLETE | Col West Obsolete Entities | Fire Prevention,Extinguisher |  | 40925 | FEQ
54054 | COL-PMY-FIT-0101 | Transmitter, Flow | COL-PMY | Maryport Sewage Pumping Station | Transmitter |  |  | FIT
54055 | COL-PMY-FIT-0101 | Transmitter, Flow | COL-PMY-MISC | Miscellaneous Equipment | Transmitter |  |  | FIT
54056 | COL-PMY-FIT-0201 | Transmitter, Flow | COL-PMY | Maryport Sewage Pumping Station | Transmitter |  |  | FIT
54057 | COL-PMY-FIT-0201 | Transmitter, Flow | COL-PMY-MISC | Miscellaneous Equipment | Transmitter |  |  | FIT
54058 | COL-PMY-FN-0001 | Fan, Low Volume Supply | COL-PMY | Maryport Sewage Pumping Station | Fan |  |  | FN
54059 | COL-PMY-FN-0001 | Fan, Low Volume Supply | COL-PMY-MISC | Miscellaneous Equipment | Fan |  |  | FN
54060 | COL-PMY-FN-0003 | Fan, Low Volume Exhaust | COL-PMY | Maryport Sewage Pumping Station | Fan |  |  | FN
54061 | COL-PMY-FN-0003 | Fan, Low Volume Exhaust | COL-PMY-MISC | Miscellaneous Equipment | Fan |  |  | FN
54062 | COL-PMY-FN-0004 | Fan, High Volume Exhaust | COL-PMY | Maryport Sewage Pumping Station | Fan |  |  | FN
54063 | COL-PMY-FN-0006 | Fan, Drywell Exhaust | COL-PMY | Maryport Sewage Pumping Station | Fan |  |  | FN
54064 | COL-PMY-FN-0008 | Fan, Shaft 8B | COL-PMY | Maryport Sewage Pumping Station | Fan |  |  | FN
54065 | COL-PMY-FN-0008 | Fan, Shaft 8B | COL-PMY-MISC | Miscellaneous Equipment | Fan |  |  | FN
54066 | COL-PMY-FSL-0003 | Switch, Flow-Low | COL-PMY | Maryport Sewage Pumping Station | Switch |  |  | FSL
54067 | COL-PMY-FSL-0003 | Switch, Flow-Low | COL-PMY-MISC | Miscellaneous Equipment | Switch |  |  | FSL
54068 | COL-PMY-FSL-0004 | Switch, Flow-Low | COL-PMY | Maryport Sewage Pumping Station | Switch |  |  | FSL
54069 | COL-PMY-FSL-0005 | Switch, Flow-Low | COL-PMY | Maryport Sewage Pumping Station | Switch |  |  | FSL
54070 | COL-PMY-FSL-0005 | Switch, Flow-Low | COL-PMY-MISC | Miscellaneous Equipment | Switch |  |  | FSL
54071 | COL-PMY-FSL-0006 | Switch, Flow-Low | COL-PMY | Maryport Sewage Pumping Station | Switch |  |  | FSL
54072 | COL-PMY-FSL-0006 | Switch, Flow-Low | COL-PMY-MISC | Miscellaneous Equipment | Switch |  |  | FSL
54073 | COL-PMY-FSL-0007 | Switch, Flow-Low | COL-PMY-MISC | Miscellaneous Equipment | Switch |  |  | FSL
54079 | COL-PMY-HTR-0003 | Heater, Unit | COL-PMY | Maryport Sewage Pumping Station | Heater |  |  | HTR
54080 | COL-PMY-JIT-0001 | Meter, Power Indicating Transmitter | COL-PMY | Maryport Sewage Pumping Station | Meter |  |  | JIT
54081 | COL-PMY-JIT-0001 | Meter, Power Indicating Transmitter | COL-PMY-MISC | Miscellaneous Equipment | Meter |  |  | JIT
54082 | COL-PMY-JIT-0003 | Meter, Voltage | COL-PMY | Maryport Sewage Pumping Station | Meter |  |  | JIT
54083 | COL-PMY-JIT-0004 | Meter, Voltage | COL-PMY | Maryport Sewage Pumping Station | Meter |  |  | JIT
54084 | COL-PMY-JIT-0004 | Meter, Voltage | COL-PMY-MISC | Miscellaneous Equipment | Meter |  |  | JIT
54085 | COL-PMY-LIT-0101 | Transmitter, Level | COL-PMY-MISC | Miscellaneous Equipment | Transmitter,Level |  |  | LIT
54086 | COL-PMY-LP-0002 | Control Panel, Lighting | COL-PMY | Maryport Sewage Pumping Station | Control Panel |  |  | LP
54087 | COL-PMY-LP-0002 | Control Panel, Lighting | COL-PMY-MISC | Miscellaneous Equipment | Control Panel |  |  | LP
54088 | COL-PMY-LSH-0001 | Switch, Level-High | COL-PMY-MISC | Miscellaneous Equipment | Switch |  |  | LSH
54089 | COL-PMY-LSH-0105 | Switch, Level-High | COL-PMY-MISC | Miscellaneous Equipment | Switch |  |  | LSH
54090 | COL-PMY-LSLL-0101 | Switch, Level-Low Low | COL-PMY-MISC | Miscellaneous Equipment | Switch |  |  | LSLL
54091 | COL-PMY-LTG-0001S | Lighting, Emergency Lighting | COL-W-OBSOLETE | Col West Obsolete Entities | Lighting |  | 42948 | LTG
54092 | COL-PMY-LTG-0002S | Lighting, Emergency Lighting | COL-PMY | Maryport Sewage Pumping Station | Lighting |  | 42949 | LTG
54093 | COL-PMY-LTG-0002S | Lighting, Emergency Lighting | COL-PMY-MISC | Miscellaneous Equipment | Lighting |  | 42949 | LTG
54094 | COL-PMY-MCC-0001 | Motor Control Center, Shaft 8A | COL-PMY | Maryport Sewage Pumping Station | Control Panel,MCC |  |  | MCC
54095 | COL-PMY-MCC-0001 | Motor Control Center, Shaft 8A | COL-PMY-MISC | Miscellaneous Equipment | Control Panel,MCC |  |  | MCC
54096 | COL-PMY-MCC-0002 | Motor Control Centre, Emergency Power | COL-PMY | Maryport Sewage Pumping Station | Control Panel,MCC |  |  | MCC
54097 | COL-PMY-MCC-0002 | Motor Control Centre, Emergency Power | COL-PMY-MISC | Miscellaneous Equipment | Control Panel,MCC |  |  | MCC
54098 | COL-PMY-MISC | Miscellaneous Equipment | COL-PMYA | Maryport Sewage Pumping Station 8A (Keele)
54099 | COL-PMY-P-0100 | Pump, Centrifugal | COL-PMY | Maryport Sewage Pumping Station | Pump |  |  | P
54100 | COL-PMY-P-0200 | Pump, Centrifugal | COL-PMY | Maryport Sewage Pumping Station | Pump |  |  | P
54101 | COL-PMY-PI-0001 | Indicator, Pressure | COL-PMY | Maryport Sewage Pumping Station | Meter |  |  | PI
54102 | COL-PMY-PI-0001 | Indicator, Pressure | COL-PMY-MISC | Miscellaneous Equipment | Meter |  |  | PI
54103 | COL-PMY-PSL-0001 | Switch, Level-Pressure | COL-PMY | Maryport Sewage Pumping Station | Switch |  |  | PSL
54104 | COL-PMY-PSL-0001 | Switch, Level-Pressure | COL-PMY-MISC | Miscellaneous Equipment | Switch |  |  | PSL
54105 | COL-PMY-RPU-0001 | Remote Processing Unit, Shaft 8A | COL-PMY | Maryport Sewage Pumping Station | RPU |  |  | RPU
54106 | COL-PMY-RPU-0002 | Remote Processing Unit | COL-PMY | Maryport Sewage Pumping Station | RPU |  |  | RPU
54107 | COL-PMY-RPU-0002 | Remote Processing Unit | COL-PMY-MISC | Miscellaneous Equipment | RPU |  |  | RPU
54108 | COL-PMY-SS-0002 | Security System | COL-PMY | Maryport Sewage Pumping Station | Security System |  |  | SS
54227 | COL-PMY-SW-0001 | Switch, Disconnect | COL-PMY-MISC | Miscellaneous Equipment | Switch |  |  | SW
54228 | COL-PMY-T-0001 | Tank, Domestic Hot Water | COL-PMY | Maryport Sewage Pumping Station | Tank |  |  | T
54229 | COL-PMY-T-0001 | Tank, Domestic Hot Water | COL-PMY-MISC | Miscellaneous Equipment | Tank |  |  | T
54230 | COL-PMY-TR-0001 | Transformer, Power Metering | COL-PMY | Maryport Sewage Pumping Station | Transformer |  |  | TR
54231 | COL-PMY-TR-0001 | Transformer, Power Metering | COL-PMY-MISC | Miscellaneous Equipment | Transformer |  |  | TR
54232 | COL-PMY-TR-0002 | Transformer, Lighting | COL-PMY-MISC | Miscellaneous Equipment | Transformer |  |  | TR
54233 | COL-PMY-TR-0003 | Transformer, Lighting | COL-PMY-MISC | Miscellaneous Equipment | Transformer |  |  | TR
54234 | COL-PMY-TS-0001 | Switch, Transfer | COL-PMY-MISC | Miscellaneous Equipment | Switch |  |  | TS
54235 | COL-PMY-TS-0002 | Switch, Transfer | COL-PMY | Maryport Sewage Pumping Station | Switch |  |  | TS
54261 | COL-PMY-WEL-0100 | Wet Well | COL-PMY | Maryport Sewage Pumping Station | Well |  |  | WEL
54262 | COL-PMY-WEL-0100 | Wet Well | COL-PMY-MISC | Miscellaneous Equipment | Well |  |  | WEL
54264 | COL-PMYB-MISC | Miscellaneous Equipment | COL-PMB | Metro Building #2 Sewage Pumping Station
54265 | COL-PMYB-MISC | Miscellaneous Equipment | COL-PMYB | Maryport Sewage Pumping Station 8B (Downsview)
54271 | COL-PNO-LSLL-0101 | Switch, Level Low-Low | COL-PNO | Nottawa Sewage Pumping Station (Algonquin Island PS#3) | Switch,Level |  |  | LSLL
54272 | COL-PNO-LSLL-0102 | Switch, Level Low-Low | COL-PNO | Nottawa Sewage Pumping Station (Algonquin Island PS#3) | Switch,Level |  |  | LSLL
54273 | COL-PNO-LSLL-0103 | Switch, Level Low-Low | COL-PNO | Nottawa Sewage Pumping Station (Algonquin Island PS#3) | Switch,Level |  |  | LSLL
54274 | COL-PNO-LSLL-0104 | Switch, Level Low-Low | COL-PNO | Nottawa Sewage Pumping Station (Algonquin Island PS#3) | Switch,Level |  |  | LSLL
54276 | COL-PNO-MISC | Miscellaneous Equipment | COL-PNO | Nottawa Sewage Pumping Station (Algonquin Island PS#3)
54432 | COL-PNT-MISC | Miscellaneous Equipment | COL-PNT | New Toronto Pumping Station
54718 | COL-POM-MISC | Miscellaneous Equipment | COL-POM | Old Mill Sewage Pumping Station
54719 | COL-POM-OIT-0001 | Operator Interface Terminal | COL-POM-MISC | Miscellaneous Equipment | Computer Equipment,Monitor |  |  | OIT
54720 | COL-POM-PIP-0001 | Piping | COL-POM-MISC | Miscellaneous Equipment | Pump |  |  | PIP
54736 | COL-PPU-ALR-0001 | Control Panel, Electrical | COL-PPU | Port Union Road Sewage Pumping Station | Control Panel |  |  | ALR
54737 | COL-PPU-ALR-0001 | Control Panel, Electrical | COL-PPU-MISC | Miscellaneous Equipment | Control Panel |  |  | ALR
54740 | COL-PPU-CP-0002 | Control Panel, Operator | COL-PPU | Port Union Road Sewage Pumping Station | Control Panel |  |  | CP
54741 | COL-PPU-CP-0002 | Control Panel, Operator | COL-PPU-MISC | Miscellaneous Equipment | Control Panel |  |  | CP
54743 | COL-PPU-FN-0001 | Fan, Centrifugal | COL-PPU | Port Union Road Sewage Pumping Station | Fan |  |  | FN
54744 | COL-PPU-FN-0001 | Fan, Centrifugal | COL-PPU-MISC | Miscellaneous Equipment | Fan |  |  | FN
54745 | COL-PPU-FQ-0001 | Meter, Flow | COL-PPU | Port Union Road Sewage Pumping Station | Meter,Flow |  |  | FQ
54746 | COL-PPU-FQ-0001 | Meter, Flow | COL-PPU-MISC | Miscellaneous Equipment | Meter,Flow |  |  | FQ
54747 | COL-PPU-GEN-0001 | Generator, Electricity | COL-PPU | Port Union Road Sewage Pumping Station | Generator |  |  | GEN
54748 | COL-PPU-HTR-0001 | Heater, Generator Room | COL-PPU | Port Union Road Sewage Pumping Station | Heater |  |  | HTR
54749 | COL-PPU-LIT-0001 | Transmitter, Level | COL-PPU | Port Union Road Sewage Pumping Station | Transmitter,Level |  |  | LIT
54750 | COL-PPU-LIT-0001 | Transmitter, Level | COL-PPU-MISC | Miscellaneous Equipment | Transmitter,Level |  |  | LIT
54751 | COL-PPU-LIT-0100 | Transmitter, Level | COL-PPU-MISC | Miscellaneous Equipment | Transmitter,Level |  |  | LIT
54752 | COL-PPU-LP-0001 | Control Panel, Lighting | COL-PPU | Port Union Road Sewage Pumping Station | Control Panel |  |  | LP
54753 | COL-PPU-LP-0001 | Control Panel, Lighting | COL-PPU-MISC | Miscellaneous Equipment | Control Panel |  |  | LP
54754 | COL-PPU-LSLL-0101 | Switch, Level Low-Low | COL-PPU | Port Union Road Sewage Pumping Station | Switch,Level |  |  | LSLL
54755 | COL-PPU-LSLL-0101 | Switch, Level Low-Low | COL-PPU-MISC | Miscellaneous Equipment | Switch,Level |  |  | LSLL
54756 | COL-PPU-LTG-0001 | Control Panel, Electrical | COL-PPU-MISC | Miscellaneous Equipment | Control Panel |  |  | LTG
54757 | COL-PPU-P-0100 | Pump, Centrifugal | COL-PPU | Port Union Road Sewage Pumping Station | Pump |  |  | P
54758 | COL-PPU-P-0200 | Pump, Centrifugal | COL-PPU | Port Union Road Sewage Pumping Station | Pump |  |  | P
54759 | COL-PPU-P-0300 | Pump, Centrifugal | COL-PPU | Port Union Road Sewage Pumping Station | Pump |  |  | P
54761 | COL-PPU-SS-0001 | Security System | COL-PPU | Port Union Road Sewage Pumping Station | Security System |  |  | SS
54762 | COL-PPU-SS-0001 | Security System | COL-PPU-MISC | Miscellaneous Equipment | Security System |  |  | SS
54763 | COL-PPU-SW-0001 | Switch, Main Electrical Disconnect | COL-PPU | Port Union Road Sewage Pumping Station | Switch |  |  | SW
54764 | COL-PPU-SW-0001 | Switch, Main Electrical Disconnect | COL-PPU-MISC | Miscellaneous Equipment | Switch |  |  | SW
54765 | COL-PPU-SW-0002 | Switch, Lighting Transformer | COL-PPU | Port Union Road Sewage Pumping Station | Switch |  |  | SW
54766 | COL-PPU-SW-0002 | Switch, Lighting Transformer | COL-PPU-MISC | Miscellaneous Equipment | Switch |  |  | SW
54767 | COL-PPU-T-0001 | Tank, Diesel Fuel | COL-PPU | Port Union Road Sewage Pumping Station | Tank |  |  | T
54768 | COL-PPU-T-0001 | Tank, Diesel Fuel | COL-PPU-MISC | Miscellaneous Equipment | Tank |  |  | T
54878 | COL-PPU-TR-0001 | Transformer, Power | COL-PPU | Port Union Road Sewage Pumping Station | Transformer |  |  | TR
54879 | COL-PPU-TR-0001 | Transformer, Power | COL-PPU-MISC | Miscellaneous Equipment | Transformer |  |  | TR
54883 | COL-PPU-WEL-0100 | Wet Well | COL-PPU | Port Union Road Sewage Pumping Station | Well |  |  | WEL
54884 | COL-PPU-WEL-0100 | Wet Well | COL-PPU-MISC | Miscellaneous Equipment | Well |  |  | WEL
54922 | COL-PQW-MISC | Miscellaneous Equipment | COL-PQW | Queensway Sewage Pumping Station
54923 | COL-PQW-OIT-0001 | Operator Interface Terminal | COL-PQW-MISC | Miscellaneous Equipment | Computer Equipment,Monitor |  |  | OIT
54989 | COL-PRC-LSLL-0101 | Switch, Level Low-Low | COL-PRC | Rectory Café Sewage Pumping Station (Wards Island PS #5) | Switch,Level |  |  | LSLL
55003 | COL-PRD-CH-0003 | Force main Chamber 1 | COL-PRD-MISC | Miscellaneous Equipment | Chamber |  | 34027 | CH
55004 | COL-PRD-CH-0006 | Force main Chamber 4 | COL-PRD-MISC | Miscellaneous Equipment | Chamber |  | 34030 | CH
55005 | COL-PRD-CH-0008 | Force main Chamber 6 | COL-PRD-MISC | Miscellaneous Equipment | Chamber |  | 34032 | CH
55006 | COL-PRD-CH-0009 | Force main Chamber 7 | COL-PRD-MISC | Miscellaneous Equipment | Chamber |  | 34033 | CH
55007 | COL-PRD-CH-0010 | Force main Chamber 8 | COL-PRD-MISC | Miscellaneous Equipment | Chamber |  | 34034 | CH
55008 | COL-PRD-CH-0011 | Force main Chamber 9 | COL-PRD-MISC | Miscellaneous Equipment | Chamber |  | 34035 | CH
55009 | COL-PRD-COM-0001 | Control Panel, Operator | COL-PRD | Redland Pumping Station | Control Panel |  |  | COM
55010 | COL-PRD-COM-0001 | Control Panel, Operator | COL-PRD-MISC | Miscellaneous Equipment | Control Panel |  |  | COM
55011 | COL-PRD-CRN-0001 | Crane, 1T Overhead | COL-PRD | Redland Pumping Station | Crane |  |  | CRN
55012 | COL-PRD-DM-0001 | Damper/Louver | COL-PRD | Redland Pumping Station | Damper/Louver |  |  | DM
55013 | COL-PRD-FEQ-0001S | Fire Prevention, Extinguisher | COL-W-OBSOLETE | Col West Obsolete Entities | Fire Prevention,Extinguisher |  | 42713 | FEQ
55015 | COL-PRD-FN-0001 | Fan, Dry well supply air | COL-PRD-MISC | Miscellaneous Equipment | Fan |  |  | FN
55016 | COL-PRD-FN-0002 | Fan, Dry well exhaust air | COL-PRD | Redland Pumping Station | Fan |  |  | FN
55017 | COL-PRD-FN-0002 | Fan, Dry well exhaust air | COL-PRD-MISC | Miscellaneous Equipment | Fan |  |  | FN
55019 | COL-PRD-HTR-0001 | Heater, Generator Room | COL-PRD | Redland Pumping Station | Heater |  |  | HTR
55020 | COL-PRD-HTR-0001 | Heater, Generator Room | COL-PRD-MISC | Miscellaneous Equipment | Heater |  |  | HTR
55021 | COL-PRD-HTR-0002 | Heater, MCC Room | COL-PRD-MISC | Miscellaneous Equipment | Heater |  |  | HTR
55022 | COL-PRD-HTR-0003 | Heater, Basement | COL-PRD | Redland Pumping Station | Heater |  |  | HTR
55023 | COL-PRD-HTR-0003 | Heater, Basement | COL-PRD-MISC | Miscellaneous Equipment | Heater |  |  | HTR
55024 | COL-PRD-JIT-0001 | Meter, Power Indicating Transmitter, Main Power | COL-PRD-MISC | Miscellaneous Equipment | Meter |  |  | JIT
55025 | COL-PRD-LIT-0101 | Transmitter, Level | COL-PRD | Redland Pumping Station | Transmitter,Level |  |  | LIT
55026 | COL-PRD-LIT-0101 | Transmitter, Level | COL-PRD-MISC | Miscellaneous Equipment | Transmitter,Level |  |  | LIT
55027 | COL-PRD-LP-0001 | Control Panel, Lighting | COL-PRD | Redland Pumping Station | Control Panel |  |  | LP
55028 | COL-PRD-LSH-0001 | Switch, Level-High | COL-PRD-MISC | Miscellaneous Equipment | Switch,Level |  |  | LSH
55029 | COL-PRD-LSH-0002 | Switch, Level-High | COL-PRD | Redland Pumping Station | Switch,Level |  |  | LSH
55030 | COL-PRD-LSH-0003 | Switch, Level-High | COL-PRD | Redland Pumping Station | Switch,Level |  |  | LSH
55031 | COL-PRD-LSH-0104 | Switch, Level-High | COL-PRD | Redland Pumping Station | Switch,Level |  |  | LSH
55032 | COL-PRD-LSH-0105 | Switch, Level-High | COL-PRD | Redland Pumping Station | Switch,Level |  |  | LSH
55287 | COL-PRD-LSH-0204 | Switch, Level-High | COL-PRD | Redland Pumping Station | Switch,Level |  |  | LSH
55288 | COL-PRD-LSH-0205 | Switch, Level-High | COL-PRD | Redland Pumping Station | Switch,Level |  |  | LSH
55289 | COL-PRD-LSHH-0004 | Switch, Level High-High | COL-PRD-MISC | Miscellaneous Equipment | Switch,Level |  |  | LSHH
55290 | COL-PRD-LSHH-0106 | Switch, Level High-High | COL-PRD-MISC | Miscellaneous Equipment | Switch,Level |  |  | LSHH
55291 | COL-PRD-LSHH-0107 | Switch, Level High-High | COL-PRD | Redland Pumping Station | Switch,Level |  |  | LSHH
55292 | COL-PRD-LSHH-0206 | Switch, Level High-High | COL-PRD | Redland Pumping Station | Switch,Level |  |  | LSHH
55293 | COL-PRD-LSHH-0206 | Switch, Level High-High | COL-PRD-MISC | Miscellaneous Equipment | Switch,Level |  |  | LSHH
55294 | COL-PRD-LSHH-0207 | Switch, Level High-High | COL-PRD | Redland Pumping Station | Switch,Level |  |  | LSHH
55295 | COL-PRD-LSL-0103 | Switch, Level-Low | COL-PRD | Redland Pumping Station | Switch |  |  | LSL
55296 | COL-PRD-LSL-0203 | Switch, Level-Low | COL-PRD | Redland Pumping Station | Switch |  |  | LSL
55297 | COL-PRD-LSLL-0101 | Switch, Level Low-Low | COL-PRD | Redland Pumping Station | Switch,Level |  |  | LSLL
55298 | COL-PRD-LSLL-0101 | Switch, Level Low-Low | COL-PRD-MISC | Miscellaneous Equipment | Switch,Level |  |  | LSLL
55299 | COL-PRD-LSLL-0102 | Switch, Level Low-Low | COL-PRD | Redland Pumping Station | Switch,Level |  |  | LSLL
55300 | COL-PRD-LSLL-0102 | Switch, Level Low-Low | COL-PRD-MISC | Miscellaneous Equipment | Switch,Level |  |  | LSLL
55301 | COL-PRD-MCC-0001 | Motor Control Centre | COL-PRD | Redland Pumping Station | Control Panel,MCC |  |  | MCC
55302 | COL-PRD-MCC-0001 | Motor Control Centre | COL-PRD-MISC | Miscellaneous Equipment | Control Panel,MCC |  |  | MCC
55303 | COL-PRD-MISC | Miscellaneous Equipment | COL-PQW | Queensway Sewage Pumping Station
55304 | COL-PRD-MISC | Miscellaneous Equipment | COL-PRD | Redland Pumping Station
55305 | COL-PRD-P-0001 | Pump, Centrifugal | COL-PRD | Redland Pumping Station | Pump |  | 34153 | P
55306 | COL-PRD-P-0200 | Pump, Centrifugal | COL-PRD | Redland Pumping Station | Pump |  |  | P
55307 | COL-PRD-T-0001 | Tank, Diesel Fuel | COL-PRD | Redland Pumping Station | Tank |  |  | T
55308 | COL-PRD-T-0001 | Tank, Diesel Fuel | COL-PRD-MISC | Miscellaneous Equipment | Tank |  |  | T
55309 | COL-PRD-T-0002 | Tank, Heat Water Tank | COL-PRD | Redland Pumping Station | Tank |  |  | T
55310 | COL-PRD-T-0002 | Tank, Heat Water Tank | COL-PRD-MISC | Miscellaneous Equipment | Tank |  |  | T
55311 | COL-PRD-TR-0001 | Transformer, Power | COL-PRD | Redland Pumping Station | Transformer |  |  | TR
55312 | COL-PRD-TR-0001 | Transformer, Power | COL-PRD-MISC | Miscellaneous Equipment | Transformer |  |  | TR
55313 | COL-PRD-TS-0001 | Control Panel, Operator | COL-PRD | Redland Pumping Station | Control Panel |  |  | TS
55314 | COL-PRD-TS-0001 | Control Panel, Operator | COL-PRD-MISC | Miscellaneous Equipment | Control Panel |  |  | TS
55322 | COL-PRD-WEL-0100 | Wet well | COL-PRD | Redland Pumping Station | Well |  |  | WEL
55323 | COL-PRD-WEL-0100 | Wet well | COL-PRD-MISC | Miscellaneous Equipment | Well |  |  | WEL
55324 | COL-PRD-WEL-0200 | Wet well | COL-PRD | Redland Pumping Station | Well |  |  | WEL
55325 | COL-PRD-WEL-0200 | Wet well | COL-PRD-MISC | Miscellaneous Equipment | Well |  |  | WEL
55336 | COL-PRR-AIT-0001 | Transmitter, Gas | COL-PRR-MISC | Miscellaneous Equipment | Transmitter |  |  | AIT
55337 | COL-PRR-ALR-0001 | Gas Alarm, Dry Well | COL-PRR | Riverside Sewage Pumping Station | Fire Prevention,Alarm |  |  | ALR
55338 | COL-PRR-COM-0001 | Control Panel, Operator | COL-PRR-MISC | Miscellaneous Equipment | Control Panel |  |  | COM
55339 | COL-PRR-CP-0001 | Control Panel, Operator | COL-PRR | Riverside Sewage Pumping Station | Control Panel |  |  | CP
55340 | COL-PRR-CP-0001 | Control Panel, Operator | COL-PRR-MISC | Miscellaneous Equipment | Control Panel |  |  | CP
55341 | COL-PRR-CP-0002 | Control Panel, Security | COL-PRR-MISC | Miscellaneous Equipment | Control Panel |  |  | CP
55342 | COL-PRR-CP-0003 | Control Panel, Operator | COL-PRR | Riverside Sewage Pumping Station | Control Panel |  |  | CP
55346 | COL-PRR-FEQ-0001S | Fire Prevention, Extinguisher | COL-PRR-MISC | Miscellaneous Equipment | Fire Prevention,Extinguisher |  | 40958 | FEQ
55347 | COL-PRR-FEQ-0001S | Fire Prevention, Extinguisher | COL-W-OBSOLETE | Col West Obsolete Entities | Fire Prevention,Extinguisher |  | 40958 | FEQ
55350 | COL-PRR-FN-0001 | Fan, Centrifugal | COL-PRR | Riverside Sewage Pumping Station | Fan |  |  | FN
55385 | COL-PRR-FN-0002 | Fan, Centrifugal | COL-PRR | Riverside Sewage Pumping Station | Fan |  |  | FN
55386 | COL-PRR-FN-0002 | Fan, Centrifugal | COL-PRR-MISC | Miscellaneous Equipment | Fan |  |  | FN
55387 | COL-PRR-FN-0003 | Fan, Centrifugal | COL-PRR | Riverside Sewage Pumping Station | Fan |  |  | FN
55388 | COL-PRR-FN-0003 | Fan, Centrifugal | COL-PRR-MISC | Miscellaneous Equipment | Fan |  |  | FN
55393 | COL-PRR-HTR-0001 | Heater, Unit | COL-PRR | Riverside Sewage Pumping Station | Heater |  |  | HTR
55394 | COL-PRR-HTR-0001 | Heater, Unit | COL-PRR-MISC | Miscellaneous Equipment | Heater |  |  | HTR
55395 | COL-PRR-LP-0001 | Control Panel, Lighting | COL-PRR | Riverside Sewage Pumping Station | Control Panel |  |  | LP
55396 | COL-PRR-LSH-0001 | Switch, Level-High | COL-PRR | Riverside Sewage Pumping Station | Switch,Level |  |  | LSH
55397 | COL-PRR-LSH-0103 | Switch, Level-High | COL-PRR | Riverside Sewage Pumping Station | Switch,Level |  |  | LSH
55398 | COL-PRR-LSHH-0104 | Switch, Level High-High | COL-PRR | Riverside Sewage Pumping Station | Switch,Level |  |  | LSHH
55399 | COL-PRR-LSHH-0104 | Switch, Level High-High | COL-PRR-MISC | Miscellaneous Equipment | Switch,Level |  |  | LSHH
55400 | COL-PRR-LSL-0102 | Switch, Level-Low | COL-PRR | Riverside Sewage Pumping Station | Switch |  |  | LSL
55401 | COL-PRR-LSL-0102 | Switch, Level-Low | COL-PRR-MISC | Miscellaneous Equipment | Switch |  |  | LSL
55406 | COL-PRR-MISC | Miscellaneous Equipment | COL-PRR | Riverside Sewage Pumping Station
55410 | COL-PRR-SW-0001 | Switch, Main Power | COL-PRR | Riverside Sewage Pumping Station | Switch |  |  | SW
55411 | COL-PRR-SW-0002 | Switch, Transformer | COL-PRR | Riverside Sewage Pumping Station | Switch |  |  | SW
55412 | COL-PRR-SW-0002 | Switch, Transformer | COL-PRR-MISC | Miscellaneous Equipment | Switch |  |  | SW
55413 | COL-PRR-SW-0003 | Switch, Heater 0001 | COL-PRR | Riverside Sewage Pumping Station | Switch |  |  | SW
55414 | COL-PRR-SW-0003 | Switch, Heater 0001 | COL-PRR-MISC | Miscellaneous Equipment | Switch |  |  | SW
55415 | COL-PRR-TS-0001 | Switch, Transfer | COL-PRR | Riverside Sewage Pumping Station | Switch |  |  | TS
55416 | COL-PRR-TS-0001 | Switch, Transfer | COL-PRR-MISC | Miscellaneous Equipment | Switch |  |  | TS
55428 | COL-PRR-WEL-0001 | Dry Well | COL-PRR | Riverside Sewage Pumping Station | Well |  |  | WEL
55429 | COL-PRR-WEL-0100 | Wet Well | COL-PRR | Riverside Sewage Pumping Station | Well |  |  | WEL
55430 | COL-PRR-WEL-0100 | Wet Well | COL-PRR-MISC | Miscellaneous Equipment | Well |  |  | WEL
55434 | COL-PRX-CP-0001 | Control Panel, Operator | COL-PRX | Roxborough Sewage Pumping Station | Control Panel |  |  | CP
55435 | COL-PRX-CP-0002 | Control Panel, Remote Alarm | COL-PRX | Roxborough Sewage Pumping Station | Control Panel |  |  | CP
55436 | COL-PRX-CP-0002 | Control Panel, Remote Alarm | COL-PRX-MISC | Miscellaneous Equipment | Control Panel |  |  | CP
55437 | COL-PRX-FA-0001S | Fire Alarm System, | COL-PRX | Roxborough Sewage Pumping Station | Building Service,Fire Alarm |  | 42927 | FA
55438 | COL-PRX-FA-0001S | Fire Alarm System, | COL-PRX-MISC | Miscellaneous Equipment | Building Service,Fire Alarm |  | 42927 | FA
55439 | COL-PRX-FA-0001S | Fire Alarm System, | COL-W-OBSOLETE | Col West Obsolete Entities | Building Service,Fire Alarm |  | 42927 | FA
55440 | COL-PRX-FEQ-0002S | Fire Prevention, Extinguisher | COL-PRX | Roxborough Sewage Pumping Station | Fire Prevention,Extinguisher |  | 40962 | FEQ
55441 | COL-PRX-FEQ-0002S | Fire Prevention, Extinguisher | COL-PRX-MISC | Miscellaneous Equipment | Fire Prevention,Extinguisher |  | 40962 | FEQ
55442 | COL-PRX-FEQ-0002S | Fire Prevention, Extinguisher | COL-W-OBSOLETE | Col West Obsolete Entities | Fire Prevention,Extinguisher |  | 40962 | FEQ
55443 | COL-PRX-FN-0001 | Fan, Centrifugal | COL-PRX | Roxborough Sewage Pumping Station | Fan |  |  | FN
55444 | COL-PRX-FN-0001 | Fan, Centrifugal | COL-PRX-MISC | Miscellaneous Equipment | Fan |  |  | FN
55445 | COL-PRX-FQ-0001 | Meter, Flow | COL-PRX-MISC | Miscellaneous Equipment | Meter,Flow |  |  | FQ
55446 | COL-PRX-HTR-0001 | Heater, Drywell | COL-PRX | Roxborough Sewage Pumping Station | Heater |  |  | HTR
55447 | COL-PRX-HTR-0002 | Heater | COL-PRX-MISC | Miscellaneous Equipment | Heater |  |  | HTR
55448 | COL-PRX-JIT-0001 | Meter, Power Indicating Transmitter, Main Power | COL-PRX-MISC | Miscellaneous Equipment | Meter |  |  | JIT
55588 | COL-PRX-LSH-0001 | Switch, Level-High | COL-PRX-MISC | Miscellaneous Equipment | Switch,Level |  |  | LSH
55589 | COL-PRX-LSH-0103 | Switch, Level | COL-PRX | Roxborough Sewage Pumping Station | Switch,Level |  |  | LSH
55590 | COL-PRX-LSH-0103 | Switch, Level | COL-PRX-MISC | Miscellaneous Equipment | Switch,Level |  |  | LSH
55591 | COL-PRX-LSHH-0104 | Switch, Level | COL-PRX | Roxborough Sewage Pumping Station | Switch,Level |  |  | LSHH
55592 | COL-PRX-LSHH-0104 | Switch, Level | COL-PRX-MISC | Miscellaneous Equipment | Switch,Level |  |  | LSHH
55593 | COL-PRX-LSHH-0105 | Switch, Level-High | COL-PRX | Roxborough Sewage Pumping Station | Switch,Level |  |  | LSHH
55594 | COL-PRX-LSHH-0106 | Switch, Level High-High | COL-PRX-MISC | Miscellaneous Equipment | Switch,Level |  |  | LSHH
55595 | COL-PRX-LSL-0101 | Switch, Level-Low | COL-PRX | Roxborough Sewage Pumping Station | Switch |  |  | LSL
55596 | COL-PRX-LSL-0101 | Switch, Level-Low | COL-PRX-MISC | Miscellaneous Equipment | Switch |  |  | LSL
55597 | COL-PRX-LSL-0102 | Switch, Level | COL-PRX | Roxborough Sewage Pumping Station | Switch,Level |  |  | LSL
55598 | COL-PRX-LTG-0001 | Control Panel, Electrical | COL-PRX-MISC | Miscellaneous Equipment | Control Panel |  |  | LTG
55599 | COL-PRX-P-0100 | Pump, Centrifugal | COL-PRX | Roxborough Sewage Pumping Station | Pump |  |  | P
55600 | COL-PRX-P-0200 | Pump, Centrifugal | COL-PRX | Roxborough Sewage Pumping Station | Pump |  |  | P
55601 | COL-PRX-PIP-0001 | Piping | COL-PRX-MISC | Miscellaneous Equipment | Pump |  |  | PIP
55602 | COL-PRX-RPU-0001 | Remote Processing Unit | COL-PRX | Roxborough Sewage Pumping Station | RPU |  |  | RPU
55603 | COL-PRX-RPU-0001 | Remote Processing Unit | COL-PRX-MISC | Miscellaneous Equipment | RPU |  |  | RPU
55604 | COL-PRX-SW-0001 | Switch, Electrical | COL-PRX-MISC | Miscellaneous Equipment | Switch |  |  | SW
55605 | COL-PRX-SW-0002 | Switch, Main Electrical Disconnect | COL-PRX | Roxborough Sewage Pumping Station | Switch |  |  | SW
55606 | COL-PRX-SW-0003 | Switch, Unit Heater | COL-PRX | Roxborough Sewage Pumping Station | Switch |  |  | SW
55607 | COL-PRX-SW-0003 | Switch, Unit Heater | COL-PRX-MISC | Miscellaneous Equipment | Switch |  |  | SW
55608 | COL-PRX-SW-0004 | Switch, Transformer | COL-PRX-MISC | Miscellaneous Equipment | Switch |  |  | SW
55609 | COL-PRX-TR-0001 | Transformer, Lighting | COL-PRX | Roxborough Sewage Pumping Station | Transformer |  |  | TR
55610 | COL-PRX-TS-0001 | Switch, Transfer | COL-PRX-MISC | Miscellaneous Equipment | Switch |  |  | TS
55615 | COL-PRX-WEL-0100 | Wet Well | COL-PRX-MISC | Miscellaneous Equipment | Well |  |  | WEL
55616 | COL-PRX-WEL-0200 | Dry Well | COL-PRX | Roxborough Sewage Pumping Station | Well |  |  | WEL
55617 | COL-PRX-WEL-0300 | Well | COL-PRX | Roxborough Sewage Pumping Station | Well |  |  | WEL
55619 | COL-PSB-CB-0001 | Circuit Breaker, Main | COL-PSB-MISC | Miscellaneous Equipment | Circuit Breaker |  |  | CB
55621 | COL-PSB-JIT-0001 | Meter, Power Indicating Transmitter, Main Power | COL-PSB-MISC | Miscellaneous Equipment | Meter |  |  | JIT
55622 | COL-PSB-LIT-0101 | Transmitter, Level | COL-PSB | Silverbirch Sewage Pumping Station | Transmitter,Level |  |  | LIT
55623 | COL-PSB-LIT-0101 | Transmitter, Level | COL-PSB-MISC | Miscellaneous Equipment | Transmitter,Level |  |  | LIT
55624 | COL-PSB-LSH-0103 | Switch, Level-High | COL-PSB-MISC | Miscellaneous Equipment | Switch,Level |  |  | LSH
55625 | COL-PSB-LSHH-0104 | Switch, Level High-High | COL-PSB | Silverbirch Sewage Pumping Station | Switch,Level |  |  | LSHH
55626 | COL-PSB-LSLL-0101 | Switch, Level Low-Low | COL-PSB-MISC | Miscellaneous Equipment | Switch |  |  | LSLL
55627 | COL-PSB-MISC | Miscellaneous Equipment | COL-PSB | Silverbirch Sewage Pumping Station
55628 | COL-PSB-RPU-0001 | Remote Processor Unit, Bristol, PLC | COL-PSB | Silverbirch Sewage Pumping Station | RPU |  |  | RPU
55630 | COL-PSB-SW-0001 | Switch, Generator Power Disconnect Switch | COL-PSB | Silverbirch Sewage Pumping Station | Switch |  |  | SW
55631 | COL-PSB-SW-0001 | Switch, Generator Power Disconnect Switch | COL-PSB-MISC | Miscellaneous Equipment | Switch |  |  | SW
55632 | COL-PSB-TS-0001 | Switch, Generator Power Transfer Switch | COL-PSB-MISC | Miscellaneous Equipment | Switch |  |  | TS
55645 | COL-PSD-CP-0001 | Control Panel, Operator | COL-PSD | Spadina Sewage Pumping Station | Control Panel |  |  | CP
55646 | COL-PSD-CP-0002 | Control Panel, Operator | COL-PSD | Spadina Sewage Pumping Station | Control Panel |  |  | CP
55932 | COL-PSD-LSH-0103 | Switch, Level-High | COL-PSD-MISC | Miscellaneous Equipment | Switch,Level |  |  | LSH
55933 | COL-PSD-LSHH-0104 | Switch, Level High-High | COL-PSD-MISC | Miscellaneous Equipment | Switch,Level |  |  | LSHH
55934 | COL-PSD-LSLL-0101 | Switch, Level Low-Low | COL-PSD | Spadina Sewage Pumping Station | Switch,Level |  |  | LSLL
55939 | COL-PSD-MON-0002 | Monitor | COL-PSD-MISC | Miscellaneous Equipment |  |  |  | MON
55945 | COL-PSD-SW-0001 | Switch, Main Electrical Disconnect | COL-PSD | Spadina Sewage Pumping Station | Switch |  |  | SW
55963 | COL-PSE-LSLL-0101 | Switch, Level Low-Low | COL-PSE | Second Street Sewage Pumping Station (Wards Island PS#10) | Switch,Level |  |  | LSLL
55964 | COL-PSE-LSLL-0103 | Switch, Level Low-Low | COL-PSE | Second Street Sewage Pumping Station (Wards Island PS#10) | Switch,Level |  |  | LSLL
56013 | COL-PSH-LSLL-0102 | Switch, Level Low-Low | COL-PSH | Senior’s Home Sewage Pumping Station (Wards Island PS#6) | Switch,Level |  |  | LSLL
56014 | COL-PSH-LSLL-0103 | Switch, Level Low-Low | COL-PSH | Senior’s Home Sewage Pumping Station (Wards Island PS#6) | Switch,Level |  |  | LSLL
56015 | COL-PSH-LSLL-0104 | Switch, Level Low-Low | COL-PSH | Senior’s Home Sewage Pumping Station (Wards Island PS#6) | Switch,Level |  |  | LSLL
56019 | COL-PSH-MISC | Miscellaneous Equipment | COL-PSH | Senior’s Home Sewage Pumping Station (Wards Island PS#6)
56020 | COL-PSH-P-0200 | Submersible Pump | COL-PSH | Senior’s Home Sewage Pumping Station (Wards Island PS#6) |  |  |  | P
56029 | COL-PSI-LSLL-0103 | Switch, Level Low-Low | COL-PSI | Sixth Street Sewage Pumping Station (Wards Island PS#11) | Switch,Level |  |  | LSLL
56038 | COL-PSK-ALR-0001 | Control Panel, Operator | COL-PSK | Skydome Sewage Pumping Station | Control Panel |  |  | ALR
56039 | COL-PSK-ALR-0001 | Control Panel, Operator | COL-PSK-MISC | Miscellaneous Equipment | Control Panel |  |  | ALR
56046 | COL-PSK-DM-0001 | Damper, Mech Room | COL-PSK-MISC | Miscellaneous Equipment | Damper/Louver |  |  | DM
56051 | COL-PSK-FEQ-0001S | Fire Prevention, Extinguisher | COL-PSK-MISC | Miscellaneous Equipment | Fire Prevention,Extinguisher |  | 40966 | FEQ
56053 | COL-PSK-FN-0002 | Fan, Exhaust | COL-PSK | Skydome Sewage Pumping Station | Fan |  |  | FN
56054 | COL-PSK-FN-0003 | Fan, Exhaust | COL-PSK-MISC | Miscellaneous Equipment | Fan |  |  | FN
56055 | COL-PSK-GC-0001 | Grit Chamber | COL-PSK | Skydome Sewage Pumping Station |  |  |  | GC
56056 | COL-PSK-GC-0001 | Grit Chamber | COL-PSP-MISC | Miscellaneous Equipment |  |  |  | GC
56059 | COL-PSK-LIT-0100 | Transmitter, Level | COL-PSK-MISC | Miscellaneous Equipment | Transmitter,Level |  |  | LIT
56060 | COL-PSK-LIT-0101 | Transmitter, Level | COL-PSK-MISC | Miscellaneous Equipment | Transmitter,Level |  |  | LIT
56061 | COL-PSK-LP-0001 | Control Panel, Lighting | COL-PSK | Skydome Sewage Pumping Station | Control Panel |  |  | LP
56062 | COL-PSK-LSH-0102 | Switch, Level-High | COL-PSK-MISC | Miscellaneous Equipment | Switch,Level |  |  | LSH
56063 | COL-PSK-LSHH-0103 | Switch, Level High-High | COL-PSK-MISC | Miscellaneous Equipment | Switch,Level |  |  | LSHH
56064 | COL-PSK-LSL-0101 | Switch, Level-Low | COL-PSK-MISC | Miscellaneous Equipment | Switch,Level |  |  | LSL
56087 | THC-ELEC-SHOP | Computer Location | THC-OLD-SECTION-BLDG | Building Location
56184 | THC-ELS-COM-0001 | Communication Equipment/Telephone | THC-ELS-NETWORK | Network, Plant Wide |  |  |  | COM
56199 | THC-ELS-ELQ-0001 | Electrical Services 110 - 220V | THC-GRK-ELS | Electrical Services, Maintenance- virtual entity | Building Service,Electrical 110 - 220 V |  |  | ELQ
56354 | THC-ELS-MCC | MCC plant wide | THC-GRK-ELS | Electrical Services, Maintenance- virtual entity
56355 | THC-ELS-MCC | MCC plant wide | THCLIQOPS | THC Liquids Operations
56406 | COL-PSK-MISC | Miscellaneous Equipment | COL-PSK | Skydome Sewage Pumping Station
56407 | COL-PSK-MON-0001 | Monitor | COL-PSK-MISC | Miscellaneous Equipment |  |  |  | MON
56408 | COL-PSK-MON-0002 | Monitor | COL-PSK | Skydome Sewage Pumping Station |  |  |  | MON
56409 | COL-PSK-MON-0002 | Monitor | COL-PSK-MISC | Miscellaneous Equipment |  |  |  | MON
56410 | COL-PSK-MON-0002 | Monitor | COL-PSS-MISC | Miscellaneous Equipment |  |  |  | MON
56415 | COL-PSK-SS-0001 | Security System | COL-PSK | Skydome Sewage Pumping Station |  |  |  | SS
56416 | COL-PSK-SW-0001 | Switch, Power Disconnect | COL-PSK-MISC | Miscellaneous Equipment | Switch |  |  | SW
56429 | COL-PSK-WEL-0500 | Wet Well | COL-PSK | Skydome Sewage Pumping Station |  |  |  | WEL
56430 | COL-PSK-WEL-0600 | Dry Well | COL-PSK | Skydome Sewage Pumping Station |  |  |  | WEL
56432 | COL-PSL-CB-0001 | Circuit Breaker, Main | COL-PSL | Sewells Road Sewage Pumping Station | Circuit Breaker |  |  | CB
56433 | COL-PSL-CB-0001 | Circuit Breaker, Main | COL-PSL-MISC | Miscellaneous Equipment | Circuit Breaker |  |  | CB
56434 | COL-PSL-CH-0001 | Chamber, Inlet | COL-PSL | Sewells Road Sewage Pumping Station | Chamber |  |  | CH
56435 | COL-PSL-CH-0002 | Chamber, Bypass | COL-PSL | Sewells Road Sewage Pumping Station | Chamber |  |  | CH
56436 | COL-PSL-COM-0001 | Control Panel, Operator | COL-PSL | Sewells Road Sewage Pumping Station | Control Panel |  |  | COM
56437 | COL-PSL-COM-0001 | Control Panel, Operator | COL-PSL-MISC | Miscellaneous Equipment | Control Panel |  |  | COM
56438 | COL-PSL-CP-0001 | Control Panel, Operator | COL-PSL | Sewells Road Sewage Pumping Station | Control Panel |  |  | CP
56439 | COL-PSL-DM-0003 | Damper/Louver, Generator Room | COL-PSL-MISC | Miscellaneous Equipment | Damper/Louver |  |  | DM
56440 | COL-PSL-FA-0001S | Fire Alarm System | COL-PSL-MISC | Miscellaneous Equipment | Building Service,Fire Alarm |  | 42930 | FA
56441 | COL-PSL-FA-0001S | Fire Alarm System | COL-W-OBSOLETE | Col West Obsolete Entities | Building Service,Fire Alarm |  | 42930 | FA
56442 | COL-PSL-FEQ-0001S | Fire Prevention, Extinguisher | COL-PSL | Sewells Road Sewage Pumping Station | Fire Prevention,Extinguisher |  | 46865 | FEQ
56443 | COL-PSL-FEQ-0001S | Fire Prevention, Extinguisher | COL-W-OBSOLETE | Col West Obsolete Entities | Fire Prevention,Extinguisher |  | 46865 | FEQ
56446 | COL-PSL-GEN-0001 | Generator, Electricity | COL-PSL-MISC | Miscellaneous Equipment | Generator |  |  | GEN
56447 | COL-PSL-JIT-0002 | Meter, Power Indicating Transmitter, Main Power | COL-PSL-MISC | Miscellaneous Equipment | Meter |  |  | JIT
56448 | COL-PSL-LIT-0200 | Transmitter, Level | COL-PSL | Sewells Road Sewage Pumping Station | Transmitter,Level |  |  | LIT
56449 | COL-PSL-LIT-0200 | Transmitter, Level | COL-PSL-MISC | Miscellaneous Equipment | Transmitter,Level |  |  | LIT
56450 | COL-PSL-LSH-0002 | Switch, Level-High | COL-PSL-MISC | Miscellaneous Equipment | Switch,Level |  |  | LSH
56451 | COL-PSL-LSH-0103 | Switch, Level-High | COL-PSL | Sewells Road Sewage Pumping Station | Switch,Level |  |  | LSH
56452 | COL-PSL-LSH-0103 | Switch, Level-High | COL-PSL-MISC | Miscellaneous Equipment | Switch,Level |  |  | LSH
56453 | COL-PSL-LSH-0203 | Switch, Level-High | COL-PSL | Sewells Road Sewage Pumping Station | Switch,Level |  |  | LSH
56454 | COL-PSL-LSH-0203 | Switch, Level-High | COL-PSL-MISC | Miscellaneous Equipment | Switch,Level |  |  | LSH
56455 | COL-PSL-LSHH-0104 | Switch, Level High-High | COL-PSL | Sewells Road Sewage Pumping Station | Switch,Level |  |  | LSHH
56456 | COL-PSL-LSHH-0204 | Switch, Level High-High | COL-PSL-MISC | Miscellaneous Equipment | Switch,Level |  |  | LSHH
56457 | COL-PSL-LSL-0202 | Switch, Level-Low | COL-PSL | Sewells Road Sewage Pumping Station | Switch,Level |  |  | LSL
56458 | COL-PSL-LSLL-0101 | Switch, Level Low-Low | COL-PSL-MISC | Miscellaneous Equipment | Switch,Level |  |  | LSLL
56459 | COL-PSL-P-0100 | Pump, Centrifugal | COL-PSL | Sewells Road Sewage Pumping Station | Pump |  |  | P
56460 | COL-PSL-P-0300 | Pump, Centrifugal | COL-PSL | Sewells Road Sewage Pumping Station | Pump |  |  | P
56461 | COL-PSL-RC-0001 | Recorder, Flow | COL-PSL | Sewells Road Sewage Pumping Station | Recorder |  |  | RC
56462 | COL-PSL-RPU-0001 | Control Panel, Electrical | COL-PSL | Sewells Road Sewage Pumping Station | Control Panel |  |  | RPU
56464 | COL-PSL-SS-0001 | Security System | COL-PSL | Sewells Road Sewage Pumping Station | Security System |  |  | SS
56465 | COL-PSL-SS-0001 | Security System | COL-PSL-MISC | Miscellaneous Equipment | Security System |  |  | SS
56466 | COL-PSL-T-0001 | Tank, Diesel Fuel | COL-PSL | Sewells Road Sewage Pumping Station | Tank |  |  | T
56467 | COL-PSL-T-0002 | Tank, Domestic Hot Water | COL-PSL | Sewells Road Sewage Pumping Station | Tank |  |  | T
56468 | COL-PSL-TR-0001 | Transformer, Power | COL-PSL-MISC | Miscellaneous Equipment | Transformer |  |  | TR
56510 | THC-ELS-PDP-0101B | Distribution Panel, Building I | THC-ELS-PS-0001-I | Primary Power Equipment, Building I | Control Panel,Electrical |  |  | PDP
56512 | THC-ELS-PDP-0202B | Distribution Panel, Building K | THC-ELS-BLDG-0001 | Main Substation 4160V Switchgear THC-ELS-BUS-0101/0202 (Gas Insulated Switchgear Substation) Building K | Control Panel,Electrical |  |  | PDP
56513 | THC-ELS-PDP-0202B | Distribution Panel, Building K | THC-ELS-PS-0001-K | Primary Power Equipment, Building K | Control Panel,Electrical |  |  | PDP
56514 | THC-ELS-PDP-0300A | Switchgear,Lower Plant 600V Feeder 1, Building A | THC-ELS-PS-0001-A | Primary Power Equipment, Building A | Control Panel,Electrical |  |  | PDP
56516 | THC-ELS-PDP-0301B | Distribution Panel, Building A | THC-ELS-PS-0001-A | Primary Power Equipment, Building A | Control Panel,Electrical |  |  | PDP
56517 | THC-ELS-PDP-0402 | Distribution Panel, Building B | THC-ELS-PS-0001-B | Primary Power Equipment, Building B | Control Panel,Electrical |  |  | PDP
56518 | THC-ELS-PDP-0701 | Distribution Panel, Building L | THC-ELS-PS-0001-L | Primary Power Equipment, Building L | Control Panel,Electrical |  |  | PDP
56519 | THC-ELS-PDP-0800 | Distribution Panel, Building L | THC-ELS-PS-0001-L | Primary Power Equipment, Building L | Control Panel,Electrical |  |  | PDP
56520 | THC-ELS-PDP-0802 | Distribution Panel, Building L | THC-ELS-PS-0001-L | Primary Power Equipment, Building L | Control Panel,Electrical |  |  | PDP
56523 | THC-ELS-PDP-1101B | Distribution Panel, Building S | THC-ELS-PS-0001-S | Primary Power Equipment, Building S | Control Panel,Electrical |  |  | PDP
56524 | THC-ELS-PDP-1202B | Distribution Panel, Building S | THC-ELS-PS-0001-S | Primary Power Equipment, Building S | Control Panel,Electrical |  |  | PDP
56528 | THC-ELS-PDP-2002 | Distribution Panel, Building K | THC-ELS-PS-0001-K | Primary Power Equipment, Building K | Control Panel,Electrical |  |  | PDP
56551 | THC-ELS-PS-0002 | Secondary Power Equipment | THC-GRK-ELS | Electrical Services, Maintenance- virtual entity |  |  |  | PS
56552 | THC-ELS-PS-0002 | Secondary Power Equipment | THCLIQOPS | THC Liquids Operations |  |  |  | PS
56553 | THC-ELS-PS-0002-K | Secondary Power Equipment, Building K | THC-ELS-PS-0002 | Secondary Power Equipment |  |  |  | PS
56554 | THC-ELS-PS-0002-M | Secondary Power Equipment, Building M | THC-ELS-PS-0002 | Secondary Power Equipment |  |  |  | PS
56555 | THC-ELS-PS-0002-U | Secondary Power Equipment, Building U | THC-ELS-PS-0002 | Secondary Power Equipment |  |  |  | PS
56557 | THC-ELS-RPU | RPU- Electrical Services, Maintenance- virtual entity | THC-GRK-ELS | Electrical Services, Maintenance- virtual entity
56612 | COL-PSL-WEL-0100 | Wet well | COL-PSL-MISC | Miscellaneous Equipment | Well |  |  | WEL
56613 | COL-PSL-WEL-0200 | Wet well | COL-PSL | Sewells Road Sewage Pumping Station | Well |  |  | WEL
56614 | COL-PSL-WEL-0200 | Wet well | COL-PSL-MISC | Miscellaneous Equipment | Well |  |  | WEL
56622 | COL-PSM-ALR-0001 | Control Panel, Hazardous Gas Alarm | COL-PSM | Simcoe St Sewage Pumping Station | Control Panel |  |  | ALR
56623 | COL-PSM-ALR-0001 | Control Panel, Hazardous Gas Alarm | COL-PSM-MISC | Miscellaneous Equipment | Control Panel |  |  | ALR
56626 | COL-PSM-CB-0001 | Circuit Breaker, Main Incoming | COL-PSM | Simcoe St Sewage Pumping Station | Circuit Breaker |  |  | CB
56627 | COL-PSM-CB-0001 | Circuit Breaker, Main Incoming | COL-PSM-MISC | Miscellaneous Equipment | Circuit Breaker |  |  | CB
56628 | COL-PSM-CB-0002 | Circuit Breaker, To Lighting Panel 0001 | COL-PSM | Simcoe St Sewage Pumping Station | Circuit Breaker |  |  | CB
56629 | COL-PSM-CB-0002 | Circuit Breaker, To Lighting Panel 0001 | COL-PSM-MISC | Miscellaneous Equipment | Circuit Breaker |  |  | CB
56631 | COL-PSM-DM-0001 | Damper/Louver, Fan 0001 | COL-PSM | Simcoe St Sewage Pumping Station | Damper/Louver |  |  | DM
56632 | COL-PSM-DM-0001 | Damper/Louver, Fan 0001 | COL-PSM-MISC | Miscellaneous Equipment | Damper/Louver |  |  | DM
56633 | COL-PSM-DM-0002 | Damper/Louver, Fan 0002 | COL-PSM | Simcoe St Sewage Pumping Station | Damper/Louver |  |  | DM
56634 | COL-PSM-DM-0002 | Damper/Louver, Fan 0002 | COL-PSM-MISC | Miscellaneous Equipment | Damper/Louver |  |  | DM
56635 | COL-PSM-DRV-0001 | Drive, Variable Speed Drive Panel | COL-PSM | Simcoe St Sewage Pumping Station | Drive |  |  | DRV
56636 | COL-PSM-F-0001 | Filter, Carbon | COL-PSM | Simcoe St Sewage Pumping Station | Filter |  |  | F
56640 | COL-PSM-FEQ-0003S | Fire Prevention, Extinguisher | COL-PSM | Simcoe St Sewage Pumping Station | Fire Prevention,Extinguisher |  | 40969 | FEQ
56641 | COL-PSM-FEQ-0003S | Fire Prevention, Extinguisher | COL-PSM-MISC | Miscellaneous Equipment | Fire Prevention,Extinguisher |  | 40969 | FEQ
56642 | COL-PSM-FEQ-0003S | Fire Prevention, Extinguisher | COL-W-OBSOLETE | Col West Obsolete Entities | Fire Prevention,Extinguisher |  | 40969 | FEQ
56645 | COL-PSM-FN-0005 | Fan, Centrifugal | COL-PSM | Simcoe St Sewage Pumping Station | Fan |  |  | FN
56646 | COL-PSM-FN-0005 | Fan, Centrifugal | COL-PSM-MISC | Miscellaneous Equipment | Fan |  |  | FN
56652 | COL-PSM-HTR-0004 | Heater, Convention | COL-PSM | Simcoe St Sewage Pumping Station | Heater |  |  | HTR
56653 | COL-PSM-HTR-0004 | Heater, Convention | COL-PSM-MISC | Miscellaneous Equipment | Heater |  |  | HTR
56654 | COL-PSM-JIT-0001 | Meter, Hydro Revenue | COL-PSM | Simcoe St Sewage Pumping Station | Meter |  |  | JIT
56655 | COL-PSM-JIT-0002 | Meter, Power Indicating Transmitter, Main Power | COL-PSM | Simcoe St Sewage Pumping Station | Meter |  |  | JIT
56656 | COL-PSM-JIT-0002 | Meter, Power Indicating Transmitter, Main Power | COL-PSM-MISC | Miscellaneous Equipment | Meter |  |  | JIT
56657 | COL-PSM-LIT-0101 | Transmitter, Level | COL-PSM | Simcoe St Sewage Pumping Station | Transmitter,Level |  |  | LIT
56658 | COL-PSM-LIT-0101 | Transmitter, Level | COL-PSM-MISC | Miscellaneous Equipment | Transmitter,Level |  |  | LIT
56659 | COL-PSM-LP-0001 | Control Panel, Lighting | COL-PSM | Simcoe St Sewage Pumping Station | Control Panel |  |  | LP
56660 | COL-PSM-LP-0001 | Control Panel, Lighting | COL-PSM-MISC | Miscellaneous Equipment | Control Panel |  |  | LP
56661 | COL-PSM-LSH-0001 | Switch, Level-High | COL-PSM | Simcoe St Sewage Pumping Station | Switch,Level |  |  | LSH
56662 | COL-PSM-LSH-0001 | Switch, Level-High | COL-PSM-MISC | Miscellaneous Equipment | Switch,Level |  |  | LSH
56663 | COL-PSM-LSHH-0105 | Switch, Level High-High | COL-PSM | Simcoe St Sewage Pumping Station | Switch,Level |  |  | LSHH
56664 | COL-PSM-LSHH-0105 | Switch, Level High-High | COL-PSM-MISC | Miscellaneous Equipment | Switch,Level |  |  | LSHH
56665 | COL-PSM-LSL-0102 | Switch, Level-Low | COL-PSM-MISC | Miscellaneous Equipment | Switch,Level |  |  | LSL
56713 | COL-PSM-M-0201 | Motor | COL-PSM-P-0200 | Pump, Submersible |  |  |  | M
56714 | COL-PSM-M-0301 | Motor | COL-PSM-MISC | Miscellaneous Equipment |  |  |  | M
56715 | COL-PSM-M-0301 | Motor | COL-PSM-P-0300 | Pump, Submersible |  |  |  | M
56723 | COL-PSM-SC-0001 | Screen, Bar | COL-PSM | Simcoe St Sewage Pumping Station | Screen |  |  | SC
56724 | COL-PSM-SC-0001 | Screen, Bar | COL-PSM-MISC | Miscellaneous Equipment | Screen |  |  | SC
56726 | COL-PSM-SW-0001 | Switch, Fused | COL-PSM-MISC | Miscellaneous Equipment | Switch |  |  | SW
56727 | COL-PSM-TR-0001 | Transformer, Power | COL-PSM | Simcoe St Sewage Pumping Station | Transformer |  |  | TR
56728 | COL-PSM-TR-0001 | Transformer, Power | COL-PSM-MISC | Miscellaneous Equipment | Transformer |  |  | TR
56729 | COL-PSM-TS-0001 | Switch, Transfer | COL-PSM-MISC | Miscellaneous Equipment | Switch |  |  | TS
56730 | COL-PSM-UPS-0001 | UPS | COL-PSM | Simcoe St Sewage Pumping Station | Uninterruptible Power Supply |  |  | UPS
56731 | COL-PSM-UPS-0001 | UPS | COL-PSM-MISC | Miscellaneous Equipment | Uninterruptible Power Supply |  |  | UPS
56745 | COL-PSM-WEL-0100 | Wet Well | COL-PSM | Simcoe St Sewage Pumping Station | Well |  |  | WEL
56746 | COL-PSM-WEL-0100 | Wet Well | COL-PSM-MISC | Miscellaneous Equipment | Well |  |  | WEL
56748 | COL-PSN-MISC(S) | Miscellaneous Equipment | COL-PSN | Second Street Sewage Pumping Station (Wards Island PS#10) |  |  | 36941
56749 | COL-PSN-P-0200 | Pump | COL-PSN | Second Street Sewage Pumping Station (Wards Island PS#10) |  |  | 34595 | P
56754 | COL-PSP-ALR-0001 | Control Panel, Gas Alarm | COL-PSP | Southport Sewage Pumping Station | Control Panel |  |  | ALR
56758 | COL-PSP-CP-0001 | Control Panel, Pumps | COL-PSP | Southport Sewage Pumping Station | Control Panel |  |  | CP
56759 | COL-PSP-CP-0002 | Control Panel, Fans | COL-PSP | Southport Sewage Pumping Station | Control Panel |  |  | CP
56764 | COL-PSP-FEQ-0001S | Fire Prevention, Extinguisher | COL-PSP | Southport Sewage Pumping Station | Fire Prevention,Extinguisher |  | 42716 | FEQ
56766 | COL-PSP-FN-0001 | Fan, Air Supply | COL-PSP | Southport Sewage Pumping Station | Fan |  |  | FN
56767 | COL-PSP-FN-0002 | Fan, Air Supply | COL-PSP | Southport Sewage Pumping Station | Fan |  |  | FN
56768 | COL-PSP-FN-0003 | Fan, Exhaust | COL-PSP-MISC | Miscellaneous Equipment | Fan |  |  | FN
56769 | COL-PSP-FQ-0001 | Meter, Flow | COL-PSP-MISC | Miscellaneous Equipment | Meter,Flow |  |  | FQ
56770 | COL-PSP-GC-0001 | Grit Chamber | COL-PSK-MISC | Miscellaneous Equipment |  |  | 34397 | GC
56771 | COL-PSP-GC-0001 | Grit Chamber | COL-PSP-MISC | Miscellaneous Equipment |  |  | 34397 | GC
56773 | COL-PSP-GRF-0001 | Indicator, Ground Fault | COL-PSP | Southport Sewage Pumping Station |  |  |  | GRF
56774 | COL-PSP-HTR-0001 | Heater, Unit | COL-PSP | Southport Sewage Pumping Station | Heater |  |  | HTR
56775 | COL-PSP-HTR-0002 | Heater, Duct | COL-PSP-MISC | Miscellaneous Equipment | Heater |  |  | HTR
56776 | COL-PSP-JIT-0001 | Meter, Power Indicating Transmitter | COL-PSP | Southport Sewage Pumping Station | Meter |  |  | JIT
56777 | COL-PSP-LIT-0100 | Transmitter, Level | COL-PSP-MISC | Miscellaneous Equipment | Transmitter,Level |  |  | LIT
56896 | COL-PSP-LIT-0101 | Transmitter, Level | COL-PSP-MISC | Miscellaneous Equipment | Transmitter,Level |  |  | LIT
56897 | COL-PSP-LP-0001 | Control Panel, Electrical | COL-PSP-MISC | Miscellaneous Equipment | Control Panel |  |  | LP
56898 | COL-PSP-LSH-0103 | Switch, Level-High | COL-PSP-MISC | Miscellaneous Equipment | Switch,Level |  |  | LSH
56899 | COL-PSP-LSHH-0001 | Switch, Level High-High | COL-PSP | Southport Sewage Pumping Station | Switch,Level |  |  | LSHH
56900 | COL-PSP-LSHH-0104 | Switch, Level High-High | COL-PSP-MISC | Miscellaneous Equipment | Switch,Level |  |  | LSHH
56901 | COL-PSP-LSL-0102 | Switch, Level-Low | COL-PSP-MISC | Miscellaneous Equipment | Switch,Level |  |  | LSL
56902 | COL-PSP-LSLL-0101 | Switch, Level Low-Low | COL-PSP-MISC | Miscellaneous Equipment | Switch,Level |  |  | LSLL
56909 | COL-PSP-MON-0002 | Monitor | COL-PSP | Southport Sewage Pumping Station |  |  |  | MON
56910 | COL-PSP-MON-0002 | Monitor | COL-PSS-MISC | Miscellaneous Equipment |  |  |  | MON
56913 | COL-PSP-SC-0001 | Screen, Intake | COL-PSP | Southport Sewage Pumping Station | Screen |  |  | SC
56915 | COL-PSP-SW-0001 | Switch, Power Supply | COL-PSP-MISC | Miscellaneous Equipment | Switch |  |  | SW
56916 | COL-PSP-SW-0002 | Switch, Power Supply | COL-PSP-MISC | Miscellaneous Equipment | Switch |  |  | SW
56917 | COL-PSP-SW-0003 | Switch, Distribution | COL-PSP-MISC | Miscellaneous Equipment | Switch |  |  | SW
56920 | COL-PSP-TS-0001 | Transfer Switch, Auto | COL-PSP | Southport Sewage Pumping Station | Switch |  |  | TS
56931 | COL-PSP-WEL-0600 | Dry Well | COL-PSP | Southport Sewage Pumping Station |  |  |  | WEL
56933 | COL-PSS-ALR-0001 | Control Panel, Operator | COL-PSS-MISC | Miscellaneous Equipment | Control Panel |  |  | ALR
56944 | COL-PSS-CB-0002 | Circuit Breaker, Lighting Panel | COL-PSS | Scott Sewage Pumping Station | Circuit Breaker |  |  | CB
56945 | COL-PSS-CH-0001 | Chamber, Inlet | COL-PSS | Scott Sewage Pumping Station | Chamber |  |  | CH
56946 | COL-PSS-CH-0001 | Chamber, Inlet | COL-PSS-MISC | Miscellaneous Equipment | Chamber |  |  | CH
56947 | COL-PSS-CH-0002 | Chamber, Discharge | COL-PSS | Scott Sewage Pumping Station | Chamber |  |  | CH
56951 | COL-PSS-FEQ-0001S | Fire Prevention, Extinguisher | COL-PSS | Scott Sewage Pumping Station | Fire Prevention,Extinguisher |  | 42717 | FEQ
56952 | COL-PSS-FEQ-0001S | Fire Prevention, Extinguisher | COL-W-OBSOLETE | Col West Obsolete Entities | Fire Prevention,Extinguisher |  | 42717 | FEQ
56953 | COL-PSS-FIT-0101 | Transmitter, Flow | COL-PSS | Scott Sewage Pumping Station | Transmitter |  |  | FIT
56954 | COL-PSS-FIT-0201 | Transmitter, Flow | COL-PSS | Scott Sewage Pumping Station | Transmitter |  |  | FIT
56955 | COL-PSS-FQ-0001 | Meter, Flow City Water | COL-PSS-MISC | Miscellaneous Equipment | Meter |  |  | FQ
56957 | COL-PSS-GC-0001 | Grit Chamber | COL-PSS | Scott Sewage Pumping Station |  |  |  | GC
56959 | COL-PSS-HTR-0001 | Heater, Pump Floor | COL-PSS-MISC | Miscellaneous Equipment | Heater |  |  | HTR
56960 | COL-PSS-JIT-0001 | Meter, Power Indicating Transmitter, Main Power | COL-PSS | Scott Sewage Pumping Station | Meter |  |  | JIT
56991 | COL-PSS-LIT-0101 | Transmitter, Level | COL-PSS | Scott Sewage Pumping Station | Transmitter,Level |  |  | LIT
56992 | COL-PSS-LP-0001 | Control Panel, Lighting | COL-PSS-MISC | Miscellaneous Equipment | Control Panel |  |  | LP
56993 | COL-PSS-LSH-0001 | Switch, Level-High | COL-PSS | Scott Sewage Pumping Station | Switch,Level |  |  | LSH
56994 | COL-PSS-LSH-0001 | Switch, Level-High | COL-PSS-MISC | Miscellaneous Equipment | Switch,Level |  |  | LSH
56995 | COL-PSS-LSH-0101 | Switch, Level-High | COL-PSS | Scott Sewage Pumping Station | Switch,Level |  |  | LSH
56996 | COL-PSS-LSH-0101 | Switch, Level-High | COL-PSS-MISC | Miscellaneous Equipment | Switch,Level |  |  | LSH
56997 | COL-PSS-LSHH-0002 | Switch, Level-High | COL-PSS | Scott Sewage Pumping Station | Switch,Level |  |  | LSHH
56998 | COL-PSS-LTG-0002 | Control Panel, Electrical | COL-PSS | Scott Sewage Pumping Station | Control Panel |  |  | LTG
56999 | COL-PSS-LTG-0003 | Control Panel, Electrical | COL-PSS | Scott Sewage Pumping Station | Control Panel |  |  | LTG
57008 | COL-PSS-MISC | Miscellaneous Equipment | COL-PSS | Scott Sewage Pumping Station
57011 | COL-PSS-SW-0001 | Switch, Disconnect | COL-PSS | Scott Sewage Pumping Station | Switch |  |  | SW
57012 | COL-PSS-SW-0001 | Switch, Disconnect | COL-PSS-MISC | Miscellaneous Equipment | Switch |  |  | SW
57015 | COL-PSS-TS-0001 | Switch, Transfer | COL-PSS | Scott Sewage Pumping Station | Switch |  |  | TS
57016 | COL-PSS-TS-0001 | Switch, Transfer | COL-PSS-MISC | Miscellaneous Equipment | Switch |  |  | TS
57042 | COL-PST-CH-0001 | Chamber, Valve Chamber #1 | COL-PST | Strachan Pumping Station | Chamber |  |  | CH
57043 | COL-PST-CH-0003 | Chamber, Overflow | COL-PST | Strachan Pumping Station | Chamber |  |  | CH
57044 | COL-PST-CH-0003 | Chamber, Overflow | COL-PST-MISC | Miscellaneous Equipment | Chamber |  |  | CH
57048 | COL-PST-DM-0002 | Damper, Inlet Chamber | COL-PST-MISC | Miscellaneous Equipment | Damper/Louver |  |  | DM
57049 | COL-PST-DM-0003 | Damper 1, Exhaust Fan 0001 | COL-PST-MISC | Miscellaneous Equipment | Damper/Louver |  |  | DM
57050 | COL-PST-DM-0004 | Damper 2, Exhaust Fan 0001 | COL-PST | Strachan Pumping Station | Damper/Louver |  |  | DM
57051 | COL-PST-DM-0005 | Damper 1, Exhaust Fan 0002 | COL-PST | Strachan Pumping Station | Damper/Louver |  |  | DM
57052 | COL-PST-DM-0006 | Damper 2, Exhaust Fan 0002 | COL-PST-MISC | Miscellaneous Equipment | Damper/Louver |  |  | DM
57371 | COL-PST-GC-0001 | Grit Chamber | COL-PSK-MISC | Miscellaneous Equipment |  |  |  | GC
57384 | COL-PST-LSH-0001 | Switch, Level-High | COL-PST | Strachan Pumping Station | Switch,Level |  |  | LSH
57385 | COL-PST-LSH-0103 | Switch, Level-High | COL-PST | Strachan Pumping Station | Switch,Level |  |  | LSH
57386 | COL-PST-LSH-0104 | Switch, Level-High | COL-PST | Strachan Pumping Station | Switch,Level |  |  | LSH
57387 | COL-PST-LSH-0105 | Switch, Level High-High | COL-PST | Strachan Pumping Station | Switch,Level |  |  | LSH
57388 | COL-PST-LSH-0105 | Switch, Level High-High | COL-PST-MISC | Miscellaneous Equipment | Switch,Level |  |  | LSH
57389 | COL-PST-LSHH-0106 | Switch, Level High-High | COL-PST | Strachan Pumping Station | Switch,Level |  |  | LSHH
57390 | COL-PST-LSHH-0106 | Switch, Level High-High | COL-PST-MISC | Miscellaneous Equipment | Switch,Level |  |  | LSHH
57391 | COL-PST-LSL-0102 | Switch, Level-Low | COL-PST | Strachan Pumping Station | Switch,Level |  |  | LSL
57392 | COL-PST-LSL-0102 | Switch, Level-Low | COL-PST-MISC | Miscellaneous Equipment | Switch,Level |  |  | LSL
57393 | COL-PST-LSLL-0101 | Switch, Level Low-Low | COL-PST | Strachan Pumping Station | Switch,Level |  |  | LSLL
57394 | COL-PST-LSLL-0101 | Switch, Level Low-Low | COL-PST-MISC | Miscellaneous Equipment | Switch,Level |  |  | LSLL
57429 | COL-PSU-ALR-0001 | Control Panel, Operator | COL-PSU | Sunnyside Pumping Station | Control Panel |  |  | ALR
57430 | COL-PSU-ALR-0001 | Control Panel, Operator | COL-PSU-MISC | Miscellaneous Equipment | Control Panel |  |  | ALR
57489 | COL-PSU-FEQ-0001S | Fire Prevention, Extinguisher | COL-PSU-MISC | Miscellaneous Equipment | Fire Prevention,Extinguisher |  | 46866 | FEQ
57490 | COL-PSU-FEQ-0001S | Fire Prevention, Extinguisher | COL-W-OBSOLETE | Col West Obsolete Entities | Fire Prevention,Extinguisher |  | 46866 | FEQ
57491 | COL-PSU-FEQ-0002S | Fire Prevention, Extinguisher | COL-PSU | Sunnyside Pumping Station | Fire Prevention,Extinguisher |  | 46867 | FEQ
57492 | COL-PSU-FEQ-0002S | Fire Prevention, Extinguisher | COL-W-OBSOLETE | Col West Obsolete Entities | Fire Prevention,Extinguisher |  | 46867 | FEQ
57493 | COL-PSU-FIT-0001 | Transmitter, Flow | COL-PSU | Sunnyside Pumping Station | Transmitter |  |  | FIT
57495 | COL-PSU-FN-0003 | Fan, Exhaust | COL-PSU-MISC | Miscellaneous Equipment | Fan |  |  | FN
57496 | COL-PSU-GC-0001 | Grit Chamber | COL-PSU | Sunnyside Pumping Station |  |  |  | GC
57500 | COL-PSU-HTR-0003 | Heater, Wet Well Room | COL-PSU | Sunnyside Pumping Station | Heater |  |  | HTR
57501 | COL-PSU-JIT-0001 | Meter, Power Indicating Transmitter, Main Power | COL-PSU | Sunnyside Pumping Station | Meter |  |  | JIT
57503 | COL-PSU-LIT-0101 | Transmitter, Level | COL-PSU | Sunnyside Pumping Station | Transmitter,Level |  |  | LIT
57504 | COL-PSU-LP-0001 | Control Panel, Lighting | COL-PSU | Sunnyside Pumping Station | Control Panel |  |  | LP
57505 | COL-PSU-LP-0002 | Control Panel, Lighting | COL-PSU | Sunnyside Pumping Station | Control Panel |  |  | LP
57506 | COL-PSU-LSH-0001 | Switch, Level-High | COL-PSU | Sunnyside Pumping Station | Switch,Level |  |  | LSH
57507 | COL-PSU-LSH-0002 | Switch, Level-High | COL-PSU | Sunnyside Pumping Station | Switch,Level |  |  | LSH
57508 | COL-PSU-LSH-0103 | Switch, Level-High | COL-PSU | Sunnyside Pumping Station | Switch,Level |  |  | LSH
57509 | COL-PSU-LSHH-0104 | Switch, Level High-High | COL-PSU | Sunnyside Pumping Station | Switch,Level |  |  | LSHH
57510 | COL-PSU-LSHH-0104 | Switch, Level High-High | COL-PSU-MISC | Miscellaneous Equipment | Switch,Level |  |  | LSHH
57511 | COL-PSU-LSL-0102 | Switch, Level-Low | COL-PSU | Sunnyside Pumping Station | Switch,Level |  |  | LSL
57512 | COL-PSU-LSLL-0101 | Switch, Level Low-Low | COL-PSU | Sunnyside Pumping Station | Switch,Level |  |  | LSLL
57513 | COL-PSU-LSLL-0101 | Switch, Level Low-Low | COL-PSU-MISC | Miscellaneous Equipment | Switch,Level |  |  | LSLL
57514 | COL-PSU-LTG-0002 | Control Panel, Electrical | COL-PSU | Sunnyside Pumping Station | Control Panel |  |  | LTG
57515 | COL-PSU-LTG-0003 | Control Panel, Electrical | COL-PSU | Sunnyside Pumping Station | Control Panel |  |  | LTG
57520 | COL-PSU-MISC | Miscellaneous Equipment | COL-PSU | Sunnyside Pumping Station
57522 | COL-PSU-MON-0002 | Monitor | COL-PSS-P-0200 | Pump 2 |  |  |  | MON
57523 | COL-PSU-MON-0002 | Monitor | COL-PSU-MISC | Miscellaneous Equipment |  |  |  | MON
57526 | COL-PSU-P-0300 | Pump, Centrifugal | COL-PSU | Sunnyside Pumping Station | Pump |  | 34164 | P
57528 | COL-PSU-SW-0001 | Switch, Main Power Disconnect | COL-PSU | Sunnyside Pumping Station | Switch |  |  | SW
57529 | COL-PSU-SW-0002 | Switch, LP 0002 Power Disconnect | COL-PSU | Sunnyside Pumping Station | Switch |  |  | SW
57531 | COL-PSU-TR-0002 | Control Panel, Electrical | COL-PSU | Sunnyside Pumping Station | Transformer |  |  | TR
57532 | COL-PSU-TS-0001 | Switch, Power Auto Transfer | COL-PSU-MISC | Miscellaneous Equipment | Switch |  |  | TS
57533 | COL-PSU-UPS-0001 | UPS, Main Floor | COL-PSU-MISC | Miscellaneous Equipment | Uninterruptible Power Supply |  |  | UPS
57540 | COL-PSU-WEL-0500 | Wet well | COL-PHP-MISC | Miscellaneous Equipment |  |  |  | WEL
57541 | COL-PSU-WEL-0500 | Wet well | COL-PSU | Sunnyside Pumping Station |  |  |  | WEL
57542 | COL-PSU-WEL-0600 | Dry Well | COL-PHP-MISC | Miscellaneous Equipment |  |  |  | WEL
57543 | COL-PSU-WEL-0600 | Dry Well | COL-PSU | Sunnyside Pumping Station |  |  |  | WEL
57670 | THC-GRK-ELS | Electrical Services, Maintenance- virtual entity | THCLIQOPS | THC Liquids Operations
57674 | THC-GRK-ELS-H | Building H | THC-GRK-ELS | Electrical Services, Maintenance- virtual entity
57675 | THC-GRK-ELS-H | Building H | THC-GRK-MAINT | Building Maintenance
57676 | THC-GRK-ELS-L | Building L | THC-GRK-ELS | Electrical Services, Maintenance- virtual entity
57677 | THC-GRK-ELS-L | Building L | THC-GRK-MAINT | Building Maintenance
57693 | THC-GRK-MAINT | Building Maintenance | THC-GRK | Buildings & Grounds
57694 | THC-GRK-MCS | Mechanical Services | THC-GRK | Buildings & Grounds
57695 | THC-GRK-METR-0001 | Weather Station | THC-GRK-ELS | Electrical Services, Maintenance- virtual entity | Weather Station |  |  | METR
57699 | THC-GRK-PRTY | Groundskeeping (CMS) | THC-GRK-MAINT | Building Maintenance
57747 | THC-GRK-VEHICLES | Vehicles | THC-GRK | Buildings & Grounds
57750 | THC-INC | Incineration Process | THCSLDMNT | THC Solids Maintenance
57871 | THC-INC-LAG-0001 | Ash Lagoon, South | THC-INC | Incineration Process | Lagoon |  |  | LAG
58075 | THC-ITS | Information Technology Systems, Plant wide | THCLIQOPS | THC Liquids Operations
58177 | THC-LAB | Laboratory Equipment | THCLIQMNT | THC Liquids Maintenance
58182 | THC-LIFTING | THC-LIFTING Equipments | THC | Highland Creek Treatment Plant | Lifting Device
58183 | THC-LIFTING | THC-LIFTING Equipments | THC-MCS-LD | Mechanical Services, Lifting Device | Lifting Device
58185 | THC-LQMT-SPARES | THC Liquids Maintenance Area- Spare Rebuilt Equipment | THCLIQMNT | THC Liquids Maintenance
58186 | THC-MCS-AI/SA | Instrument/service Air Plant Wide | THC-GRK-MCS | Mechanical Services
58199 | THC-MCS-HVAC | Mechanical Services, HVAC | THC-GRK-MCS | Mechanical Services
58200 | THC-MCS-LD | Mechanical Services, Lifting Device | THC-GRK-MCS | Mechanical Services | Lifting Device
58328 | THC-MCS-LD-O | Lifting Devices & Elevators, Building O | THC-MCS-LD | Mechanical Services, Lifting Device | Lifting Device
58330 | THC-MCS-LD-S | Lifting Devices & Elevators, Building S | THC-MCS-LD | Mechanical Services, Lifting Device | Lifting Device
58332 | THC-MCS-LD-U | Lifting Devices & Elevators,Building U | THC-MCS-LD | Mechanical Services, Lifting Device | Lifting Device
58334 | THC-MCS-MEQ | Machine Shop and Equipment | THC-GRK-MCS | Mechanical Services
58382 | THC-MCS-T-BLDG A | Domestic Hot Water Tank, Building A | THC-PWA-HWT | Domestic Hot Water Tanks
58383 | THC-MCS-T-BLDG I | Domestic Hot Water Tank, Building I | THC-PWA-HWT | Domestic Hot Water Tanks
58384 | THC-MCS-T-BLDG J | Domestic Hot Water Tank, Building J | THC-PWA-HWT | Domestic Hot Water Tanks
58385 | THC-MCS-T-BLDG K | Domestic Hot Water Tank, Building K | THC-PWA-HWT | Domestic Hot Water Tanks
58386 | THC-MCS-T-BLDG M | Domestic Hot Water Tank, Building M | THC-PWA-HWT | Domestic Hot Water Tanks
58387 | THC-MCS-T-BLDG U | Domestic Hot Water Tank, Building U | THC-PWA-HWT | Domestic Hot Water Tanks
58389 | THC-NEW BLOWER BLDG | Building Location | THC-SPC | Process Control Systems - Services Area
58524 | THC-OBSOLETE-WA1 | Obsolete Equipments for WA1 | THCSLDMNT | THC Solids Maintenance
58530 | THC-OCS-BLDG-0001 | Headhouse Odour Control System | THC-PLT-BLDG-0001 | New Head House, preliminary process |  |  |  | BLDG
58531 | THC-OCS-BLDG-O | Phase IV, Building O Odour Control System | THC-OCS-LIQ | Odour Control System, THC Liquid
58730 | COL-PTD-FEQ-0001S | Fire Prevention, Extinguisher | COL-PTD | Todmorden Sewage Pumping Station | Fire Prevention,Extinguisher |  | 40173 | FEQ
58731 | COL-PTD-FEQ-0001S | Fire Prevention, Extinguisher | COL-PTD-MISC | Miscellaneous Equipment | Fire Prevention,Extinguisher |  | 40173 | FEQ
58732 | COL-PTD-FEQ-0001S | Fire Prevention, Extinguisher | COL-W-OBSOLETE | Col West Obsolete Entities | Fire Prevention,Extinguisher |  | 40173 | FEQ
58734 | COL-PTD-FN-0001 | Fan, Exhaust | COL-PTD | Todmorden Sewage Pumping Station | Fan |  |  | FN
58735 | COL-PTD-FN-0002 | Fan, Centrifugal | COL-PTD | Todmorden Sewage Pumping Station | Fan |  |  | FN
58736 | COL-PTD-FN-0002 | Fan, Centrifugal | COL-PTD-MISC | Miscellaneous Equipment | Fan |  |  | FN
58737 | COL-PTD-LSHH-0104 | Switch, Level High-High | COL-PTD-MISC | Miscellaneous Equipment | Switch,Level |  |  | LSHH
58738 | COL-PTD-LSL-0102 | Switch, Level-Low | COL-PTD | Todmorden Sewage Pumping Station | Switch,Level |  |  | LSL
58739 | COL-PTD-MISC | Miscellaneous Equipment | COL-PTD | Todmorden Sewage Pumping Station
58740 | COL-PTD-P-0100 | Pump, Centrifugal | COL-PTD | Todmorden Sewage Pumping Station | Pump |  |  | P
58741 | COL-PTD-SW-0001 | Switch, Main Electrical Disconnect | COL-PTD | Todmorden Sewage Pumping Station | Switch |  |  | SW
58742 | COL-PTD-SW-0001 | Switch, Main Electrical Disconnect | COL-PTD-MISC | Miscellaneous Equipment | Switch |  |  | SW
58768 | THC-OCS-LIQ | Odour Control System, THC Liquid | THCLIQMNT | THC Liquids Maintenance
58770 | THC-OCS-LQ | Odour Control System, THC Liquid | THCLIQMNT | THC Liquids Maintenance |  |  | 47500
58823 | THC-OCS-SP | Odour Control System, THC-virtual entity, used to maintain, design PM Tasks, add EL, copy activity lists | THCSLDOPS | THC Solids Operations
58909 | THC-ODOUR-PHASE I-IV | Odour Control | THC-STR-ODOUR | Odour Control
58910 | THC-OFFICE | Computer Location | THC-ADMIN-BLDG | Building Location
58911 | THC-OLD BLOWER BLDG | Building Location | THC-SPC | Process Control Systems - Services Area
58912 | THC-OLD-PLANT-BLDG | Building Location | THC-EUS | Production & End User Support
58946 | THC-PLT-BAR SCREENS | Bar Screening | THC-PLT | Preliminary Treatment (Grit and Screenings)
58995 | COL-PTD-TS-0001 | Switch, Transfer | COL-PTD | Todmorden Sewage Pumping Station | Switch |  |  | TS
58996 | COL-PTD-UPS-0001 | UPS | COL-PTD | Todmorden Sewage Pumping Station | Uninterruptible Power Supply |  |  | UPS
59003 | COL-PTD-WEL-0100 | Wet Well | COL-PTD-MISC | Miscellaneous Equipment | Well |  |  | WEL
59004 | COL-PTR-MISC | Miscellaneous Equipment | COL-PTS | Third Street Sewage Pumping Station (Wards Island PS#12)
59014 | COL-PTS-LSLL-0104 | Switch, Level Low-Low | COL-PTS | Third Street Sewage Pumping Station (Wards Island PS#12) | Switch,Level |  |  | LSLL
59017 | COL-PTS-P-0100 | Pump Submersible | COL-PTS | Third Street Sewage Pumping Station (Wards Island PS#12) | Pump |  |  | P
59020 | COL-PTS-P-0200 | Pump Submersible | COL-PTS | Third Street Sewage Pumping Station (Wards Island PS#12) | Pump |  |  | P
59036 | COL-PVM-ALR-0001 | Control Panel, Operator | COL-PVM-MISC | Miscellaneous Equipment | Control Panel |  |  | ALR
59043 | COL-PVM-CP-0001 | Control Panel, Operator | COL-PVM-MISC | Miscellaneous Equipment | Control Panel |  |  | CP
59044 | COL-PVM-CP-0002 | Control Panel, Operator | COL-PVM-MISC | Miscellaneous Equipment | Control Panel |  |  | CP
59048 | COL-PVM-FA-0002S | Fire Alarm System, Wet Well | COL-PVM-MISC | Miscellaneous Equipment | Building Service,Fire Alarm |  | 42932 | FA
59049 | COL-PVM-FEQ-0001S | Fire Prevention, Extinguisher | COL-PVM | Valleymede Sewage Pumping Station | Fire Prevention,Extinguisher |  | 42896 | FEQ
59052 | COL-PVM-FN-0001 | Fan, Centrifugal | COL-PVM | Valleymede Sewage Pumping Station | Fan |  |  | FN
59053 | COL-PVM-FN-0002 | Fan, Centrifugal | COL-PVM | Valleymede Sewage Pumping Station | Fan |  |  | FN
59054 | COL-PVM-FN-0003 | Fan, Centrifugal | COL-PVM | Valleymede Sewage Pumping Station | Fan |  |  | FN
59055 | COL-PVM-FQ-0001 | Meter, Flow | COL-PVM-MISC | Miscellaneous Equipment | Meter,Flow |  |  | FQ
59059 | COL-PVM-GRF-0001 | Indicator, Ground Fault | COL-PVM | Valleymede Sewage Pumping Station |  |  |  | GRF
59061 | COL-PVM-LIT-0101 | Transmitter, Level | COL-PVM | Valleymede Sewage Pumping Station | Transmitter,Level |  |  | LIT
59062 | COL-PVM-LP-0001 | Control Panel, Lighting | COL-PVM-MISC | Miscellaneous Equipment | Control Panel |  |  | LP
59063 | COL-PVM-LSH-0001 | Switch, Level-High | COL-PVM | Valleymede Sewage Pumping Station | Switch,Level |  |  | LSH
59064 | COL-PVM-LSH-0103 | Switch, Level-High | COL-PVM | Valleymede Sewage Pumping Station | Switch,Level |  |  | LSH
59065 | COL-PVM-LSHH-0104 | Switch, Level High-High | COL-PVM | Valleymede Sewage Pumping Station | Switch,Level |  |  | LSHH
59066 | COL-PVM-LSL-0102 | Switch, Level-Low | COL-PVM-MISC | Miscellaneous Equipment | Switch,Level |  |  | LSL
59067 | COL-PVM-LSLL-0101 | Switch, Level Low-Low | COL-PVM-MISC | Miscellaneous Equipment | Switch,Level |  |  | LSLL
59076 | COL-PVM-SW-0001 | Switch, Main Power | COL-PVM | Valleymede Sewage Pumping Station | Switch |  |  | SW
59077 | COL-PVM-SW-0002 | Switch, Heater 0001 | COL-PVM-MISC | Miscellaneous Equipment | Switch |  |  | SW
59078 | COL-PVM-SW-0003 | Switch, Transformer | COL-PVM | Valleymede Sewage Pumping Station | Switch |  |  | SW
59081 | COL-PVM-TS-0001 | Switch, Transfer | COL-PVM | Valleymede Sewage Pumping Station | Switch |  |  | TS
59088 | COL-PVM-WEL-0500 | Wet well | COL-PHP-MISC | Miscellaneous Equipment |  |  |  | WEL
59089 | COL-PVM-WEL-0500 | Wet well | COL-PVM-MISC | Miscellaneous Equipment |  |  |  | WEL
59090 | COL-PVM-WEL-0600 | Dry Well | COL-PSK-MISC | Miscellaneous Equipment |  |  |  | WEL
59091 | COL-PVM-WEL-0600 | Dry Well | COL-PVM | Valleymede Sewage Pumping Station |  |  |  | WEL
59095 | COL-PWC-CH-0004 | Chamber, Overflow | COL-PWC | Wirral Court Sewage Pumping Station | Chamber |  |  | CH
59098 | COL-PWC-FEQ-0001S | Fire Prevention, Extinguisher | COL-PWC | Wirral Court Sewage Pumping Station | Fire Prevention,Extinguisher |  | 42897 | FEQ
59099 | COL-PWC-FEQ-0001S | Fire Prevention, Extinguisher | COL-PWC-MISC | Miscellaneous Equipment | Fire Prevention,Extinguisher |  | 42897 | FEQ
59100 | COL-PWC-FEQ-0001S | Fire Prevention, Extinguisher | COL-W-OBSOLETE | Col West Obsolete Entities | Fire Prevention,Extinguisher |  | 42897 | FEQ
59102 | COL-PWC-FN-0001 | Fan, Centrifugal | COL-PWC-MISC | Miscellaneous Equipment | Fan |  |  | FN
59103 | COL-PWC-FQ-0001 | Meter, Flow | COL-PWC | Wirral Court Sewage Pumping Station | Meter,Flow |  |  | FQ
59104 | COL-PWC-GRF-0001 | Indicator, Ground Fault | COL-PWC | Wirral Court Sewage Pumping Station | Indicator,Ground Fault |  |  | GRF
59105 | COL-PWC-GRF-0001 | Indicator, Ground Fault | COL-PWC-MISC | Miscellaneous Equipment | Indicator,Ground Fault |  |  | GRF
59106 | COL-PWC-JIT-0001 | Meter, Power Indicating Transmitter, Main Power | COL-PWC | Wirral Court Sewage Pumping Station | Meter |  |  | JIT
59107 | COL-PWC-LIT-0101 | Transmitter, Level | COL-PWC | Wirral Court Sewage Pumping Station | Transmitter,Level |  |  | LIT
59108 | COL-PWC-LIT-0101 | Transmitter, Level | COL-PWC-MISC | Miscellaneous Equipment | Transmitter,Level |  |  | LIT
59109 | COL-PWC-LSH-0001 | Switch, Level-High | COL-PWC-MISC | Miscellaneous Equipment | Switch,Level |  |  | LSH
59110 | COL-PWC-LSH-0103 | Switch, Level-High | COL-PWC | Wirral Court Sewage Pumping Station | Switch,Level |  |  | LSH
59111 | COL-PWC-LSHH-0104 | Switch, Level High-High | COL-PWC | Wirral Court Sewage Pumping Station | Switch,Level |  |  | LSHH
59112 | COL-PWC-M-0101 | Motor | COL-PWC-MISC | Miscellaneous Equipment |  |  |  | M
59154 | COL-PWC-M-0201 | Motor | COL-PWC-MISC | Miscellaneous Equipment |  |  |  | M
59155 | COL-PWC-MISC | Miscellaneous Equipment | COL-PWC | Wirral Court Sewage Pumping Station
59159 | COL-PWC-TS-0001 | Switch, Transfer | COL-PWC | Wirral Court Sewage Pumping Station | Switch |  |  | TS
59160 | COL-PWC-TS-0001 | Switch, Transfer | COL-PWC-MISC | Miscellaneous Equipment | Switch |  |  | TS
59175 | COL-PWE-ALR-0001 | Control Panel, Operator | COL-PWE | Wellington Sewage Pumping Station (partial operation) | Control Panel |  |  | ALR
59176 | COL-PWE-CP-0001 | Control Panel, Operator | COL-PWE | Wellington Sewage Pumping Station (partial operation) | Control Panel |  |  | CP
59177 | COL-PWE-CP-0001 | Control Panel, Operator | COL-PWE-MISC | Miscellaneous Equipment | Control Panel |  |  | CP
59179 | COL-PWE-LSH-0103 | Switch, Level-High | COL-PWE-MISC | Miscellaneous Equipment | Switch,Level |  |  | LSH
59180 | COL-PWE-LSL-0102 | Switch, Level-Low | COL-PWE | Wellington Sewage Pumping Station (partial operation) | Switch,Level |  |  | LSL
59182 | COL-PWE-MISC | Miscellaneous Equipment | COL-PWE | Wellington Sewage Pumping Station (partial operation)
59186 | COL-PWE-WEL-0100 | Wet well, Wellington SPS | COL-PWE | Wellington Sewage Pumping Station (partial operation) |  |  |  | WEL
59199 | COL-PWL-LSLL-0104 | Switch, Level Low-Low | COL-PWL | Willow Avenue Sewage Pumping Station (Wards Island PS#7) | Switch,Level |  |  | LSLL
59312 | COL-PWP-COM-0001 | Control Panel, Operator | COL-PWP-MISC | Miscellaneous Equipment | Control Panel |  |  | COM
59313 | COL-PWP-CP-0002 | Control Panel, Operator | COL-PWP-MISC | Miscellaneous Equipment | Control Panel |  |  | CP
59314 | COL-PWP-FEQ-0001S | Fire Prevention, Extinguisher | COL-W-OBSOLETE | Col West Obsolete Entities | Fire Prevention,Extinguisher |  | 42899 | FEQ
59317 | COL-PWP-FQ-0001 | Meter, Flow | COL-PWP | West Point Avenue Sewage Pumping Station | Meter,Flow |  |  | FQ
59319 | COL-PWP-HTR-0001 | Heater | COL-PWP-MISC | Miscellaneous Equipment | Heater |  |  | HTR
59320 | COL-PWP-JIT-0002 | Meter, Power Indicating Transmitter, Main Power | COL-PWP | West Point Avenue Sewage Pumping Station | Meter |  |  | JIT
59321 | COL-PWP-JIT-0002 | Meter, Power Indicating Transmitter, Main Power | COL-PWP-MISC | Miscellaneous Equipment | Meter |  |  | JIT
59322 | COL-PWP-LSH-0103 | Switch, Level-High | COL-PWP-MISC | Miscellaneous Equipment | Switch,Level |  |  | LSH
59323 | COL-PWP-LSHH-0104 | Switch, Level High-High | COL-PWP-MISC | Miscellaneous Equipment | Switch,Level |  |  | LSHH
59324 | COL-PWP-LSL-0102 | Switch, Level-Low | COL-PWP | West Point Avenue Sewage Pumping Station | Switch,Level |  |  | LSL
59325 | COL-PWP-LSL-0102 | Switch, Level-Low | COL-PWP-MISC | Miscellaneous Equipment | Switch,Level |  |  | LSL
59326 | COL-PWP-MISC | Miscellaneous Equipment | COL-PWP | West Point Avenue Sewage Pumping Station
59327 | COL-PWP-P-0100 | Pump, Centrifugal | COL-PWP | West Point Avenue Sewage Pumping Station | Pump |  |  | P
59328 | COL-PWP-RPU-0001 | Remote Processing Unit | COL-PWP-MISC | Miscellaneous Equipment | RPU |  |  | RPU
59330 | COL-PWP-SS-0001 | Security System | COL-PWP | West Point Avenue Sewage Pumping Station | Security System |  |  | SS
59331 | COL-PWP-SS-0001 | Security System | COL-PWP-MISC | Miscellaneous Equipment | Security System |  |  | SS
59336 | COL-PWP-WEL-0100 | Wet Well | COL-PWP | West Point Avenue Sewage Pumping Station | Well |  |  | WEL
59337 | COL-PWP-WEL-0100 | Wet Well | COL-PWP-MISC | Miscellaneous Equipment | Well |  |  | WEL
59338 | COL-PWP-WEL-0200 | Well | COL-PWP-MISC | Miscellaneous Equipment | Well |  |  | WEL
59342 | COL-PWR-AUX | Auxiliary Equipment | COL-PWR | West Rouge Pumping Station
59343 | COL-PWR-AUX-MECH | Mechanical Equipment | COL-PWR-AUX | Auxiliary Equipment
59352 | COL-PWR-CB-0002 | Circuit Breaker, Lighting Panel Transformer | COL-PWR-MISC | Miscellaneous Equipment | Circuit Breaker |  | 35103 | CB
59360 | COL-PWR-CP-0001S | Control Panel, Operator | COL-PWR-MISC | Miscellaneous Equipment | Control Panel |  | 35034 | CP
59361 | COL-PWR-CP-0001S | Control Panel, Operator | COL-PWR-SUSPENDED | West Rouge P.S.suspended entities | Control Panel |  | 35034 | CP
59375 | COL-PWR-FA-5731 | Control Panel, Fire Alarm | COL-PWR-MISC | Miscellaneous Equipment | Control Panel |  | 35101 | FA
59376 | COL-PWR-FA-5731 | Control Panel, Fire Alarm | COL-PWR-SUSPENDED | West Rouge P.S.suspended entities | Control Panel |  | 35101 | FA
59389 | COL-PWR-FIT-5558 | Transmitter, Flow | COL-PWR-MISC | Miscellaneous Equipment | Transmitter |  | 35036 | FIT
59390 | COL-PWR-FIT-5558 | Transmitter, Flow | COL-PWR-SUSPENDED | West Rouge P.S.suspended entities | Transmitter |  | 35036 | FIT
59397 | COL-PWR-FN-0001S | Fan, Centrifugal | COL-PWR | West Rouge Pumping Station | Fan |  | 35100 | FN
59398 | COL-PWR-FN-0001S | Fan, Centrifugal | COL-PWR-MISC | Miscellaneous Equipment | Fan |  | 35100 | FN
59399 | COL-PWR-FN-0003 | Fan, Supply | COL-PWR | West Rouge Pumping Station | Fan |  | 35037 | FN
59400 | COL-PWR-FN-0003 | Fan, Supply | COL-PWR-MISC | Miscellaneous Equipment | Fan |  | 35037 | FN
59401 | COL-PWR-FN-0003 | Fan, Supply | COL-PWR-SUSPENDED | West Rouge P.S.suspended entities | Fan |  | 35037 | FN
59402 | COL-PWR-FN-0004 | Fan, Centrifugal | COL-PWR-MISC | Miscellaneous Equipment | Fan |  | 35038 | FN
59403 | COL-PWR-FN-0004 | Fan, Centrifugal | COL-PWR-SUSPENDED | West Rouge P.S.suspended entities | Fan |  | 35038 | FN
59418 | COL-PWR-GDR-5500 | Grinder, Comminutor | COL-PWR-MISC | Miscellaneous Equipment | Grinder |  | 35039 | GDR
59421 | COL-PWR-HS-5735 | Switch, Hand/Transfer | COL-PWR-MISC | Miscellaneous Equipment | Switch |  | 35040 | HS
59433 | COL-PWR-LIT-0301 | Transmitter, Level | COL-PWR | West Rouge Pumping Station | Transmitter,Level |  | 35041 | LIT
59434 | COL-PWR-LIT-0301 | Transmitter, Level | COL-PWR-MISC | Miscellaneous Equipment | Transmitter,Level |  | 35041 | LIT
59435 | COL-PWR-LIT-0301 | Transmitter, Level | COL-PWR-SUSPENDED | West Rouge P.S.suspended entities | Transmitter,Level |  | 35041 | LIT
59451 | COL-PWR-LSH-0302 | Switch, Level-High | COL-PWR | West Rouge Pumping Station | Switch,Level |  | 35091 | LSH
59452 | COL-PWR-LSH-0302 | Switch, Level-High | COL-PWR-SUSPENDED | West Rouge P.S.suspended entities | Switch,Level |  | 35091 | LSH
59453 | COL-PWR-LSH-0402 | Switch, Level-High | COL-PWR | West Rouge Pumping Station | Switch,Level |  | 35092 | LSH
59454 | COL-PWR-LSH-0402 | Switch, Level-High | COL-PWR-MISC | Miscellaneous Equipment | Switch,Level |  | 35092 | LSH
59455 | COL-PWR-LSH-5404 | Switch, Level-High | COL-PWR | West Rouge Pumping Station | Switch,Level |  | 35093 | LSH
59456 | COL-PWR-LSH-5404 | Switch, Level-High | COL-PWR-MISC | Miscellaneous Equipment | Switch,Level |  | 35093 | LSH
59457 | COL-PWR-LSH-5405 | Switch, Level-High | COL-PWR-SUSPENDED | West Rouge P.S.suspended entities | Switch,Level |  | 35094 | LSH
59458 | COL-PWR-LSH-5406 | Switch, Level-High | COL-PWR | West Rouge Pumping Station | Switch,Level |  | 35095 | LSH
59459 | COL-PWR-LSH-5406 | Switch, Level-High | COL-PWR-MISC | Miscellaneous Equipment | Switch,Level |  | 35095 | LSH
59547 | THC-PLT-P-SUMP/DEW | Sump/Dewatering pumping system in New Head House, preliminary process | THC-PLT-BLDG-0001 | New Head House, preliminary process | Switch,Level
59827 | THC-PM-WA1 | THC-PM Work Area 1 | THCSLDMNT | THC Solids Maintenance
59828 | THC-PM-WA4 | THC-PM Work Area 4 | THCSLDOPS | THC Solids Operations
59831 | THC-PRM | Primary Treatment | THCLIQMNT | THC Liquids Maintenance
59836 | THC-PRM-BIOFILTER | Biofilter system | THC-PRM | Primary Treatment
59838 | THC-PRM-BLDG-HPU0010 | HPU Building 10 | THC-PRM | Primary Treatment
59865 | THC-PRM-DM-0981B | Damper,Motorized | THC-PRM-BLDG-HPU0010 | HPU Building 10 |  |  |  | DM
59866 | THC-PRM-DM-1051 | Damper/Louver, Damper 1051 | THC-PRM-BLDG-HPU0010 | HPU Building 10 |  |  |  | DM
59867 | THC-PRM-DM-1052 | Damper/Louver, Damper 1052 | THC-PRM-BLDG-HPU0010 | HPU Building 10 |  |  |  | DM
59868 | THC-PRM-DM-1081A | Damper,Motorized | THC-PRM-BLDG-HPU0010 | HPU Building 10 |  |  |  | DM
59869 | THC-PRM-DM-1081B | Damper,Motorized | THC-PRM-BLDG-HPU0010 | HPU Building 10 |  |  |  | DM
59880 | COL-PWR-LSL-0403 | Switch, Level-Low | COL-PWR | West Rouge Pumping Station | Switch,Level |  | 35098 | LSL
59881 | COL-PWR-LSL-0403 | Switch, Level-Low | COL-PWR-MISC | Miscellaneous Equipment | Switch,Level |  | 35098 | LSL
59882 | COL-PWR-LSL-0403 | Switch, Level-Low | COL-PWR-SUSPENDED | West Rouge P.S.suspended entities | Switch,Level |  | 35098 | LSL
59899 | COL-PWR-MCC-0001 | Motor Control Centre | COL-PWR-MISC | Miscellaneous Equipment | Control Panel,MCC |  | 35099 | MCC
59900 | COL-PWR-MCC-0001 | Motor Control Centre | COL-PWR-SUSPENDED | West Rouge P.S.suspended entities | Control Panel,MCC |  | 35099 | MCC
59902 | COL-PWR-MISC | Miscellaneous Equipment | COL-PWR | West Rouge Pumping Station |  |  | 35110
59908 | COL-PWR-P-5510 | Pump, Centrifugal | COL-PWR-SUSPENDED | West Rouge P.S.suspended entities | Pump |  | 35050 | P
59909 | COL-PWR-P-5530 | Pump, Centrifugal | COL-PWR | West Rouge Pumping Station | Pump |  | 35057 | P
59910 | COL-PWR-P-5530 | Pump, Centrifugal | COL-PWR-SUSPENDED | West Rouge P.S.suspended entities | Pump |  | 35057 | P
59925 | COL-PWR-T-0002 | Tank 2, Diesel Fuel | COL-PWR-MISC | Miscellaneous Equipment | Tank |  | 35067 | T
59926 | COL-PWR-T-0002 | Tank 2, Diesel Fuel | COL-PWR-SUSPENDED | West Rouge P.S.suspended entities | Tank |  | 35067 | T
60022 | THC-PRM-LI-0906 | Sight, Glass, Oil Tank 0910 | THC-PRM-T-0910 | Oil Tank, Hydraulic Power System for Sludge Bottom Scraper Mechanism, Primary Clarifier 0900, SW Plant |  |  |  | LI
60052 | COL-PWY-LSLL-0102 | Switch, Level Low-Low | COL-PWY | Wyandot Ave. Sewage Pumping Station (Algonquin Island PS#1) | Switch,Level |  |  | LSLL
60053 | COL-PWY-LSLL-0103 | Switch, Level Low-Low | COL-PWY | Wyandot Ave. Sewage Pumping Station (Algonquin Island PS#1) | Switch,Level |  |  | LSLL
60054 | COL-PWY-LSLL-0104 | Switch, Level Low-Low | COL-PWY | Wyandot Ave. Sewage Pumping Station (Algonquin Island PS#1) | Switch,Level |  |  | LSLL
60065 | COL-RBB-AIT-0003 | Analysis Indicating Transmitter | COL-RBB | Western Beaches Tunnel (Battery Park)-Storm | Transmitter |  |  | AIT
60066 | COL-RBB-AIT-0205 | Analysis Indicating Transmitter | COL-RBB | Western Beaches Tunnel (Battery Park)-Storm | Transmitter |  |  | AIT
60067 | COL-RBB-ALR-0001 | Control Panel, Gas Alarm | COL-RBB | Western Beaches Tunnel (Battery Park)-Storm | Control Panel |  |  | ALR
60068 | COL-RBB-ANL-0122 | Analysis Indicating Transmitter | COL-RBB | Western Beaches Tunnel (Battery Park)-Storm | Transmitter |  |  | ANL
60069 | COL-RBB-ANL-0122 | Analysis Indicating Transmitter | COL-RBB-MISC | Miscellaneous Equipment | Transmitter |  |  | ANL
60072 | COL-RBB-CB-0001 | Circuit Breaker, Electronic Trip | COL-RBB | Western Beaches Tunnel (Battery Park)-Storm | Circuit Breaker |  |  | CB
60073 | COL-RBB-CB-0001 | Circuit Breaker, Electronic Trip | COL-RBB-MISC | Miscellaneous Equipment | Circuit Breaker |  |  | CB
60074 | COL-RBB-CH-0001 | Chamber, U.V. Disinfection | COL-RBB | Western Beaches Tunnel (Battery Park)-Storm | Chamber |  |  | CH
60075 | COL-RBB-CH-0001 | Chamber, U.V. Disinfection | COL-RBB-MISC | Miscellaneous Equipment | Chamber |  |  | CH
60076 | COL-RBB-CP-0004 | Control Panel, Operator | COL-RBB | Western Beaches Tunnel (Battery Park)-Storm | Control Panel |  |  | CP
60077 | COL-RBB-CP-0004 | Control Panel, Operator | COL-RBB-MISC | Miscellaneous Equipment | Control Panel |  |  | CP
60078 | COL-RBB-CP-0005 | Control Panel, Operator | COL-RBB | Western Beaches Tunnel (Battery Park)-Storm | Control Panel |  |  | CP
60079 | COL-RBB-CP-0005 | Control Panel, Operator | COL-RBB-MISC | Miscellaneous Equipment | Control Panel |  |  | CP
60080 | THC-PRM-LI-0916 | Sight, Glass, Oil Tank 0970 | THC-PRM-T-0970 | Oil Tank, Hydraulic Power System for Scum Skimmer System, Primary Clarifier 0900 |  |  |  | LI
60104 | THC-PRM-LIT-1002 | Transmitter, Level, Tank Level Indicator, Oil Tank 1010 | THC-PRM-T-1010 | Tank, Hydraulic Power System for Sludge Bottom Scraper Mechanism, Tank 1000, Primary Clarifier |  |  |  | LIT
60186 | THC-PRM-PI-1031 | Pressure Sensor, Gauge, Oil Tank 1010 | THC-PRM-P-1030 | Pump, Vane, Oil Tank 1010 |  |  |  | PI
60187 | THC-PRM-PI-1081 | Pressure Sensor, Gauge, Oil Tank 1070 | THC-PRM-P-1080 | Pump, Centrifugal, Oil Tank 1070 |  |  |  | PI
60222 | THC-PRM-PT-1011A | Transmitter, Pressure, Collect Line, Valve 1011 | THC-PRM-V-1011 | Valve, Hydraulic Cylinder, Bottom Scraper, Primary Clarifier 1000, SW Plant |  |  |  | PT
60223 | THC-PRM-PT-1012A | Transmitter, Pressure, Collect Line, Valve 1012 | THC-PRM-V-1012 | Valve, Hydraulic Cylinder, Bottom Scraper, Primary Clarifier 1000, SW Plant |  |  |  | PT
60224 | THC-PRM-PT-1012B | Transmitter, Pressure, Return Line, Valve 1012 | THC-PRM-V-1012 | Valve, Hydraulic Cylinder, Bottom Scraper, Primary Clarifier 1000, SW Plant |  |  |  | PT
60225 | THC-PRM-PT-1013A | Transmitter, Pressure, Collect Line, Valve 1013 | THC-PRM-V-1013 | Valve, Hydraulic Cylinder, Bottom Scraper, Primary Clarifier 1000, SW Plant |  |  |  | PT
60226 | THC-PRM-PT-1014B | Transmitter, Pressure, Return Line, Valve 1014 | THC-PRM-V-1014 | Valve, Hydraulic Cylinder, Bottom Scraper, Primary Clarifier 1000, SW Plant |  |  |  | PT
60227 | THC-PRM-PT-1022 | Transmitter, Pressure, Pump Pressure, Oil Tank 1010 | THC-PRM-P-1020 | Pump, Vane, Oil Tank 1010 |  |  |  | PT
60228 | THC-PRM-PT-1092 | Transmitter, Pressure, Pump Pressure, Oil Tank 1070 | THC-PRM-P-1090 | Pump, Centrifugal, Oil Tank 1070 |  |  |  | PT
60279 | COL-RBB-CP-0006 | Control Panel, Operator | COL-RBB | Western Beaches Tunnel (Battery Park)-Storm | Control Panel |  |  | CP
60280 | COL-RBB-CP-0006 | Control Panel, Operator | COL-RBB-MISC | Miscellaneous Equipment | Control Panel |  |  | CP
60281 | COL-RBB-CP-0007 | Control Panel, Operator | COL-RBB | Western Beaches Tunnel (Battery Park)-Storm | Control Panel |  |  | CP
60282 | COL-RBB-CP-0007 | Control Panel, Operator | COL-RBB-MISC | Miscellaneous Equipment | Control Panel |  |  | CP
60283 | COL-RBB-DM-0002 | Damper/Louver, Fan 0002 | COL-RBB | Western Beaches Tunnel (Battery Park)-Storm | Damper/Louver |  |  | DM
60284 | COL-RBB-DM-0002 | Damper/Louver, Fan 0002 | COL-RBB-MISC | Miscellaneous Equipment | Damper/Louver |  |  | DM
60285 | COL-RBB-DM-0003 | Damper/Louver, Fan 0001 | COL-RBB | Western Beaches Tunnel (Battery Park)-Storm | Damper/Louver |  |  | DM
60286 | COL-RBB-DM-0003 | Damper/Louver, Fan 0001 | COL-RBB-MISC | Miscellaneous Equipment | Damper/Louver |  |  | DM
60287 | COL-RBB-DM-0004 | Damper/Louver, Fan 0002 | COL-RBB | Western Beaches Tunnel (Battery Park)-Storm | Damper/Louver |  |  | DM
60288 | COL-RBB-DM-0004 | Damper/Louver, Fan 0002 | COL-RBB-MISC | Miscellaneous Equipment | Damper/Louver |  |  | DM
60289 | COL-RBB-DM-0005 | Damper/Louver, Sample Room | COL-RBB-MISC | Miscellaneous Equipment | Damper/Louver |  |  | DM
60290 | COL-RBB-DRV-0101 | Drive, Variable Speed Elec | COL-RBB | Western Beaches Tunnel (Battery Park)-Storm | Drive |  |  | DRV
60291 | COL-RBB-DRV-0101 | Drive, Variable Speed Elec | COL-RBB-MISC | Miscellaneous Equipment | Drive |  |  | DRV
60292 | COL-RBB-DRV-0102 | Drive, Variable Speed Elec | COL-RBB | Western Beaches Tunnel (Battery Park)-Storm | Drive |  |  | DRV
60294 | COL-RBB-FA-0001S | Fire Alarm System, Valve House | COL-RBB-MISC | Miscellaneous Equipment | Building Service,Fire Alarm |  | 42934 | FA
60295 | COL-RBB-FA-0001S | Fire Alarm System, Valve House | COL-W-OBSOLETE | Col West Obsolete Entities | Building Service,Fire Alarm |  | 42934 | FA
60296 | COL-RBB-FEQ-0001S | Fire Prevention, Extinguisher | COL-RBB | Western Beaches Tunnel (Battery Park)-Storm | Fire Prevention,Extinguisher |  | 42905 | FEQ
60297 | COL-RBB-FEQ-0001S | Fire Prevention, Extinguisher | COL-RBB-MISC | Miscellaneous Equipment | Fire Prevention,Extinguisher |  | 42905 | FEQ
60298 | COL-RBB-FEQ-0001S | Fire Prevention, Extinguisher | COL-W-OBSOLETE | Col West Obsolete Entities | Fire Prevention,Extinguisher |  | 42905 | FEQ
60299 | COL-RBB-FEQ-0002S | Fire Prevention, Extinguisher | COL-RBB | Western Beaches Tunnel (Battery Park)-Storm | Fire Prevention,Extinguisher |  | 42906 | FEQ
60300 | COL-RBB-FEQ-0002S | Fire Prevention, Extinguisher | COL-RBB-MISC | Miscellaneous Equipment | Fire Prevention,Extinguisher |  | 42906 | FEQ
60301 | COL-RBB-FEQ-0002S | Fire Prevention, Extinguisher | COL-W-OBSOLETE | Col West Obsolete Entities | Fire Prevention,Extinguisher |  | 42906 | FEQ
60302 | COL-RBB-FIT-0002 | Transmitter, Flow | COL-RBB-MISC | Miscellaneous Equipment | Transmitter |  |  | FIT
60303 | COL-RBB-FIT-0003 | Flow Indicating Transmittetr, | COL-RBB | Western Beaches Tunnel (Battery Park)-Storm | Transmitter |  |  | FIT
60304 | COL-RBB-FIT-0003 | Flow Indicating Transmittetr, | COL-RBB-MISC | Miscellaneous Equipment | Transmitter |  |  | FIT
60305 | COL-RBB-FIT-0221 | Transmitter, Flow | COL-RBB | Western Beaches Tunnel (Battery Park)-Storm | Transmitter |  |  | FIT
60306 | COL-RBB-FN-0001 | Fan, Centrifugal | COL-RBB | Western Beaches Tunnel (Battery Park)-Storm | Fan |  |  | FN
60307 | COL-RBB-FN-0001 | Fan, Centrifugal | COL-RBB-MISC | Miscellaneous Equipment | Fan |  |  | FN
60308 | COL-RBB-FN-0002 | Fan, Exhaust | COL-RBB | Western Beaches Tunnel (Battery Park)-Storm | Fan |  |  | FN
60309 | COL-RBB-FN-0002 | Fan, Exhaust | COL-RBB-MISC | Miscellaneous Equipment | Fan |  |  | FN
60310 | COL-RBB-FN-0003 | Fan, Exhaust | COL-RBB | Western Beaches Tunnel (Battery Park)-Storm | Fan |  |  | FN
60311 | COL-RBB-FN-0003 | Fan, Exhaust | COL-RBB-MISC | Miscellaneous Equipment | Fan |  |  | FN
60313 | COL-RBB-G-0213 | Sluice Gate, | COL-RBB | Western Beaches Tunnel (Battery Park)-Storm | Valve |  |  | G
60314 | COL-RBB-G-0213 | Sluice Gate, | COL-RBB-MISC | Miscellaneous Equipment | Valve |  |  | G
60315 | COL-RBB-HTR-0001 | Heater, Unit | COL-RBB-MISC | Miscellaneous Equipment | Heater |  |  | HTR
60316 | COL-RBB-HTR-0002 | Heater, Unit | COL-RBB-MISC | Miscellaneous Equipment | Heater |  |  | HTR
60317 | COL-RBB-HTR-0003 | Heater, Unit | COL-RBB-MISC | Miscellaneous Equipment | Heater |  |  | HTR
60318 | COL-RBB-JRT-0001 | Transmittter, Power Recording | COL-RBB | Western Beaches Tunnel (Battery Park)-Storm | Meter |  |  | JRT
60319 | COL-RBB-JRT-0001 | Transmittter, Power Recording | COL-RBB-MISC | Miscellaneous Equipment | Meter |  |  | JRT
60321 | COL-RBB-LIT-0202B | Transmitter, Level | COL-RBB | Western Beaches Tunnel (Battery Park)-Storm | Transmitter,Level |  |  | LIT
60322 | COL-RBB-LIT-0202B | Transmitter, Level | COL-RBB-MISC | Miscellaneous Equipment | Transmitter,Level |  |  | LIT
60323 | COL-RBB-LIT-0230A | Transmitter, Level | COL-RBB | Western Beaches Tunnel (Battery Park)-Storm | Transmitter,Level |  |  | LIT
60324 | COL-RBB-LIT-0230A | Transmitter, Level | COL-RBB-MISC | Miscellaneous Equipment | Transmitter,Level |  |  | LIT
60325 | COL-RBB-LIT-0230B | Transmitter, Level | COL-RBB | Western Beaches Tunnel (Battery Park)-Storm | Transmitter,Level |  |  | LIT
60326 | COL-RBB-LIT-0230B | Transmitter, Level | COL-RBB-MISC | Miscellaneous Equipment | Transmitter,Level |  |  | LIT
60327 | COL-RBB-LSH-0200 | Switch, Level-High | COL-RBB | Western Beaches Tunnel (Battery Park)-Storm | Switch,Level |  |  | LSH
60328 | COL-RBB-LSH-0200 | Switch, Level-High | COL-RBB-MISC | Miscellaneous Equipment | Switch,Level |  |  | LSH
60329 | COL-RBB-LTG-0001 | Control Panel, Electrical | COL-RBB | Western Beaches Tunnel (Battery Park)-Storm | Control Panel |  |  | LTG
60330 | COL-RBB-LTG-0002 | Control Panel, Electrical | COL-RBB | Western Beaches Tunnel (Battery Park)-Storm | Control Panel |  |  | LTG
60331 | COL-RBB-LTG-0002 | Control Panel, Electrical | COL-RBB-MISC | Miscellaneous Equipment | Control Panel |  |  | LTG
60335 | COL-RBB-MCC-0001 | Motor Control Centre | COL-RBB-MISC | Miscellaneous Equipment | Control Panel,MCC |  |  | MCC
60336 | COL-RBB-P-0001 | Pump, Submersible | COL-RBB | Western Beaches Tunnel (Battery Park)-Storm | Pump |  |  | P
60370 | THC-PRM-TC-1007 | Temperature, Control, Oil Tank 1010 | THC-PRM-T-1010 | Tank, Hydraulic Power System for Sludge Bottom Scraper Mechanism, Tank 1000, Primary Clarifier |  |  |  | TC
60371 | THC-PRM-TC-1017 | Temperature, Control, Oil Tank 1070 | THC-PRM-T-1070 | Oil Tank, Hydraulic Power System for Scum Skimmer System, Primary Clarifier 1000 |  |  |  | TC
60375 | THC-PRM-TI-1004 | Temperature, Indicate, Oil Tank 1010 | THC-PRM-T-1010 | Tank, Hydraulic Power System for Sludge Bottom Scraper Mechanism, Tank 1000, Primary Clarifier |  |  |  | TI
60376 | THC-PRM-TI-1014 | Temperature, Indicate, Oil Tank 1070 | THC-PRM-T-1070 | Oil Tank, Hydraulic Power System for Scum Skimmer System, Primary Clarifier 1000 |  |  |  | TI
60383 | COL-RBB-P-0001 | Pump, Submersible | COL-RBB-MISC | Miscellaneous Equipment | Pump |  |  | P
60384 | COL-RBB-P-0101 | Pump, Submersible | COL-RBB | Western Beaches Tunnel (Battery Park)-Storm | Pump |  |  | P
60385 | COL-RBB-PDP-0002 | Control Panel, Power Dist. | COL-RBB | Western Beaches Tunnel (Battery Park)-Storm | Control Panel |  |  | PDP
60386 | COL-RBB-PDP-0002 | Control Panel, Power Dist. | COL-RBB-MISC | Miscellaneous Equipment | Control Panel |  |  | PDP
60387 | COL-RBB-PIT-0001 | Transmitter, Pressure | COL-RBB | Western Beaches Tunnel (Battery Park)-Storm | Transmitter |  |  | PIT
60388 | COL-RBB-PS-0001 | Power Supply, DC | COL-RBB | Western Beaches Tunnel (Battery Park)-Storm | Uninterruptible Power Supply |  |  | PS
60390 | COL-RBB-SC-0002 | Screen, Brush | COL-RBB | Western Beaches Tunnel (Battery Park)-Storm | Screen |  |  | SC
60391 | COL-RBB-SC-0002 | Screen, Brush | COL-RBB-MISC | Miscellaneous Equipment | Screen |  |  | SC
60392 | COL-RBB-SP-0215 | Sampler, Influent Flow | COL-RBB-MISC | Miscellaneous Equipment | Sampler |  |  | SP
60393 | COL-RBB-SP-0217 | Sampler, Forcemain Flow | COL-RBB | Western Beaches Tunnel (Battery Park)-Storm | Sampler |  |  | SP
60394 | COL-RBB-SP-0217 | Sampler, Forcemain Flow | COL-RBB-MISC | Miscellaneous Equipment | Sampler |  |  | SP
60395 | COL-RBB-SS-0001 | Door Entry system, Valve Room | COL-RBB | Western Beaches Tunnel (Battery Park)-Storm | Security System |  |  | SS
60396 | COL-RBB-SS-0001 | Door Entry system, Valve Room | COL-RBB-MISC | Miscellaneous Equipment | Security System |  |  | SS
60397 | COL-RBB-SS-0002 | Door Entry system, Sample Room | COL-RBB | Western Beaches Tunnel (Battery Park)-Storm | Security System |  |  | SS
60398 | COL-RBB-SW-0003 | Switch, Fused | COL-RBB | Western Beaches Tunnel (Battery Park)-Storm | Switch |  |  | SW
60399 | COL-RBB-SW-0003 | Switch, Fused | COL-RBB-MISC | Miscellaneous Equipment | Switch |  |  | SW
60400 | COL-RBB-SW-0004 | Switch, Lighting Transformer 0002 | COL-RBB | Western Beaches Tunnel (Battery Park)-Storm | Switch |  |  | SW
60401 | COL-RBB-SW-0004 | Switch, Lighting Transformer 0002 | COL-RBB-MISC | Miscellaneous Equipment | Switch |  |  | SW
60402 | COL-RBB-SW-0005 | Switch, Valve House | COL-RBB | Western Beaches Tunnel (Battery Park)-Storm | Switch |  |  | SW
60403 | COL-RBB-SW-0005 | Switch, Valve House | COL-RBB-MISC | Miscellaneous Equipment | Switch |  |  | SW
60404 | COL-RBB-SWG-0001 | Switchgear, Indoor | COL-RBB | Western Beaches Tunnel (Battery Park)-Storm | Switchgear |  |  | SWG
60405 | COL-RBB-SWG-0001 | Switchgear, Indoor | COL-RBB-MISC | Miscellaneous Equipment | Switchgear |  |  | SWG
60406 | COL-RBB-SWG-0002 | Switchgear, Indoor | COL-RBB | Western Beaches Tunnel (Battery Park)-Storm | Switchgear |  |  | SWG
60407 | COL-RBB-T-0001 | Tank, Domestic Hot Water | COL-RBB | Western Beaches Tunnel (Battery Park)-Storm | Tank |  |  | T
60408 | COL-RBB-T-0001 | Tank, Domestic Hot Water | COL-RBB-MISC | Miscellaneous Equipment | Tank |  |  | T
60409 | COL-RBB-TR-0001 | Transformer, Power | COL-RBB | Western Beaches Tunnel (Battery Park)-Storm | Transformer |  |  | TR
60410 | COL-RBB-TR-0001 | Transformer, Power | COL-RBB-MISC | Miscellaneous Equipment | Transformer |  |  | TR
60411 | COL-RBB-TR-0003 | Transformer, Lighting Panel 0001 | COL-RBB | Western Beaches Tunnel (Battery Park)-Storm | Transformer |  |  | TR
60413 | COL-RBB-UPS-0001 | UPS, Sample Room | COL-RBB | Western Beaches Tunnel (Battery Park)-Storm | Uninterruptible Power Supply |  |  | UPS
60432 | COL-RBB-WEL-0100 | Wet well | COL-RBB | Western Beaches Tunnel (Battery Park)-Storm | Well |  |  | WEL
60433 | COL-RBB-WEL-0100 | Wet well | COL-RBB-MISC | Miscellaneous Equipment | Well |  |  | WEL
60435 | COL-RBC-CP-0001 | Control Panel, Operator | COL-RBC | Cowan Shaft (WBT)-storm | Control Panel |  |  | CP
60436 | COL-RBC-CP-0001 | Control Panel, Operator | COL-RBC-MISC | Miscellaneous Equipment | Control Panel |  |  | CP
60437 | COL-RBC-CP-0002 | Control Panel, Operator | COL-RBC | Cowan Shaft (WBT)-storm | Control Panel |  |  | CP
60438 | COL-RBC-CP-0002 | Control Panel, Operator | COL-RBC-MISC | Miscellaneous Equipment | Control Panel |  |  | CP
60439 | COL-RBC-DM-0001 | Damper/Louver, Sample Room | COL-RBC | Cowan Shaft (WBT)-storm | Damper/Louver |  |  | DM
60440 | COL-RBC-DM-0001 | Damper/Louver, Sample Room | COL-RBC-MISC | Miscellaneous Equipment | Damper/Louver |  |  | DM
60441 | COL-RBC-FEQ-0001S | Fire Prevention, Extinguisher | COL-RBC | Cowan Shaft (WBT)-storm | Fire Prevention,Extinguisher |  | 42908 | FEQ
60442 | COL-RBC-FIT-0001S | Transmitter, Flow | COL-W-OBSOLETE | Col West Obsolete Entities | Transmitter |  | 47584 | FIT
60516 | THC-PRM-V-1012A | Valve, Solenoid, Collect, Valve 1012 | THC-PRM-V-1012 | Valve, Hydraulic Cylinder, Bottom Scraper, Primary Clarifier 1000, SW Plant |  |  |  | V
60517 | THC-PRM-V-1012B | Valve, Solenoid, Return, Valve 1012 | THC-PRM-V-1012 | Valve, Hydraulic Cylinder, Bottom Scraper, Primary Clarifier 1000, SW Plant |  |  |  | V
60518 | THC-PRM-V-1013A | Valve, Solenoid, Collect, Valve 1013 | THC-PRM-V-1013 | Valve, Hydraulic Cylinder, Bottom Scraper, Primary Clarifier 1000, SW Plant |  |  |  | V
60519 | THC-PRM-V-1013B | Valve, Solenoid, Return, Valve 1013 | THC-PRM-V-1013 | Valve, Hydraulic Cylinder, Bottom Scraper, Primary Clarifier 1000, SW Plant |  |  |  | V
60520 | THC-PRM-V-1014 | Valve, Hydraulic Cylinder, Bottom Scraper, Primary Clarifier 1000, SW Plant | THC-PRM-CLR-1030 | Sludge Bottom Scraper Mechanism, Tank 1000, Primary Clarifier |  |  |  | V
60521 | THC-PRM-V-1014B | Valve, Solenoid, Return, Valve 1014 | THC-PRM-V-1014 | Valve, Hydraulic Cylinder, Bottom Scraper, Primary Clarifier 1000, SW Plant |  |  |  | V
60522 | THC-PRM-V-1023 | Valve, Pressure Relief, Oil Tank 1010 | THC-PRM-P-1020 | Pump, Vane, Oil Tank 1010 |  |  |  | V
60523 | THC-PRM-V-1033 | Valve, Pressure Relief, Oil Tank 1010 | THC-PRM-P-1030 | Pump, Vane, Oil Tank 1010 |  |  |  | V
60530 | THC-PRM-V-1083 | Valve, Pressure Relief, Oil Tank 1070 | THC-PRM-P-1080 | Pump, Centrifugal, Oil Tank 1070 |  |  |  | V
60636 | COL-RBC-G-0001 | Sluice Gate, | COL-RBC | Cowan Shaft (WBT)-storm | Valve |  |  | G
60637 | COL-RBC-G-0001 | Sluice Gate, | COL-RBC-MISC | Miscellaneous Equipment | Valve |  |  | G
60640 | COL-RBC-HPU-0001 | Drive, Hydraulic system | COL-RBC-MISC | Miscellaneous Equipment | Drive |  |  | HPU
60641 | COL-RBC-HTR-0001 | Heater, Baseboard | COL-RBC | Cowan Shaft (WBT)-storm | Heater |  |  | HTR
60642 | COL-RBC-LIT-0001S | Level Indicating Transmitter | COL-RBC-MISC | Miscellaneous Equipment | Transmitter,Level |  | 47581 | LIT
60643 | COL-RBC-LIT-0001S | Level Indicating Transmitter | COL-W-OBSOLETE | Col West Obsolete Entities | Transmitter,Level |  | 47581 | LIT
60644 | COL-RBC-LIT-0301S | Transmitter, Level | COL-RBC | Cowan Shaft (WBT)-storm | Transmitter,Level |  | 47583 | LIT
60645 | COL-RBC-LIT-0301S | Transmitter, Level | COL-RBC-MISC | Miscellaneous Equipment | Transmitter,Level |  | 47583 | LIT
60646 | COL-RBC-LP-0001 | Control Panel, Lighting | COL-RBC | Cowan Shaft (WBT)-storm | Control Panel |  |  | LP
60647 | COL-RBC-LP-0001 | Control Panel, Lighting | COL-RBC-MISC | Miscellaneous Equipment | Control Panel |  |  | LP
60648 | COL-RBC-LP-0003 | Control Panel, Power Dist. | COL-RBC | Cowan Shaft (WBT)-storm | Control Panel |  |  | LP
60649 | COL-RBC-LP-0003 | Control Panel, Power Dist. | COL-RBC-MISC | Miscellaneous Equipment | Control Panel |  |  | LP
60650 | COL-RBC-MISC | Miscellaneous Equipment | COL-RBC | Cowan Shaft (WBT)-storm
60651 | COL-RBC-RPU-0001 | Remote Processing Unit | COL-RBC-MISC | Miscellaneous Equipment | RPU |  |  | RPU
60652 | COL-RBC-SC-0001 | Screen, Remembrance Trashrack,Shaft,Interception chamber | COL-RBC-MISC | Miscellaneous Equipment | Sampler |  |  | SC
60653 | COL-RBC-SC-0002 | Screen, Aberdeen Trashrack,Shaft,Interception chamber | COL-RBC-MISC | Miscellaneous Equipment | Sampler |  |  | SC
60654 | COL-RBC-SP-0313 | Sampler, Overflow | COL-RBC-MISC | Miscellaneous Equipment | Sampler |  |  | SP
60655 | COL-RBC-SW-0001 | Switch, Main Power | COL-RBC | Cowan Shaft (WBT)-storm | Switch |  |  | SW
60656 | COL-RBC-SW-0001 | Switch, Main Power | COL-RBC-MISC | Miscellaneous Equipment | Switch |  |  | SW
60657 | COL-RBC-UPS-0001 | UPS | COL-RBC | Cowan Shaft (WBT)-storm | Uninterruptible Power Supply |  |  | UPS
60658 | COL-RBC-UPS-0001 | UPS | COL-RBC-MISC | Miscellaneous Equipment | Uninterruptible Power Supply |  |  | UPS
60659 | COL-RBC-WEL-0100 | Wet well | COL-RBC-MISC | Miscellaneous Equipment | Well |  |  | WEL
60661 | COL-RBG-DM-0001 | Damper/Louver, Sample Room | COL-RBG-MISC | Miscellaneous Equipment | Damper/Louver |  |  | DM
60662 | COL-RBG-FEQ-0001S | Fire Prevention, Extinguisher | COL-RBG | Glendale Shaft (WBT)-storm | Fire Prevention,Extinguisher |  | 42909 | FEQ
60663 | COL-RBG-FEQ-0001S | Fire Prevention, Extinguisher | COL-RBG-MISC | Miscellaneous Equipment | Fire Prevention,Extinguisher |  | 42909 | FEQ
60664 | COL-RBG-FEQ-0001S | Fire Prevention, Extinguisher | COL-W-OBSOLETE | Col West Obsolete Entities | Fire Prevention,Extinguisher |  | 42909 | FEQ
60665 | COL-RBG-FIT-0001 | Flow Indicating Transmittetr, | COL-RBG-MISC | Miscellaneous Equipment | Transmitter |  |  | FIT
60666 | COL-RBG-FIT-0412 | Transmitter, Flow | COL-RBG | Glendale Shaft (WBT)-storm | Transmitter |  |  | FIT
60667 | COL-RBG-FIT-0412 | Transmitter, Flow | COL-RBG-MISC | Miscellaneous Equipment | Transmitter |  |  | FIT
60668 | COL-RBG-FN-0001 | Fan, Exhaust | COL-RBG-MISC | Miscellaneous Equipment | Fan |  |  | FN
60669 | COL-RBG-G-0001 | Sluice Gate, | COL-RBG-MISC | Miscellaneous Equipment | Transmitter |  |  | G
60672 | COL-RBG-JIT-0001 | Meter, Power Indicating Transmitter | COL-RBG | Glendale Shaft (WBT)-storm | Meter |  |  | JIT
60673 | COL-RBG-LIT-0001 | Level Indicating Transmitter | COL-RBG | Glendale Shaft (WBT)-storm | Transmitter,Level |  |  | LIT
60674 | COL-RBG-LIT-0401 | Transmitter, Level | COL-RBG-MISC | Miscellaneous Equipment | Transmitter,Level |  |  | LIT
60675 | COL-RBG-LP-0001 | Control Panel, Lighting | COL-RBG | Glendale Shaft (WBT)-storm | Control Panel |  |  | LP
60676 | COL-RBG-LP-0002 | Control Panel, Power Dist. | COL-RBG-MISC | Miscellaneous Equipment | Control Panel |  |  | LP
60677 | COL-RBG-MISC | Miscellaneous Equipment | COL-RBG | Glendale Shaft (WBT)-storm
60678 | COL-RBG-RPU-0001 | Remote Processing Unit | COL-RBG | Glendale Shaft (WBT)-storm | RPU |  |  | RPU
60679 | COL-RBG-SP-0413 | Sampler, Influent Flow | COL-RBG | Glendale Shaft (WBT)-storm | Sampler |  |  | SP
60680 | COL-RBG-SP-0413 | Sampler, Influent Flow | COL-RBG-MISC | Miscellaneous Equipment | Sampler |  |  | SP
60681 | COL-RBG-SP-0414 | Sampler, Overflow | COL-RBG-MISC | Miscellaneous Equipment | Sampler |  |  | SP
60682 | COL-RBG-SW-0001 | Switch, Main Power | COL-RBG | Glendale Shaft (WBT)-storm | Switch |  |  | SW
60683 | COL-RBG-SW-0001 | Switch, Main Power | COL-RBG-MISC | Miscellaneous Equipment | Switch |  |  | SW
60684 | COL-RBG-UPS-0001 | UPS | COL-RBG | Glendale Shaft (WBT)-storm | Uninterruptible Power Supply |  |  | UPS
60685 | COL-RBG-UPS-0001 | UPS | COL-RBG-MISC | Miscellaneous Equipment | Uninterruptible Power Supply |  |  | UPS
60687 | COL-RBG-WEL-0100 | Wet well | COL-RBG | Glendale Shaft (WBT)-storm | Well |  |  | WEL
60688 | COL-RBG-WEL-0100 | Wet well | COL-RBG-MISC | Miscellaneous Equipment | Well |  |  | WEL
60697 | COL-SKW-CB-0002 | Circuit Breaker, Tank Pump | COL-SKW | Kew Beach Detention Tank (Kenilworth)-storm | Circuit Breaker |  |  | CB
60698 | COL-SKW-CB-0002 | Circuit Breaker, Tank Pump | COL-SKW-MISC | Miscellaneous Equipment | Circuit Breaker |  |  | CB
60699 | COL-SKW-CB-0003 | Circuit Breaker, Gate | COL-SKW | Kew Beach Detention Tank (Kenilworth)-storm | Circuit Breaker |  |  | CB
60700 | COL-SKW-CB-0003 | Circuit Breaker, Gate | COL-SKW-MISC | Miscellaneous Equipment | Circuit Breaker |  |  | CB
60701 | COL-SKW-CH-0001 | Chamber, Water Chamber | COL-SKW | Kew Beach Detention Tank (Kenilworth)-storm | Chamber |  |  | CH
60702 | COL-SKW-CH-0001 | Chamber, Water Chamber | COL-SKW-MISC | Miscellaneous Equipment | Chamber |  |  | CH
60703 | COL-SKW-CH-0003 | Chamber, Water | COL-SKW-MISC | Miscellaneous Equipment | Chamber |  |  | CH
60704 | COL-SKW-CH-0004 | Manhole, Sanitary Intercepting Server Monitoring | COL-SKW-MISC | Miscellaneous Equipment | Chamber |  |  | CH
60705 | COL-SKW-CH-0005 | Manhole, Tank Discharge to Asbridge Treametn Plant | COL-SKW | Kew Beach Detention Tank (Kenilworth)-storm | Chamber |  |  | CH
60706 | COL-SKW-CH-0005 | Manhole, Tank Discharge to Asbridge Treametn Plant | COL-SKW-MISC | Miscellaneous Equipment | Chamber |  |  | CH
60707 | COL-SKW-CP-0001 | Control Panel, Operator | COL-SKW | Kew Beach Detention Tank (Kenilworth)-storm | Control Panel |  |  | CP
60708 | COL-SKW-CP-0001 | Control Panel, Operator | COL-SKW-MISC | Miscellaneous Equipment | Control Panel |  |  | CP
60709 | COL-SKW-F-0001 | Filter, Air | COL-SKW | Kew Beach Detention Tank (Kenilworth)-storm | Filter |  |  | F
60710 | COL-SKW-F-0001 | Filter, Air | COL-SKW-MISC | Miscellaneous Equipment | Filter |  |  | F
60711 | COL-SKW-FEQ-0001S | Fire Prevention, Extinguisher | COL-SKW | Kew Beach Detention Tank (Kenilworth)-storm | Fire Prevention,Extinguisher |  | 46860 | FEQ
60712 | COL-SKW-FEQ-0001S | Fire Prevention, Extinguisher | COL-SKW-MISC | Miscellaneous Equipment | Fire Prevention,Extinguisher |  | 46860 | FEQ
60713 | COL-SKW-FEQ-0001S | Fire Prevention, Extinguisher | COL-W-OBSOLETE | Col West Obsolete Entities | Fire Prevention,Extinguisher |  | 46860 | FEQ
60714 | COL-SKW-FN-0001 | Fan, Exhaust | COL-SKW | Kew Beach Detention Tank (Kenilworth)-storm | Fan |  |  | FN
60715 | COL-SKW-FN-0001 | Fan, Exhaust | COL-SKW-MISC | Miscellaneous Equipment | Fan |  |  | FN
60716 | COL-SKW-FN-0002 | Fan, Exhaust | COL-SKW | Kew Beach Detention Tank (Kenilworth)-storm | Fan |  |  | FN
60717 | COL-SKW-FN-0002 | Fan, Exhaust | COL-SKW-MISC | Miscellaneous Equipment | Fan |  |  | FN
60718 | COL-SKW-HTR-0001 | Heater, Baseboard | COL-SKW-MISC | Miscellaneous Equipment | Heater |  |  | HTR
60719 | COL-SKW-HTR-0002 | Heater, Baseboard | COL-SKW-MISC | Miscellaneous Equipment | Heater |  |  | HTR
60720 | COL-SKW-LIT-0001 | Meter, Level | COL-SKW | Kew Beach Detention Tank (Kenilworth)-storm | Transmitter,Level |  |  | LIT
60721 | COL-SKW-LIT-0001 | Meter, Level | COL-SKW-MISC | Miscellaneous Equipment | Transmitter,Level |  |  | LIT
60724 | COL-SKW-LSL-0101 | Switch, Level-Low | COL-SKW | Kew Beach Detention Tank (Kenilworth)-storm | Switch,Level |  |  | LSL
60725 | COL-SKW-LSL-0101 | Switch, Level-Low | COL-SKW-MISC | Miscellaneous Equipment | Switch,Level |  |  | LSL
60726 | COL-SKW-MCC-0001 | Motor Control Centre | COL-SKW-MISC | Miscellaneous Equipment | Control Panel,MCC |  |  | MCC
60727 | COL-SKW-P-0001 | Pump, Submersible | COL-SKW-MISC | Miscellaneous Equipment | Pump |  | 34124 | P
60728 | COL-SKW-P-0100 | Pump, Centrifugal | COL-SKW | Kew Beach Detention Tank (Kenilworth)-storm | Pump |  |  | P
60729 | COL-SKW-RPU-0001 | Remote Processing Unit | COL-SKW | Kew Beach Detention Tank (Kenilworth)-storm | RPU |  |  | RPU
60730 | COL-SKW-RPU-0001 | Remote Processing Unit | COL-SKW-MISC | Miscellaneous Equipment | RPU |  |  | RPU
60733 | COL-SKW-TR-0001 | Transformer, Lighting | COL-SKW | Kew Beach Detention Tank (Kenilworth)-storm | Transformer |  |  | TR
60745 | COL-SMC-AIT-0001 | Analysis Indicating Transmitter, Gas | COL-SMC-MISC | Miscellaneous Equipment | Transmitter |  |  | AIT
60746 | COL-SMC-ALR-0101 | Control Panel, Operator | COL-SMC-MISC | Miscellaneous Equipment | Control Panel |  |  | ALR
60747 | COL-SMC-ALR-0201 | Control Panel, Operator | COL-SMC | Maclean Detention Tank-storm | Control Panel |  |  | ALR
60748 | COL-SMC-ALR-0201 | Control Panel, Operator | COL-SMC-MISC | Miscellaneous Equipment | Control Panel |  |  | ALR
60754 | COL-SMC-CH-0002 | Manhole, #1 | COL-SMC | Maclean Detention Tank-storm | Chamber |  |  | CH
60755 | COL-SMC-CP-0001 | Control Panel, Operator | COL-SMC-MISC | Miscellaneous Equipment | Control Panel |  |  | CP
60756 | COL-SMC-CP-0002 | Control Panel, Operator | COL-SMC-MISC | Miscellaneous Equipment | Control Panel |  |  | CP
60757 | COL-SMC-DM-0001 | Damper, Control Room | COL-SMC | Maclean Detention Tank-storm | Damper/Louver |  |  | DM
60758 | COL-SMC-DM-0001 | Damper, Control Room | COL-SMC-MISC | Miscellaneous Equipment | Damper/Louver |  |  | DM
60759 | COL-SMC-F-0001 | Filter, Air | COL-SMC-MISC | Miscellaneous Equipment | Filter |  |  | F
60760 | COL-SMC-FEQ-0001S | Fire Prevention, Extinguisher | COL-W-OBSOLETE | Col West Obsolete Entities | Fire Prevention,Extinguisher |  | 46864 | FEQ
60763 | COL-SMC-GRF-0001 | Indicator, Ground Fault | COL-SMC | Maclean Detention Tank-storm |  |  |  | GRF
60764 | COL-SMC-GRF-0001 | Indicator, Ground Fault | COL-SMC-MISC | Miscellaneous Equipment |  |  |  | GRF
60765 | COL-SMC-HTR-0002 | Heater, Unit | COL-SMC-MISC | Miscellaneous Equipment | Heater |  |  | HTR
60767 | COL-SMC-LP-0001 | Control Panel, Lighting | COL-SMC | Maclean Detention Tank-storm | Control Panel |  |  | LP
60768 | COL-SMC-LSH-0001 | Switch, Level-High | COL-SMC-MISC | Miscellaneous Equipment | Switch,Level |  |  | LSH
60769 | COL-SMC-LSH-0101 | Switch, Level-High | COL-SMC | Maclean Detention Tank-storm | Switch,Level |  |  | LSH
60770 | COL-SMC-LSH-0103 | Switch, Level-High | COL-SMC | Maclean Detention Tank-storm | Switch,Level |  |  | LSH
60771 | COL-SMC-LSH-0103 | Switch, Level-High | COL-SMC-MISC | Miscellaneous Equipment | Switch,Level |  |  | LSH
60772 | COL-SMC-LSH-0203 | Switch, Level-High | COL-SMC-MISC | Miscellaneous Equipment | Switch,Level |  |  | LSH
60773 | COL-SMC-LSHH-0002 | Switch, Level-High | COL-SMC | Maclean Detention Tank-storm | Switch,Level |  |  | LSHH
60774 | COL-SMC-LSHH-0002 | Switch, Level-High | COL-SMC-MISC | Miscellaneous Equipment | Switch,Level |  |  | LSHH
60775 | COL-SMC-LSL-0102 | Switch, Level-Low | COL-SMC | Maclean Detention Tank-storm | Switch,Level |  |  | LSL
60776 | COL-SMC-LSL-0202 | Switch, Level-Low | COL-SMC | Maclean Detention Tank-storm | Switch,Level |  |  | LSL
60777 | COL-SMC-P-0001 | Pump, Submersible | COL-SMC | Maclean Detention Tank-storm | Pump |  | 34130 | P
60778 | COL-SMC-P-0002 | Pump, Submersible | COL-SMC-MISC | Miscellaneous Equipment | Pump |  | 34129 | P
60779 | COL-SMC-P-0100 | Pump, Stormwater tank | COL-SMC | Maclean Detention Tank-storm | Pump |  |  | P
60780 | COL-SMC-T-0200 | Tank, CSO | COL-SMC-MISC | Miscellaneous Equipment | Tank |  |  | T
60781 | COL-SMC-TR-0001 | Transformer, Lighting | COL-SMC | Maclean Detention Tank-storm | Transformer |  |  | TR
60782 | COL-SMC-TR-0001 | Transformer, Lighting | COL-SMC-MISC | Miscellaneous Equipment | Transformer |  |  | TR
60790 | COL-SPC1 | Process Control Systems - Administrative | COL-SPC | Process Control Systems - Services Area
60793 | COL-SUSPENDED ENTITY | Suspended entities | COL ADMIN | Administration
60794 | COL-SWQTF-BLOW | Blower | COL-SWQTF | Storm Water Quality Treatment Facility
60795 | COL-SWQTF-SI | Sewer Interceptors | COL-SWQTF | Storm Water Quality Treatment Facility
60796 | COL-SWQTF-STM | Storm | COL-SWQTF | Storm Water Quality Treatment Facility
60797 | COL-WEST | West | COL | Complex Systems
60798 | COL-WEST-BLOW | Blower | COL-WEST | West
60803 | COL-YKP | Kipling Yard | YKP-BLD | Collections - 435 Kipling Ave. Building envelope
60986 | THC-PRM-ZSH-1011 | Switch, Position High, Mech Collect, Valve 1011 | THC-PRM-V-1011 | Valve, Hydraulic Cylinder, Bottom Scraper, Primary Clarifier 1000, SW Plant |  |  |  | ZSH
60987 | THC-PRM-ZSH-1051 | Switch, Position High, Supply Damper, Damper 1051 | THC-PRM-DM-1051 | Damper/Louver, Damper 1051 |  |  |  | ZSH
60988 | THC-PRM-ZSH-1052 | Switch, Position High, Exhaust Damper, Damper 1052 | THC-PRM-DM-1052 | Damper/Louver, Damper 1052 |  |  |  | ZSH
61067 | THC-PRM-ZSL-1011 | Switch, Position Low, Mech Return, Valve 1011 | THC-PRM-V-1011 | Valve, Hydraulic Cylinder, Bottom Scraper, Primary Clarifier 1000, SW Plant |  |  |  | ZSL
61068 | THC-PRM-ZSL-1014 | Switch, Position Low, Mech Return, Valve 1014 | THC-PRM-V-1014 | Valve, Hydraulic Cylinder, Bottom Scraper, Primary Clarifier 1000, SW Plant |  |  |  | ZSL
61201 | THC-PS-BLDG-0001 | Headhouse Plant Services System | THC-PLT-BLDG-0001 | New Head House, preliminary process |  |  |  | BLDG
61205 | THC-PWA-BFP | Backflow Preventers | THC-PWA-POTABLE | Potable Water | Valve,Backflow Preventer,Reduced Pressure
61206 | THC-PWA-CITY WATER | Plant Water City Water | THCLIQOPS | THC Liquids Operations
61217 | THC-PWA-ELQ-0001 | Electrical Services 110 - 220V, Building L | THC-ELS-PS-0001-L | Primary Power Equipment, Building L | Building Service,Electrical 110 - 220 V |  |  | ELQ
61258 | THC-PWA-POTABLE | Potable Water | THC-PWA-CITY WATER | Plant Water City Water
61338 | THC-ROUTINE WA1 | THC-Routine Inspection Work Area 1 | THCSLDMNT | THC Solids Maintenance
61339 | THC-ROUTINE WA2 | THC-Routine OIC Inspection Work Area 2 | THC | Highland Creek Treatment Plant
61340 | THC-ROUTINE WA2 | THC-Routine OIC Inspection Work Area 2 | THCLIQMNT | THC Liquids Maintenance
61341 | THC-SDB-BLDG | Building Location | THC-EUS | Production & End User Support
61380 | THC-SES-FEQ | Fire Fighting System | THC-SES | Safety & Environmental Services
61624 | THC-SES-FEQ-SD39 | 1 1/2 Folding NFE Polyflex Hoses | THC-SES-FEQ-0001 | Portable Fire Extinguisher, location forklift THC-GRK-VEH-329026
61641 | THC-SES-GAS-A | Gas Detectors and Monitors, Building A | THC-SES-GAS | Gas Detectors and Monitors
61642 | THC-SES-GAS-E | Gas Detectors and Monitors, Building E | THC-SES-GAS | Gas Detectors and Monitors
61643 | THC-SES-GAS-I | Gas Detectors and Monitors, Headhouse, Building I | THC-SES-GAS | Gas Detectors and Monitors
61644 | THC-SES-GAS-K | Gas Detectors and Monitors, Building K | THC-SES-GAS | Gas Detectors and Monitors
61866 | THC-SES-SQ | Safety Equipment | THC-SES | Safety & Environmental Services
61902 | THC-SPC | Process Control Systems - Services Area | THC | Highland Creek Treatment Plant
61903 | THC-SPC | Process Control Systems - Services Area | THC-ITM | Integrated Technology Management
61930 | THC-SPC-WA2 | System Process Control | THCLIQMNT | THC Liquids Maintenance
61931 | THC-SPC1 | Process Control Systems - Administrative | THC | Highland Creek Treatment Plant
61932 | THC-SPC1 | Process Control Systems - Administrative | THC-SPC | Process Control Systems - Services Area
61937 | THC-STORE | Building Location | THC-EUS | Production & End User Support
62106 | THC-STR-ODOUR | Odour Control | THC-STR | Secondary Treatment
62170 | THC-STR-P-T-0100-02 | Pump, Tank 0100-0200, Secondary Clarification, RAS/WAS | THC-STR-RAS/WAS OLD | RAS/WAS, Old Plant |  |  |  | T
62171 | THC-STR-P-T-0300-04 | Pump, Tank 0300-0400, Secondary Clarification, RAS/WAS | THC-STR-RAS/WAS OLD | RAS/WAS, Old Plant |  |  |  | T
62192 | THC-STR-RAS/WAS | Return/ Waste Activated Sludge | THC-STR | Secondary Treatment
62193 | THC-STR-RPU | Secondary Process RPUs | THC-STR | Secondary Treatment
62382 | THC-SUSPENDED | Suspended entity | THC | Highland Creek Treatment Plant
62395 | THC-THK-BIOFILTER | THK Biofilter System | THC-DEW | Dewatering Process
62396 | THC-THK-BIOFILTER | THK Biofilter System | THC-THK-ELS | TWAS Elecftrical equipment Sludge Thickening
62400 | THC-THK-CF | Waste Activated Centrifuges Thickening | THC-THK-TWAS | Waste Activated Sludge Thickening
62433 | THC-THK-ELS | TWAS Elecftrical equipment Sludge Thickening | THCLIQMNT | THC Liquids Maintenance
62574 | THC-THK-TWAS | Waste Activated Sludge Thickening | THCLIQMNT | THC Liquids Maintenance
62788 | THC-WA3-SPARE | Spare equipment for WA3 | THC-LQMT-SPARES | THC Liquids Maintenance Area- Spare Rebuilt Equipment |  |  | 47534
62798 | THCLIQMNT | THC Liquids Maintenance | THC | Highland Creek Treatment Plant
62799 | THCLIQOPS | THC Liquids Operations | THC | Highland Creek Treatment Plant
62812 | THCSLDOPS | THC Solids Operations | THC | Highland Creek Treatment Plant
62813 | THR COMMUNICATIONS | THR Communications | THR-SPC1 | Process Control Systems - Administrative
62814 | THR WORK AREA 1 | Solid Handling | THR | Humber Treatment Plant
62816 | THR-ACC | Air Conditioning, Heating and Ventilation | THR-ACC-WA4 | Air Conditioning, AHU, HVAC,Work Area4
63111 | THR-ACC-FN | Air Conditoning, Fans, Gallery Ventilation, Supply and Exhaust | THR-ACC-WA4 | Air Conditioning, AHU, HVAC,Work Area4
64185 | THR-ACC-WA2 | Air Conditioning, AHU, HVAC,Work Area2 | THR WORK AREA 2 | Liquid Handling
64188 | THR-AER | Aeration | THR WORK AREA 4 | Liquid Handling 2
64219 | THR-AER-BL | Aeration Blowers | THR-AER-HPB | Aeration, High Pressure Blowers
64672 | THR-BG | Blended Gas | THR-DIG | Digester
64676 | THR-BG-C | Blended Gas, Gas Compressors | THR-CG | Co-Generation
64685 | THR-BG-DRY | Blended Gas, Dryer | THR-BG | Blended Gas
64686 | THR-BG-DT-0202 | Drip Trap, Condensate, Heat Exch 0202, High Press Gas Conditioning System Train 2, Gas Comp Bldg | THR-BG-HE-0202 | Heat Exchanger, Fuel Gas Pre-Cooler, High Press Gas Conditioning System Train 2, Gas Comp Bldg |  |  |  | DT
64687 | THR-BG-DT-0203 | Drip Trap, Condensate, Condensor 0203, High Press Gas Conditioning System Train 2, Gas Comp Bldg | THR-BG-CU-0203 | Condensor, Fuel Gas, High Press Gas Conditioning System Train 2, Gas Comp Bldg |  |  |  | DT
64699 | THR-BG-FX-0201 | Flame Arrestor, Compressor 0201 Fuel Gas Train Outlet, Gas Compressor Building | THR-BG-C-0201 | Compressor, Centrifugal, Fuel Gas, Compressor Building, Gas Compressor (And Dryer), for COGEN | Compressor |  |  | FX
64726 | THR-BG-PIP | Blended Gas, Piping | THR-BG | Blended Gas
64885 | THR-BG-VSH-0114 | Switch, Vibration, High, Motor 0101, Compressor 0101, Gas Compressor Bldg | THR-BG-C-0101 | Compressor, Centrifugal, Fuel Gas, Compressor Building, Gas Compressor (And Dryer) for COGEN |  |  |  | VSH
64891 | THR-BLOWER-BLDG | Building Location | THR-EUS | Production & End User Support
64892 | THR-BLOWER-BLDG | Building Location | THR-ITM | Integrated Technology Management
64893 | THR-CAP-13FS-37WP | Humber Treatment Plant, Capital Project, Odour Control. 13FS-37WP | THR-PIP-WA1 | Process Piping System, Work Area 1 |  |  |  | CAP
64894 | THR-CAP-DIG2&3-21TW-CTS-1 | THR Selective Repairs of Digesters#2 &3 Project, 21TW-CTS-16CWD | THR-DIG | Digester |  |  |  | CTS
64896 | THR-CG | Co-Generation | THR WORK AREA 3 | Plant Services
64972 | THR-CG-SB | Co-Generation Scubber, Digester Gas | THR-DIG-SB | Scrubbers, Digester Tanks 1-10
65128 | THR-CHLORINE-BLDG | Building Location | THR-EUS | Production & End User Support
65129 | THR-COMPRESSOR-BLDG | Building Location | THR-EUS | Production & End User Support
65130 | THR-CRN-WA2 | Cranes, Overhead Lifting Devices,WA2 | THR WORK AREA 2 | Liquid Handling
65131 | THR-CRN-WA2 | Cranes, Overhead Lifting Devices,WA2 | THR-MCS-WA2 | Cranes, Lifting Devices, Machine Tools, Overhead Doors
65132 | THR-CRN-WA3 | Cranes, Overhead Lifting Devices,WA3 | THR-MCS-WA3 | Cranes, Lifting Devices, Machine Tools, Overhead doors, Welding Shops
65211 | THR-CW-BFP-WA2 | City Water, Back Flow Preventer, Work Area 2 | THR-CW | City Water
65212 | THR-CW-BFP-WA2 | City Water, Back Flow Preventer, Work Area 2 | THR-GRK-WA2 | Building & Grounds Work Area 2
65213 | THR-CW-BFP-WA4 | City Water, Back Flow Preventer, Work Area 4 | THR-CW | City Water
65214 | THR-CW-CH | City Water & Fire Water Chambers | THR-SES-WA2 | Safety & Environmental Services, WA2
65215 | THR-CW-CH-0002 | City Water & Fire Water Chambers, Chamber #2 | THR-CW-CH | City Water & Fire Water Chambers |  |  |  | CH
65216 | THR-CW-CH-0004 | City Water & Fire Water Chambers, Chamber #4 | THR-CW | City Water |  |  |  | CH
65217 | THR-CW-CH-0004 | City Water & Fire Water Chambers, Chamber #4 | THR-CW-CH | City Water & Fire Water Chambers |  |  |  | CH
65218 | THR-CW-CH-0006 | City Water & Fire Water Chambers, Chamber #6 | THR-CW-CH | City Water & Fire Water Chambers |  |  |  | CH
65654 | THR-DCL-ZONE | Simulator Zone, De-chlorination System | THR-DCL | Dechlorination | Mixer,Propeller
65660 | THR-DIG | Digester | THR WORK AREA 1 | Solid Handling
65736 | THR-DIG-C | Digester, Gas Compressors | THR-DIG | Digester
65744 | THR-DIG-CG | Digester Gas, Co-Generation | THR-CG-SB | Co-Generation Scubber, Digester Gas
65769 | THR-DIG-DRN | Digester, Drainage Sump Pump | THR-DIG | Digester
65770 | THR-DIG-DT-7750 | Drip Trap, Automatic, Burner BU-7750 Digester Gas Condensate, WGB Building | THR-DIG-BU-7750 | Waste Gas Burner, Burner 7750, WGB Bldg Roof |  |  |  | DT
65771 | THR-DIG-DT-7780 | Drip Trap, Automatic, Burner BU-7780 Digester Gas Condensate, WGB Building | THR-DIG-BU-7780 | Burner, Waste Gas 7780, Waste Gas Burner Building Roof |  |  |  | DT
66178 | THR-DIG-PM | Digester, RCM PM Lead Task Entities | THR-DIG-T | Digester, Tanks
66252 | THR-DIG-RPU | RPU, UPS, Digester | THR-DIG-T | Digester, Tanks
66290 | THR-DIG-SCUM | Digester, Scum Line | THR-DIG | Digester
66349 | THR-DIG-T-7-10 | Digester, Entities Common to Tanks 7-10 | THR-DIG-T | Digester, Tanks |  |  |  | T
66350 | THR-DIG-T-7-8 | Digester, Entities Common to Tanks 7-8 | THR-DIG-T | Digester, Tanks |  |  |  | T
66351 | THR-DIG-T-9-10 | Digester, Entities Common to Tanks 9-10 | THR-DIG-T | Digester, Tanks |  |  |  | T
66407 | THR-DIG-TWAS | Digester, Thickened Waste Activated Sludge Line | THR-DIG | Digester
66434 | THR-DIG-V-0101 | Valve, Ball, Isolation, New Oil Fill Line (Exterior), Tank 0110, Lube Oil System, Gas Comp Bldg | THR-DIG-P-0101 | Pump, Positive Displacement, Transfer, New Oil, Lube Oil System, Gas Compressor Building |  |  |  | V
67129 | THR-DIGESTER-BLDG | Building Location | THR-EUS | Production & End User Support
67130 | THR-DIS | Disinfection | THR WORK AREA 4 | Liquid Handling 2
67152 | THR-DIS-CHL | Disinfection, Chlorination System | THR-DIS | Disinfection |  |  | 34704
67153 | THR-DIS-CHL | Disinfection, Chlorination System | THR-DIS-EV | Disinfection, Chlorine Evaporator |  |  | 34704
67154 | THR-DIS-CHL | Disinfection, Chlorination System | THR-S-E | SUSPENDED ENTITY |  |  | 34704
67201 | THR-DIS-CW-S | Disinfection, City Water, BFP | THR-S-E | SUSPENDED ENTITY |  |  | 34862
67212 | THR-DIS-EV | Disinfection, Chlorine Evaporator | THR-DIS | Disinfection |  |  | 34557
67276 | THR-DIS-P-EFF | Pumps, Disinfection, Effluent | THR-DIS-P | Disinfection - Pumping
67277 | THR-DIS-P-FPW | Pumps, Disinfection, Filtered Plant Water | THR-DIS-P | Disinfection - Pumping
67278 | THR-DIS-P-NRAS | Pumps, Disinfection, North Return Activated Sludge | THR-DIS-P | Disinfection - Pumping
67279 | THR-DIS-P-S | Disinfection, Pumps, Sump & Chlorine Solution | THR-S-E | SUSPENDED ENTITY |  |  | 34863
67280 | THR-DIS-P-SRAS | Pumps, Disinfection, South Return Activated Sludge | THR-DIS-P | Disinfection - Pumping
67281 | THR-DIS-P-SUMP | Disinfection - Pump, Sump | THR-DIS-P | Disinfection - Pumping
67282 | THR-DIS-P-SUS | Disinfection, Pumps, Sump & Chlorine Solution | THR-DIS-P | Disinfection - Pumping
67283 | THR-DIS-P-SUS | Disinfection, Pumps, Sump & Chlorine Solution | THR-S-E | SUSPENDED ENTITY
67333 | THR-DIS-SB | Scrubbers, Caustic Soda Recirculation Pumps | THR-S-E | SUSPENDED ENTITY
67632 | THR-DL-NRAS | Dosing Line, North RAS Chemical Feed | THR-DIS-P-NRAS | Pumps, Disinfection, North Return Activated Sludge | Transmitter,Pressure
67633 | THR-DL-SRAS | Dosing Line, South RAS Chemical Feed | THR-DIS-P-SRAS | Pumps, Disinfection, South Return Activated Sludge | Transmitter,Pressure
67634 | THR-DL-WA4 | Dosing Lines-Work Area4 | THR-DIS | Disinfection
67669 | THR-DRN-ER | Engine Room, Work Area 3 | THR-DRN-WA3 | Drains, Work Area 3
67670 | THR-DRN-PRM | Primary Treatment, Work Area 2 | THR-DRN-WA2 | Drains, Work Area 2
67672 | THR-DRN-THK | Sludge Thickening, Work Area 1 | THR-DRN-WA1 | Drains, Work Area 1
67673 | THR-DRN-WA1 | Drains, Work Area 1 | THR-GRK-PRTY-WA1 | WA1 Property, Humber T. P. for DOS Work Orders
67674 | THR-DRN-WA2 | Drains, Work Area 2 | THR-GRK-WA2 | Building & Grounds Work Area 2
67675 | THR-DRN-WA3 | Drains, Work Area 3 | THR-GRK-PRTY-WA3 | WA3 Property, Humber T. P. for DOS Work Orders
67676 | THR-DRN-WA3 | Drains, Work Area 3 | THR-GRK-WA3 | Buildings & Grounds, Work Area 3
67677 | THR-DRN-WA4 | Drains, Work Area 4 | THR-GRK-PRTY-WA4 | WA4 Property, Humber T. P. for DOS Work Oders
67763 | THR-ELS-ADM | Electrical System, Administration Building | THR-ELS | Electrical Power System
67947 | THR-ELS-CG | Electrical System, Co-Generation | THR-ELS | Electrical Power System
67949 | THR-ELS-COMM | Plant External & Internal Phone System | THR-GRK-WA1 | Building & Grounds Work Area 1 | Silencer
67958 | THR-ELS-DIG | Electrical System, Digester Tanks | THR-ELS | Electrical Power System
67993 | THR-ELS-EPS | Electrical System, Effluent Pumping System | THR-ELS | Electrical Power System
67995 | THR-ELS-FST | Electrical System, Final Sedimentation Tanks & Galleries | THR-ELS-HPBB | Electrical System, High Pressure Blower Building
68003 | THR-ELS-GCB | Electrical System, Digester Gas Compressor Building | THR-ELS | Electrical Power System
68005 | THR-ELS-GRIT | Electrical System, Grit Bldg., North Prelimanry and Primary Station | THR-ELS | Electrical Power System
68007 | THR-ELS-HPBB | Electrical System, High Pressure Blower Building | THR-ELS | Electrical Power System
68191 | THR-ELS-MAINSUB | Electrical Equipment at the Main Substation | THR-ELS | Electrical Power System
68239 | THR-ELS-NS | Electrical System, North Substation | THR-ELS | Electrical Power System
68240 | THR-ELS-OCS | Electrical System, Odour Control System | THR-ELS | Electrical Power System
68267 | THR-ELS-PRMS | Electrical System, Primary Station South | THR-ELS | Electrical Power System
68268 | THR-ELS-PRS | Electrical System, Phosphorous Removal System | THR-ELS | Electrical Power System
68272 | THR-ELS-RSPS | Electrical System, Returns Sludge Pumping Station | THR-ELS | Electrical Power System
68302 | THR-ELS-STB | Electrical System, Sludge Thickening Building | THR-ELS | Electrical Power System
68371 | THR-ELS-TESTREPORTS | Electrical Power System, Bulk Test Reports | THR WORK AREA 3 | Plant Services
68456 | THR-ELS-WS | Electrical System, West Substation | THR-ELS | Electrical Power System
68457 | THR-EPS | Effluent Pumping Station | THR WORK AREA 4 | Liquid Handling 2
68477 | THR-EPS-P | Effluent Pumping Station, Pumps | THR-EPS | Effluent Pumping Station
68507 | THR-EUS | Production & End User Support | THR-ITM | Integrated Technology Management
68560 | THR-FPW-P | Filtered Plant Water, Pumps | THR-FPW | Filtered Plant Water
68777 | THR-FT-CFP | Final Tank, Cross Feed Pumps | THR-FT | Final Tank
68801 | THR-FT-DRN | Final Tank, Drainage, Sump Pumps | THR-FT-T | Final Sedimentation Tank & Dedicated WAS Pumping
69212 | THR-FT-RAS-P | Final Tank, Return Activated Sludge Pumping | THR-FT | Final Tank
69761 | THR-FT-WAS-P | Final Tank, Waste Activated Sludge Pumping | THR-FT | Final Tank
69762 | THR-FT-WAS-P-S | Final Tank, Waste Activated Sludge Pumping-South | THR-FT-WAS-P | Final Tank, Waste Activated Sludge Pumping
69763 | THR-GQ-DIG | Digester Area, Work Area 1 | THR-GQ-WA1 | Grounds, Work Area 1
69764 | THR-GQ-DIS | Disinfection, Work Area 1 | THR-GQ-WA1 | Grounds, Work Area 1
69766 | THR-GQ-FPW | Filtered Plant Water, Work Area 3 | THR-GQ-WA3 | Grounds, Work Area 3
69768 | THR-GRIT-BLDG | Building Location | THR-EUS | Production & End User Support
69860 | THR-GRK-PRTY-WA1 | WA1 Property, Humber T. P. for DOS Work Orders | THR-GRK-WA1 | Building & Grounds Work Area 1
69897 | THR-ITM | Integrated Technology Management | THR | Humber Treatment Plant
70088 | THR-NGS-CG | Natural Gas System, Co-Generation | THR-DIG | Digester
70182 | THR-OCS | Odour Control System | THR WORK AREA 1 | Solid Handling
70192 | THR-OCS-C | Compressor, Ozone Generator, Odour Control | THR-OCS-OZ | Odour Control System, Ozonator
70254 | THR-OCS-NEW | Odour Control, Biofilter | THR WORK AREA 2 | Liquid Handling
70257 | THR-OCS-P | Odour Control System, Pumps | THR-OCS-SB | Odour Control System, Scrubbers
70288 | THR-OCS-T | Odour Control System, Tanks | THR-OCS | Odour Control System
70384 | THR-ODOUR-CTL-BLDG | Building Location | THR-EUS | Production & End User Support
70386 | THR-PIP-WA4 | Process Piping System, Work Area 4 | THR-AER-BL | Aeration Blowers
70387 | THR-PLQ-ADM | Administration Bldg., Work Area 2 | THR-PLQ-WA2 | Plumbing, Work Area 2
70388 | THR-PLQ-ADM | Administration Bldg., Work Area 2 | THR-PLQ-WA3 | Plumbing, Work Area 3
70392 | THR-PLQ-WA2 | Plumbing, Work Area 2 | THR-GRK-PRTY-WA2 | WA2 Property, Humber T. P. for DOS Work Orders
70393 | THR-PLQ-WA3 | Plumbing, Work Area 3 | THR-GRK-PRTY-WA3 | WA3 Property, Humber T. P. for DOS Work Orders
70394 | THR-PLT | Preliminary Treatment | THR WORK AREA 2 | Liquid Handling
70452 | THR-PLT-BL-GRIT | Preliminary Treatment, Grit Bldg. Blowers | THR-S-E | SUSPENDED ENTITY
70453 | THR-PLT-BL-VX(SUSP) | Preliminary Treatment, Head House Vortex Blowers | THR-PLT-HH | Preliminary Treatment, Head House |  |  | 36046
70587 | THR-PLT-CYC-G | Cyclone, North Grit Building | THR-PLT-GRITS | Gate,Sluice,Preliminary Treatment, Grit Building
70645 | THR-PLT-GRIT-G | Gate, Sluice, North Grit, Preliminary Treatment | THR-PLT-GRITS | Gate,Sluice,Preliminary Treatment, Grit Building | Valve,Gate,Act.
70646 | THR-PLT-GRIT-P | Grit Pumps, Preliminary Treatment, Grit Building | THR-PLT-GRITS | Gate,Sluice,Preliminary Treatment, Grit Building
70647 | THR-PLT-GRIT-P-HH | Grit Pumps, Preliminary Treatment, Head House | THR-PLT-T-HH | Tanks, Grit Vortex Prime, Headhouse
70770 | THR-PLT-SC | Preliminary Treatment, Bar Screens | THR-PLT-HH | Preliminary Treatment, Head House
70785 | THR-PLT-T | Preliminary Treatment, Grit Removal Tanks and Grit Bin | THR-PLT-GRITS | Gate,Sluice,Preliminary Treatment, Grit Building
70947 | THR-PRM | Primary Treatment | THR WORK AREA 2 | Liquid Handling
70960 | THR-PRM-BH-0001 | Bulk Head, Channel Gate Stop/Block, Primary | THR-PRM-BH | Bulk Head, Channel Gate Stop/Block, Primary |  |  |  | BH
70961 | THR-PRM-BH-0006 | Bulk Head, Channel Gate Stop/Block, Primary | THR-PRM-BH | Bulk Head, Channel Gate Stop/Block, Primary |  |  |  | BH
70962 | THR-PRM-BH-0007 | Bulk Head, Channel Gate Stop/Block, Primary | THR-PRM-BH | Bulk Head, Channel Gate Stop/Block, Primary |  |  |  | BH
70963 | THR-PRM-BH-0008 | Bulk Head, Channel Gate Stop/Block, Primary | THR-PRM-BH | Bulk Head, Channel Gate Stop/Block, Primary |  |  |  | BH
70964 | THR-PRM-BH-0009 | Bulk Head, Channel Gate Stop/Block, Primary | THR-PRM-BH | Bulk Head, Channel Gate Stop/Block, Primary |  |  |  | BH
70965 | THR-PRM-BH-0013 | Bulk Head, Channel Gate Stop/Block, Primary | THR-PRM-BH | Bulk Head, Channel Gate Stop/Block, Primary |  |  |  | BH
71182 | THR-PRM-SCP-N | Scum Pumping, Primary Treatment, North Primary(9,10,11) | THR-PRM-SCP | Scum Pumping, Primary Treatment,North and South
71183 | THR-PRM-SCP-S | Scum Pumping, Primary Treatment, South Primary(1-8) | THR-PRM-SCP | Scum Pumping, Primary Treatment,North and South
71184 | THR-PRM-SLP-N | Sludge Pumping, Primary Treatment, North Primary | THR-PRM-NORTH | Primary Treatment, North Primary
71185 | THR-PRM-SLP-S | Sludge Pumping, Primary Treatment, South Primary | THR-PRM-SOUTH | Primary Treatment, South Primary
71186 | THR-PRM-SLP-TEMP | Sludge Pumping, Primary Treatment, North and South Primary | THR-PRM | Primary Treatment
71187 | THR-PRM-STA-1 | South Primary Station 1 | THR-PRM-SOUTH | Primary Treatment, South Primary |  |  |  | STA
71188 | THR-PRM-STA-3 | South Primary Station 3 | THR-PRM-SOUTH | Primary Treatment, South Primary |  |  |  | STA
71189 | THR-PRM-T | Primary Sedimentation Tanks | THR-PRM | Primary Treatment
71190 | THR-PRM-T | Primary Sedimentation Tanks | THR-PRM-SOUTH | Primary Treatment, South Primary
71222 | THR-PRM-T-N | Primary Sedimentation Tanks- North | THR-PRM-T | Primary Sedimentation Tanks
71223 | THR-PRM-T-S | Primary Sedimentation Tanks- South | THR-PRM-T | Primary Sedimentation Tanks
71482 | THR-PRS-P | Phosphorous Removal System, Pumps | THR-PRS | Phosphorous Removal System
71527 | THR-PRS-T | Phosphorous Removal System, Storage Tank | THR-PRS | Phosphorous Removal System
71938 | THR-SES-HAZ-WASTE | Hazardous Waste, Old Oil Storage, in Front of STB | THR-SES-WA3 | Safety & Environmental Services | Safety
72175 | THR-SPC1 | Process Control Systems - Administrative | THR | Humber Treatment Plant
72176 | THR-SPC1 | Process Control Systems - Administrative | THR-SPC | Process Control Systems - Services Area
72238 | THR-SUSPENDED ENTITY | Suspended Entities | THR | Humber Treatment Plant |  |  | 42879
72239 | THR-SUSPENDED ENTITY | Suspended Entities | THR-S-E | SUSPENDED ENTITY |  |  | 42879
72240 | THR-THK | Sludge Thickening | THR WORK AREA 1 | Solid Handling
72415 | THR-THK-P-CF | Centrifuge Feed Pumps | THR-THK | Sludge Thickening
72416 | THR-THK-P-TWAS | TWAS Transfer Pumps & Holding Tanks | THR-THK | Sludge Thickening
72484 | THR-THK-T | WAS Storage Tanks & Headers | THR-THK | Sludge Thickening
72712 | THR-WA1-CI | Work Area 1 , Continuous Improvement Activities
72882 | THR-WA4-CI | Work Area 4 , Continuous Improvement Activities
72945 | TNT | North Toronto Treatment Plant | WWT | Wastewater Treatment
72946 | TNT WORK AREA 9 | North Toronto Treatment Plant | TAB | Ashbridges Bay Treatment Plant
72947 | TNT-ACC | HVAC, Boilers | TNT WORK AREA 9 | North Toronto Treatment Plant
72952 | TNT-ACC-AHU | HVAC- AHUs and Fans | TNT-ACC | HVAC, Boilers
73013 | TNT-ACC-OIL | Boilers, Burners, Oil & gas Systems | TNT-ACC | HVAC, Boilers
73156 | TNT-AER | Aeration Treatment | TNT-STR | Secondary Treatment
73255 | TNT-AER-RX-0101 | Reactor, Mabr Cassette, Aeration Tank 1 - Mabr Cassette 1, Aeration | TNT-AER-T-0100 | Tank,Aeration, # 1 |  |  |  | RX
73256 | TNT-AER-RX-0103 | Reactor, Mabr Cassette, Aeration Tank 1 - Mabr Cassette 3, Aeration | TNT-AER-T-0100 | Tank,Aeration, # 1 |  |  |  | RX
73257 | TNT-AER-RX-0104 | Reactor, Mabr Cassette, Aeration Tank 1 - Mabr Cassette 4, Aeration | TNT-AER-T-0100 | Tank,Aeration, # 1 |  |  |  | RX
73258 | TNT-AER-RX-0105 | Reactor, Mabr Cassette, Aeration Tank 1 - Mabr Cassette 5, Aeration | TNT-AER-T-0100 | Tank,Aeration, # 1 |  |  |  | RX
73259 | TNT-AER-RX-0106 | Reactor, Mabr Cassette, Aeration Tank 1 - Mabr Cassette 6, Aeration | TNT-AER-T-0100 | Tank,Aeration, # 1 |  |  |  | RX
73260 | TNT-AER-RX-0107 | Reactor, Mabr Cassette, Aeration Tank 1 - Mabr Cassette 7, Aeration | TNT-AER-T-0100 | Tank,Aeration, # 1 |  |  |  | RX
73261 | TNT-AER-RX-0110 | Reactor, Mabr Cassette, Aeration Tank 1 - Mabr Cassette 10, Aeration | TNT-AER-T-0100 | Tank,Aeration, # 1 |  |  |  | RX
73262 | TNT-AER-RX-0111 | Reactor, Mabr Cassette, Aeration Tank 1 - Mabr Cassette 11, Aeration | TNT-AER-T-0100 | Tank,Aeration, # 1 |  |  |  | RX
73263 | TNT-AER-RX-0209 | Reactor, Mabr Cassette, Aeration Tank 2 - Mabr Cassette 9, Aeration | TNT-AER-T-0200 | Tank,Aeration, # 2 |  |  |  | RX
73264 | TNT-AER-RX-0210 | Reactor, Mabr Cassette, Aeration Tank 2 - Mabr Cassette 10, Aeration | TNT-AER-T-0200 | Tank,Aeration, # 2 |  |  |  | RX
73265 | TNT-AER-RX-0211 | Reactor, Mabr Cassette, Aeration Tank 2 - Mabr Cassette 11, Aeration | TNT-AER-T-0200 | Tank,Aeration, # 2 |  |  |  | RX
73415 | TNT-BFP | Backflow Preventers | TNT-CW | City Water
73416 | TNT-CSO | Combined Sewer Overflow and storage system | TNT-OF | Outfall, Weirs, CSO and Detention Tanks
73429 | TNT-CSO-LAB | Lab Bldg polymer System | TNT-CSO | Combined Sewer Overflow and storage system | Building Service
73453 | TNT-CSO-TJB1 | Maintenance Hole#MH1 | TNT-CSO | Combined Sewer Overflow and storage system | Building Service,Floor Drain
73506 | TNT-CW | City Water | TNT WORK AREA 9 | North Toronto Treatment Plant
73517 | TNT-CW-FEQ | Fire Hydrants | TNT-CW | City Water
73544 | TNT-DCL | Dechlorination | TNT WORK AREA 9 | North Toronto Treatment Plant
73569 | TNT-DIG | Digestion | TNT WORK AREA 9 | North Toronto Treatment Plant
73576 | TNT-DIG-BL-5100 | Digester Gas header-Boiler BO-5100 | TNT-DIG-GAS | Digester Gas header |  |  |  | BL
73577 | TNT-DIG-BL-5200 | Digester Gas header- Boiler B0-5200 | TNT-DIG-GAS | Digester Gas header |  |  |  | BL
73578 | TNT-DIG-DS | Digested Sludge Headers, Digester, Transfer & Recirc. Pumps | TNT-DIG | Digestion
73588 | TNT-DIG-GAS | Digester Gas header | TNT-DIG | Digestion
73589 | TNT-DIG-GAS-MON | Digester Gas Monitoring System | TNT-DIG | Digestion
73603 | TNT-DIG-PRS | Primary Sludge Headers, Digester, Heat Exchangers | TNT-DIG | Digestion
73835 | TNT-ELS-LTG | Emergency lighting/Exit lighting | TAB-SUSPENDED ENTITY | Suspended entities |  |  | 41265
73875 | TNT-EUS | Production & End User Support | TNT-ITM | Integrated Technology Management
73876 | TNT-FT | Final Tanks 1-5 | TNT-STR | Secondary Treatment
73927 | TNT-GRK-FSTAID | First aid Kits | TNT-GRK | Groundskeeping, Building services, Safety Equipment
73932 | TNT-ITM | Integrated Technology Management | TNT | North Toronto Treatment Plant
73933 | TNT-MCS | Miscellaneous, including Storm Water Tanks | TNT WORK AREA 9 | North Toronto Treatment Plant
73972 | TNT-MCS-SHOP | Maintenance Shop | TNT-MCS | Miscellaneous, including Storm Water Tanks
73999 | TNT-PLT | Preliminary Treatment | TNT WORK AREA 9 | North Toronto Treatment Plant
74035 | TNT-PRM-SLD-0001 | Sludge/ Bio-solid | TNT-PRM | Primary Treatment |  |  |  | SLD
74101 | TNT-RTE-WA9 | TNT-Routine Work Area 9 | TNT WORK AREA 9 | North Toronto Treatment Plant
74109 | TNT-SES-FEQ | Fire Extinguishers | TAB-SUSPENDED ENTITY | Suspended entities |  |  | 41264
74162 | TNT-STORE | Computer Storage Location | TNT-EUS | Production & End User Support
74163 | TNT-STR | Secondary Treatment | TNT WORK AREA 9 | North Toronto Treatment Plant
74179 | TNT-STR-SLUDGE | Sludge headers,SSL,RAS,WAS | TNT-STR | Secondary Treatment
74219 | TNT-WA9-AR-0001 | Alternate Rate | TNT-GRK | Groundskeeping, Building services, Safety Equipment |  |  |  | AR
74250 | TNT-WA9-TRG-0001 | TNT WA9 Staff Training | TNT-GRK-PRTY-1000 | Building Services |  |  |  | TRG
74251 | TNT-WA9-UNION | Union Business, WA9, TNT | TNT-GRK-PRTY-1000 | Building Services
74263 | TRK-COM-HMR | COMBINED SEWERS - HUMBER DRAINAGE AREA | TRK-COM | COMBINED SEWERS (ALTERNATE GL)
74264 | TRK-COM-NTO | COMBINED SEWERS - NORTH TORONTO DRAINAGE AREA | TRK-COM | COMBINED SEWERS (ALTERNATE GL)
74265 | TRK-DON | DON DRAINAGE AREA | TRK | DOS - TRUNK SEWER SYSTEM
74266 | TRK-SAN | SANITARY SEWERS (ALTERNATE GL) | TRK-AGL | TRK (ALTERNATE GL)
74267 | TRK-SAN-DON | SANITARY SEWERS - DON DRAINAGE AREA | TRK-SAN | SANITARY SEWERS (ALTERNATE GL)
74268 | TRK-SAN-HMR | SANITARY SEWERS - HUMBER DRAINAGE AREA | TRK-SAN | SANITARY SEWERS (ALTERNATE GL)
74269 | TRK-SAN-NTO | SANITARY SEWERS - NORTH TORONTO DRAINAGE AREA | TRK-SAN | SANITARY SEWERS (ALTERNATE GL)
74270 | TRK-STM-DON | STORM SEWERS - DON DRAINAGE AREA | TRK-STM | STORM SEWERS (ALTERNATE GL)
74272 | TUNNEL SUBSTATION | RUU Substation | TAB_EL1_NS | Electrical Distribution,North Substation
74273 | TUNNEL SUBSTN_FNCE COMP | Miscellaneous,Tunnel Substation,Fenced Compound | TUNNEL SUBSTATION | RUU Substation
74275 | TW | Toronto Water | B | Cluster B
74294 | UE2029C | Rectifier | TAB-STR-ELQ | Blower Building - Power Distribution & Electrical Equipment
74313 | UE2610 | Transformer | TAB-ELS-TR | Transformers near Plant Water Tower
74314 | UF2002 | Transformer | TAB-ELS-TR | Transformers near Plant Water Tower
74384 | WIM | Water Infrastructure Management | TW | Toronto Water
74396 | WMP COMMUNICATION | WMP Communication | YTF-SPC1 | Process Control Systems - Administrative
74480 | WR612 | Weir | TNT-OF | Outfall, Weirs, CSO and Detention Tanks | Door,Overhead
74488 | WTR | Water Supply | WT&S | Water Treatment & Supply
74489 | WTR COMMUNICATIONS | WTR Communications | WTR-SPC2 | Process Control Systems - Equipment
74490 | WTR OIT | WTR OIT | WTR-SPC1 | Process Control Systems - Administrative
74491 | WTR PLC | WTR PLC | WTR-SPC1 | Process Control Systems - Administrative
74492 | WTR SCADA CLIENTS | WTR SCADA Clients | WTR-SPC1 | Process Control Systems - Administrative
74764 | WTR-041-G-0401 | Bulkhead | CH 041 04 | Chamber |  |  | 37092 | G
75642 | WTR-250-CH-0003C | Chamber,Revenue Meter,Bathurst-Steeles (Magmeter) | WTR-CENTRAL-REV | Revenue Metering | Chamber |  |  | CH
75643 | WTR-250-CH-0003C | Chamber,Revenue Meter,Bathurst-Steeles (Magmeter) | WTR-WEST-REV | Revenue Metering | Chamber |  |  | CH
75812 | WTR-282-CH-0003 | Chamber,Revenue Meter,Yonge-Elgin (Magmeter) | WTR-CENTRAL-REV | Revenue Metering | Chamber |  |  | CH
75954 | WTR-300-CH-0012 | Chamber,Revenue Meter,Islington-Steeles (Magmeter) | WTR-WEST-REV | Revenue Metering | Chamber |  |  | CH
76067 | WTR-316-CH-0006 | Chamber,Revenue Meter,McCowan-Steeles (Magmeter) | WTR-EAST-REV | Revenue Metering | Chamber |  |  | CH
76087 | WTR-317-CH-0004 | Chamber,Revenue Meter,Keele Reservoir, Valve House, North of the Station | WTR-WEST-REV | Revenue Metering | Chamber |  |  | CH
76335 | WTR-359-CH-0004 | Chamber,Revenue Meter,Willowdale-Highland (Magmeter) | WTR-CENTRAL-REV | Revenue Metering | Chamber |  |  | CH
76336 | WTR-359-CH-0004 | Chamber,Revenue Meter,Willowdale-Highland (Magmeter) | WTR-EAST-REV | Revenue Metering | Chamber |  |  | CH
76381 | WTR-365-FIT-0601 | Transmitter, Flow Indicating, Revenue, Forward Flow, Magmeter | WTR-365-CH-0006 | Chamber,Revenue Meter,Dufferin-Steeles (Magmeter) | Transmitter,Flow |  |  | FIT
76384 | WTR-365-PIT-0601 | Transmitter,Pressure Indicating | WTR-365-CH-0006 | Chamber,Revenue Meter,Dufferin-Steeles (Magmeter) | Transmitter,Pressure |  |  | PIT
76518 | WTR-CENTRAL-REV | Revenue Metering | WTR-SCT | Water Supply Work Area 2 SYSTEM CONTROL
76519 | WTR-CENTRAL-SES | Safety & Lifting Devices | WTR-SCT | Water Supply Work Area 2 SYSTEM CONTROL
76521 | WTR-DECOM | Building Location | WTR-EUS | Production & End User Support
76522 | WTR-EAST | Water Supply Work Area 1 EAST | WTR | Water Supply
76524 | WTR-EAST-RES | Work Area 1 EAST Reservoirs | WTR-EAST | Water Supply Work Area 1 EAST
76525 | WTR-EAST-REV | Revenue Metering | WTR-EAST | Water Supply Work Area 1 EAST
76526 | WTR-EAST-SES | Safety & Lifting Devices | WTR-EAST | Water Supply Work Area 1 EAST
76527 | WTR-EAST-SYP | Work Area 1 EAST System Pressure, | WTR-EAST | Water Supply Work Area 1 EAST
76528 | WTR-ITM | Integrated Technology Management | WTR | Water Supply
76529 | WTR-LWA | Work Area 2 Central Mains and Chambers | WTR-SCT | Water Supply Work Area 2 SYSTEM CONTROL
76530 | WTR-LWA-ANL | Analyzers, Air Monitors & Calibration Equipment - LWA | WTR-SCT | Water Supply Work Area 2 SYSTEM CONTROL
76531 | WTR-MT1 | Work Area 1 EAST Mains and Chambers | WTR-EAST | Water Supply Work Area 1 EAST
76532 | WTR-MT3 | Work Area 3 WEST Mains and Chambers | WTR-WEST | Water Supply Work Area 3 WEST
76533 | WTR-OWR-OFFICE | Computer Location | WTR-WORK AREA 1 | Building Location
76544 | WTR-PAH-CW | City Water System | WTR-PAH | Armour Heights Pumping Station
76546 | WTR-PAH-ELS | Electrical System | WTR-PAH | Armour Heights Pumping Station
76554 | WTR-PAH-GFI-0003 | Ground Fault Circuit Interrupter | WTR-PAH-AUX | Auxiliary Equipment (Building Facilities) |  |  |  | GFI
76555 | WTR-PAH-GFI-0004 | Ground Fault Circuit Interrupter | WTR-PAH-AUX | Auxiliary Equipment (Building Facilities) |  |  |  | GFI
76635 | WTR-PDS-AUX | Auxiliary Equipment (Building Facilities) | WTR-PDS | Dorset Pumping Station
76643 | WTR-PDS-ELS | Electrical System | WTR-PDS | Dorset Pumping Station
76645 | WTR-PDS-FEQ-SUS | Fire Equipment, Dorset Pumping Station | WTR-PDS | Dorset Pumping Station |  |  | 44941
76709 | WTR-PEG-ACC | Air Conditioning, Heating and Ventilation | WTR-PEG | Eglinton Pumping Station
76712 | WTR-PEG-AMT | Atmospheric Monitoring | WTR-PEG | Eglinton Pumping Station
76713 | WTR-PEG-AUX | Auxiliary Equipment (Building Facilities) | WTR-PEG | Eglinton Pumping Station
76735 | WTR-PEG-ELS | Electrical System | WTR-PEG | Eglinton Pumping Station
76740 | WTR-PEG-FEQ-SUS | Fire Equipment, Eglington Pumping Station | WTR-PEG | Eglinton Pumping Station |  |  | 44948
76857 | WTR-PEL-AMT | Atmosphere Monitoring | WTR-PEL | Ellesmere Pumping Station
76858 | WTR-PEL-AUX | Auxilliary Equipment (Building Facilities) | WTR-PEL | Ellesmere Pumping Station
76958 | WTR-PEL-ELS | Electrical System | WTR-PEL | Ellesmere Pumping Station
76972 | WTR-PEL-FEQ-SUS | Fire Equipment, Ellesmere Pumping Station | WTR-SUSPENDED | Suspended Obsolete entity for storage purpose |  |  | 44968
77406 | WTR-PHL OFFICE | Computer Location | WTR-WA3 | District West Location
77441 | WTR-PHL-CW | City Water System | WTR-PHL | High Level Pumping Station
77447 | WTR-PHL-ELS | Electrical System | WTR-PHL | High Level Pumping Station
77507 | WTR-PHL-FEQ-SUS | Fire Equipment, High Level Pumping Station | WTR-SUSPENDED | Suspended Obsolete entity for storage purpose |  |  | 45018
77640 | WTR-PHL-OFFICE | Computer Location | WTR-WORK AREA 1 | Building Location
77773 | WTR-PJO-AUX | Auxiliary Equipment (Building Facilities) | WTR-PJO | Wm. H. Johnston Pumping Station
77790 | WTR-PJO-ELS | Electrical System | WTR-PJO | Wm. H. Johnston Pumping Station
77800 | WTR-PJO-GFI-0001 | Ground Fault Circuit Interrupter | WTR-PJO-AUX | Auxiliary Equipment (Building Facilities) |  |  |  | GFI
77801 | WTR-PJO-GFI-0003 | Ground Fault Circuit Interrupter | WTR-PJO-AUX | Auxiliary Equipment (Building Facilities) |  |  |  | GFI
77802 | WTR-PJO-GFI-0006 | Ground Fault Circuit Interrupter | WTR-PJO-AUX | Auxiliary Equipment (Building Facilities) |  |  |  | GFI
77803 | WTR-PJO-GFI-0006, | Ground Fault Circuit Interrupter | WTR-PJO-AUX | Auxiliary Equipment (Building Facilities) |  |  | 32792 | GFI
77860 | WTR-PJO-V-1101, | Valve | WTR-PJO-AUX | Auxiliary Equipment (Building Facilities) |  |  | 34559 | V
77861 | WTR-PJS-ACC | Air Conditioning, Heating and Ventilation | WTR-PJS | John Street Pumping Station
77866 | WTR-PJS-AMT | Atmospheric Monitoring | WTR-PJS | John Street Pumping Station
77922 | WTR-PJS-FEQ-SUS | Fire Equipment, John Street Pumping Station | WTR-SUSPENDED | Suspended Obsolete entity for storage purpose |  |  | 45118
77944 | WTR-PJS-HE-0005 | Heat Exchanger, DLWC, Enwave | WTR-PJS-ENW | Enwave Process |  |  |  | HE
77946 | WTR-PJS-HE-0006 | Heat Exchanger, DLWC, Enwave | WTR-PJS-ENW | Enwave Process |  |  |  | HE
77947 | WTR-PJS-HE-0007 | Heat Exchanger, DLWC, Enwave | WTR-PJS-ENW | Enwave Process |  |  |  | HE
77951 | WTR-PJS-HE-0009 | Heat Exchanger, DLWC, Enwave | WTR-PJS-ENW | Enwave Process |  |  |  | HE
77956 | WTR-PJS-HE-0011 | Heat Exchanger, DLWC, Enwave | WTR-PJS-ENW | Enwave Process |  |  |  | HE
77959 | WTR-PJS-HE-0012 | Heat Exchanger, DLWC, Enwave | WTR-PJS-ENW | Enwave Process |  |  |  | HE
77964 | WTR-PJS-HE-0017 | Heat Exchanger, DLWC, Enwave | WTR-PJS-ENW | Enwave Process |  |  |  | HE
77966 | WTR-PJS-HE-0018 | Heat Exchanger, DLWC, Enwave | WTR-PJS-ENW | Enwave Process |  |  |  | HE
77969 | WTR-PJS-HE-0024 | Heat Exchanger, DLWC, Enwave | WTR-PJS-ENW | Enwave Process |  |  |  | HE
77970 | WTR-PJS-HE-0025 | Heat Exchanger, DLWC, Enwave | WTR-PJS-ENW | Enwave Process |  |  |  | HE
77971 | WTR-PJS-HE-0026 | Heat Exchanger, DLWC, Enwave | WTR-PJS-ENW | Enwave Process |  |  |  | HE
78067 | WTR-PJS-OFFICE | Computer Location | WTR-WORK AREA 1 | Building Location
78162 | WTR-PJS-TRW | Treated Water (Transmission) | WTR-PJS | John Street Pumping Station
78271 | WTR-PKL-ACC | Air Conditioning, Heating and Ventilation | WTR-PKL | Keele Pumping Station
78275 | WTR-PKL-AMT | Atmospheric Monitoring | WTR-PKL | Keele Pumping Station
78276 | WTR-PKL-AUX | Auxiliary Equipment (Building Facilities) | WTR-PKL | Keele Pumping Station
78291 | WTR-PKL-CW | City Water System | WTR-PKL | Keele Pumping Station
78295 | WTR-PKL-ELS | Electrical System | WTR-PKL | Keele Pumping Station
78301 | WTR-PKL-FEQ-SUS | Fire Equipment, Keele Pumping Station | WTR-SUSPENDED | Suspended Obsolete entity for storage purpose |  |  | 45179
78413 | WTR-PKN-ACC | Air Conditioning, Heating and Ventilation | WTR-PKN | Kennedy Pumping Station
78430 | WTR-PKN-CW | City Water System | WTR-PKN | Kennedy Pumping Station
78434 | WTR-PKN-ELS | Electrical System | WTR-PKN | Kennedy Pumping Station
78436 | WTR-PKN-FEQ-SUS | Fire Equipment, Kennedy Pumping Station | WTR-SUSPENDED | Suspended Obsolete entity for storage purpose |  |  | 45191
78477 | WTR-PKN-TRW | Treated Water (Transmission) | WTR-PKN | Kennedy Pumping Station
78514 | WTR-PLW-ACC | Air Conditioning, Heating and Ventilating | WTR-PLW | Lawrence Pumping Station
78559 | WTR-PLW-FEQ-SUS | Fire Equipment, Lawrence Pumping Station | WTR-PLW | Lawrence Pumping Station |  |  | 45199
78560 | WTR-PLW-FEQ-SUS | Fire Equipment, Lawrence Pumping Station | WTR-SUSPENDED | Suspended Obsolete entity for storage purpose |  |  | 45199
78599 | WTR-PLW-OFFICE | Computer Location | WTR-WORK AREA 1 | Building Location
78600 | WTR-PLW-P | Pumping | WTR-PLW | Lawrence Pumping Station
78610 | WTR-PLW-PPE | Personal Protection Equipment - WWA | WTR-WEST-SES | Safety & Lifting Devices
78635 | WTR-PLW-TRW | Treated Water (Transmission) | WTR-PLW | Lawrence Pumping Station
78687 | WTR-PMI-AUX | Auxiliary Equipment (Building Facilities) | WTR-PMI | Milliken Pumping Station
78738 | WTR-PMI-ELS | Electrical System | WTR-PMI | Milliken Pumping Station
78957 | WTR-PMI-TRW | Treated Water (Transmission) | WTR-PMI | Milliken Pumping Station
79058 | WTR-PPD-AUX | Auxiliary Equipment (Building Facilities) | WTR-PPD | Parkdale Pumping Station
79085 | WTR-PPD-ELS | Electrical System | WTR-PPD | Parkdale Pumping Station
79148 | WTR-PPD-P | Pumping | WTR-PPD | Parkdale Pumping Station
79174 | WTR-PPD-TRW | Treated Water (Transmission) | WTR-PPD | Parkdale Pumping Station
79218 | WTR-PRH-AMT | Atmospheric Monitoring | WTR-PRH | Rosehill Pumping Station
79234 | WTR-PRH-CW | City Water System | WTR-PRH | Rosehill Pumping Station
79248 | WTR-PRH-ELS | Electrical System | WTR-PRH | Rosehill Pumping Station
79366 | WTR-PRH-TRW | Treated Water (Transmission) | WTR-PRH | Rosehill Pumping Station
79400 | WTR-PRV-AUX | Auxiliary Equipment (Building Facilities) | WTR-PRV | Richview Pumping Station
79412 | WTR-PRV-CW | City Water System | WTR-PRV | Richview Pumping Station
79429 | WTR-PRV-ELS | Electrical System | WTR-PRV | Richview Pumping Station
79538 | WTR-PSA-ACC | Air Conditioning, Heating and Ventilation | WTR-PSA | St. Albans Pumping Station
79543 | WTR-PSA-AUX | Auxiliary Equipment (Building Facilities) | WTR-PSA | St. Albans Pumping Station
79551 | WTR-PSA-CW | City Water System | WTR-PSA | St. Albans Pumping Station
79561 | WTR-PSA-ELS | Electrical System | WTR-PSA | St. Albans Pumping Station
79564 | WTR-PSA-FEQ-SUS | Fire Equipment, St. Albans Pumping Station | WTR-PSA | St. Albans Pumping Station |  |  | 45375
79565 | WTR-PSA-FEQ-SUS | Fire Equipment, St. Albans Pumping Station | WTR-SUSPENDED | Suspended Obsolete entity for storage purpose |  |  | 45375
79605 | WTR-PSA-P | Pumping | WTR-PSA | St. Albans Pumping Station
79628 | WTR-PSA-TRW | Treated Water (Transmission) | WTR-PSA | St. Albans Pumping Station
79666 | WTR-PSC-AMT | Atmospheric Monitoring | WTR-PSC | Scarborough Pumping Station
79669 | WTR-PSC-AUX | Auxiliary Equipment (Building Facilities) | WTR-PSC | Scarborough Pumping Station
79692 | WTR-PSC-CW | City Water System | WTR-PSC | Scarborough Pumping Station
79784 | WTR-PSC-P | Pumping | WTR-PSC | Scarborough Pumping Station
79831 | WTR-PSC-TRW | Treated Water (Transmission) | WTR-PSC | Scarborough Pumping Station
79874 | WTR-PTH-AMT | Atmospheric Monitoring | WTR-PTH | Thornhill Pumping Station
79877 | WTR-PTH-CW | City Water System | WTR-PTH | Thornhill Pumping Station
79911 | WTR-PTH-P | Pumping | WTR-PTH | Thornhill Pumping Station
79927 | WTR-PTH-TRW | Treated Water (Transmission) | WTR-PTH | Thornhill Pumping Station
79949 | WTR-PWT-ACC | Air Conditioning, Heating and Ventilation | WTR-PWT | West Toronto Pumping Station
79953 | WTR-PWT-AUX | Auxiliary Equipment (Building Facilities) | WTR-PWT | West Toronto Pumping Station
79966 | WTR-PWT-CW | City Water System | WTR-PWT | West Toronto Pumping Station
79970 | WTR-PWT-DR-0003 | Door, Overhead | WTR-PWT-AUX | Auxiliary Equipment (Building Facilities) |  |  |  | DR
79971 | WTR-PWT-ELS | Electrical System | WTR-PWT | West Toronto Pumping Station
79978 | WTR-PWT-FEQ-SUS | Fire Equipment, West Toronto Pumping Station | WTR-PWT | West Toronto Pumping Station |  |  | 45422
80058 | WTR-PWT-TRW | Treated Water (Transmission) | WTR-PWT | West Toronto Pumping Station
80093 | WTR-RBV-AMT | Atmospheric Monitoring | WTR-RBV | Bayview Reservoir
80094 | WTR-RBV-AUX | Auxiliary Equipment (Building Facilities) | WTR-RBV | Bayview Reservoir
80096 | WTR-RBV-CW | City Water System | WTR-RBV | Bayview Reservoir
80117 | WTR-RBV-TRW | Treated Water (Transmission) | WTR-RBV | Bayview Reservoir
80142 | WTR-RDF-AMT | Atmospheric Monitoring | WTR-RDF | Dufferin Reservoir
80143 | WTR-RDF-AUX | Auxiliary Equipment (Building Facilities) | WTR-RDF | Dufferin Reservoir
80158 | WTR-RDF-ELS | Electrical System | WTR-RDF | Dufferin Reservoir
80221 | WTR-RDF-TRW | Treated Water (Transmission) | WTR-RDF | Dufferin Reservoir
80261 | WTR-REB-ELS | Electrical System | WTR-REB | East Woodbridge Tank |  |  | 35845
80269 | WTR-REG-AMT | Atmospheric Monitoring | WTR-REG | Eglinton Reservoir
80277 | WTR-REG-ELS | Electrical System | WTR-REG | Eglinton Reservoir
80301 | WTR-REL-AMT | Atmospheric Monitoring | WTR-REL | Ellesmere Reservoir
80302 | WTR-REL-AUX | Auxiliary Equipment (Building Facilities) | WTR-REL | Ellesmere Reservoir
80304 | WTR-REL-CW | City Water System | WTR-REL | Ellesmere Reservoir
80323 | WTR-RKL-AMT | Atmospheric Monitoring | WTR-RKL | Keele Reservoir
80328 | WTR-RKL-CW | City Water System | WTR-RKL | Keele Reservoir
80376 | WTR-RLL-AMT | Atmospheric Monitoring | WTR-RLL | Leslie Tank
80405 | WTR-RLW-AUX | Auxiliary Equipment (Building Facilities) | WTR-RLW | Lawrence Reservoir
80406 | WTR-RLW-CW | City Water System | WTR-RLW | Lawrence Reservoir
80409 | WTR-RLW-ELS | Electrical System | WTR-RLW | Lawrence Reservoir
80430 | WTR-RMA-TRW | Treated Water (Transmission) | WTR-RMA | Markham Reservoir
80438 | WTR-RMI-AMT | Atmospheric Monitoring | WTR-RMI | Milliken Reservoir
80439 | WTR-RMI-AUX | Auxiliary Equipment (Building Facilities) | WTR-RMI | Milliken Reservoir
80552 | WTR-RMP-TRWS | Treated Water (Transmission) | WTR-RMPS | Maple Reservoir |  |  | 38608
80556 | WTR-RRG-AUX | Auxiliary Equipment (Building Facilities) | WTR-RRG | Rouge Tank
80561 | WTR-RRG-ELS | Electrical System | WTR-RRG | Rouge Tank
80586 | WTR-RRH-AUX | Auxiliary Equipment (Building Facilities) | WTR-RRH | Rosehill Reservoir
80594 | WTR-RRH-CW | City Water System | WTR-RRH | Rosehill Reservoir
80597 | WTR-RRH-ELS | Electrical System | WTR-RRH | Rosehill Reservoir
80718 | WTR-RRV-AUX | Auxiliary Equipment (Building Facilities) | WTR-RRV | Richview Reservoir
80722 | WTR-RRV-CW | City Water System | WTR-RRV | Richview Reservoir
80723 | WTR-RRV-ELS | Electrical System | WTR-RRV | Richview Reservoir
80746 | WTR-RRV-TRW | Treated Water (Transmission) | WTR-RRV | Richview Reservoir
80761 | WTR-RST-AUX | Auxiliary Equipment (Building Facilities) | WTR-RST | St.Clair Reservoir
80767 | WTR-RST-CW | City Water System | WTR-RST | St.Clair Reservoir
80768 | WTR-RST-ELS | Electrical System | WTR-RST | St.Clair Reservoir
80805 | WTR-RWA-AMT | Atmospheric Monitoring | WTR-RWA | Warden Tank
80806 | WTR-RWA-AUX | Auxiliary Equipment (Building Facilities) | WTR-RWA | Warden Tank
80807 | WTR-RWA-ELS | Electrical System | WTR-RWA | Warden Tank
80822 | WTR-RWB-ELSS | Electrical System | WTR-RWBS | West Woodbridge Tank |  |  | 35940
80825 | WTR-RWB-TRWS | Treated Water (Transmission) | WTR-RWBS | West Woodbridge Tank |  |  | 35939
80828 | WTR-RWL-AMT | Atmospheric Monitoring | WTR-RWL | Whitlam Tank
80829 | WTR-RWL-CW | City Water System | WTR-RWL | Whitlam Tank
80830 | WTR-RWL-ELS | Electrical System | WTR-RWL | Whitlam Tank
80841 | WTR-RWL-TRW | Treated Water (Transmission) | WTR-RWL | Whitlam Tank
80850 | WTR-SCA-OFFICE | Computer Location | WTR-WORK AREA 1 | Building Location
80851 | WTR-SCT-ANL | Analyzers, Air Monitors & Calibration Equipment - CWA | WTR-SCT | Water Supply Work Area 2 SYSTEM CONTROL
80852 | WTR-SPC | Process Control Systems - Services Area | WTR-ITM | Integrated Technology Management
80853 | WTR-SPC1 | Process Control Systems - Administrative | WTR-SPC | Process Control Systems - Services Area
80854 | WTR-SUSPENDED | Suspended Obsolete entity for storage purpose | WTR | Water Supply
80855 | WTR-SUSPENDED | Suspended Obsolete entity for storage purpose | WTR ADMIN | Administration
80865 | WTR-WA1 | District East Location | WTR-SPC | Process Control Systems - Services Area
80866 | WTR-WA3 | District West Location | WTR-SPC | Process Control Systems - Services Area
80867 | WTR-WEST | Water Supply Work Area 3 WEST | WTR | Water Supply
80868 | WTR-WEST-ANL | Analyzers, Air Monitors & Calibration Equipment - WWA | WTR-WEST-SES | Safety & Lifting Devices
80869 | WTR-WEST-RES | Work Area 3 WEST Reservoirs | WTR-WEST | Water Supply Work Area 3 WEST
80870 | WTR-WORK AREA 1 | Building Location | WTR-EUS | Production & End User Support
80924 | YCH-OFFICE | Computer Location | YCH-ADMIN-BLDG | Building Location
80996 | YCS | Commissioners Street | WT&S | Water Treatment & Supply
80997 | YCS-ADMIN-BLDG | Building Location | YCS-EUS | Production & End User Support
80998 | YCS-CHEM-LAB | Computer Location | YCS-ADMIN-BLDG | Building Location
80999 | YCS-DECOM | Building Location | YCS-EUS | Production & End User Support
81000 | YCS-EUS | Production & End User Support | YCS-ITM | Integrated Technology Management
81001 | YCS-SPC | Process Control Systems | YCS-ITM | Integrated Technology Management
81002 | YCS-STORE | Computer Storage Location | YCS-EUS | Production & End User Support
81003 | YDA-ADMIN-BLDG | Building Location | YDA-EUS | Production & End User Support
81004 | YDA-DECOM | Building Location | YDA-EUS | Production & End User Support
81005 | YDA-EUS | Production & End User Support | YDA-ITM | Integrated Technology Management
81006 | YDA-ITM | Integrated Technology Management | YDA | Dee Avenue
81007 | YDA-LAB-OFFICE | Computer Location | YDA-ADMIN-BLDG | Building Location
81020 | YMH | Metro Hall | BUS | Business Unit Support
81021 | YMH-18TH-OFFICE | Computer Location | YMH-ADMIN-BLDG | Building Location
81022 | YMH-ITM | Integrated Technology Management | YMH | Metro Hall
81023 | YMH-STORE | Computer Storage Location | YMH-EUS | Production & End User Support
81026 | YQQ-ADMIN-BLDG | Building Location | YMH-EUS | Production & End User Support
81027 | YTF | Tiffield Data Center | WWT | Wastewater Treatment
81028 | YTF BLDG-B EOC | Computer Location | YTF-B-BLDG | Building Location
81029 | YTF BLDG-C OFFICE | Computer Location | YTF-C-BLDG | Building Location
81030 | YTF DECOM | Building Location | YTF SPC | Process Control Systems - Services Area
81031 | YTF DECOM | Building Location | YTF-SPC2 | Process Control Systems - Equipment
81032 | YTF PLC | YTF PLC | YTF-SPC1 | Process Control Systems - Administrative
81035 | YTF SPC | Process Control Systems - Services Area | YTF | Tiffield Data Center
81036 | YTF SPC SERVER ROOM | Communication Switch | YTF-A BLDG | Building Location
81037 | YTF-A BLDG | Building Location | YTF-SPC2 | Process Control Systems - Equipment
81038 | YTF-A-BLDG | Building Location | YTF EUS | Production & End User Support
81124 | YTF-B-BLDG | Building Location | YTF EUS | Production & End User Support
81126 | YTF-BLDG | Bullding Services | YTF | Tiffield Data Center
81127 | YTF-C-BLDG | Building Location | YTF EUS | Production & End User Support
81147 | YTF-DECOM | Building Location | YTF EUS | Production & End User Support
81149 | YTF-ELS | Electrical Equipment | YTF-BLDG | Bullding Services
81178 | YTF-ELS-LTG-1000 | Indoor Electrical Equipment | YTF-ELS | Electrical Equipment |  |  |  | LTG
81200 | YTF-GRK-PRTY-1000 | Building Maintenance | YTF-GRK | Buildings and Grounds |  |  |  | PRTY
81202 | YTF-ITM | Integrated Technology Management | YTF | Tiffield Data Center
81206 | YTF-SES | Safety Equipment | YTF-BLDG | Bullding Services
81210 | YTF-SES-FEQ | Fire Equipment | YTF-BLDG | Bullding Services
81301 | COM-INORG-P | Pipettes - Inorganic | BOM-LAB-COM-INORG | Laboratory - Inorganic
81302 | COW | DOS - CONSTRUCTION WEST | DOS | DIVISIONAL OPERATIONS SERVICES
81310 | CU2002 | Tank, Air, Air Padding System for Chlorine Tank Cars | TAB-DIS-ALP-0100 | Air Padding System for Chlorine Tank Cars | Tank,Reservoir
81332 | DEE-INORG-P | Pipettes - Inorganic | BOM-LAB-DEE-INORG | Laboratory - Inorganic
81357 | DIS YFW | Building Location | DIS-SPC | Process Control Systems
81358 | DIS YKP | Building Location | DIS-SPC | Process Control Systems
81359 | DIS-DECOM | Building Location | DIS-EUS | Production & End User Support
81360 | DIS-EUS | Production & End User Support | DIS-ITM | Integrated Technology Management
81361 | DIS-ITM | Integrated Technology Management | DIS | District Operations
81362 | DIS-PHA | Building Location | DIS-EUS | Production & End User Support
81363 | DIS-YDR | Building Location | DIS-EUS | Production & End User Support
81364 | DIS-YEM | Building Location | DIS-EUS | Production & End User Support
81365 | DIS-YKP | Building Location | DIS-EUS | Production & End User Support
81393 | DOS-AGL | DOS ALTERNATE GL | OS | Operational Support
81534 | DP PUMP | Toronto Water - Pump DP
81535 | DP-TW HIERARCHY | Toronto Water - Standard
81592 | DU6501 | Digester 19-22 Air Equipment | TAB-AI | Local Compressed Air Equipment
81666 | ECC-EUS | Production & End User Support | ECC-ITM | Integrated Technology Management
81667 | ECC-OFFICE | Computer Location | ECC-ADMIN-BLDG | Building Location
81682 | ELQ1854 | Electrical Services 110 - 220V, Dewatering | THC-DEW | Dewatering Process | Building Service,Electrical 110 - 220 V |  | 32290
81687 | ENT UPDATE CALENDAR | Toronto Water - ENTITY UPDATE CALENDAR | B | Cluster B
81688 | EU2002 | Incinerator Building Air Equipment | TAB-AI | Local Compressed Air Equipment
81778 | FCL EUS SERVER ROOM | Communication Switch | FCL-ADM-BLDG | Building Location
81779 | FCL OIT | FCL OIT | FCL-SPC1 | Process Control Systems - Administrative
81780 | FCL SCADA CLIENTS | FCL SCADA Clients | FCL-SPC1 | Process Control Systems - Administrative
81781 | FCL SCADA SUPPORT | FCL SCADA Support | FCL-SPC1 | Process Control Systems - Administrative
81782 | FCL SERVER ROOM | Communication Switch | FCL-ADM BLDG | Building Location
81783 | FCL WORK AREA 1 | Process | FCL | R L Clark Water Treatment Plant
81784 | FCL WORK AREA 2 | Plant Services | FCL | R L Clark Water Treatment Plant
81785 | FCL-ACC | Climate Control (HVAC) | FCL-MCS | Mechanical Services
81794 | FCL-ACC-AHU-0901-SUS | Air Handling Unit, Centrifuge Building, HVAC Room South | FCL-ACC-RMF | Residue Management HVAC Equipment |  |  | 42186 | AHU
81797 | FCL-ACC-AHU-0903-SUS | Air Handling Unit, Centrifuge Building, HVAC Room North | FCL-ACC-RMF | Residue Management HVAC Equipment |  |  | 42188 | AHU
81798 | FCL-ACC-AHU-0903-SUS | Air Handling Unit, Centrifuge Building, HVAC Room North | FCL-SUSPENDED | Suspended entity |  |  | 42188 | AHU
81800 | FCL-ACC-AHU-0904-SUS | Air Handling Unit, RMF Clarification Facility, Exit Corridor North | FCL-ACC-RMF | Residue Management HVAC Equipment |  |  | 42189 | AHU
81801 | FCL-ACC-AHU-0904-SUS | Air Handling Unit, RMF Clarification Facility, Exit Corridor North | FCL-SUSPENDED | Suspended entity |  |  | 42189 | AHU
81803 | FCL-ACC-AHU-0905-SUS | Air Handling Unit, RMF Clarification Facility, HVAC Room 1, Ground Floor | FCL-ACC-RMF | Residue Management HVAC Equipment |  |  | 42190 | AHU
81804 | FCL-ACC-AHU-0905-SUS | Air Handling Unit, RMF Clarification Facility, HVAC Room 1, Ground Floor | FCL-SUSPENDED | Suspended entity |  |  | 42190 | AHU
81805 | FCL-ACC-AHU-0906-SUS | Air Handling Unit, RMF Clarification Facility, HVAC Room 2, Ground Floor | FCL-ACC-RMF | Residue Management HVAC Equipment |  |  | 42191 | AHU
81806 | FCL-ACC-AHU-0906-SUS | Air Handling Unit, RMF Clarification Facility, HVAC Room 2, Ground Floor | FCL-SUSPENDED | Suspended entity |  |  | 42191 | AHU
81807 | FCL-ACC-AHU-0907-SUS | Air Handling Unit, RMF Clarification Facility, HVAC Room 2, Ground Floor | FCL-ACC-RMF | Residue Management HVAC Equipment |  |  | 42192 | AHU
81808 | FCL-ACC-AHU-0907-SUS | Air Handling Unit, RMF Clarification Facility, HVAC Room 2, Ground Floor | FCL-SUSPENDED | Suspended entity |  |  | 42192 | AHU
81809 | FCL-ACC-AM | Amonia Room HVAC Equipment | FCL-ACC | Climate Control (HVAC)
81813 | FCL-ACC-AT-0201A | Analyzer, Humidity, Low Lift Dehumidification System, Low Lift Pump Room Basement | FCL-ACC-P-LL | Low Lift Pumping Station HVAC Equipment |  |  |  | AT
81815 | FCL-ACC-AT-0408A | Analyzer, Humidity, Humidifier HU-0401 Intake, High Lift Heating & Ventilation Room | FCL-ACC-AHU-0401 | Air Handling Unit, High Lift PS Control Room,Electrical Shop,Basement Office Air Supply,Control Room |  |  |  | AT
81816 | FCL-ACC-AT-0408B | Analyzer, Humidity, Humidifier HU-0401 Discharge, High Lift Heating & Ventilation Room | FCL-ACC-AHU-0401 | Air Handling Unit, High Lift PS Control Room,Electrical Shop,Basement Office Air Supply,Control Room |  |  |  | AT
81819 | FCL-ACC-AT-0501A | Analyzer, Humidity, Dehumidifier D-0501, Filter Pipe Gallery East | FCL-ACC-D-0501 | Dehumidifier, Filter Building East Dehumidication System, Filter Pipe Gallery East |  |  |  | AT
81820 | FCL-ACC-AT-0601A | Analyzer, Humidity, Dehumidifier D-0601, Filter Pipe Gallery West | FCL-ACC-D-0601 | Dehumidifier, Filter Building West Dehumidication System, Filter Pipe Gallery West |  |  |  | AT
81823 | FCL-ACC-CL | Gaseous Chemical Building HVAC Equipment | FCL-ACC | Climate Control (HVAC)
81824 | FCL-ACC-CP-0001 | Control Panel, Pad Heating Control (Snow Melting), Gaseous Building, MCC Room, MCC-003G | FCL-ACC-CL | Gaseous Chemical Building HVAC Equipment |  |  |  | CP
81827 | FCL-ACC-CP-0401A | Control Panel, HVAC and Heating System, High Lift Pumping Station | FCL-ACC-P-HL | High Lift Pumping Station HVAC Equipment |  |  |  | CP
81831 | FCL-ACC-CT-0302 | Controller, AHU-0302, Admin Building | FCL-ACC-AHU-0302 | Air Handling Unit, Roof Top Unit, Admin Building Roof West |  |  |  | CT
81832 | FCL-ACC-CT-0303 | Controller, AHU-0303, Admin Building | FCL-ACC-AHU-0302 | Air Handling Unit, Roof Top Unit, Admin Building Roof West |  |  |  | CT
81833 | FCL-ACC-CT-0311 | Controller, Fan Coil Heater Unit HTR-0311, Admin Building, First Floor, Vestibule 130 | FCL-ACC-HTR-0311 | Heater, Baseboard, 208V, 2kW, Admin Building, First Floor, Lunch Room 113, East Wall South |  |  |  | CT
81834 | FCL-ACC-CT-0313 | Controller, Baseboard Heaters, Admin Building, First Floor | FCL-ACC-ADMIN | Administration Building HVAC Equipment |  |  |  | CT
81835 | FCL-ACC-CT-0314 | Controller, Baseboard Heaters, Admin Building, First Floor | FCL-ACC-ADMIN | Administration Building HVAC Equipment |  |  |  | CT
81836 | FCL-ACC-CT-0321 | Controller, Baseboard Heaters, Admin Building, Second Floor | FCL-ACC-ADMIN | Administration Building HVAC Equipment |  |  |  | CT
81837 | FCL-ACC-CT-0322 | Controller, Fan Coil Heater Unit HTR-0322, Admin Building, First Floor, Vestibule 100 | FCL-ACC-HTR-0322 | Heater, Re-Heat Unit, 208V, 3PH, Admin Building, First Floor, Vestibule 100, Ceiling |  |  |  | CT
81838 | FCL-ACC-CT-0323 | Controller, Baseboard Heaters, Admin Building, Second Floor | FCL-ACC-ADMIN | Administration Building HVAC Equipment |  |  |  | CT
81839 | FCL-ACC-CT-0903 | Controller, AHU-0903, RMF Clarification Building | FCL-ACC-AHU-0903-SUS | Air Handling Unit, Centrifuge Building, HVAC Room North |  |  |  | CT
81840 | FCL-ACC-CT-0904 | Controller, AHU-0904, RMF Clarification Building | FCL-ACC-AHU-0904-SUS | Air Handling Unit, RMF Clarification Facility, Exit Corridor North |  |  |  | CT
81841 | FCL-ACC-CU-0303 | Condensing Unit, Admin Building AHU-0303, Admin Building Roof North/East | FCL-ACC-AHU-0303 | Air Handling Unit, Roof Top, Admin Building Top of N/E Stairwell |  |  |  | CU
81842 | FCL-ACC-CU-0901 | Condenser, RMF Clarification Facility, HVAC Room North | FCL-ACC-RMF | Residue Management HVAC Equipment |  |  |  | CU
81855 | FCL-ACC-DM-0102B | Damper, Motorized, AHU-0102 Reactivation Air Inlet, Low Lift PS, Electrical Room S | FCL-ACC-AHU-0102 | Air Handling Unit, Low Lift MCC Room Ventilation System, Low Lift MCC Room |  |  |  | DM
81863 | FCL-ACC-DM-0421 | Damper, Motorised, Exhaust Louvre, E House North Wall | FCL-ACC | Climate Control (HVAC) |  |  |  | DM
81866 | FCL-ACC-DM-0901A | Damper, Motorized, Fresh Air, AHU-0903, RMF Centrifuge Building | FCL-ACC-AHU-0903-SUS | Air Handling Unit, Centrifuge Building, HVAC Room North |  |  |  | DM
81867 | FCL-ACC-DM-0902A | Damper, Motorized, Exhaust Air, AHU-0903, RMF Centrifuge Building | FCL-ACC-AHU-0903-SUS | Air Handling Unit, Centrifuge Building, HVAC Room North |  |  |  | DM
81868 | FCL-ACC-DM-0903 | Damper, Motorized, AHU-0903, RMF Centrifuge Building | FCL-ACC-AHU-0903-SUS | Air Handling Unit, Centrifuge Building, HVAC Room North |  |  |  | DM
81869 | FCL-ACC-DM-0904 | Damper, Motorized, Exhaust Air, FN-0904, RMF Centrifuge Building | FCL-ACC-AHU-0904-SUS | Air Handling Unit, RMF Clarification Facility, Exit Corridor North |  |  |  | DM
81870 | FCL-ACC-DM-0909 | Damper, Motorized, Exhaust Air, FN-0901, RMF Clarification Building | FCL-ACC-FN-0901 | Fan, Exhaust, (FN-0001), 0.04kW. RMF, Clarification Facility, Washroom Exhaust Fan |  |  |  | DM
81871 | FCL-ACC-DM-0910 | Damper, Motorized, Fresh Air, AHU-0907, RMF Clarification Building | FCL-ACC-AHU-0907-SUS | Air Handling Unit, RMF Clarification Facility, HVAC Room 2, Ground Floor |  |  |  | DM
81872 | FCL-ACC-DM-0911 | Damper, Motorized, FN-0903, RMF Clarification Building, HVAC Room No.2, | FCL-ACC-FN-0903 | Fan, Exhaust, (FN-0003), 1.5kW. RMF, Clarification Facility, HVAC Room 2 |  |  |  | DM
81873 | FCL-ACC-F-0103 | Filter, Inlet, , FN-0105, Pump Room East Recirculation System, Low Lift Pump Room | FCL-ACC-FN-0105 | Fan, Heater HTR-0103 Supply, Low Lift Pump Room Recirculation System East |  |  |  | F
81874 | FCL-ACC-F-0104 | Filter, Inlet, , FN-0106, Pump Room East Recirculation System, Low Lift Pump Room | FCL-ACC-FN-0106 | Fan, Heater HTR-0104 Supply, Low Lift Pump Room Recirculation System West |  |  |  | F
81875 | FCL-ACC-F-0201 | Filter, Dehumidifier D-0201 Air Inlet, Low Lift Pump Room Basement | FCL-ACC-D-0201 | Dehumidifier, Low Lift PS Dehumidification System, Dry Chemical Building Storage |  |  |  | F
81876 | FCL-ACC-F-0202 | Filter, Dehumidifier D-0201 Reactive Air Inlet, Low Lift Pump Room Basement | FCL-ACC-D-0201 | Dehumidifier, Low Lift PS Dehumidification System, Dry Chemical Building Storage |  |  |  | F
81877 | FCL-ACC-F-0205 | Filter, Reactivation Air to Flocc./Sedim. Tunnel Dehumidification System, Dry Chemical BuildingBsmnt. W | FCL-ACC-P-LL | Low Lift Pumping Station HVAC Equipment |  |  |  | F
81878 | FCL-ACC-F-0206 | Filter, Alum & PAC Storage Ventilation, Dry Chemical Building Basement E | FCL-ACC-P-LL | Low Lift Pumping Station HVAC Equipment |  |  |  | F
81879 | FCL-ACC-F-0401 | Filter, FN-0401 Inlet, N/E Recirculation System, High Lift Pump Room N/E | FCL-ACC-FN-0401 | Fan, Tube, Axial, N/E Recirculation System, Beside High Lift Pump floor, HVAC Room |  |  |  | F
81880 | FCL-ACC-F-0402 | Filter, FN-0402 Inlet, S/E Recirculation System, High Lift Pump Room S/E | FCL-ACC-FN-0402 | Fan, Tube, Axial, S/E Recirculation System, High Lift PS Room S/E, HVAC Room |  |  |  | F
81881 | FCL-ACC-F-0404 | Filter, FN-0404 Inlet, S/W Recirculation System, High Lift Pump Room S/W | FCL-ACC-FN-0404 | Fan, Tube, Axial, N/W Recirculation System, Beside High Lift Pump floor, HVAC Room |  |  |  | F
81882 | FCL-ACC-F-0405 | Filter, FN-0405 Inlet, High Lift Pumping Station Ventilation, High Lift Electrical Shop | FCL-ACC-FN-0405 | Fan, Supply Air, High Lift Electrical Shop, Inside Duct Work |  |  |  | F
81883 | FCL-ACC-F-0406 | Filter, FN-0406 Inlet, High Lift Switchgear Room Ventilation, Electrical Equipment Room | FCL-ACC-FN-0406 | Fan, Exhaust, High Lift PS Roof S/W |  |  |  | F
81884 | FCL-ACC-F-0601 | Filter, Air, West Dehumidification D-0601, Filter Building, Pipe Gallery Walkway South | FCL-ACC-D-0601 | Dehumidifier, Filter Building West Dehumidication System, Filter Pipe Gallery West |  |  |  | F
81885 | FCL-ACC-F-0701A | Filter, AHU-0701, Gaseous Building Roof | FCL-ACC-AHU-0701 | Air Handling Unit,Gaseous Chlorine Building, Roof S/W |  |  |  | F
81886 | FCL-ACC-F-0702 | Filter, Fan F-0702 Air Intake, Gaseous Chemical Building, Caustic Soda/Fluoride Room Ventilation | FCL-ACC-FN-0702 | Fan, Supply, Caustic Soda & Fluoride Room Ventilation, Gaseous Chemical Building |  |  |  | F
81887 | FCL-ACC-F-0801 | Filter, Air, Surge Building Dehumidification System D-0801, Surge Building N/W | FCL-ACC-D-0801 | Dehumidifier, Surge Building N/W |  |  |  | F
81888 | FCL-ACC-F-0802 | Filter, Reactivation Air, Surge Building Dehumidification System D-0801, Surge Building N/W | FCL-ACC-D-0801 | Dehumidifier, Surge Building N/W |  |  |  | F
81889 | FCL-ACC-F-0902A | Filter, Intake Air, RMF Clarification Building, Dehumidification System D-0602, RMF Building Hallway | FCL-ACC-D-0602 | Dehumidifier, Residue Management Facility Clarification Facility/North side ,east tunnel wall |  |  |  | F
81890 | FCL-ACC-F-0903A | Filter, Intake Air, RMF Clarification Building, Dehumidification System D-0603, RMF Building Hallway | FCL-ACC-D-0603 | Dehumidifier, Residue Management Facility Clarification Facility South Clarifier, East wall |  |  |  | F
81891 | FCL-ACC-F-0903B | Filter, Reactive. Air, RMF Clarification Building, Dehumidification System D-0603, RMF Building Hallway | FCL-ACC-D-0603 | Dehumidifier, Residue Management Facility Clarification Facility South Clarifier, East wall |  |  |  | F
81892 | FCL-ACC-F-0904B | Filter, Reactive. Air, RMF Clarification Building, Dehumidification System D-0604, RMF Building Hallway | FCL-ACC-D-0604 | Dehumidifier, Residue Management Facility Clarification Facility/North |  |  |  | F
81893 | FCL-ACC-FA-0023 | Smoke Detector, Fire Alarm, Filter Building Lab | FCL-ACC-FLT | Filter Building HVAC Equipment |  |  |  | FA
81907 | FCL-ACC-FA-0421 | Smoke Detector, Fire Alarm, E House Ceiling North | FCL-ACC | Climate Control (HVAC) |  |  |  | FA
81908 | FCL-ACC-FA-0601 | Smoke Detector, Fire Alarm, Filter Building East Dehumidification, Pipe Gallery Central | FCL-ACC-FLT | Filter Building HVAC Equipment |  |  |  | FA
81911 | FCL-ACC-FL | Flouride Room, HVAC Equipment | FCL-ACC | Climate Control (HVAC)
81912 | FCL-ACC-FN-0021 | Fan, Exhaust, 0.75 HP, Filter Building, Lab, Admin Bulidng roof, Acces roof from 2nd floor lunchroom door | FCL-ACC-FLT | Filter Building HVAC Equipment |  |  |  | FN
81922 | FCL-ACC-FN-0109 | Fan, Vane Axial, Low Lift Building, Pump Room Floor , South/East door (on the wall above door) | FCL-ACC-P-LL | Low Lift Pumping Station HVAC Equipment |  |  |  | FN
81923 | FCL-ACC-FN-0110 | Fan, Propeller, Exhaust, Low Lift Building, Near Chemical Storage N/E(FN-20), Washroom | FCL-ACC-P-LL | Low Lift Pumping Station HVAC Equipment |  |  |  | FN
81924 | FCL-ACC-FN-0114 | Fan, Propeller, Exhaust, Low Lift Building, Electric Room S/W (FN-17A) , MCC Room | FCL-ACC-P-LL | Low Lift Pumping Station HVAC Equipment |  |  |  | FN
81925 | FCL-ACC-FN-0115 | Fan, Propeller, Exhaust, Low Lift Building, Electric Room W (FN-17B), MCC Room | FCL-ACC-P-LL | Low Lift Pumping Station HVAC Equipment |  |  |  | FN
81950 | FCL-ACC-FN-0414 | Fan, Wall Propeller, High Lift Electrical Shop | FCL-ACC-P-HL | High Lift Pumping Station HVAC Equipment |  |  |  | FN
81951 | FCL-ACC-FN-0415 | Fan, Wall Propeller, High Lift Electrical Shop | FCL-ACC-P-HL | High Lift Pumping Station HVAC Equipment |  |  |  | FN
81963 | FCL-ACC-FN-0606 | Exhaust Fan, Residue Management Facility Clarification Facility Electrical Distribution Room | FCL-ACC-RMF | Residue Management HVAC Equipment |  |  |  | FN
81964 | FCL-ACC-FN-0607 | Exhaust Fan, Residue Management Facility Clarification Facility Pump Room/North | FCL-ACC-RMF | Residue Management HVAC Equipment |  |  |  | FN
81971 | FCL-ACC-FN-405,6,7 | Pump Stn. Vent. (FN-0405,6,7) FN-23, 26-1,26-2 | FCL-ACC | Climate Control (HVAC) |  |  |  | FN
81972 | FCL-ACC-FN-405,6,7 | Pump Stn. Vent. (FN-0405,6,7) FN-23, 26-1,26-2 | FCL-ACC-P-HL | High Lift Pumping Station HVAC Equipment |  |  |  | FN
81973 | FCL-ACC-FN-704,5 | Chlor.&Sulph. Dio.Mah. Rm.Stor.Vent.Sys.FN-0704(FN-4) & FN-0705(FN-5) | FCL-ACC | Climate Control (HVAC) |  |  |  | FN
81974 | FCL-ACC-FN-AM | Alum Storge & Tank RM. VENT. Sys. | FCL-ACC | Climate Control (HVAC)
81975 | FCL-ACC-FN-LL | LL Screen Rm Exh. Sys -FN-0102(15-2), -0103(15-3), 0104(15-4) | FCL-ACC | Climate Control (HVAC)
81976 | FCL-ACC-FN-TUN | Tunnel Dehumidification Tunnel Recir. Sys. | FCL-ACC | Climate Control (HVAC)
81989 | FCL-ACC-FS-0408 | Switch, Loss of Air Flow, Supply Air to Back of Control Room, High Lift Heating and Ventilation Room | FCL-ACC-AHU-0401 | Air Handling Unit, High Lift PS Control Room,Electrical Shop,Basement Office Air Supply,Control Room |  |  |  | FS
81997 | FCL-ACC-HE-0105 | Heat Exchanger, Pump Room East Recirculation System, Low Lift Pump Room E | FCL-ACC-P-LL | Low Lift Pumping Station HVAC Equipment |  |  |  | HE
81998 | FCL-ACC-HE-0301 | Heat Exchanger, Gas, AHU-0303, Admin Building | FCL-ACC-AHU-0303 | Air Handling Unit, Roof Top, Admin Building Top of N/E Stairwell |  |  |  | HE
81999 | FCL-ACC-HE-0302 | Heat Exchanger, Cooling Coil, AHU-0303, Admin Building | FCL-ACC-AHU-0303 | Air Handling Unit, Roof Top, Admin Building Top of N/E Stairwell |  |  |  | HE
82007 | FCL-ACC-HE-0407 | Heat Exchanger, Cooling Coil, FN-0409 Exhaust, High Lift Switchgear Room Ventilation, Elec.Equipment Rm | FCL-ACC-FN-0409 | Destiny Air Handling Unit- High Lift Corridor S/W |  |  |  | HE
82008 | FCL-ACC-HE-0409 | Heat Exchanger, Cooling Coil, AHU-0410, High Lift Air Supply | FCL-ACC-AHU-0401 | Air Handling Unit, High Lift PS Control Room,Electrical Shop,Basement Office Air Supply,Control Room |  |  |  | HE
82009 | FCL-ACC-HE-0501 | Heat Exchanger, Cooling Coil, D-0501 ,Filter Building, East Dehumidification System | FCL-ACC-D-0501 | Dehumidifier, Filter Building East Dehumidication System, Filter Pipe Gallery East |  |  |  | HE
82010 | FCL-ACC-HTR-0005 | Heater, Unit, Electric, 15kW, Gaseous Chemical Building, Cl & SO2 Storage Room N/E | FCL-ACC-CL | Gaseous Chemical Building HVAC Equipment |  |  |  | HTR
82011 | FCL-ACC-HTR-0006 | Heater, Unit, Electric, 15kW, Gaseous Chemical Building, Cl & SO2 Storage Room s | FCL-ACC-CL | Gaseous Chemical Building HVAC Equipment |  |  |  | HTR
82012 | FCL-ACC-HTR-0007 | Heater, Unit, Electric, 15kW, Gaseous Chemical Building, Cl & SO2 Storage Room S | FCL-ACC-CL | Gaseous Chemical Building HVAC Equipment |  |  |  | HTR
82013 | FCL-ACC-HTR-0008 | Heater, Unit, Electric, 15kW, Gaseous Chemical Building, Cl & SO2 Machine Room S | FCL-ACC-CL | Gaseous Chemical Building HVAC Equipment |  |  |  | HTR
82014 | FCL-ACC-HTR-0009 | Heater, Unit, Electric, 15kW, Gaseous Chemical Building, Cl & SO2 Machine Room S | FCL-ACC-CL | Gaseous Chemical Building HVAC Equipment |  |  |  | HTR
82015 | FCL-ACC-HTR-0010 | Heater, Unit, Electric, 15kW, Gaseous Chemical Building, Cl & SO2 Machine Room S | FCL-ACC-CL | Gaseous Chemical Building HVAC Equipment |  |  |  | HTR
82016 | FCL-ACC-HTR-0011 | Heater, Unit, Electric, 15kW, Gaseous Chemical Building, Cl & SO2 Machine Room N/E | FCL-ACC-CL | Gaseous Chemical Building HVAC Equipment |  |  |  | HTR
82017 | FCL-ACC-HTR-0012 | Heater, Unit, Electric, (UH-15K), 15kW, Gaseous Chemical Building, Cl & So2 Machine Room North | FCL-ACC-CL | Gaseous Chemical Building HVAC Equipment |  |  |  | HTR
82018 | FCL-ACC-HTR-0014 | Heater, Unit, Electric, 3kW, Gaseous Chemical Building, Cl2&SO2 Storage Room S/W | FCL-ACC-CL | Gaseous Chemical Building HVAC Equipment |  |  |  | HTR
82019 | FCL-ACC-HTR-0031A | Heater, Convection, Electric, 2kW, Gaseous Chemical Building, Corridor to MCC Room W | FCL-ACC-CL | Gaseous Chemical Building HVAC Equipment |  |  |  | HTR
82020 | FCL-ACC-HTR-0032 | Heater, Convection, Electric, 2kW, Gaseous Chemical Building, MCC Room N/E | FCL-ACC-CL | Gaseous Chemical Building HVAC Equipment |  |  |  | HTR
82021 | FCL-ACC-HTR-0036A | Heater, Convection, Electric, 2kW, Gaseous Chemical Building, Entrance to Storage Area W | FCL-ACC-CL | Gaseous Chemical Building HVAC Equipment |  |  |  | HTR
82022 | FCL-ACC-HTR-0036B | Heater, Convection, Electric, 2kW, Gaseous Chemical Building, Entrance to Storage Area W | FCL-ACC-CL | Gaseous Chemical Building HVAC Equipment |  |  |  | HTR
82023 | FCL-ACC-HTR-0037A | Heater, Convection, Electric, 3kW, Gaseous Chemical Building, Ammonia Storage Room W | FCL-ACC-CL | Gaseous Chemical Building HVAC Equipment |  |  |  | HTR
82024 | FCL-ACC-HTR-0038A | Heater, Convection, Electric, 3kW, Gaseous Chemical Building, Ammonia Storage Room N | FCL-ACC-CL | Gaseous Chemical Building HVAC Equipment |  |  |  | HTR
82025 | FCL-ACC-HTR-0038B | Heater, Convection, Electric, 3kW, Gaseous Chemical Building, Ammonia Storage Room N | FCL-ACC-CL | Gaseous Chemical Building HVAC Equipment |  |  |  | HTR
82026 | FCL-ACC-HTR-0040 | Heater, Unit, Electrical, 5kW, Gaseous Chemical Building, Ammonia Storage Room E | FCL-ACC-CL | Gaseous Chemical Building HVAC Equipment |  |  |  | HTR
82027 | FCL-ACC-HTR-0041 | Heater, Convection, Electric, 2kW, Gaseous Chemical Building, East Stairs | FCL-ACC-CL | Gaseous Chemical Building HVAC Equipment |  |  |  | HTR
82028 | FCL-ACC-HTR-0042 | Heater, Convection, Electric, 2kW, Gaseous Chemical Building, West Stairs Second Floor | FCL-ACC-CL | Gaseous Chemical Building HVAC Equipment |  |  |  | HTR
82029 | FCL-ACC-HTR-0044 | Heater, Convection, Electric, 2kW, Gaseous Chemical Building, Washroom Second Floor E | FCL-ACC-CL | Gaseous Chemical Building HVAC Equipment |  |  |  | HTR
82030 | FCL-ACC-HTR-0045 | Heater, Convection, Electric, 2kW, Gaseous Chemical Building, Lab S | FCL-ACC-CL | Gaseous Chemical Building HVAC Equipment |  |  |  | HTR
82031 | FCL-ACC-HTR-0048 | Heater, Convection, Electric, 3kW, Gaseous Chemical Building | FCL-ACC-CL | Gaseous Chemical Building HVAC Equipment |  |  |  | HTR
82032 | FCL-ACC-HTR-0050 | Heater, Convection, Electric, 6kW,Gaseous Chemical Building, NH3 Maintenance Room, North | FCL-ACC-CL | Gaseous Chemical Building HVAC Equipment |  |  |  | HTR
82033 | FCL-ACC-HTR-0051 | Heater, Convection, Electric, 6kW,Gaseous Chemical Building, NH3 Maintenance Room, West | FCL-ACC-CL | Gaseous Chemical Building HVAC Equipment |  |  |  | HTR
82034 | FCL-ACC-HTR-0052 | Heater, Convection, Electric, 6kW,Gaseous Chemical Building, NH3 Maintenance Room, East | FCL-ACC-CL | Gaseous Chemical Building HVAC Equipment |  |  |  | HTR
82041 | FCL-ACC-HTR-0110 | Heater, (CH-11) Convention, Electric, 750W, Low Lift Building, Pump Room West Wall | FCL-ACC-P-LL | Low Lift Pumping Station HVAC Equipment |  |  |  | HTR
82042 | FCL-ACC-HTR-0115 | Heater, (CH-11) Convention, Electric, 750W, Low Lift Building, Pump Room West Wall | FCL-ACC-P-LL | Low Lift Pumping Station HVAC Equipment |  |  |  | HTR
82043 | FCL-ACC-HTR-0116 | Heater, (CH-11) Convention, Electric, 750W, Low Lift Building, Pump Room West Wall | FCL-ACC-P-LL | Low Lift Pumping Station HVAC Equipment |  |  |  | HTR
82044 | FCL-ACC-HTR-0117 | Heater, (CH-11) Convention, Electric, 750W, Low Lift Building, Pump Room West Wall | FCL-ACC-P-LL | Low Lift Pumping Station HVAC Equipment |  |  |  | HTR
82046 | FCL-ACC-HTR-0121 | Heater, (CH-16) Convection, Electric, 500W, Chemical Building, Electric Room S/E | FCL-ACC-CL | Gaseous Chemical Building HVAC Equipment |  |  |  | HTR
82061 | FCL-ACC-HTR-0213 | Heater, Unit, Electric, 3kW, Low Lift PS Building Gallery S/E | FCL-ACC-P-LL | Low Lift Pumping Station HVAC Equipment |  |  |  | HTR
82062 | FCL-ACC-HTR-0214 | Heater, (CH-11) Convention, Electric, 750W, Dry Chemical Building Lobby, South | FCL-ACC-P-LL | Low Lift Pumping Station HVAC Equipment |  |  |  | HTR
82063 | FCL-ACC-HTR-0215 | Heater, (CH-11) Convention, Electric, 750W, Dry Chemical Building Lobby, North | FCL-ACC-P-LL | Low Lift Pumping Station HVAC Equipment |  |  |  | HTR
82087 | FCL-ACC-HTR-0252 | Heater, Convection, Electric, (CH-2E), 1kW, Dry Chemical Building Stairwell E | FCL-ACC-P-LL | Low Lift Pumping Station HVAC Equipment |  |  |  | HTR
82088 | FCL-ACC-HTR-0254 | Heater, Convection, Electric, (CH-2D), 1kW, Dry Chemical Building Stairwell W | FCL-ACC-P-LL | Low Lift Pumping Station HVAC Equipment |  |  |  | HTR
82089 | FCL-ACC-HTR-0256 | Heater, Baseboard, Electric, (BH-1A), 500W, Dry Chemical Building Locker Room | FCL-ACC-P-LL | Low Lift Pumping Station HVAC Equipment |  |  |  | HTR
82090 | FCL-ACC-HTR-0262 | Heater Radiant, Electric (RD-1B), 2kW, Flocculation/Sedimentation Tank No.3 Lower Gallery | FCL-ACC-P-HL | High Lift Pumping Station HVAC Equipment |  |  |  | HTR
82091 | FCL-ACC-HTR-0264 | Heater Radiant, Electric (RD-1D), 2kW, Flocculation/Sedimentation Tank Lower Gallery | FCL-ACC-P-HL | High Lift Pumping Station HVAC Equipment |  |  |  | HTR
82092 | FCL-ACC-HTR-0265 | Heater Radiant, Electric (RD-2A), 2kW, Dry Chemical Building | FCL-ACC-P-LL | Low Lift Pumping Station HVAC Equipment |  |  |  | HTR
82093 | FCL-ACC-HTR-0302 | Heater, Re-Heat Unit, 208V, High Lift/Admin Building Vestibule 123, First Floor Ceiling | FCL-ACC-ADMIN | Administration Building HVAC Equipment |  |  |  | HTR
82094 | FCL-ACC-HTR-0303 | Heater, Baseboard, 208V, 1.25kW, High Lift/Admin Building, First Floor, Women's Washroom | FCL-ACC-ADMIN | Administration Building HVAC Equipment |  |  |  | HTR
82095 | FCL-ACC-HTR-0304 | Heater, Baseboard, 208V, 1kW, Admin Building, First Floor, Mens Wash Room 120 West Wall | FCL-ACC-ADMIN | Administration Building HVAC Equipment |  |  |  | HTR
82096 | FCL-ACC-HTR-0307 | Heater, Re-Heat Unit, 208V, Admin Building, First Floor, Corridor 103, Ceiling South | FCL-ACC-ADMIN | Administration Building HVAC Equipment |  |  |  | HTR
82097 | FCL-ACC-HTR-0308 | Heater, Re-Heat Unit, 208V, Admin Building, First Floor, Corridor 103, Ceiling South | FCL-ACC-ADMIN | Administration Building HVAC Equipment |  |  |  | HTR
82098 | FCL-ACC-HTR-0309 | Heater, Re-Heat Unit, 208V, 3PH, Admin Building, First Floor, Corridor 103, Ceiling North | FCL-ACC-ADMIN | Administration Building HVAC Equipment |  |  |  | HTR
82099 | FCL-ACC-HTR-0310 | Heater, Re-Heat Unit, 208V, Admin Building, First Floor, Corridor 103, Ceiling North | FCL-ACC-ADMIN | Administration Building HVAC Equipment |  |  |  | HTR
82100 | FCL-ACC-HTR-0311 | Heater, Baseboard, 208V, 2kW, Admin Building, First Floor, Lunch Room 113, East Wall South | FCL-ACC-ADMIN | Administration Building HVAC Equipment |  |  |  | HTR
82101 | FCL-ACC-HTR-0313 | Heater, Baseboard, 208V, 750W, Admin Building, First Floor, Storage Room 108, East Wall | FCL-ACC-ADMIN | Administration Building HVAC Equipment |  |  |  | HTR
82102 | FCL-ACC-HTR-0314 | Heater, Baseboard, 208V, 1.5kW, Admin Building, First Floor, PCS Lab 119, West Wall | FCL-ACC-ADMIN | Administration Building HVAC Equipment |  |  |  | HTR
82103 | FCL-ACC-HTR-0316 | Heater, Baseboard, 208V, 750W, Admin Building, First Floor, WMS Room/Library 118, West Wall South | FCL-ACC-ADMIN | Administration Building HVAC Equipment |  |  |  | HTR
82104 | FCL-ACC-HTR-0320 | Heater, Baseboard, 208V, 1.5kW, Admin Building, First Floor, Library 118, North Wall | FCL-ACC-ADMIN | Administration Building HVAC Equipment |  |  |  | HTR
82105 | FCL-ACC-HTR-0322 | Heater, Re-Heat Unit, 208V, 3PH, Admin Building, First Floor, Vestibule 100, Ceiling | FCL-ACC-ADMIN | Administration Building HVAC Equipment |  |  |  | HTR
82106 | FCL-ACC-HTR-0323 | Heater, Baseboard, 208V, 750W, Admin Building, First Floor Courier Drop-Off 117, North Wall | FCL-ACC-ADMIN | Administration Building HVAC Equipment |  |  |  | HTR
82107 | FCL-ACC-HTR-0324 | Heater, Re-Heat Unit, 208V, 3PH, Admin Building, First Floor, Meeting Room 104, Ceiling West | FCL-ACC-ADMIN | Administration Building HVAC Equipment |  |  |  | HTR
82108 | FCL-ACC-HTR-0326 | Heater, Baseboard, 208V, 1.25kW, Admin Building, First Floor. Meeting Room 104, North Wall West | FCL-ACC-ADMIN | Administration Building HVAC Equipment |  |  |  | HTR
82109 | FCL-ACC-HTR-0327 | Heater, Baseboard, 208V, 1kW, Admin Building, First Floor. Meeting Room 104, North Wall East | FCL-ACC-ADMIN | Administration Building HVAC Equipment |  |  |  | HTR
82110 | FCL-ACC-HTR-0328 | Heater, Baseboard, 208V, 1kW, Admin Building, First Floor. Training Room 105, East Wall South | FCL-ACC-ADMIN | Administration Building HVAC Equipment |  |  |  | HTR
82111 | FCL-ACC-HTR-0331 | Heater, Baseboard, 208V, 1.25kW, Admin Building, First Floor Training Room N/W | FCL-ACC-ADMIN | Administration Building HVAC Equipment |  |  |  | HTR
82112 | FCL-ACC-HTR-0332 | Heater, Baseboard, 208V, 1.25kW, Admin Building, First Floor Training Room N/W | FCL-ACC-ADMIN | Administration Building HVAC Equipment |  |  |  | HTR
82113 | FCL-ACC-HTR-0335 | Heater, Force Flow, 208V, Admin Building Northeast Stairs 135 First Floor East Wall | FCL-ACC-ADMIN | Administration Building HVAC Equipment |  |  |  | HTR
82114 | FCL-ACC-HTR-0336 | Heater, Force Flow, 208V, Admin Building Northeast Stairs 221 Second Floor East Wall | FCL-ACC-ADMIN | Administration Building HVAC Equipment |  |  |  | HTR
82115 | FCL-ACC-HTR-0342 | Heater, Baseboard, 208V, 2kW, Admin Building, Second Floor, Office 200, East Wall | FCL-ACC-ADMIN | Administration Building HVAC Equipment |  |  |  | HTR
82116 | FCL-ACC-HTR-0345 | Heater, Baseboard, 208V, 1kW, Admin Building, Second Floor, Office 209, South Wall | FCL-ACC-ADMIN | Administration Building HVAC Equipment |  |  |  | HTR
82117 | FCL-ACC-HTR-0351 | Heater, Re-Heat Unit, 208V, 3PH, Admin Building, Second Floor, Office 201, Ceiling | FCL-ACC-ADMIN | Administration Building HVAC Equipment |  |  |  | HTR
82118 | FCL-ACC-HTR-0353 | Heater, Baseboard, 208V, 1.25kW, Admin Building, Second Floor, Office 208, East Wall South | FCL-ACC-ADMIN | Administration Building HVAC Equipment |  |  |  | HTR
82119 | FCL-ACC-HTR-0358 | Heater, Baseboard, 208V, 1kW, Admin Building, Second Floor, Storage 207, East Wall | FCL-ACC-ADMIN | Administration Building HVAC Equipment |  |  |  | HTR
82120 | FCL-ACC-HTR-0361 | Heater, Baseboard, 208V, 2kW, Admin Building, Second Floor, Boardroom 202, North Wall | FCL-ACC-ADMIN | Administration Building HVAC Equipment |  |  |  | HTR
82121 | FCL-ACC-HTR-0362 | Heater, Re-Heat Unit, 208V, Admin Building, Second Floor, Office 203, Ceiling South | FCL-ACC-ADMIN | Administration Building HVAC Equipment |  |  |  | HTR
82122 | FCL-ACC-HTR-0363 | Heater, Re-Heat Unit, 208V, 3PH, Admin Building, Second Floor, Office 203, Ceiling Centre | FCL-ACC-ADMIN | Administration Building HVAC Equipment |  |  |  | HTR
82123 | FCL-ACC-HTR-0364 | Heater, Baseboard, 208V, 2kW, Admin Building, Second Floor, Office 203, North Wall | FCL-ACC-ADMIN | Administration Building HVAC Equipment |  |  |  | HTR
82124 | FCL-ACC-HTR-0366 | Heater, Re-Heat Unit, 208V, 3PH, Admin Building, Second Floor, Office 204, Ceiling Centre | FCL-ACC-ADMIN | Administration Building HVAC Equipment |  |  |  | HTR
82125 | FCL-ACC-HTR-0367 | Heater, Baseboard, 208V, 2kW, Admin Building, Second Floor, Office 204, North Wall | FCL-ACC-ADMIN | Administration Building HVAC Equipment |  |  |  | HTR
82126 | FCL-ACC-HTR-0371 | Heater, Baseboard, 208V, 2kW, Admin Building, Second Floor, Library 206, North Wall | FCL-ACC-ADMIN | Administration Building HVAC Equipment |  |  |  | HTR
82141 | FCL-ACC-HTR-0424 | Heater, (BH-3) Baseboard, Electric, 1.5kW, High Lift Building, Corridor to Gaseous Chemicals | FCL-ACC-P-HL | High Lift Pumping Station HVAC Equipment |  |  |  | HTR
82142 | FCL-ACC-HTR-0425 | Heater, (BH-3) Baseboard, Electric, 1.5kW, High Lift Building, Corridor to Gaseous Chemicals | FCL-ACC-P-HL | High Lift Pumping Station HVAC Equipment |  |  |  | HTR
82143 | FCL-ACC-HTR-0426 | Heater, (BH-3) Baseboard, Electric, 1.5kW, High Lift Building, Corridor to Gaseous Chemicals | FCL-ACC-P-HL | High Lift Pumping Station HVAC Equipment |  |  |  | HTR
82144 | FCL-ACC-HTR-0430 | Heater, (CH-14) Convection, Electric, 1.5kW, High Lift Basement B2, Compressor Room, South | FCL-ACC-P-HL | High Lift Pumping Station HVAC Equipment |  |  |  | HTR
82145 | FCL-ACC-HTR-0431 | Heater, (CH-14) Convection, Electric, 1.5kW, High Lift Basement B2, Compressor Room, North | FCL-ACC-P-HL | High Lift Pumping Station HVAC Equipment |  |  |  | HTR
82146 | FCL-ACC-HTR-0432 | Heater, Unit, High Lift PS, Basement B1, Electrical Workshop, North | FCL-ACC-P-HL | High Lift Pumping Station HVAC Equipment |  |  |  | HTR
82148 | FCL-ACC-HTR-0501 | East Perimeter Heating Heaters HTR-0501A,B&C | FCL-ACC | Climate Control (HVAC) |  |  |  | HTR
82173 | FCL-ACC-HTR-0507D | Heater, Cabinet Convention, Electric, 4.5 kW, East Filter Room, Filter F-1201 East Wall | FCL-ACC-FLT | Filter Building HVAC Equipment |  |  |  | HTR
82320 | FCL-ACC-HTR-0751 | Heater, Snow Melting, Gaseous Chemical Building, Service Area Second Floor | FCL-ACC-CL | Gaseous Chemical Building HVAC Equipment |  |  |  | HTR
82321 | FCL-ACC-HTR-0756 | Heater, Snow Melting, Gaseous Chemical Building, Service Area Second Floor | FCL-ACC-CL | Gaseous Chemical Building HVAC Equipment |  |  |  | HTR
82322 | FCL-ACC-HTR-0758 | Heater, Snow Melting, Gaseous Chemical Building, Service Area Second Floor | FCL-ACC-CL | Gaseous Chemical Building HVAC Equipment |  |  |  | HTR
82323 | FCL-ACC-HTR-0759 | Heater, Snow Melting, Gaseous Chemical Building, Service Area Second Floor | FCL-ACC-CL | Gaseous Chemical Building HVAC Equipment |  |  |  | HTR
82337 | FCL-ACC-HTR-0772 | Heater, Snow Melting, Gaseous Chemical Building, Service Area Second Floor | FCL-ACC-CL | Gaseous Chemical Building HVAC Equipment |  |  |  | HTR
82338 | FCL-ACC-HTR-0775 | Heater, Snow Melting, Gaseous Chemical Building, Stairs to Second Floor | FCL-ACC-CL | Gaseous Chemical Building HVAC Equipment |  |  |  | HTR
82339 | FCL-ACC-HTR-0777 | Heater, Snow Melting, Gaseous Chemical Building, Stairs to First Floor | FCL-ACC-CL | Gaseous Chemical Building HVAC Equipment |  |  |  | HTR
82340 | FCL-ACC-HTR-0778 | Heater, Snow Melting, Gaseous Chemical Building, Service Area First Floor | FCL-ACC-CL | Gaseous Chemical Building HVAC Equipment |  |  |  | HTR
82341 | FCL-ACC-HTR-0780 | Heater, Snow Melting, Gaseous Chemical Building, Service Area First Floor | FCL-ACC-CL | Gaseous Chemical Building HVAC Equipment |  |  |  | HTR
82342 | FCL-ACC-HTR-0781 | Heater, Snow Melting, Gaseous Chemical Building, Service Area First Floor | FCL-ACC-CL | Gaseous Chemical Building HVAC Equipment |  |  |  | HTR
82343 | FCL-ACC-HTR-0782 | Heater, Snow Melting, Gaseous Chemical Building, Service Area First Floor | FCL-ACC-CL | Gaseous Chemical Building HVAC Equipment |  |  |  | HTR
82344 | FCL-ACC-HTR-0783 | Heater, Snow Melting, Gaseous Chemical Building, Service Area First Floor | FCL-ACC-CL | Gaseous Chemical Building HVAC Equipment |  |  |  | HTR
82345 | FCL-ACC-HTR-0784 | Heater, Snow Melting, Gaseous Chemical Building, Outside area of Balcony | FCL-ACC-CL | Gaseous Chemical Building HVAC Equipment |  |  |  | HTR
82346 | FCL-ACC-HTR-0786 | Heater, Snow Melting, Gaseous Chemical Building, Main Stair Well | FCL-ACC-CL | Gaseous Chemical Building HVAC Equipment |  |  |  | HTR
82347 | FCL-ACC-HTR-0788 | Heater, Snow Melting, Gaseous Chemical Building, North Entrance | FCL-ACC-CL | Gaseous Chemical Building HVAC Equipment |  |  |  | HTR
82348 | FCL-ACC-HTR-0789 | Heater, Snow Melting, Gaseous Chemical Building, North Entrance | FCL-ACC-CL | Gaseous Chemical Building HVAC Equipment |  |  |  | HTR
82349 | FCL-ACC-HTR-0790 | Heater, Snow Melting, Gaseous Chemical Building, North Entrance | FCL-ACC-CL | Gaseous Chemical Building HVAC Equipment |  |  |  | HTR
82350 | FCL-ACC-HTR-0801 | Heater, Unit, Surge Building, North | FCL-ACC-P-HL | High Lift Pumping Station HVAC Equipment |  |  |  | HTR
82351 | FCL-ACC-HTR-0802 | Heater, Unit, Surge Building, East | FCL-ACC-P-HL | High Lift Pumping Station HVAC Equipment |  |  |  | HTR
82352 | FCL-ACC-HTR-0803 | Heater, Unit, Surge Building, West | FCL-ACC-P-HL | High Lift Pumping Station HVAC Equipment |  |  |  | HTR
82353 | FCL-ACC-HTR-0804 | Heater, Unit, Surge Building, South | FCL-ACC-P-HL | High Lift Pumping Station HVAC Equipment |  |  |  | HTR
82354 | FCL-ACC-HTR-0903 | Heater. Gas Fired (HTR-0003), Cake Loading Room, RMF Centrifuge Building South/East | FCL-ACC-RMF | Residue Management HVAC Equipment |  |  |  | HTR
82355 | FCL-ACC-HTR-0905 | Heater, Unit, (HTR-0005), 600V, 8kW, 3PH, RMF Clarification Facility, Exit Corridor Central | FCL-ACC-RMF | Residue Management HVAC Equipment |  |  |  | HTR
82356 | FCL-ACC-HTR-0908 | Heater, Unit, (HTR-0008), 600V, 10kW, 3PH, RMF, Clarification Facility, Pump Room | FCL-ACC-RMF | Residue Management HVAC Equipment |  |  |  | HTR
82357 | FCL-ACC-HTR-0910 | Heater, RMF, Clarification Facility, Stairwells 2, South of HVAC Room 2 | FCL-ACC-RMF | Residue Management HVAC Equipment |  |  |  | HTR
82358 | FCL-ACC-HTR-0911 | Heater, RMF, Clarification Facility, Ground Floor, HVAC Room 1 | FCL-ACC-RMF | Residue Management HVAC Equipment |  |  |  | HTR
82359 | FCL-ACC-HTR-221-234 | Sedimentation Tank Area Heaters | FCL-ACC | Climate Control (HVAC) |  |  |  | HTR
82360 | FCL-ACC-HTR-235-238 | Alum Storge & Powdered Activ. Carbon Area Heater | FCL-ACC-P-LL | Low Lift Pumping Station HVAC Equipment |  |  |  | HTR
82361 | FCL-ACC-HTR-530-536 | North Filter Gallery Heaters System HTR-0530: HTR-0536 | FCL-ACC | Climate Control (HVAC) |  |  |  | HTR
82362 | FCL-ACC-HTR-530-536 | North Filter Gallery Heaters System HTR-0530: HTR-0536 | FCL-ACC-FLT | Filter Building HVAC Equipment |  |  |  | HTR
82363 | FCL-ACC-HTR-603-614 | West Perimeter Heating HTR-0603A,B&C: HTR-0614A&B | FCL-ACC-FLT | Filter Building HVAC Equipment |  |  |  | HTR
82364 | FCL-ACC-HTR-621-630 | South Filter Gallery Heaters HTR-0621A&B: HTR-0630A&B | FCL-ACC | Climate Control (HVAC) |  |  |  | HTR
82365 | FCL-ACC-HTR-621-630 | South Filter Gallery Heaters HTR-0621A&B: HTR-0630A&B | FCL-ACC-FLT | Filter Building HVAC Equipment |  |  |  | HTR
82366 | FCL-ACC-HTR-636-643 | South Filter Pipe Gallery Heaters HTR-0636 : HTR-0643 | FCL-ACC | Climate Control (HVAC) |  |  |  | HTR
82367 | FCL-ACC-HTR-636-643 | South Filter Pipe Gallery Heaters HTR-0636 : HTR-0643 | FCL-ACC-FLT | Filter Building HVAC Equipment |  |  |  | HTR
82368 | FCL-ACC-HTR-P | Pump Stn. EL. 75.915M EL. 79.573M Heaters | FCL-ACC | Climate Control (HVAC)
82369 | FCL-ACC-HU-0301 | Humidifier, Admin Building, Utility Room 216 Second Floor | FCL-ACC-ADMIN | Administration Building HVAC Equipment |  |  |  | HU
82370 | FCL-ACC-HU-0302 | Humidifier, Admin Building, Utility Room 216 Second Floor | FCL-ACC-ADMIN | Administration Building HVAC Equipment |  |  |  | HU
82371 | FCL-ACC-HU-0303 | Humidifier, AHU-0303, Admin Building | FCL-ACC-AHU-0303 | Air Handling Unit, Roof Top, Admin Building Top of N/E Stairwell |  |  |  | HU
82373 | FCL-ACC-OIT-0101 | OIT, Low Lift BAS RPU-0101 Panel, Low Lift Pump Room S/E | FCL-ACC-RPU-0101 | RPU Panel, Low Lift BAS, Low Lift Pump Room S/E |  |  |  | OIT
82374 | FCL-ACC-OIT-0401 | OIT, High Lift Building BAS RPU-0401 Panel, High Lift Heating & Ventilation Room | FCL-ACC-RPU-0401 | RPU Panel, High Lift Building BAS, High Lift Heating & Ventilation Room |  |  |  | OIT
82375 | FCL-ACC-OIT-0501 | OIT, Filter Building BAS RPU-0501 Panel, Filter Building, Piping Gallery East | FCL-ACC-RPU-0501 | RPU Panel, Filter Building BAS, Filter Building Piping Gallery East |  |  |  | OIT
82376 | FCL-ACC-OIT-0601 | OIT, Filter Building BAS RPU-0601 Panel, Filter Building, Piping Gallery West | FCL-ACC-RPU-0601 | RPU Panel, Filter Building BAS, Filter Building Piping Gallery West |  |  |  | OIT
82377 | FCL-ACC-OIT-0801 | OIT, Surge Building BAS RPU-0801 Panel, Surge Building North | FCL-ACC-RPU-0801 | RPU, Surge Building BAS, Surge Building North |  |  |  | OIT
82382 | FCL-ACC-P-HL | High Lift Pumping Station HVAC Equipment | FCL-ACC | Climate Control (HVAC)
82390 | FCL-ACC-PDIT-0302 | Transmitter, Pressure, Differential, AHU-0303 Outlet, Filter F-0302, Admin Building | FCL-ACC-AHU-0303 | Air Handling Unit, Roof Top, Admin Building Top of N/E Stairwell |  |  |  | PDIT
82411 | FCL-ACC-TIT-0902 | Transmitter, Temperature, RMF Centrifuge Building, Ground Floor, Polymer Room | FCL-ACC-RMF | Residue Management HVAC Equipment |  |  |  | TIT
82412 | FCL-ACC-TIT-0905 | Transmitter, Temperature, RMF Clarification Facility, Operating Floor Exit Corridor North | FCL-ACC-RMF | Residue Management HVAC Equipment |  |  |  | TIT
82413 | FCL-ACC-TIT-0906 | Transmitter, Temperature, RMF Clarification Facility, Thickeners Hallway | FCL-ACC-RMF | Residue Management HVAC Equipment |  |  |  | TIT
82414 | FCL-ACC-TIT-0907 | Transmitter, Temperature, RMF Clarification Facility, Exit Corridor Central | FCL-ACC-RMF | Residue Management HVAC Equipment |  |  |  | TIT
82415 | FCL-ACC-TIT-0908 | Transmitter, Temperature, RMF Clarification Facility, Electrical Room | FCL-ACC-RMF | Residue Management HVAC Equipment |  |  |  | TIT
82439 | FCL-ACC-TT-0231 | Transmitter, Temperature,D-0202, Flocculation/Sedimentation Dehumidification System | FCL-ACC-P-LL | Low Lift Pumping Station HVAC Equipment |  |  |  | TT
82440 | FCL-ACC-TT-0301 | Transmitter, Temperature, AHU-0303 Inlet, Admin Building | FCL-ACC-AHU-0303 | Air Handling Unit, Roof Top, Admin Building Top of N/E Stairwell |  |  |  | TT
82441 | FCL-ACC-TT-0303 | Transmitter, Temperature, AHU-0303 Outlet, Admin Building | FCL-ACC-AHU-0303 | Air Handling Unit, Roof Top, Admin Building Top of N/E Stairwell |  |  |  | TT
82442 | FCL-ACC-TT-0305 | Transmitter, Temperature, Admin Building, Second Floor, Corridor 217, East | FCL-ACC-ADMIN | Administration Building HVAC Equipment |  |  |  | TT
82443 | FCL-ACC-TT-0307 | Transmitter, Temperature, Admin Building, Second Floor, Office Room 203 | FCL-ACC-ADMIN | Administration Building HVAC Equipment |  |  |  | TT
82444 | FCL-ACC-TT-0308 | Transmitter, Temperature, Admin Building, Second Floor, Office Room 204 | FCL-ACC-ADMIN | Administration Building HVAC Equipment |  |  |  | TT
82445 | FCL-ACC-TT-0311 | Transmitter, Temperature, Admin Building, Second Floor, Women's Washroom 212 | FCL-ACC-ADMIN | Administration Building HVAC Equipment |  |  |  | TT
82446 | FCL-ACC-TT-0313 | Transmitter, Temperature, Admin Building, Second Floor, Office Room 209 | FCL-ACC-ADMIN | Administration Building HVAC Equipment |  |  |  | TT
82447 | FCL-ACC-TT-0315 | Transmitter, Temperature, Admin Building, Second Floor, Library/Storage Room 206 | FCL-ACC-ADMIN | Administration Building HVAC Equipment |  |  |  | TT
82448 | FCL-ACC-TT-0317 | Transmitter, Temperature, Admin Building, First Floor, PCS Lab Room 119 | FCL-ACC-ADMIN | Administration Building HVAC Equipment |  |  |  | TT
82449 | FCL-ACC-TT-0319 | Transmitter, Temperature, Admin Building, First Floor, Meeting Room 104 | FCL-ACC-ADMIN | Administration Building HVAC Equipment |  |  |  | TT
82450 | FCL-ACC-TT-0322 | Transmitter, Temperature, Admin Building, First Floor, Servers Room 106 | FCL-ACC-ADMIN | Administration Building HVAC Equipment |  |  |  | TT
82451 | FCL-ACC-TT-0323 | Transmitter, Temperature, Admin Building, First Floor, Storage Room 108 | FCL-ACC-ADMIN | Administration Building HVAC Equipment |  |  |  | TT
82452 | FCL-ACC-TT-0325 | Transmitter, Temperature, Admin Building, First Floor, Training Room 105 | FCL-ACC-ADMIN | Administration Building HVAC Equipment |  |  |  | TT
82453 | FCL-ACC-TT-0327 | Transmitter, Temperature, Admin Building, First Floor, Women's Change Room 124 | FCL-ACC-ADMIN | Administration Building HVAC Equipment |  |  |  | TT
82454 | FCL-ACC-TT-0328 | Transmitter, Temperature, Admin Building, First Floor, Vestibule 130 | FCL-ACC-ADMIN | Administration Building HVAC Equipment |  |  |  | TT
82455 | FCL-ACC-TT-0333 | Transmitter, Temperature, Admin Building, Second Floor, Office Room 200 | FCL-ACC-ADMIN | Administration Building HVAC Equipment |  |  |  | TT
82466 | FCL-ACC-TT-0414 | Transmitter, Temperature, Outdoor, High Lift Switchgear Room Ventilation, Electrical Switchyard | FCL-ACC-P-HL | High Lift Pumping Station HVAC Equipment |  |  |  | TT
82469 | FCL-ACC-TT-0418 | Transmitter, Temperature, Outdoor, High Lift PS West | FCL-ACC-P-HL | High Lift Pumping Station HVAC Equipment |  |  |  | TT
82507 | FCL-ACC-V-0601 | Valve, Control, HE-0601 Cooling Water Supply, Filter Building, West Dehumidification System | FCL-ACC-HE-0601 | Heat Exchanger, Cooling Coil, D-0601 ,Filter Building, East Dehumidification System |  |  |  | V
82508 | FCL-ADM BLDG | Building Location | FCL-SPC | Process Control Systems - Services Area
82509 | FCL-ADM BLDG | Building Location | FCL-SPC2 | Process Control Systems - Equipment
82510 | FCL-AFTER SO2 | FCL-AFTER SO2 Sampling | FCL-SAMP | Sampling Systems
82532 | FCL-AIR-SCOUR | Backwash System | FCL-FLT | Filtration
82533 | FCL-ALM | Coagulation | FCL-PLT | Preliminary Treatment
82534 | FCL-ALM-CP-0001 | Control Panel, Operator, Alum Tank Overflow Alarm, Alum System | FCL-ALM-T-0101 | Tank, Non-Pressurized, Alum Storage Tank 0101, Liquid Alum System |  |  |  | CP
82535 | FCL-ALM-CP-0201 | Control Panel, Electrical, Pump 0201, Alum System | FCL-ALM-P-0201 | Pump, PD, Pump, Alum System |  |  |  | CP
82536 | FCL-ALM-CP-0301 | Control Panel, Electrical, Pump 0301, Alum System | FCL-ALM-P-0301 | Pump, PD, Pump, Alum System |  |  |  | CP
82553 | FCL-ALM-FS-0101 | Switch,Flow Pump # 1 | FCL-ALM | Coagulation |  |  | 33815 | FS
82554 | FCL-ALM-FS-0201 | Switch,Flow Pump # 2 | FCL-ALM | Coagulation |  |  | 33816 | FS
82555 | FCL-ALM-FS-0301 | Switch,Flow Pump # 3 | FCL-ALM | Coagulation |  |  | 33817 | FS
82662 | FCL-AM-CP-0001 | Control Panel, Operator, Aqua Ammonia System, Outside Wall beside Ammonia Fill Station | FCL-AM | Ammoniation |  |  |  | CP
82663 | FCL-AM-CP-0002 | Local Control Panel, Aqua Ammonia Scrubber Control (GLC4), Gaseous Chemical Building,Scrubber Room | FCL-AM | Ammoniation |  |  |  | CP
82664 | FCL-AM-CP-0201 | Control Panel, Electrical, Pump 0201, Aqua Ammonia System, Ammonia Room | FCL-AM-P-0201 | Pump, Gear, Metering, Aqua Ammonia System |  |  |  | CP
82670 | FCL-AM-DM-0012 | Damper, Ammonia Storage Room Exhaust to Scrubber SB-0101, Gaseous Chemical Building, Ammonia Storage Room | FCL-AM-SCRUBBER | Ammonia Scrubber System |  |  |  | DM
82685 | FCL-AM-HTR-0001 | Heater, (Heat Tracing), Gaseous Chemical Building, South of Storage Tank | FCL-ACC-AM | Amonia Room HVAC Equipment |  |  |  | HTR
82695 | FCL-AM-STR-0038 | Strainer, Aqua Ammonia Scrubber Pump Inlet, Ventilation Machine Room, Dry Chemical Building | FCL-AM-P-0001 | Pump, Centrifugal, Waste Water, Scrubber, Aqua Ammonia Scrubber System |  |  |  | STR
82696 | FCL-AM-STR-0210 | Strainer, Ammonia Pump 0210 Suction, Aqua Ammonia System, Ammonia Room | FCL-AM-P-0201 | Pump, Gear, Metering, Aqua Ammonia System |  |  |  | STR
82733 | FCL-AM-V-0118 | Valve, Ball, Ammonia Tank 0101 to Vent, Aqua Ammonia System, Ammonia Room | FCL-AM-T-0101 | Tank, Storage, Pressurised, Aqua Ammonia Storage Room, Dry Chemical Building |  |  |  | V
82751 | FCL-AUX-TPD-0904 | Trap Primer Device, Electrical, RMF Centrifuge Building, Polymer Room | FCL-ACC-RMF | Residue Management HVAC Equipment |  |  |  | TPD
82752 | FCL-BEFORE SO2 | Before S02 Sampling | FCL-SAMP | Sampling Systems
82758 | FCL-BW | Backwash System | FCL-FLT | Filtration
82791 | FCL-BW-TIT-0201 | Temperature Transmitter, Blower 2 Discharge | FCL-BW-BL-0200 | Blower, Multi-stage Centrifugal, Filter Backwash Air Scour,Filter Building ,South End. |  |  |  | TIT
82811 | FCL-BW-V-0029 | Valve, Air Release, Backwash Supply Pipe | FCL-BW | Backwash System |  |  |  | V
82812 | FCL-BW-V-0030 | Valve, Ball, Isolation, Air Release, Backwash Supply Pipe | FCL-BW | Backwash System |  |  |  | V
82813 | FCL-BW-V-0031 | Valve, Air Release, Backwash Supply Pipe | FCL-BW | Backwash System |  |  |  | V
82814 | FCL-BW-V-0033 | Valve, Air Release, Backwash Supply Pipe | FCL-BW | Backwash System |  |  |  | V
82911 | FCL-CENTRIFUGE BLDG | Building Location | FCL-SPC2 | Process Control Systems - Equipment
82912 | FCL-CENTRIFUGE-BLDG | Building Location | FCL-EUS | Production & End User Support
82919 | FCL-CL-CP-0001 | Control Panel, Area, Mimic, Chlorination System, Control Room, Gaseous Chemical Building | FCL-CLA | Pre-Chlorination |  |  |  | CP
82920 | FCL-CL-CP-0005 | Local Control Panel, Mimic, Chlorination Eductor Valves, Control Room, Gaseous Chemical Building | FCL-CLA | Pre-Chlorination |  |  |  | CP
82921 | FCL-CL-CP-0008 | Local Control Panel, Alternate Pre-Chlorination Valves, Sedimentation Tanks Area | FCL-CLA | Pre-Chlorination |  |  |  | CP
82937 | FCL-CL-SCRUBBER | CL & SO2 Scrubber System | FCL-SES | Safety and Environmental Services
82976 | FCL-CLA-RD-0101 | Rupture Disk, Vent, CLA Evaporator 0101, Gaseous Chemical Building, Machine Room | FCL-CLA-EV-0101 | Evaporator, Chlorine Gas, Chlorination System |  |  |  | RD
83058 | FCL-CLA1 | Pre-Chlorination | FCL-DIS | Disinfection and Conditioning
83059 | FCL-CLARIFICATE-BLDG | Building Location | FCL-EUS | Production & End User Support
83060 | FCL-CLB | Post-Chlorination | FCL-DIS | Disinfection and Conditioning
83066 | FCL-CLB-CP-0001 | Control Panel, After Post Sampling Pumps 0001A&B, Dewatering Pumps Area Second Level | FCL-CLB-P-0001A | Pump, Centrifugal, After Post, Sampling Pumps, Dewatering Pumps Area Second Level |  |  |  | CP
83089 | FCL-CLB-RD-0101 | Rupture Disk, Vent, CLB Evaporator 0101, Gaseous Chemical Building, Machine Room | FCL-CLB-EV-0101 | Evaporator, Chlorine Gas, Chlorination System |  |  |  | RD
83090 | FCL-CLB-SAMP | After Post CL2 Sampling | FCL-SAMP | Sampling Systems
83109 | FCL-CLB-V-0011A | Valve, Pressure Regulating, Inlet, Chlorine Analyzer CLB-AIT-0001B, Sampling Pumps, After Post Control, Lab, Admin. Building | FCL-CLB-AIT-0001B | Analyzer, Chlorine, After Post Reference, Lab, Admin. Building |  |  |  | V
83110 | FCL-CLB-V-0012A | Valve, Pressure Regulating, Inlet, Chlorine Analyzer CLB-AIT-0001A, Sampling Pumps, After Post Control, Lab, Admin. Building | FCL-CLB-AIT-0001A | Analyzer, Chlorine, After Post Control, Lab, Admin. Building |  |  |  | V
83163 | FCL-CLC | Pre-Chlorination | FCL-DIS | Disinfection and Conditioning
83164 | FCL-CLC-CP-0001 | Local Control Panel, Trim Chlorination System Eductor Valves, High Lift PS Basement | FCL-CLC | Pre-Chlorination |  |  |  | CP
83174 | FCL-DCL | Sulphur Dioxide System | FCL-DIS | Disinfection and Conditioning
83179 | FCL-DCL-AICR-0401 | Controller,Analyses,Indicator/Manual Setpoint,Recording,SO-0401, Panel CP-0003,Gaseous Chem. Building | FCL-DCL-SO-0401 | Sulphonator, RMF Dechlorination, Machine Room,Gaseous Chemical Building |  |  |  | AICR
83180 | FCL-DCL-AICR-0501 | Controller,Analyses,Indicator/Manual Setpoint,Recording,SO-0501, Panel CP-0003,Gaseous Chem. Building | FCL-DCL-SO-0501 | Sulphonator, RMF Dechlorination, Machine Room,Gaseous Chemical Building |  |  |  | AICR
83190 | FCL-DCL-CP-0001 | Control Panel, Before SO2 Sample Pumps 0001A-B, Dewatering Pump Area Ground Level | FCL-DCL-P-0001A | Pump, Centrifugal, Sampling Before SO2, Decant Liquor, Sampling Pumps |  |  |  | CP
83191 | FCL-DCL-CP-0002 | Control Panel, After SO2 Sample Pumps 0002A-B, Dewatering Pump Area Ground Level | FCL-DCL-P-0002A | Pump, Centrifugal, Sampling After SO2, Decant Liquor, Sampling Pumps |  |  |  | CP
83192 | FCL-DCL-CP-0003 | Control Panel, Area, Mimic, Sulphur Dioxide System, Control Room, Gaseous Chemical Building | FCL-DCL | Sulphur Dioxide System |  |  |  | CP
83193 | FCL-DCL-CP-0005 | Control Panel, Mimic, SO2 System Injectors Control Valves, Control Room, Gaseous Chemical Building | FCL-DCL | Sulphur Dioxide System |  |  |  | CP
83211 | FCL-DCL-INJ-0420 | Eductor, RMF Dechlorination, RMF Facility | FCL-DCL-SO-0401 | Sulphonator, RMF Dechlorination, Machine Room,Gaseous Chemical Building |  |  |  | INJ
83217 | FCL-DCL-PSH-0105 | Switch, Pressure-High, Evaporator 0101 Vent Line to Scrubber, Machine Room, Gaseous Chemical Bldg. | FCL-DCL-EV-0101 | Evaporator, SO2, Sulpher Dioxide System |  |  |  | PSH
83219 | FCL-DCL-PSH-0205 | Switch, Pressure-High, Evaporator 0201 Vent Line to Scrubber, Machine Room, Gaseous Chemical Bldg. | FCL-DCL-EV-0201 | Evaporator, SO2, Sulpher Dioxide System |  |  |  | PSH
83234 | FCL-DCL-STR-0412 | Strainer, Inlet, INJ-0420, RMF Clarification | FCL-DCL-INJ-0420 | Eductor, RMF Dechlorination, RMF Facility |  |  |  | STR
83235 | FCL-DCL-STR-0512 | Strainer, Inlet, INJ-0520, RMF Clarification | FCL-DCL-INJ-0520 | Eductor, RMF Dechlorination, RMF Facility |  |  |  | STR
83283 | FCL-DCL-V-0043 | Valve, Check, Discharge, SO2 Sampling Pump 0001A, Ground Level, Dewatering Pumps Area | FCL-DCL-P-0001A | Pump, Centrifugal, Sampling Before SO2, Decant Liquor, Sampling Pumps |  |  |  | V
83284 | FCL-DCL-V-0046 | Valve, Ball, Isolation, Pressure Gauge PI-0004, High Lift PS Basement | FCL-DCL-PI-0004 | Indicator, Pressure, SO2 Solution to Treated Water Conduit, High Lift PS Basement |  |  |  | V
83343 | FCL-DCL-V-0411 | Valve, Isolation, Inlet, RMF Sulphonator 0401, Machine Room, Gaseous Chemical Building | FCL-DCL-SO-0401 | Sulphonator, RMF Dechlorination, Machine Room,Gaseous Chemical Building |  |  |  | V
83344 | FCL-DCL-V-0420 | Valve, Check, Inlet, DCL-INJ-0420, RMF Clarification | FCL-DCL-INJ-0420 | Eductor, RMF Dechlorination, RMF Facility |  |  |  | V
83347 | FCL-DCL-V-0502 | Valve, Isolation, SO2 Gas Line to RMF Sulphonator 0501, Machine Room, Gaseous Chemical Building | FCL-DCL-SO-0501 | Sulphonator, RMF Dechlorination, Machine Room,Gaseous Chemical Building |  |  |  | V
83349 | FCL-DCL-V-0511 | Valve, Isolation, Inlet, RMF Sulphonator 0501, Machine Room, Gaseous Chemical Building | FCL-DCL-SO-0501 | Sulphonator, RMF Dechlorination, Machine Room,Gaseous Chemical Building |  |  |  | V
83350 | FCL-DCL-V-0513 | Valve, Ball, Isolation, Service Water to INJ-0520, RMF Clarification | FCL-DCL-INJ-0520 | Eductor, RMF Dechlorination, RMF Facility |  |  |  | V
83351 | FCL-DCL-V-0514 | Valve, Ball, Outlet, INJ-0520, RMF Clarification | FCL-DCL-INJ-0520 | Eductor, RMF Dechlorination, RMF Facility |  |  |  | V
83357 | FCL-DEW | Dewatering | FCL-GRK | Buildings and Grounds
83358 | FCL-DEW-CP-0101 | Control Panel, Raw Water Process Dewatering Pumps P-0101A&B, Low Lift PS SW Corner | FCL-DEW-P-0101A | Pump, Dry Pit Submersible, Raw Water Process Dewatering, Raw Water Dewatering Pit |  |  |  | CP
83359 | FCL-DEW-CP-0201 | Control Panel, Treated Water Process Dewatering Pumps P-0201A&B, High Lift PS SW Corner | FCL-DEW-P-0201A | Pump, Dry Pit Submersible. Treated Water Process Dewatering, Treated Water Dewatering Pit |  |  |  | CP
83360 | FCL-DEW-CP-0301 | Control Panel, Pre-Treatment Process Dewatering Pumps P-0301A&B, West Sedimentation Corridor | FCL-DEW-P-0301A | Pump, Dry Pit Submersible. Sedimentation Tanks Process Dewatering, Sedimentation Tank Dewatering Pit |  |  |  | CP
83361 | FCL-DEW-CP-0601 | Control Panel, High Lift PS Area Dewatering Pumps P-0601A&B, High Lift PS SW Corner | FCL-DEW-P-0601A | Pump, Dry Pit Submersible. High Lift PS Area Dewatering Pump, Treated Water Dewatering Pit |  |  |  | CP
83412 | FCL-DEW-T-0401 | Tank, Sump Well, Low Lift PS Area Dewatering Pit | FCL-DEW | Dewatering |  |  |  | T
83413 | FCL-DEW-T-0501 | Tank, Wet Well, Sedimentation Tank Dewatering Pit | FCL-DEW-SED | Sedimentation Area Dewatering |  |  |  | T
83422 | FCL-DEW-V-0009 | Valve, Ball, Suction Header, Raw Water Process Dewatering Pump DEW-P-0101A/B, Low Lift Basement | FCL-DEW-P-0101A | Pump, Dry Pit Submersible, Raw Water Process Dewatering, Raw Water Dewatering Pit |  |  |  | V
83423 | FCL-DEW-V-0010A | Valve, Check, Swing, Treated Water Suction Channel, Treated Water Process Dewatering Pit | FCL-DEW-T-0201 | Tank, Treated Water Process Dewatering Pit |  |  |  | V
83424 | FCL-DEW-V-0015 | Valve, Check, Swing, Drain, Pre-Treatment Mud Valve, Sedimentation Tank Dewatering Pit | FCL-DEW-T-0201 | Tank, Treated Water Process Dewatering Pit |  |  |  | V
83425 | FCL-DEW-V-0016 | Valve, Gate, Drain, Pre-Treatment Mud Valve, Sedimentation Tank Dewatering Pit | FCL-DEW | Dewatering |  |  |  | V
83470 | FCL-DIS | Disinfection and Conditioning | FCL WORK AREA 1 | Process
83472 | FCL-ELS | Electrical Distribution | FCL WORK AREA 2 | Plant Services
83473 | FCL-ELS-1 | Process Control and SCADA | FCL-ELS | Electrical Distribution |  |  |  | ELS
83474 | FCL-ELS-2 | Electrical Systems | FCL-ELS | Electrical Distribution |  |  |  | ELS
83475 | FCL-ELS-5 | Security System | FCL-ELS | Electrical Distribution |  |  |  | ELS
83579 | YTF-SPC1 | Process Control Systems - Administrative | YTF | Tiffield Data Center
83580 | YTF-SPC1 | Process Control Systems - Administrative | YTF SPC | Process Control Systems - Services Area
83585 | YTF-STORE | Computer Storage Location | YTF EUS | Production & End User Support
83586 | YTF-VSTORE | Computer Storage Location | YTF EUS | Production & End User Support
83594 | ZXDP VALVE COL | DO NOT USE - Toronto Water DP Pump
83647 | FCL-ELS-LP-0011 | Lighting Panel, 225A, 120/208V, 3PH, Flocculation Area | FCL-ELS-6 | Interior Lighting |  |  |  | LP
83650 | FCL-ELS-LP-002GA | Lighting Panel, 600/120/208V, 3PH, Gaseous Chemical Building, 3rd Floor, NH3 Maintenance | FCL-ELS-6 | Interior Lighting |  |  |  | LP
83653 | FCL-ELS-LP-003FA | Lighting Panel, (LP-FA), 600/120/208V, 3PH, Filter Operating Gallery Central/East | FCL-ELS-TR-004FE | Transformer,Lighting,(LT4F),Lighting Panel LP-003FA,600/120/208V,30kVA,Filter Bldg. Transformer Room |  |  |  | LP
83654 | FCL-ELS-LP-003FE | Lighting Panel, 600/120/208V, 60A, 3PH, Lab | FCL-ELS-6 | Interior Lighting |  |  |  | LP
83655 | FCL-ELS-LP-003FF | Lighting Panel, (LP-FF), 600/120/208V, 3PH, Filter Operating Gallery Central/West | FCL-ELS-TR-003FF | Transformer,Lighting,(LT3F),600/120/208V, 30kVA, Panels LP-003FF&003FG,Filter Bldg. Transformer Room |  |  |  | LP
83658 | FCL-ELS-LP-003GB | Lighting Panel, 600/120/208V, 3PH, Gaseous Chemical Building Ammonia 3rd Floor NH3 Maintenance | FCL-ELS-6 | Interior Lighting |  |  |  | LP
83659 | FCL-ELS-LP-003GC | Lighting Panel, 600/120/208V, 3PH, Gaseous Chemical Building East Stairway | FCL-ELS-6 | Interior Lighting |  |  |  | LP
83661 | FCL-ELS-LP-004FE | Lighting Panel, 600/120/208V, 3PH, Filter Operating Gallery Central/West | FCL-ELS-6 | Interior Lighting |  |  |  | LP
83669 | FCL-ELS-LP-0100A | Lighting Panel, 208/120V, 3PH, (LP-F) High Lift Pump Room Basement W | FCL-ELS-6 | Interior Lighting |  |  |  | LP
83670 | FCL-ELS-LP-0100B | Lighting Panel, 208/120V, 3PH, (LP-H) High Lift Switchgear, South Wall | FCL-ELS-6 | Interior Lighting |  |  |  | LP
83671 | FCL-ELS-LP-0100C | Lighting Panel, 208/120V, 3PH, (LP-J) High Lift Pump Room First Floor North Wall | FCL-ELS-6 | Interior Lighting |  |  |  | LP
83672 | FCL-ELS-LP-0100G | Lighting Panel, 208/120V, 3PH, (LP-G) High Lift Heating and Ventilation Room | FCL-ELS-6 | Interior Lighting |  |  |  | LP
83681 | FCL-ELS-LP-0200B | Lighting Panel, Heating, 208/120V, 3PH, Admin Building, Lunch Room 113 West Wall | FCL-ELS-TR-0200P | Transformer, 600/120/208V,112.5kW, Lighting Panels LP-0200P &0200B, High Lift Switchgear Floor East |  |  |  | LP
83682 | FCL-ELS-LP-0200K | Lighting Panel, 208/120V, 3PH, (LP-K), Admin Building Servers Room 106 First Floor | FCL-ELS-6 | Interior Lighting |  |  |  | LP
83683 | FCL-ELS-LP-0200L | Lighting Panel, 208/120V, 3PH, (LP-A) Admin Building Second Floor N | FCL-ELS-6 | Interior Lighting |  |  |  | LP
83684 | FCL-ELS-LP-0200N | Lighting Panel, 208/120V, 3PH, (LP-A1L) Admin Building | FCL-ELS-6 | Interior Lighting |  |  |  | LP
83685 | FCL-ELS-LP-0200O | Lighting Panel, Heating, 208/120V, 3PH, Admin Building, Corridor 217 Second Floor | FCL-ELS-TR-0200O | Transformer, 600/120/208V, 75 kVA, 3PH, Lighting Panels LP-0200O&0200A, High Lift Switchgear Room |  |  |  | LP
83690 | FCL-ELS-LP-0301E | Lighting Panel, Emergency Load, 208/120V, 3PH, Admin Building Sever Room | FCL-ELS-6 | Interior Lighting |  |  |  | LP
83696 | FCL-ELS-LP-0400B | Lighting Panel, Low Lift Switchgear Room | FCL-ELS-6 | Interior Lighting |  |  |  | LP
83697 | FCL-ELS-LP-0400C | Lighting Panel, Low Lift Screen Room | FCL-ELS-6 | Interior Lighting |  |  |  | LP
83701 | FCL-ELS-LP-0500E | Lighting Panel, 575/120/208V, Dry Chemical Building, Outside PAC Room West Entrance | FCL-ELS-6 | Interior Lighting |  |  |  | LP
83705 | FCL-ELS-LSH-0301 | Switch, Level, High, Fuel Oil Tank T-0100 Spill Sensing, Low Lift Building, Screen Room, Underground | FCL-ELS-T-0100 | Tank, Underground, Main Oil Fuel Tank, Low Lift Building, Screen Room |  |  |  | LSH
83706 | FCL-ELS-LSH-0302 | Switch, Level-High, Fuel Oil Tank T-0100 Transition Sump Spill,Low Lift Bldg,Screen Room,Underground | FCL-ELS-T-0100 | Tank, Underground, Main Oil Fuel Tank, Low Lift Building, Screen Room |  |  |  | LSH
83707 | FCL-ELS-LSHH-0101B | Switch, Level, Critical High, Tank ELS-T-0101, Emergency Power Generator Monitoring | FCL-ELS-T-0101 | Tank, Generator G-0100 Oil Fuel Day Tank, Low Lift Building, Screen Room |  |  |  | LSHH
83708 | FCL-ELS-LSHH-0201A | Switch, Level, High High, Tank ELS-T-0201, Emergency Power Generator Monitoring | FCL-ELS-T-0201 | Tank, Generator G-0200 Oil Fuel Day Tank, Low Lift Building, Screen Room |  |  |  | LSHH
83709 | FCL-ELS-LSHH-0201B | Switch, Level, Critical High, Tank ELS-T-0201, Emergency Power Generator Monitoring | FCL-ELS-T-0201 | Tank, Generator G-0200 Oil Fuel Day Tank, Low Lift Building, Screen Room |  |  |  | LSHH
83710 | FCL-ELS-LSHH-0300 | Switch, Level, High High, Fuel Oil Tank T-0100, Low Lift Building, Screen Room, Underground | FCL-ELS-T-0100 | Tank, Underground, Main Oil Fuel Tank, Low Lift Building, Screen Room |  |  |  | LSHH
83712 | FCL-ELS-LSL-0300 | Switch, Level, Low, Fuel Oil Tank T-0100, Low Lift Building, Screen Room, Underground | FCL-ELS-T-0100 | Tank, Underground, Main Oil Fuel Tank, Low Lift Building, Screen Room |  |  |  | LSL
83713 | FCL-ELS-LSLL-0101 | Switch, Level, Low Low, Fuel Oil Day Tank T-0101, Low Lift Building, Screen Room | FCL-ELS-T-0101 | Tank, Generator G-0100 Oil Fuel Day Tank, Low Lift Building, Screen Room |  |  |  | LSLL
83714 | FCL-ELS-LTG | Emergency Lighting | FCL-SES | Safety and Environmental Services
83719 | FCL-ELS-LTX | Exit Lighting | FCL-ELS | Electrical Distribution
83720 | FCL-ELS-LTX | Exit Lighting | FCL-SES | Safety and Environmental Services
83761 | FCL-ELS-PS-0003 | Emergency Power | FCL-ELS | Electrical Distribution |  |  |  | PS
83774 | FCL-ELS-STR-0101 | Strainer, Suction, Fuel Oil Transfer Pump P-0100, Low Lift Building, Screen Room | FCL-ELS-P-0100 | Pump, Gear, Fuel Oil Transfer Pump, Low Lift Building, Screen Room |  |  |  | STR
83775 | FCL-ELS-STR-0201 | Strainer, Suction, Fuel Oil Transfer Pump P-0200, Low Lift Building, Screen Room | FCL-ELS-P-0200 | Pump, Gear, Fuel Oil Transfer Pump, Low Lift Building, Screen Room |  |  |  | STR
83852 | FCL-ELS-TR-001DC | Transformer, Lighting, Construction Trailer LP, | FCL-ELS-6 | Interior Lighting |  |  |  | TR
83860 | FCL-ELS-TR-002GA | Transformer, Lighting, 600/120/208V, 30kVA, 3PH, LP-002GA, Gaseous Building, 3rd Floor, NH3 Maintenance | FCL-ELS-6 | Interior Lighting |  |  |  | TR
83863 | FCL-ELS-TR-003FA | Transformer,Lighting,(LT1F),Heating Panel LP-003FA, 600/120/208V,45kVA,Filter Bldg. Transformer Room | FCL-ELS-6 | Interior Lighting |  |  |  | TR
83864 | FCL-ELS-TR-003FB | Transformer,Lighting,(LT2F),600/120/208V, 45kVA,Heating Panel LP-003FB,Filter Bldg. Transformer Room | FCL-ELS-6 | Interior Lighting |  |  |  | TR
83871 | FCL-ELS-TR-004GA | Transformer, Lighting, 600/120/208V, 3PH, Surge Building | FCL-ELS-6 | Interior Lighting |  |  |  | TR
83872 | FCL-ELS-TR-004GF | Transformer, Lighting, 600/120/208V, 15kVA, 3PH, LP-004GF, Gaseous Chemical Building | FCL-ELS-6 | Interior Lighting |  |  |  | TR
83876 | FCL-ELS-TR-0100I | Transformer,(LT9H),Lighting Panel LP-0100I, 600/120/208V,45 kVA, High Lift Switchgear Room | FCL-ELS-6 | Interior Lighting |  |  |  | TR
83877 | FCL-ELS-TR-0100J | Transformer,(LT10H),Lighting Panel LP-0100J, 600/120/208V,30 kVA, High Lift Heating&Ventilation Room | FCL-ELS-6 | Interior Lighting |  |  |  | TR
83889 | FCL-ELS-TR-0200O | Transformer, 600/120/208V, 75 kVA, 3PH, Lighting Panels LP-0200O&0200A, High Lift Switchgear Room | FCL-ELS-6 | Interior Lighting |  |  |  | TR
83933 | FCL-EUS | Production & End User Support | FCL | R L Clark Water Treatment Plant
83934 | FCL-EUS | Production & End User Support | FCL-ITM | Integrated Technology Management
83935 | FCL-EUS-CONTROL-ROOM | Computer Location | FCL-ADM-BLDG | Building Location
84037 | FCL-FL-FS-0201-SUS | Switch,Flow Fluoride Pump # 2 | FCL-SUSPENDED | Suspended entity |  |  | 36604 | FS
84052 | FCL-FL-T-0001 | Tank, Hot Water, Gaseous Chemical Building, Caustic Soda Storage Room | FCL-FL | Fluoridation |  |  |  | T
84100 | FCL-FLO-V-0050A | Valve, Mud, Drain, Raw Water Channel Distribution, Sedimentation, Mixing&Flocculation | FCL-DEW | Dewatering |  |  |  | V
84101 | FCL-FLO-V-0050B | Valve, Mud, Drain, Raw Water Channel Distribution, Sedimentation, Mixing&Flocculation | FCL-DEW | Dewatering |  |  |  | V
84102 | FCL-FLO-V-0050C | Valve, Mud, Drain, Pre-Treatment Module 1 Inlet, Sedimentation, Mixing&Flocculation | FCL-DEW | Dewatering |  |  |  | V
84105 | FCL-FLOCCULATION-BLD | Building Location | FCL-EUS | Production & End User Support
84145 | FCL-FLT-CP-0101 | Control Panel, Operator, Filter 0101 Flow/Rate, Filter 0101 | FCL-FLT-F-0101 | Filter, Carbon Activated, Filter Building, Filter Gallery West |  |  |  | CP
84146 | FCL-FLT-CP-0401 | Control Panel, Operator, Filter 0401 Flow/Rate, Filter 0401 | FCL-FLT-F-0401 | Filter, Carbon Activated, Filter Building, Filter Gallery East |  |  |  | CP
84147 | FCL-FLT-CP-0701 | Control Panel, Operator, Filter 0701 Flow/Rate, Filter 0701 | FCL-FLT-F-0701 | Filter, Carbon Activated, Filter Building, Filter Gallery West |  |  |  | CP
84148 | FCL-FLT-CP-1801 | Control Panel, Operator, Filter 1801 Flow/Rate, Filter 1801 | FCL-FLT-F-1801 | Filter, Carbon Activated, Filter Building, Filter Gallery East |  |  |  | CP
84151 | FCL-FLT-F-0102 | Filter, Inlet Side of PDIT-0101, Filter F-0101, Filtration Pipe Gallery | FCL-FLT-PDIT-0101 | Transmitter, Pressure (Differential), Loss of Head for Filter 0101, Filter No.0101 |  |  |  | F
84157 | FCL-FLT-F-1002 | Filter, Inlet Side of PDIT-1001, Filter F-1001, Filtration Pipe Gallery | FCL-FLT-PDIT-1001 | Transmitter, Pressure (Differential), Loss of Head for Filter 1001, , Filter No.1001 |  |  |  | F
84159 | FCL-FLT-F-1102 | Filter, Inlet Side of PDIT-1101, Filter F-1101, Filtration Pipe Gallery | FCL-FLT-PDIT-1101 | Transmitter, Pressure (Differential), Loss of Head for Filter 1101, Filter No.1101 |  |  |  | F
84160 | FCL-FLT-F-1202 | Filter, Inlet Side of PDIT-1201, Filter F-1201, Filtration Pipe Gallery | FCL-FLT-PDIT-1201 | Transmitter, Pressure (Differential), Loss of Head for Filter 1201, , Filter No.1201 |  |  |  | F
84161 | FCL-FLT-F-1302 | Filter, Inlet Side of PDIT-1301, Filter F-1301, Filtration Pipe Gallery | FCL-FLT-PDIT-1301 | Transmitter, Pressure (Differential), Loss of Head for Filter 1301, Filter No.1301 |  |  |  | F
84162 | FCL-FLT-F-1402 | Filter, Inlet Side of PDIT-1401, Filter F-1401, Filtration Pipe Gallery | FCL-FLT-PDIT-1401 | Transmitter, Pressure (Differential), Loss of Head for Filter 1401, , Filter No.1401 |  |  |  | F
84163 | FCL-FLT-F-1502 | Filter, Inlet Side of PDIT-1501, Filter F-1501, Filtration Pipe Gallery | FCL-FLT-PDIT-1501 | Transmitter, Pressure (Differential), Loss of Head for Filter 1501, Filter No.1501 |  |  |  | F
84165 | FCL-FLT-F-1602 | Filter, Inlet Side of PDIT-1601, Filter F-1601, Filtration Pipe Gallery | FCL-FLT-PDIT-1601 | Transmitter, Pressure (Differential), Loss of Head for Filter 1601, , Filter No.1601 |  |  |  | F
84166 | FCL-FLT-F-1702 | Filter, Inlet Side of PDIT-1701, Filter F-1701, Filtration Pipe Gallery | FCL-FLT-PDIT-1701 | Transmitter, Pressure (Differential), Loss of Head for Filter 1701, Filter No.1701 |  |  |  | F
84167 | FCL-FLT-F-1802 | Filter, Inlet Side of PDIT-1801, Filter F-1801, Filtration Pipe Gallery | FCL-FLT-PDIT-1801 | Transmitter, Pressure (Differential), Loss of Head for Filter 1801, , Filter No.1801 |  |  |  | F
84310 | FCL-FLT-V-0117 | Valve, Gate, Loss of Head Transmitter PDIT-0101 Drain, Filter 0102 | FCL-FLT-PDIT-0101 | Transmitter, Pressure (Differential), Loss of Head for Filter 0101, Filter No.0101 |  |  |  | V
84311 | FCL-FLT-V-0119 | Valve, Gate, Drain, WPS to Filter 0101, Filter 0101 | FCL-FLT-F-0101 | Filter, Carbon Activated, Filter Building, Filter Gallery West |  |  |  | V
84388 | FCL-FLT-V-1007 | Valve, Butterfly, Actuated, Drain, Effluent Line, Filter 1001 | FCL-FLT-F-0101 | Filter, Carbon Activated, Filter Building, Filter Gallery West |  |  |  | V
84389 | FCL-FLT-V-1010 | Valve, Ball, Inlet, WPS to Filter 1001, Filter 1001 | FCL-FLT-F-0101 | Filter, Carbon Activated, Filter Building, Filter Gallery West |  |  |  | V
84391 | FCL-FLT-V-1012 | Valve, Ball, Inlet, PDIT 1001, Filter 1001 | FCL-FLT-PDIT-0101 | Transmitter, Pressure (Differential), Loss of Head for Filter 0101, Filter No.0101 |  |  |  | V
84398 | FCL-FLT-V-1117 | Valve, Gate, Loss of Head Transmitter PDIT-1101 Drain, Filter 1101 | FCL-FLT-PDIT-1101 | Transmitter, Pressure (Differential), Loss of Head for Filter 1101, Filter No.1101 |  |  |  | V
84461 | FCL-GRK-4 | Underground Chambers | FCL-GRK | Buildings and Grounds |  |  |  | GRK
84468 | FCL-ITM | Integrated Technology Management | FCL | R L Clark Water Treatment Plant
84484 | FCL-LAB-CHEM-0001 | Lab Chemical Equipment | FCL-LAB | Lab Sampling Equipment |  |  |  | CHEM
84485 | FCL-LOW-LIFT-BLDG | Building Location | FCL-EUS | Production & End User Support
84486 | FCL-MCS | Mechanical Services | FCL WORK AREA 2 | Plant Services
84490 | FCL-MCS-BLDG-SURG | RL Clark Surge Building | FCL-MCS | Mechanical Services
84491 | FCL-MCS-BLDG-SURG | RL Clark Surge Building | FCL-TRW | Treated Water
84498 | FCL-MCS-CRN-0007 | Crane, Travelling, 2 Ton, Manual Chain Hoist, Chlorination, Chlorine Storage | FCL-MCS-CRN | Cranes |  |  |  | CRN
84499 | FCL-MCS-CRN-0015 | Crane, Manual Chain Hoist, RMF Clarification Facility, HVAC Room #1 | FCL-MCS-CRN | Cranes |  |  |  | CRN
84500 | FCL-MCS-CRN-0400 | Crane, Overhead, 3 Tonne Monorail, RMF Clarification Facility, Clarifier T-1200 Service Platform | FCL-MCS-CRN | Cranes |  |  |  | CRN
84526 | FCL-OBSOLETE | Removed From Service | FCL | R L Clark Water Treatment Plant
84527 | FCL-PAC | Taste and Odour Control (PAC) | FCL-PLT | Preliminary Treatment
84533 | FCL-PAC-CP-0101A | Control Panel, PAC Aeration Blower BL-0101, Dry Chemical Building Basement | FCL-PAC-BL-0101 | Blower, PD, PAC Mixing Air Supply, Dry Chemical Building Basement |  |  |  | CP
84534 | FCL-PAC-CP-0201 | Control Panel, Auxiliary, PAC System, Dry Chemical Building | FCL-PAC-T-0201 | Tank, Storage, Powder Activated Carbon, Dry Chemical Building PAC Tanks |  |  |  | CP
84535 | FCL-PAC-CP-0301A | Control Panel, PAC Aeration Blower BL-0301, Dry Chemical Building Basement | FCL-PAC-BL-0301 | Blower, PD, PAC Mixing Air Supply, Dry Chemical Building Basement |  |  |  | CP
84536 | FCL-PAC-DCU-0201 | Dust Collector, PAC Storage Tank T-0201, Dry Chemical Building, PAC Storage Tanks | FCL-PAC-T-0201 | Tank, Storage, Powder Activated Carbon, Dry Chemical Building PAC Tanks |  |  |  | DCU
84537 | FCL-PAC-DM-0201 | Damper, Manual, Dust Collector Fan FN-0201 Exhaust, Dry Chemical Building, PAC Storage Tanks | FCL-PAC-FN-0201 | Dust Control, Storage Tank Dust Collector DCU-0201, Dry Chemical Building Basement |  |  |  | DM
84538 | FCL-PAC-DM-0301 | Damper, Manual, Dust Collector Fan FN-0301 Exhaust, Dry Chemical Building, PAC Storage Tanks | FCL-PAC-FN-0301 | Dust Control, Storage Tank Dust Collector DCU-0301, Dry Chemical Building Basement |  |  |  | DM
84603 | FCL-PAC-V-0211 | Valve, Ball, PAC Storage Tank #2 Overflow, Dry Chemical Building PAC Tanks | FCL-PAC-T-0201 | Tank, Storage, Powder Activated Carbon, Dry Chemical Building PAC Tanks |  |  |  | V
84607 | FCL-PAC-V-0311 | Valve, Ball, PAC Storage Tank #3 Overflow, Dry Chemical Building, PAC Tanks | FCL-PAC-T-0301 | Tank, Storage, Powder Activated Carbon, ry Chemical Building PAC Tanks |  |  |  | V
84611 | FCL-POL-CP-4120 | Control Panel, Thickening Polymer Skid No.2, RMF Centrifuge Building, Polymer Room | FCL-POL-P-4120 | Pump, Standby, Polymer Skid No.2, Polymer Feed to Thickeners, Centrifuge Building Polymer Room |  |  |  | CP
84612 | FCL-POL-CP-4130 | Control Panel, Thickening Polymer Skid No.3, RMF Centrifuge Building, Polymer Room | FCL-POL-P-4130 | Pump, Duty, Polymer Skid No.3, Polymer Feed to Thickener #2, Centrifuge Building Polymer Room |  |  |  | CP
84613 | FCL-POL-FIT-4110 | Transmitter, Flow, Turbine,Service Water to Electric Mixer MX-4110,Polymer Skid No.1,Centrifuge Bldg | FCL-POL-MX-4110 | Mixer, Electric, Thickening Polymer Skid No.1, RMF Centrifuge Building, Polymer Room |  |  |  | FIT
84614 | FCL-POL-FIT-4111 | Transmitter, Flow, Turbine,Service Water to Static Mixer MX-4111,Polymer Skid No.1,Centrifuge Bldg | FCL-POL-MX-4111 | Mixer, Static, Thickening Polymer Skid No.1, RMF Centrifuge Building, Polymer Room |  |  |  | FIT
84615 | FCL-POL-FIT-4121 | Transmitter, Flow, Turbine,Service Water to Static Mixer MX-4121,Polymer Skid No.2,Centrifuge Bldg | FCL-POL-MX-4121 | Mixer, Static, Thickening Polymer Skid No.2, RMF Centrifuge Building, Polymer Room |  |  |  | FIT
84616 | FCL-POL-FIT-4131 | Transmitter, Flow, Turbine,Service Water to Static Mixer MX-4131,Polymer Skid No.3,Centrifuge Bldg | FCL-POL-MX-4131 | Mixer, Static, Thickening Polymer Skid No.3, RMF Centrifuge Building, Polymer Room |  |  |  | FIT
84617 | FCL-POL-FIT-4211 | Transmitter, Flow, Turbine,Service Water to Static Mixer MX-4211,Polymer Skid No.4,Centrifuge Bldg | FCL-POL-MX-4211 | Mixer, Static, Thickening Polymer Skid No.4, RMF Centrifuge Building, Polymer Room |  |  |  | FIT
84619 | FCL-POL-FIT-4221 | Transmitter, Flow, Turbine,Service Water to Static Mixer MX-4221,Polymer Skid No.5,Centrifuge Bldg | FCL-POL-MX-4221 | Mixer, Static, Thickening Polymer Skid No.5, RMF Centrifuge Building, Polymer Room |  |  |  | FIT
84620 | FCL-POL-FSL-4130 | Flow Switch Low, Polymer Feed to Skid No.3, RMF Centrifuge Building, Polymer Room | FCL-POL-P-4130 | Pump, Duty, Polymer Skid No.3, Polymer Feed to Thickener #2, Centrifuge Building Polymer Room |  |  |  | FSL
84621 | FCL-POL-FSL-4210 | Flow Switch Low, Polymer Feed to Skid No.4, RMF Centrifuge Building, Polymer Room | FCL-POL-P-4210 | Pump, Duty, Polymer Skid No.4, Polymer Feed to Centrifuge #1, Centrifuge Building Polymer Room |  |  |  | FSL
84622 | FCL-POL-FSL-4230 | Flow Switch Low, Polymer Feed to Skid No.6, RMF Centrifuge Building, Polymer Room | FCL-POL-P-4230 | Pump, Duty, Polymer Skid No.6, Polymer Feed to Centrifuge #2, Centrifuge Building Polymer Room |  |  |  | FSL
84627 | FCL-POL-LSH-4101 | Switch, Level, High, Polymer Containment Sump, RMF Centrifuge Building Polymer Room | FCL-WWW-POL | Polymer |  |  |  | LSH
84628 | FCL-POL-MX-4102 | Mixer, Electric, Polymer Tote T-4102, RMF Centrifuge Building, Polymer Totes Area | FCL-POL-T-4102 | Tank, Polymer Storage Tote No.2, RMF Centrifuge Building, Polymer Totes Area |  |  |  | MX
84629 | FCL-POL-MX-4110 | Mixer, Electric, Thickening Polymer Skid No.1, RMF Centrifuge Building, Polymer Room | FCL-POL-P-4110 | Pump, Duty, Polymer Skid No.1, Polymer Feed to Thickener #1, Centrifuge Building Polymer Room |  |  |  | MX
84630 | FCL-POL-MX-4121 | Mixer, Static, Thickening Polymer Skid No.2, RMF Centrifuge Building, Polymer Room | FCL-POL-P-4120 | Pump, Standby, Polymer Skid No.2, Polymer Feed to Thickeners, Centrifuge Building Polymer Room |  |  |  | MX
84631 | FCL-POL-MX-4201 | Mixer, Electric, Polymer Tote T-4201, RMF Centrifuge Building, Polymer Totes Area | FCL-POL-T-4201 | Tank, Polymer Storage Tote No.3, RMF Centrifuge Building, Polymer Totes Area |  |  |  | MX
84632 | FCL-POL-MX-4211 | Mixer, Static, Thickening Polymer Skid No.4, RMF Centrifuge Building, Polymer Room | FCL-POL-P-4210 | Pump, Duty, Polymer Skid No.4, Polymer Feed to Centrifuge #1, Centrifuge Building Polymer Room |  |  |  | MX
84633 | FCL-POL-MX-4221 | Mixer, Static, Thickening Polymer Skid No.5, RMF Centrifuge Building, Polymer Room | FCL-POL-P-4220 | Pump, Standby, Polymer Skid No.5, Polymer Feed to Thickeners, Centrifuge Building Polymer Room |  |  |  | MX
84634 | FCL-POL-MX-4230 | Mixer, Electric, Thickening Polymer Skid No.6, RMF Centrifuge Building, Polymer Room | FCL-POL-P-4230 | Pump, Duty, Polymer Skid No.6, Polymer Feed to Centrifuge #2, Centrifuge Building Polymer Room |  |  |  | MX
84635 | FCL-POL-MX-4231 | Mixer, Static, Thickening Polymer Skid No.6, RMF Centrifuge Building, Polymer Room | FCL-POL-P-4230 | Pump, Duty, Polymer Skid No.6, Polymer Feed to Centrifuge #2, Centrifuge Building Polymer Room |  |  |  | MX
84637 | FCL-POL-T-4201 | Tank, Polymer Storage Tote No.3, RMF Centrifuge Building, Polymer Totes Area | FCL-WWW-POL | Polymer |  |  |  | T
84638 | FCL-POL-T-4202 | Tank, Polymer Storage Tote No.4, RMF Centrifuge Building, Polymer Totes Area | FCL-WWW-POL | Polymer |  |  |  | T
84647 | FCL-POL-V-4132 | Valve, Solenoid, Service Water to Polymer Skid No.3, RMF Centrifuge Building, Polymer Room | FCL-POL-P-4130 | Pump, Duty, Polymer Skid No.3, Polymer Feed to Thickener #2, Centrifuge Building Polymer Room |  |  |  | V
84649 | FCL-POL-V-4212 | Valve, Solenoid, Service Water to Polymer Skid No.4, RMF Centrifuge Building, Polymer Room | FCL-POL-P-4210 | Pump, Duty, Polymer Skid No.4, Polymer Feed to Centrifuge #1, Centrifuge Building Polymer Room |  |  |  | V
84651 | FCL-POL-V-4232 | Valve, Solenoid, Service Water to Polymer Skid No.6, RMF Centrifuge Building, Polymer Room | FCL-POL-P-4230 | Pump, Duty, Polymer Skid No.6, Polymer Feed to Centrifuge #2, Centrifuge Building Polymer Room |  |  |  | V
84659 | FCL-ROUTINE | FCL-Routine
84660 | FCL-RSP | Sewage Pumping Station | FCL WORK AREA 2 | Plant Services
84683 | FCL-RW-CP-0101 | Control Panel, Raw Water Screen SC-0101, Low Lift PS Screen Room S/W | FCL-RW-SC-0101 | Screen, Bar, Raw Water, Intake and Screen Room |  |  |  | CP
84684 | FCL-RW-CP-0202 | Control Panel, Raw Water Screen SC-0201 Inlet & Outlet Gates, Low Lift PS Screen Room S/W | FCL-RW-SC-0201 | Screen, Bar, Raw Water , Intake and Screen Room |  |  |  | CP
84685 | FCL-RW-CP-0500 | Control Panel, Sampling System Inlet Valves to Operators Lab, Admin Building Lab | FCL-RW-SAMP | Raw Water Sampling |  |  |  | CP
84686 | FCL-RW-CP-0601 | Control Panel, Raw Water Screen SC-0601 , Low Lift PS Screen Room S/E | FCL-RW-SC-0601 | Screen, Bar, Raw Water, Intake and Screen Room |  |  |  | CP
84689 | FCL-RW-CRN-0402 | Crane, 5 Ton, Travelling, Bridge, Low Lift Screens Area | FCL-MCS-CRN | Cranes |  |  |  | CRN
84724 | FCL-RW-INTAKE | Intake and Conduit | FCL-RW | Raw Water
84738 | FCL-RW-LSH-0003 | Switch,Level, High, Screenings Debris Trough | FCL-RW | Raw Water | Switch,Level-High |  |  | LSH
84739 | FCL-RW-LSH-0701 | Switch,Level High, Offshore Zebra Mussel Sampling Line 1A Prime, Low Lift PS Basement | FCL-RW-SAMP | Raw Water Sampling | Switch,Level-High |  |  | LSH
84740 | FCL-RW-LSH-0801 | Switch,Level High, Offshore Zebra Mussel Sampling Line 1B Prime, Low Lift PS Basement | FCL-RW-SAMP | Raw Water Sampling | Switch,Level-High |  |  | LSH
84784 | FCL-RW-V-0003A | Valve, Mud, Drain, Raw Water West Intake Channel, Low Lift PS Basement | FCL-RW-INTAKE | Intake and Conduit |  |  |  | V
84785 | FCL-RW-V-0003B | Valve, Mud, Drain, Raw Water East Intake Channel, Low Lift PS Basement | FCL-RW-INTAKE | Intake and Conduit |  |  |  | V
84796 | FCL-RW-V-0008A | Valve, Mud, Raw Water Suction Channel Drain, Low Lift PS Basement | FCL-RW-INTAKE | Intake and Conduit |  |  |  | V
84799 | FCL-RW-V-0011A | Valve, Gate, Raw Water Pumping Station West Foundation Drain, Raw Water Screen No.1 Pit | FCL-RW-SC-0101 | Screen, Bar, Raw Water, Intake and Screen Room |  |  |  | V
84800 | FCL-RW-V-0011B | Valve, Gate, Raw Water Pumping Station West Foundation Drain, Raw Water Screen No.8 Pit | FCL-RW-SC-0801 | Screen, Bar, Raw Water, , Intake and Screen Room |  |  |  | V
84835 | FCL-RW-V-0302A | Valve, Mud, Drain, Raw Water Screen SC-0301 Pit, Intake and Screen Room | FCL-RW-SC-0301 | Screen, Bar, Raw Water, , Intake and Screen Room |  |  |  | V
84843 | FCL-RW-V-0502A | Valve, Mud, Drain, Raw Water Screen SC-0501 Pit, Intake and Screen Room | FCL-RW-SC-0501 | Screen, Bar, Raw Water, , Intake and Screen Room |  |  |  | V
84873 | FCL-RW-V-0802A | Valve, Mud, Drain, Raw Water Screen SC-0801 Pit, Intake and Screen Room | FCL-RW-SC-0801 | Screen, Bar, Raw Water, , Intake and Screen Room |  |  |  | V
84911 | FCL-SA | Service Air | FCL-MCS | Mechanical Services
84913 | FCL-SA-C-0401 | Compressor, Instrument Air, Filter Building, Compressor Room | FCL-SA | Service Air |  |  |  | C
84917 | FCL-SA-STR-0140 | Strainer, Inlet, High Lift Reservoir Tank SA-T-0001, High Lift, Basement | FCL-SA-T-0001 | Vessel, Pressure, Service Air, Sanitary Sewage System Monitoring |  |  |  | STR
84952 | FCL-SED | Sedimentation and Poly Area (PM Entity link) | FCL-WWW | Residue Management
85021 | FCL-SEDIMENT-BLDG | Building Location | FCL-EUS | Production & End User Support
85022 | FCL-SES | Safety and Environmental Services | FCL WORK AREA 2 | Plant Services
85023 | FCL-SES-1 | Emergency Showers | FCL-SES | Safety and Environmental Services |  |  |  | SES
85024 | FCL-SES-3 | Portable Gas Detectors | FCL-SES | Safety and Environmental Services |  |  |  | SES
85025 | FCL-SES-5A | Eye Wash Stations Low Lift | FCL-SES | Safety and Environmental Services |  |  |  | SES
85026 | FCL-SES-6 | Confined Space Entry and Industrial Hygene | FCL-SES | Safety and Environmental Services |  |  |  | SES
85027 | FCL-SES-8 | Respirator Fit Testing | FCL-SES | Safety and Environmental Services |  |  |  | SES
85031 | FCL-SES-ANL-00026-SUS | asdfs | FCL-SUSPENDED | Suspended entity |  |  | 40976 | ANL
85082 | FCL-SES-FAK-0006 | First Aid Kit, High Lift Basement B1, Mechanical Room | FCL-SES | Safety and Environmental Services |  |  |  | FAK
85083 | FCL-SES-FEQ-0078-SUS | Fire Extinguisher #78, High Lift Pumping Station, Ground Floor, Sample Drop-off Room, South Wall | FCL-SES-FEQ-SUS | Portable Fire Extinguishers |  |  | 46425 | FEQ
85084 | FCL-SES-FEQ-0078-SUS | Fire Extinguisher #78, High Lift Pumping Station, Ground Floor, Sample Drop-off Room, South Wall | FCL-SUSPENDED | Suspended entity |  |  | 46425 | FEQ
85085 | FCL-SES-FEQ-0111-SUS | Fire Extinguisher #111, RMF Centrifuge Building, Electrical Room | FCL-SES-FEQ-SUS | Portable Fire Extinguishers |  |  | 46427 | FEQ
85086 | FCL-SES-FEQ-0112-SUS | Fire Extinguisher #112, RMF Centrifuge Building, Centrifuge Room North West Wall | FCL-SES-FEQ-SUS | Portable Fire Extinguishers |  |  | 46428 | FEQ
85087 | FCL-SES-FEQ-0112-SUS | Fire Extinguisher #112, RMF Centrifuge Building, Centrifuge Room North West Wall | FCL-SUSPENDED | Suspended entity |  |  | 46428 | FEQ
85088 | FCL-SES-FEQ-0115-SUS | Fire Extinguisher #115, RMF Clarification Building, HVAC Room No.2 | FCL-SES-FEQ-SUS | Portable Fire Extinguishers |  |  | 46432 | FEQ
85089 | FCL-SES-FEQ-0115-SUS | Fire Extinguisher #115, RMF Clarification Building, HVAC Room No.2 | FCL-SUSPENDED | Suspended entity |  |  | 46432 | FEQ
85090 | FCL-SES-FEQ-0116-SUS | Fire Extinguisher #116, Gaseous Chemical Building, 3rd Floor, Scrubber Room West Wall | FCL-SES-FEQ-SUS | Portable Fire Extinguishers |  |  | 46433 | FEQ
85091 | FCL-SES-FEQ-0116-SUS | Fire Extinguisher #116, Gaseous Chemical Building, 3rd Floor, Scrubber Room West Wall | FCL-SUSPENDED | Suspended entity |  |  | 46433 | FEQ
85135 | FCL-SES-LTG-0006F-SUS | Emergency Light, Ceiling Mounted Remote Heads, Admin Building, Second Floor, Stairs No. 2 | FCL-ELS-LTG | Emergency Lighting |  |  | 46463 | LTG
85136 | FCL-SES-LTG-0006G-SUS | Emergency Light, Remote Heads, Admin Building, First Floor, Stairs No. 2 | FCL-SUSPENDED | Suspended entity |  |  | 46464 | LTG
85177 | FCL-SES-LTG-0038-SUS | Emergency Light, Wall Mounted, c/w Emergency Battery, Surge Building | FCL-ELS-LTG | Emergency Lighting |  |  | 46508 | LTG
85178 | FCL-SES-LTG-0038-SUS | Emergency Light, Wall Mounted, c/w Emergency Battery, Surge Building | FCL-SUSPENDED | Suspended entity |  |  | 46508 | LTG
85304 | FCL-SES-LTX-0089-SUS | Exit Light, 89, Gaseous Building, 1st Floor, Electrical Room Exit | FCL-ELS-6 | Interior Lighting |  |  | 46596 | LTX
85305 | FCL-SES-LTX-0090-SUS | Exit Light, 90, Gaseous Building, 1st Floor, Fluoride Room Exit | FCL-ELS-6 | Interior Lighting |  |  | 46597 | LTX
85306 | FCL-SES-LTX-0094-SUS | Exit Light, 94, Gaseous Building, 2nd Floor, Chlorine Storage Room S/W Door Exit | FCL-ELS-6 | Interior Lighting |  |  | 46601 | LTX
85307 | FCL-SES-LTX-0094-SUS | Exit Light, 94, Gaseous Building, 2nd Floor, Chlorine Storage Room S/W Door Exit | FCL-SUSPENDED | Suspended entity |  |  | 46601 | LTX
85308 | FCL-SES-LTX-0095-SUS | Exit Light, 95, Gaseous Building, 2nd Floor, Chemical Room S/W Door Exit | FCL-ELS-6 | Interior Lighting |  |  | 46602 | LTX
85309 | FCL-SES-LTX-0101-SUS | Exit light, 101, Polymer Tote Area , RMF Centrifuge Building | FCL-ELS-6 | Interior Lighting |  |  | 46604 | LTX
85310 | FCL-SES-LTX-0101-SUS | Exit light, 101, Polymer Tote Area , RMF Centrifuge Building | FCL-SUSPENDED | Suspended entity |  |  | 46604 | LTX
85311 | FCL-SES-LTX-0102-SUS | Exit light, 102, Admin Building, First Floor, Corridor 116, High Lift Gallery Door | FCL-SUSPENDED | Suspended entity |  |  | 46605 | LTX
85312 | FCL-SES-LTX-0103-SUS | Exit light, 103, Admin Building, First Floor, Lunch Room | FCL-ELS-6 | Interior Lighting |  |  | 46606 | LTX
85313 | FCL-SES-LTX-0103-SUS | Exit light, 103, Admin Building, First Floor, Lunch Room | FCL-SUSPENDED | Suspended entity |  |  | 46606 | LTX
85314 | FCL-SES-LTX-0104-SUS | Exit light, 104, Admin Building, Second Floor, Kitchen West Exit | FCL-ELS-6 | Interior Lighting |  |  | 46607 | LTX
85315 | FCL-SES-LTX-0104-SUS | Exit light, 104, Admin Building, Second Floor, Kitchen West Exit | FCL-SUSPENDED | Suspended entity |  |  | 46607 | LTX
85316 | FCL-SES-LTX-0105-SUS | Exit light, 105, High Lift Pumping Station, Ground Floor, Copy Room South Door | FCL-ELS-6 | Interior Lighting |  |  | 46608 | LTX
85317 | FCL-SES-LTX-0107-SUS | Exit light, 106, Low Lift Building, Basement B1, Pump Room South West Door | FCL-SUSPENDED | Suspended entity |  |  | 46610 | LTX
85354 | FCL-SM | Spill Management | FCL-SES | Safety and Environmental Services
85359 | FCL-SM-SQ-0001 | Kit "B" Chlorine Emergency | FCL-CLA1 | Pre-Chlorination |  |  |  | SQ
85416 | FCL-SPC | Process Control Systems - Services Area | FCL-ITM | Integrated Technology Management
85417 | FCL-SPC-COM-0100 | Communication, Primary Core Closet Rack, Admin Building, Server Room | FCL-ADM BLDG | Building Location |  |  |  | COM
85418 | FCL-SPC-COM-0500 | Communication, Server Closet, Admin Building, Server Room | FCL-ADM BLDG | Building Location |  |  |  | COM
85419 | FCL-SPC-COM-1102 | Termination Panel, Gaseous Chemical Building, Aqua Ammonia Machine Room | FCL-CHEM BLDG | Building Location |  |  |  | COM
85420 | FCL-SPC-COM-1103 | Termination Panel, Gaseous Chemical Building, Electrical Equipment Room | FCL-CHEM BLDG | Building Location |  |  |  | COM
85421 | FCL-SPC-COM-1200 | Access Closet, High Lift Switchgear Room | FCL-SPC | Process Control Systems - Services Area |  |  |  | COM
85422 | FCL-SPC-COM-1203 | Termination Panel, High Lift Switchgear Room | FCL-SPC | Process Control Systems - Services Area |  |  |  | COM
85423 | FCL-SPC-COM-1221 | Communication, Ethernet to RS485 Gateway, High Lift Electrical Room RPU-1221 Panel | FCL-SPC | Process Control Systems - Services Area |  |  |  | COM
85424 | FCL-SPC-COM-1222 | Communication, Ethernet to RS485 Gateway, High Lift B1, Switchgear Room, RPU-1222/1223 Panel | FCL-SPC | Process Control Systems - Services Area |  |  |  | COM
85425 | FCL-SPC-COM-1224 | Communication, Ethernet to RS485 Gateway, High Lift Electrical Room, RPU-1224 Panel | FCL-SPC | Process Control Systems - Services Area |  |  |  | COM
85426 | FCL-SPC-COM-1401 | Termination Panel, Surge Chamber | FCL-SPC | Process Control Systems - Services Area |  |  |  | COM
85427 | FCL-SPC-COM-1405 | Termination Panel, Surge Building, South/East Stairs | FCL-SPC | Process Control Systems - Services Area |  |  |  | COM
85428 | FCL-SPC-COM-1500 | Access Closet, Control Station at Filter Gallery | FCL-SPC | Process Control Systems - Services Area |  |  |  | COM
85429 | FCL-SPC-COM-1501 | Termination Panel, Filter Building, Rotunda | FCL-SPC | Process Control Systems - Services Area |  |  |  | COM
85430 | FCL-SPC-COM-1502 | Termination Panel, Filter Building, Pipe Gallery, North, Ceiling | FCL-SPC | Process Control Systems - Services Area |  |  |  | COM
85431 | FCL-SPC-COM-1503 | Termination Panel, Filter Building, Pipe Gallery, North, Ceiling | FCL-SPC | Process Control Systems - Services Area |  |  |  | COM
85432 | FCL-SPC-COM-1504 | Termination Panel, Filter Building, Pipe Gallery, North, Ceiling | FCL-SPC | Process Control Systems - Services Area |  |  |  | COM
85433 | FCL-SPC-COM-1600 | Access Closet, Control Station at Filter Gallery | FCL-SPC | Process Control Systems - Services Area |  |  |  | COM
85434 | FCL-SPC-COM-1602 | Termination Panel, Filter Building, Pipe Gallery, South, Ceiling | FCL-SPC | Process Control Systems - Services Area |  |  |  | COM
85435 | FCL-SPC-COM-1604 | Termination Panel, Filter Building, Pipe Gallery, South, Ceiling | FCL-SPC | Process Control Systems - Services Area |  |  |  | COM
85436 | FCL-SPC-COM-1605 | Termination Panel, Filter Building, Pipe Gallery, South, Ceiling | FCL-SPC | Process Control Systems - Services Area |  |  |  | COM
85437 | FCL-SPC-COM-1701 | Termination Panel, PAC Pump Area | FCL-SPC | Process Control Systems - Services Area |  |  |  | COM
85438 | FCL-SPC-COM-1703 | Termination Panel, Low Lift Building, PAC Pump Area, North West | FCL-RAW WATER BLDG | Building Location |  |  |  | COM
85439 | FCL-SPC-COM-1704 | Access Closet, Low Lift Building, PAC Pump Area, South East | FCL-RAW WATER BLDG | Building Location |  |  |  | COM
85440 | FCL-SPC-COM-1801 | Termination Panel, Low Lift PS Building, Switchgear Room | FCL-RAW WATER BLDG | Building Location |  |  |  | COM
85441 | FCL-SPC-COM-1802 | Termination Panel, Dry Chemical Building MCC Room | FCL-SPC | Process Control Systems - Services Area |  |  |  | COM
85442 | FCL-SPC-COM-1803 | Termination Panel, Raw Water Pumping | FCL-SPC | Process Control Systems - Services Area |  |  |  | COM
85443 | FCL-SPC-COM-1806 | Termination Panel, Low Lift Building, Electrical Service Room | FCL-RAW WATER BLDG | Building Location |  |  |  | COM
85444 | FCL-SPC-COM-1825 | Communication, Ethernet to RS485 Gateway, Low Lift Switchgear Room, RPU-1825 Panel | FCL-RAW WATER BLDG | Building Location |  |  |  | COM
85445 | FCL-SPC-COM-1901 | Termination Panel, RMF Centrifuge Building | FCL-CENTRIFUGE BLDG | Building Location |  |  |  | COM
85446 | FCL-SPC-COM-1911 | Communication, Multinet, RMF Centrifuge Building, Control Room, RPU-1921 Panel | FCL-CENTRIFUGE BLDG | Building Location |  |  |  | COM
85447 | FCL-SPC-COM-2001 | Termination Panel, High Lift Building, Corridor outside Electrical Shop | FCL-SPC | Process Control Systems - Services Area |  |  |  | COM
85448 | FCL-SPC-COM-2002 | Termination Panel, High Lift Building, Corridor outside Electrical Shop | FCL-SPC | Process Control Systems - Services Area |  |  |  | COM
85449 | FCL-SPC-COM-2100 | Access Closet, RMF Centrifuge Building, Centrifuge Control Room | FCL-CENTRIFUGE BLDG | Building Location |  |  |  | COM
85450 | FCL-SPC-COM-2101 | Termination Panel, | FCL-SPC | Process Control Systems - Services Area |  |  |  | COM
85451 | FCL-SPC-COM-2111 | Communication, Multinet, RMF Clarification Facility, Electrical Room, RPU-2121 Panel | FCL-SPC | Process Control Systems - Services Area |  |  |  | COM
85455 | FCL-SPC-CPU-0601 | Computer, File Server (FCLPFH01), Admin Building, Server Room, Server Cabinet COM-0600 | FCL-SPC | Process Control Systems - Services Area |  |  |  | CPU
85562 | FCL-SPC1 | Process Control Systems - Administrative | FCL | R L Clark Water Treatment Plant
85563 | FCL-SPC1 | Process Control Systems - Administrative | FCL-SPC | Process Control Systems - Services Area
85564 | FCL-STORE | Computer Storage Location | FCL-EUS | Production & End User Support
85567 | FCL-SUSPENDED | Suspended entity | FCL | R L Clark Water Treatment Plant
85568 | FCL-TRW-2 | Treated Water Pumping | FCL-TRW | Treated Water |  |  |  | TRW
85569 | FCL-TRW-4 | Surge Suppression | FCL-TRW | Treated Water |  |  |  | TRW
85606 | FCL-TRW-CP-0001 | Control Panel, Treated Water Sample Pumps P-0101&0201, High Lift PS Basement | FCL-TRW-P-0101 | Pump, Sampling, Reservoir Outlet, Filter Building |  |  |  | CP
85607 | FCL-TRW-CP-0003 | Control Panel, Reservoir Inlet and Outlet Gates, High Lift PS Pump Suction/Transfer Channel | FCL-TRW-G-0003 | Gate, Sluice, Actuated, Outlet, Clearwell WEL-0101 Outlet, Treated Water Distribution Channel |  |  |  | CP
85608 | FCL-TRW-CP-0007 | Control Panel, Operator, Air Compressors, Surge Tank Building | FCL-TRW-C-0001 | Compressor, Stationary, Surge Tank Building |  |  |  | CP
85609 | FCL-TRW-CP-0009 | Control Panel, Treated Water Sampling System Valves, District 2 Venturi Room, High Lift PS Basement | FCL-TRW | Treated Water |  |  |  | CP
85696 | FCL-TRW-SAMP | Treated Water Sampling | FCL-SAMP | Sampling Systems
85704 | FCL-TRW-STR-0005 | Strainer, Service Water to CL2/SO2 Storage,Gaseous Chemical Building Storage Room | FCL-CLA-EV-0201 | Evaporator, Chlorine Gas, Chlorination System |  |  |  | STR
85705 | FCL-TRW-STR-0006 | Strainer, District 1W Header Service Water to Sample Lines Flushing, High Lift PS Basement | FCL-TRW | Treated Water |  |  |  | STR
85732 | FCL-TRW-UPS-0002-SUS | Inverter,DC to AC | FCL-SUSPENDED | Suspended entity |  |  | 36809 | UPS
85733 | FCL-TRW-UPS-0002-SUS | Inverter,DC to AC | FCL-TRW | Treated Water |  |  | 36809 | UPS
85757 | FCL-TRW-V-0021A | Valve, Gate, Inlet, Treated Water Sample to Analyser AIT-0002, Low Lift PS basement | FCL-TRW-AIT-0002 | Analyzer, Turbidity, TRW Output, District 2 Venturi Room, TRW Pumping Station |  |  |  | V
85759 | FCL-TRW-V-0022A | Valve, Gate, Inlet, STR-0008, TW Sample to Analyser AIT-0003, Venturi Room 2, High Lift PS Basement | FCL-TRW-AIT-0003 | Analyzer, Fluoride, TRW Output, District 2 Venturi Room, TRW Pumping Station |  |  |  | V
85761 | FCL-TRW-V-0024A | Valve, Gate, Isolation, TW Sample to Analyser AIT-0004, Venturi Room 2, Low Lift PS Basement | FCL-TRW-AIT-0003 | Analyzer, Fluoride, TRW Output, District 2 Venturi Room, TRW Pumping Station |  |  |  | V
85762 | FCL-TRW-V-0025A | Valve, Gate, Inlet, TW Sample to Analyser AIT-0004, Venturi Room 2, Low Lift PS Basement | FCL-TRW-AIT-0003 | Analyzer, Fluoride, TRW Output, District 2 Venturi Room, TRW Pumping Station |  |  |  | V
85769 | FCL-TRW-V-0034 | Valve, Air Release, District 1W Header, Treated Water Pumping Station,FCL-TRW-P-0200 | FCL-TRW-P-0200 | Pump, Treated Water |  |  |  | V
85771 | FCL-TRW-V-0034B | Valve, Gate, Isolation, District 1W Header Air Release Valve, High Lift PS Basement | FCL-TRW-V-0034 | Valve, Air Release, District 1W Header, Treated Water Pumping Station,FCL-TRW-P-0200 |  |  |  | V
85772 | FCL-TRW-V-0036 | Valve, Air Release, District 2W Header, High Lift PS Basement , TRW-P-0500,0700,0900 | FCL-TRW-P-0500 | Pump, Treated Water |  |  |  | V
85776 | FCL-TRW-V-0039 | Valve, Gate, Outlet, Service Water Backflow Preventer BFP-0001A, High Lift PS Basement | FCL-TRW-BFP-0001A | Backflow Preventer, District 2E/2W Header Service Water Distribution, High Lift PS Basement. |  |  |  | V
85782 | FCL-TRW-V-0046 | Valve, Gate, Isolation,Strainer STR-0003, Service Water to PAC System,Dry Chemical Building Basement , BFP-0010 | FCL-TRW-BFP-0001A | Backflow Preventer, District 2E/2W Header Service Water Distribution, High Lift PS Basement. |  |  |  | V
85783 | FCL-TRW-V-0047 | Valve, Gate, Isolation, Service Water to Sed./Flocculation Sprinkler System, Filtration Pipe Gallery | FCL-SED-T-0100 | Tank, Sedimentation, West |  |  |  | V
85784 | FCL-TRW-V-0048A | Valve, Ball, Isolation, Compressor C-0001, Surge Building | FCL-TRW-C-0001 | Compressor, Stationary, Surge Tank Building |  |  |  | V
85790 | FCL-TRW-V-0058 | Valve, Gate, Inlet, Service Water Backflow Preventer BFP-0003, High Lift PS Basement | FCL-TRW-BFP-0003 | Backflow Preventer, District 2W Header Service Water Distribution,High Lift PS Bsmnt.N/Wall West End |  |  |  | V
85791 | FCL-TRW-V-0059 | Valve, Gate, Outlet, Service Water Backflow Preventer BFP-0003, High Lift PS Basement | FCL-TRW-BFP-0003 | Backflow Preventer, District 2W Header Service Water Distribution,High Lift PS Bsmnt.N/Wall West End |  |  |  | V
85800 | FCL-TRW-V-0076A | Valve, Pressure Reducing, Interconnecting, Surge Tanks T-0001&0002, Surge Tanks Building | FCL-TRW-T-0001 | Vessel, Pressure, Surge, Surge Tank Building |  |  |  | V
85803 | FCL-TRW-V-0082 | Valve, Butterfly, Service Water Alternate Supply From District 1, Gaseous Building Machine Room,FCL-TRW-BFP-0011 | FCL-MCS-3 | Service Water and Backflow Prevention |  |  |  | V
85804 | FCL-TRW-V-0088 | Valve,Butterfly,Isolation,Service Water Sedimentation/Flocculation Tanks Ring Sedimentation Tank No2 | FCL-SED-T-0200 | Tank, Sedimentation, Middle |  |  |  | V
85805 | FCL-TRW-V-0090 | Valve, Butterfly,Isolation,Service Water Sedimentation/Flocculation Tanks Ring Flocculation Tank No3 | FCL-FLO-T-0301 | Tank, Flocculation |  |  |  | V
85814 | FCL-TRW-V-0101D | Valve, Ball, Isolation, TW Sample to AIT-0004A, Sampling Room, Under Operator's Lab | FCL-TRW-AIT-0004A | Analyser, Chlorine, Reservoir Output Control, Lab Lower Level |  |  |  | V
85826 | FCL-TRW-V-0139 | Valve, Ball, Isolation, Service Water to Lab Area | FCL-TRW | Treated Water |  |  |  | V
85856 | FCL-TRW-V-0817 | Valve,Ball,Actuated,Drain,TW Sampling Line to Admin Bldg. Lab,District 2 Venturi Room, High Lift PS | FCL-TRW | Treated Water |  |  |  | V
85858 | FCL-TRW-V-0818A | Valve, Ball, Isolation, Inlet, FSL-0003, Treated Water Sampling System | FCL-TRW-FSL-0003 | Switch, Flow, Low, Sample from District 2 to Analyser AIT-0003, High Lift District 2 Venturi Room |  |  |  | V
85859 | FCL-TRW-V-0818D | Valve, Ball, Isolation,Treated Waster Sample to AIT-0001, 0002, 0003 & 0004 | FCL-TRW-AIT-0001 | Analyzer, Chlorine, TRW Total Residual, District 2 Venturi Room, TRW Pumping Station |  |  |  | V
85887 | FCL-WMS | WMS Related Work Request | FCL ADMIN | Administration
85888 | FCL-WWW | Residue Management | FCL WORK AREA 2 | Plant Services
85911 | FCL-WWW-CP-0012 | Control Panel, Sanitary Pumps P-0001 & 0002, RMF Clarification Facility, Pump Room North | FCL-WWW-P-0001 | Pump Sanitary Clarification Building, South |  |  |  | CP
85912 | FCL-WWW-CP-3020 | Control Panel, Process Drain Pumps P-3021 & 3022, RMF Clarification Facility, Pump Room South | FCL-WWW-P-3021 | Pump Submersible Drainage South, Process Drain Sump |  |  |  | CP
85913 | FCL-WWW-CP-5501 | Control Panel, Centrifuge CF-5501, RMF Centrifuge Facility, Centrifuge Room | FCL-WWW-CF-5501 | Centrifuge Dewatering, West |  |  |  | CP
85915 | FCL-WWW-CP-5530 | Control Panel, Process Drain Pumps P-5531 & 5532, RMF Centrifuge Building, Cake Container Area | FCL-WWW-P-5531 | Pump Submersible Centrifuge Process Drain |  |  |  | CP
85916 | FCL-WWW-CP-5601 | Control Panel, Centrifuge CF-5601, RMF Centrifuge Facility, Centrifuge Room | FCL-WWW-CF-5601 | Centrifuge Dewatering, East |  |  |  | CP
85919 | FCL-WWW-CP-7013 | Control Panel, Sampling Pumps P-7013A & 7013B, RMF Clarification Facility, Operating Floor | FCL-WWW-P-7013A | Pump, Sample Before SO2 Chlorine, RMF dechlorination |  |  |  | CP
85926 | FCL-WWW-FIT-5601 | Transmitter, Flow, Magnetic,Service Water to Centrifuge 5601 | FCL-WWW-CF-5601 | Centrifuge Dewatering, East |  |  |  | FIT
85929 | FCL-WWW-FSL-7013 | Switch, Flow, Low, Discharge, Before SO2 Chlorine RMF Sampling Pumps, Effluent Chamber | FCL-WWW-P-7013A | Pump, Sample Before SO2 Chlorine, RMF dechlorination |  |  |  | FSL
85944 | FCL-WWW-LIT-5530 | Transmitter, Level, Centrifuge-Process Drain Sump, Centrifuge Building | FCL-WWW-P-5531 | Pump Submersible Centrifuge Process Drain |  |  |  | LIT
85949 | FCL-WWW-LSH-3020 | Switch, Level, High, Process Drain Pumps P-3021&3022 Sump, RMF Clarification Facility | FCL-WWW-P-3021 | Pump Submersible Drainage South, Process Drain Sump |  |  |  | LSH
85950 | FCL-WWW-LSH-5530 | Switch, Level, High, Process Drain Pumps P-5531&5532 Sump, RMF Centrifuge Building | FCL-WWW-P-5531 | Pump Submersible Centrifuge Process Drain |  |  |  | LSH
85952 | FCL-WWW-LSL-0012 | Switch, Level, Low, Sanitary Sump, RMF Clarification Facility, Pump Room North | FCL-WWW-P-0001 | Pump Sanitary Clarification Building, South |  |  |  | LSL
85953 | FCL-WWW-LSL-1101 | Switch, Level, Low, Clarifier T-1100 Sump, RMF Clarification Facility | FCL-WWW-T-1100 | Tank, Clarifier, North, RMF Clarification Facility |  |  |  | LSL
85955 | FCL-WWW-LSL-3020 | Switch, Level, Low, Process Drain Pumps P-3021&3022 Sump, RMF Clarification Facility | FCL-WWW-P-3021 | Pump Submersible Drainage South, Process Drain Sump |  |  |  | LSL
85956 | FCL-WWW-LSL-5530 | Switch, Level, Low, Process Drain Pumps P-5531&5532 Sump, RMF Centrifuge Building | FCL-WWW-P-5531 | Pump Submersible Centrifuge Process Drain |  |  |  | LSL
85957 | FCL-WWW-LSLL-3020 | Switch, Level, Low Low, Process Drain Pumps P-3021&3022 Sump, RMF Clarification Facility | FCL-WWW-P-3021 | Pump Submersible Drainage South, Process Drain Sump |  |  |  | LSLL
85960 | FCL-WWW-LSM-0012 | Switch, Level, Medium, Sanitary Sump, RMF Clarification Facility, Pump Room North | FCL-WWW-P-0001 | Pump Sanitary Clarification Building, South |  |  |  | LSM
85961 | FCL-WWW-LSM-3020 | Switch, Level, Medium, Process Drain Pumps P-3021&3022 Sump, RMF Clarification Facility | FCL-WWW-P-3021 | Pump Submersible Drainage South, Process Drain Sump |  |  |  | LSM
85962 | FCL-WWW-LSM-5530 | Switch, Level, Medium, Process Drain Pumps P-5531&5532 Sump, RMF Centrifuge Building | FCL-WWW-P-5531 | Pump Submersible Centrifuge Process Drain |  |  |  | LSM
85964 | FCL-WWW-MSL-5601 | Switch, Motion, Low, CV-5601, RMF Centrifuge Building, Centrifuge Room | FCL-WWW-CF-5601 | Centrifuge Dewatering, East |  |  |  | MSL
85979 | FCL-WWW-POL | Polymer | FCL-WWW | Residue Management
85980 | FCL-WWW-SAMP | Residue Management Sampling | FCL-SAMP | Sampling Systems
85984 | FCL-WWW-V-0001 | Valve, Check, Discharge, Sanitary Sump Pump P-0001, RMF Clarification Facility, Pump Room | FCL-WWW-P-0001 | Pump Sanitary Clarification Building, South |  |  |  | V
85985 | FCL-WWW-V-0004 | Valve, Plug, Discharge, Sanitary Sump Pump P-0002, RMF Clarification Facility, Pump Room | FCL-WWW-P-0002 | Pump Sanitary Clarification Building, North |  |  |  | V
86013 | FCL-WWW-V-3022 | Valve, Check, Discharge, Process Drain Pump P-3022, RMF Clarification Facility, Pump Room | FCL-WWW-P-3022 | Pump Submersible Drainage North, Process Drain Sump |  |  |  | V
86014 | FCL-WWW-V-3023 | Valve, Plug, Discharge, Process Drain Pump P-3021, RMF Clarification Facility, Pump Room | FCL-WWW-P-3021 | Pump Submersible Drainage South, Process Drain Sump |  |  |  | V
86015 | FCL-WWW-V-3024 | Valve, Plug, Discharge, Process Drain Pump P-3022, RMF Clarification Facility, Pump Room | FCL-WWW-P-3022 | Pump Submersible Drainage North, Process Drain Sump |  |  |  | V
86016 | FCL-WWW-V-3031 | Valve, Plug, Discharge, Sludge Pump P-3030, RMF Clarification Facility, Sludge Sump Service Platform | FCL-WWW-P-3030 | Pump Submersible East, Pump Room |  |  |  | V
86017 | FCL-WWW-V-3040 | Valve, Check, Discharge, Sludge Pump P-3040, RMF Clarification Facility,Sludge Sump Service Platform | FCL-WWW-P-3040 | Pump Submersible Standby, Pump Room |  |  |  | V
86018 | FCL-WWW-V-3041 | Valve, Plug, Discharge, Sludge Pump P-3040, RMF Clarification Facility, Sludge Sump Service Platform | FCL-WWW-P-3040 | Pump Submersible Standby, Pump Room |  |  |  | V
86019 | FCL-WWW-V-3043 | Valve,Plug,Isolation,Pump-3040 to Thickener2,RMF Clarification Facility,Sludge Sump Service Platform | FCL-WWW-P-3040 | Pump Submersible Standby, Pump Room |  |  |  | V
86020 | FCL-WWW-V-3050 | Valve, Check, Discharge, Sludge Pump P-3050, RMF Clarification Facility,Sludge Sump Service Platform | FCL-WWW-P-3050 | Pump Submersible FCL, Pump Room |  |  |  | V
86021 | FCL-WWW-V-3053 | Valve Plug, Isolation Sludge Transfer from Sludge Sump to Thickener No.2, RMF Clarification Facility | FCL-WWW-T-5020 | Thickener, South, RMF Clarification Facility |  |  |  | V
86023 | FCL-WWW-V-5012 | Valve, Plug, Isolation, Centrifuge Feed Pump Suction Header, RMF Clarification Facility, Pump Room | FCL-WWW-T-5010 | Thickener, North, RMF Clarification Facility |  |  |  | V
86024 | FCL-WWW-V-5021 | Valve, Plug, Isolation, Centrifuge Feed Pump Suction Header, RMF Clarification Facility, Pump Room | FCL-WWW-T-5020 | Thickener, South, RMF Clarification Facility |  |  |  | V
86026 | FCL-WWW-V-5200 | Valve, Plug, Suction, Centrifuge Feed Pump P-5201, RMF Clarification Facility, Pump Room | FCL-WWW-P-5201 | Pump Centrifuge Feed, Standby |  |  |  | V
86028 | FCL-WWW-V-5300 | Valve, Plug, Suction, Centrifuge Feed Pump P-5301, RMF Clarification Facility, Pump Room | FCL-WWW-P-5301 | Pump Centrifuge Feed, South |  |  |  | V
86035 | FCL-WWW-V-5505 | Valve, Plug, Isolation, Centrifuge/Conveyor Centrate to Process Drain Sump, RMF Centrifuge Building | FCL-WWW-CF-5501 | Centrifuge Dewatering, West |  |  |  | V
86036 | FCL-WWW-V-5511 | Valve, Slide Gate, Motorized, CV-5510 to Cake Disposal Bin Container B,Centrifuge Bldg,Centrifuge Rm | FCL-WWW-CV-5510 | Bottom Screw Conveyor, South, Centrifuge CF-5501 |  |  |  | V
86037 | FCL-WWW-V-5512 | Valve, Slide Gate, Motorized, CV-5510 to Cake Disposal Bin Container C,Centrifuge Bldg,Centrifuge Rm | FCL-WWW-CV-5510 | Bottom Screw Conveyor, South, Centrifuge CF-5501 |  |  |  | V
86038 | FCL-WWW-V-5531 | Valve, Check, Discharge, Centrifuge Building Process Drain Pump P-5531, RMF Centrifuge Building | FCL-WWW-P-5531 | Pump Submersible Centrifuge Process Drain |  |  |  | V
86039 | FCL-WWW-V-5532 | Valve, Check, Discharge, Centrifuge Building Process Drain Pump P-5531, RMF Centrifuge Building | FCL-WWW-P-5531 | Pump Submersible Centrifuge Process Drain |  |  |  | V
86040 | FCL-WWW-V-5533 | Valve, Plug, Discharge, Centrifuge Building Process Drain Pump P-5532, RMF Centrifuge Building | FCL-WWW-P-5532 | Pump Submersible Centrifuge Process Drain |  |  |  | V
86041 | FCL-WWW-V-5534 | Valve, Plug, Discharge, Centrifuge Building Process Drain Pump P-5532, RMF Centrifuge Building | FCL-WWW-P-5532 | Pump Submersible Centrifuge Process Drain |  |  |  | V
86045 | FCL-WWW-V-5605 | Valve, Plug, Isolation, Centrifuge/Conveyor Centrate to Process Drain Sump, RMF Centrifuge Building | FCL-WWW-CF-5601 | Centrifuge Dewatering, East |  |  |  | V
86046 | FCL-WWW-V-5611 | Valve, Slide Gate, Motorised, CV-5601 to Cake Disposal Bin Container B,Centrifuge Bldg,Centrifuge Rm | FCL-WWW-CF-5601 | Centrifuge Dewatering, East |  |  |  | V
86047 | FCL-WWW-V-5612 | Valve, Slide Gate, Motorised, CV-5601 to Cake Disposal Bin Container C,Centrifuge Bldg,Centrifuge Rm | FCL-WWW-CF-5601 | Centrifuge Dewatering, East |  |  |  | V
86051 | FCL-WWW-WR-0001 | Receptacle, 600V, 3PH, Centrifuge Building, Storage Room | FCL-WWW | Residue Management |  |  |  | WR
86052 | FCL-WWW-WR-0003 | Receptacle, 600V, 3PH, Centrifuge Building, Upper Floor | FCL-WWW | Residue Management |  |  |  | WR
86053 | FCL-WWW-WR-0006 | Receptacle, 600V, 3PH, RMF Clarification Facility, Operating Floor North | FCL-WWW | Residue Management |  |  |  | WR
86054 | FCL-WWW-XS-5601 | Switch, Rope, CV-5601 Emergency Stop, RMF Centrifuge Building, Centrifuge Room | FCL-WWW-CF-5601 | Centrifuge Dewatering, East |  |  |  | XS
86101 | FFIS-ELS-LTG EMERG-SUS | Emergency Lights | FIS-SES | Safety, Instrumentation & Environmental Services |  |  | 46887
86103 | FHA ADMIN | Administration | FHA | R C Harris Water Treatment Plant
86104 | FHA CENTRIFUGE CTL | Computer Location | FHA-RMF BLDG | Building Location
86105 | FHA COMMUNICATIONS | FHA Communications | FHA-SPC1 | Process Control Systems - Administrative
86106 | FHA EUS SERVER ROOM | Communication Switch | FHA-EUS | Production & End User Support
86107 | FHA EUS SERVER ROOM | Communication Switch | FHA-SERVICE-BLDG | Building Location
86108 | FHA PCS OFFICE | Computer Location | FHA-PUMP BLDG | Building Location
86111 | FHA SERVER ROOM | Communication Switch | FHA-SERVICE BLDG | Building Location
86112 | FHA SWITCHGEAR ROOM | Computer Location | FHA-PUMP BLDG | Building Location
86212 | FHA-ACC-SECONDARY | Small Air Moving Equipment | FHA-MCS | Mechanical
86253 | FHA-AM | Ammoniation | FHA-DIS | Disinfection
86286 | FHA-AM-P-0201-KQ | Pump Location,Aqua Ammonia Metering #2 | FHA-AM | Ammoniation |  |  | 33324 | P
86300 | FHA-AM-T-0201-KQ | Tank Location, Ammonia Storage Room | FHA-SUSPENDED | Suspended Obsolete entity for storage purpose |  |  | 33325 | T
86304 | FHA-AM-T-0301-KQ | Tank Location, Ammonia Storage Room | FHA-AM | Ammoniation |  |  | 33326 | T
86364 | FHA-AUX | Auxiliary Systems | FHA WORK AREA 1 | Process
86371 | FHA-AUX-ANL-0010 | Colorimeter, Pocket CL2 | [5 empty] | ANL
86381 | FHA-AUX-DEW | Dewatering | FHA-AUX | Auxiliary Systems
86390 | FHA-AUX-SA | Plant Air/Instrument Air/Vacuum System | FHA-AUX | Auxiliary Systems
86392 | FHA-AUX-SAN | Sanitary Pumping System | FHA-AUX | Auxiliary Systems
86397 | FHA-AUX-T-0102-KQ | Compressed Air Tank 2 | FHA-AUX-SA | Plant Air/Instrument Air/Vacuum System |  |  | 33328 | T
86399 | FHA-AUX-T-0103-KQ | Compressed Air Tank 3 | FHA-AUX-SA | Plant Air/Instrument Air/Vacuum System |  |  | 33329 | T
86400 | FHA-AUX-T-0104-KQ | Compressed Air Tank 4 | FHA-AUX-SA | Plant Air/Instrument Air/Vacuum System |  |  | 33330 | T
86440 | FHA-BW | Backwash System | FHA-FILT | Filtration
86491 | FHA-CBM | FHA-CBM
86492 | FHA-CCS | Corrosion Control | FHA WORK AREA 1 | Process
86563 | FHA-CLA | Pre-Chlorination | FHA-DIS | Disinfection
86568 | FHA-CLA-CHL-0201-KQ | Chlorination Location,Train #2 | FHA-CLA | Pre-Chlorination |  |  | 33332 | CHL
86570 | FHA-CLA-CHL-0301-KQ | Chlorination Location,Train #3 | FHA-CLA | Pre-Chlorination |  |  | 33333 | CHL
86655 | FHA-CLB | Post-Chlorination | FHA-DIS | Disinfection
86675 | FHA-CLB-P-0001B-KQ | Pump Location, After Post CL2 Water Sample #2A | FHA-CLB-SAMP | After Post CL2 Sampling |  |  | 33345 | P
86759 | FHA-DCL | De-Chorination | FHA-DIS | Disinfection
86797 | FHA-DCL-P-0001A-KQ | Pump Location, Before SO2 Water Sample #1A | BEFORE SO2 | Before S02 Sampling |  |  | 33346 | P
86798 | FHA-DCL-P-0001A-KQ | Pump Location, Before SO2 Water Sample #1A | FHA-SUSPENDED | Suspended Obsolete entity for storage purpose |  |  | 33346 | P
86815 | FHA-DCL-SO-0101-KQ | Sulphonator Location | FHA-DCL | De-Chorination |  |  | 33350 | SO
86818 | FHA-DCL-SO-0301-KQ | Sulphonator Location | FHA-SUSPENDED | Suspended Obsolete entity for storage purpose |  |  | 33351 | SO
86904 | FHA-DEW-P-1701-KQ | Pump Location,Dewatering#17 | FHA-AUX-DEW | Dewatering |  |  | 33352 | P
86905 | FHA-DEW-P-1701-KQ | Pump Location,Dewatering#17 | FHA-SUSPENDED | Suspended Obsolete entity for storage purpose |  |  | 33352 | P
87174 | FHA-ELS-PRIMARY | Primary Electrical System | FHA-ELS | Electrical
87302 | FHA-EUS | Production & End User Support | FHA-ITM | Integrated Technology Management
87342 | FHA-FILTER BLDG | Building Location | FHA-SPC | Process Control Systems - Services Area
87343 | FHA-FILTER BLDG | Building Location | FHA-SPC2 | Process Control Systems - Equipment
87344 | FHA-FILTER-BLDG | Building Location | FHA-EUS | Production & End User Support
87597 | FHA-FLT-P-4101-KQ | Pump Location,Filter Composite West | FHA-FLT-SAMP | Filtration Sampling |  |  | 33353 | P
87598 | FHA-FLT-P-4201-KQ | Pump Location,Filter Composite East | FHA-FLT-SAMP | Filtration Sampling |  |  | 33354 | P
87822 | FHA-GRK-PRTY-0001 | Buildings Maintenance | FHA-GRK | Building & Grounds |  |  |  | PRTY
87823 | FHA-GRK-PRTY-1000 | CMS Work Orders | FHA-GRK | Building & Grounds |  |  |  | PRTY
87834 | FHA-ITM | Integrated Technology Management | FHA | R C Harris Water Treatment Plant
87839 | FHA-LAB-CHEM-0001 | Operator Lab Chemicals | FHA-AUX-LAB | Laboratory and Portable Testing Equipment | Analyzer,Chlorine |  |  | CHEM
87840 | FHA-MCS | Mechanical | FHA WORK AREA 2 | Services
87841 | FHA-MCS-ACC | HVAC | FHA-MCS | Mechanical
87856 | FHA-MCS-LD | Lifting Devices | FHA-MCS | Mechanical
87868 | FHA-MCS-MEQ | Machine Shop & Equipment | FHA-MCS | Mechanical
87880 | FHA-MCS-VEH | Vehicles | FHA-MCS | Mechanical
87882 | FHA-PUMP BLDG | Building Location | FHA-SPC | Process Control Systems - Services Area
87883 | FHA-PUMP-BLDG | Building Location | FHA-EUS | Production & End User Support
87891 | FHA-RMF BLDG | Building Location | FHA-SPC | Process Control Systems - Services Area
87892 | FHA-RMF BLDG | Building Location | FHA-SPC2 | Process Control Systems - Equipment
87963 | FHA-RW-P | Raw Water Pumping | FHA-RAW | Raw Water Production
87964 | FHA-RW-P-0801-KQ | Raw Water Pumping Unit #8 | FHA-SUSPENDED | Suspended Obsolete entity for storage purpose |  |  | 33355 | P
87966 | FHA-RW-P-0901-KQ | Raw Water Pumping Unit #9 | FHA-SUSPENDED | Suspended Obsolete entity for storage purpose |  |  | 33356 | P
87969 | FHA-RW-P-1001-KQ | Raw Water Pumping Unit #10 | FHA-RW-P | Raw Water Pumping |  |  | 33357 | P
87971 | FHA-RW-P-1101-KQ | Raw Water Pumping Unit #11 | FHA-SUSPENDED | Suspended Obsolete entity for storage purpose |  |  | 33358 | P
87973 | FHA-RW-P-1201-KQ | Raw Water Pumping Unit #12 | FHA-SUSPENDED | Suspended Obsolete entity for storage purpose |  |  | 33359 | P
87975 | FHA-RW-P-1301-KQ | Raw Water Pumping Unit #13 | FHA-RW-P | Raw Water Pumping |  |  | 33360 | P
87978 | FHA-RW-P-1401A-KQ | Pump Location,Raw Water Sample #1 | FHA-RW-SAMP | Raw Water Sampling |  |  | 33361 | P
87980 | FHA-RW-P-1401B-KQ | Pump Location,Raw Water Sample #2 | FHA-SUSPENDED | Suspended Obsolete entity for storage purpose |  |  | 33362 | P
87983 | FHA-RW-P-1501B-KQ | Pump Location,Raw Water Sample | FHA-SUSPENDED | Suspended Obsolete entity for storage purpose |  |  | 33364 | P
87986 | FHA-RW-S | Intake & Screening | FHA-RAW | Raw Water Production
87987 | FHA-RW-SAMP | Raw Water Sampling | FHA-SAMP | Sampling Systems
87988 | FHA-RW-SAMP2 | After Pre-Chlorine Sampling | FHA-SAMP | Sampling Systems
87991 | FHA-RW-SC-0101-KQ | Raw Water Screen #1 | FHA-RW-S | Intake & Screening |  |  | 33365 | SC
88124 | FHA-SED-P-0101-KQ | Pump, Sampling, Settled Water West | FHA-SED-SAMP | Settled Sampling |  |  | 33366 | P
88125 | FHA-SED-P-0101-KQ | Pump, Sampling, Settled Water West | FHA-SUSPENDED | Suspended Obsolete entity for storage purpose |  |  | 33366 | P
88128 | FHA-SED-P-0201-KQ | Pump, Sampling, Settled Water East | FHA-SED-SAMP | Settled Sampling |  |  | 33367 | P
88129 | FHA-SED-P-0201-KQ | Pump, Sampling, Settled Water East | FHA-SUSPENDED | Suspended Obsolete entity for storage purpose |  |  | 33367 | P
88130 | FHA-SED-SAMP | Settled Sampling | FHA-SAMP | Sampling Systems
88443 | FHA-SERVICE BLDG | Building Location | FHA-SPC | Process Control Systems - Services Area
88444 | FHA-SERVICE BLDG | Building Location | FHA-SPC2 | Process Control Systems - Equipment
88445 | FHA-SERVICE-BLDG | Building Location | FHA-EUS | Production & End User Support
88454 | FHA-SES-DEF | Defibrillators | FHA-SES | Safety & Environmental Services
88473 | FHA-SES-FE | Fire Hydrants | FHA-SES | Safety & Environmental Services
88751 | FHA-SES-SCBA-CYLINDER | Breathing Air Tanks (SCBA cylinders) | FHA-SES | Safety & Environmental Services
88752 | FHA-SES-SCRUBBER | Scrubber System | FHA-SES | Safety & Environmental Services
88859 | FHA-SES-SQ-2 | Emergency Breathing Apparatus SCBA | FHA-SES | Safety & Environmental Services |  |  |  | SQ
88913 | FHA-SPC1 | Process Control Systems - Administrative | FHA-SPC | Process Control Systems - Services Area
88916 | FHA-SUSPENDED | Suspended Obsolete entity for storage purpose | FHA | R C Harris Water Treatment Plant
88937 | FHA-TRW-CLEARWELL | Treated Water Clearwell | FHA-TRW | Treated Water System
88965 | FHA-TRW-P-0002A-KQ | Pump Location,Treated Water Sample #2A | FHA-SUSPENDED | Suspended Obsolete entity for storage purpose |  |  | 33322 | P
88966 | FHA-TRW-P-0002A-KQ | Pump Location,Treated Water Sample #2A | FHA-TRW-SAMP | Treated Sampling |  |  | 33322 | P
88969 | FHA-TRW-P-0100-KQ | Treated Water Pumping Unit #1 | FHA-SUSPENDED | Suspended Obsolete entity for storage purpose |  |  | 33323 | P
88974 | FHA-TRW-P-0300A-KQ | Treated Water Pumping Unit #3A | FHA-SUSPENDED | Suspended Obsolete entity for storage purpose |  |  | 33369 | P
88975 | FHA-TRW-P-0300A-KQ | Treated Water Pumping Unit #3A | FHA-TRW-TWP | Treated Water Pumping |  |  | 33369 | P
88976 | FHA-TRW-P-0300B-KQ | Treated Water Pumping Unit #3B | FHA-TRW-TWP | Treated Water Pumping |  |  | 33370 | P
88978 | FHA-TRW-P-0400A-KQ | Treated Water Pumping Unit #4A | FHA-SUSPENDED | Suspended Obsolete entity for storage purpose |  |  | 33371 | P
88981 | FHA-TRW-P-0400B-KQ | Treated Water Pumping Unit #4B | FHA-SUSPENDED | Suspended Obsolete entity for storage purpose |  |  | 33372 | P
88982 | FHA-TRW-P-0400B-KQ | Treated Water Pumping Unit #4B | FHA-TRW-TWP | Treated Water Pumping |  |  | 33372 | P
88986 | FHA-TRW-P-1500-KQ | Treated Water Pumping Unit #15 | FHA-SUSPENDED | Suspended Obsolete entity for storage purpose |  |  | 33373 | P
89000 | FHA-TRW-SAMP | Treated Sampling | FHA-SAMP | Sampling Systems
89008 | FHA-TRW-TWP | Treated Water Pumping | FHA-TRW | Treated Water System
89145 | FHA-WWW | Residue Management / Waste Water System | FHA WORK AREA 1 | Process
89171 | FHA-WWW-AIT-3012 | Transmitter, Sludge Density Thickener T-3011, Centrifuge Feed Room, North Wall | [5 empty] | AIT
89189 | FHA-WWW-CF-2401-KQ | Centrifuge Unit 2401 | FHA-WWW-CENTRIF | Centrifuges |  |  | 33374 | CF
89190 | FHA-WWW-CF-2501-KQ | Centrifuge Unit 2501 | FHA-SUSPENDED | Suspended Obsolete entity for storage purpose |  |  | 33375 | CF
89191 | FHA-WWW-CHEM | Chemical Storage Room | FHA-WWW | Residue Management / Waste Water System |  |  | 33655
89323 | FHA-WWW-P-0001-KQ | Sample Pump Unit 1 | FHA-SUSPENDED | Suspended Obsolete entity for storage purpose |  |  | 33376 | P
89324 | FHA-WWW-P-0001-KQ | Sample Pump Unit 1 | FHA-WWW-EFFL | Effluent Discharge |  |  | 33376 | P
89329 | FHA-WWW-P-2101-KQ | Centrifuge Feed Pump 1 | FHA-SUSPENDED | Suspended Obsolete entity for storage purpose |  |  | 33379 | P
89330 | FHA-WWW-P-2101-KQ | Centrifuge Feed Pump 1 | FHA-WWW-THICK | Sludge Thickening |  |  | 33379 | P
89360 | FHA-WWW-POLY | Polymer | FHA-WWW | Residue Management / Waste Water System
89378 | FHA-WWW-SBS | SBS System | FHA-WWW | Residue Management / Waste Water System
89379 | FHA-WWW-SCREEN | Intake Screening Pumping System | FHA-RW-S | Intake & Screening
89380 | FHA-WWW-SCREEN | Intake Screening Pumping System | FHA-WWW | Residue Management / Waste Water System
89381 | FHA-WWW-SEDIMENT | Sedimentation Basin | FHA-WWW | Residue Management / Waste Water System
89383 | FHA-WWW-SUMP | Sump Systems | FHA-WWW | Residue Management / Waste Water System
89391 | FHA-WWW-T-3011-KQ | Tank Location, Thickener 1 | FHA-WWW-THICK | Sludge Thickening |  |  | 33342 | T
89393 | FHA-WWW-T-3021-KQ | Tank Location, Thickener 2 | FHA-SUSPENDED | Suspended Obsolete entity for storage purpose |  |  | 33341 | T
89394 | FHA-WWW-T-3021-KQ | Tank Location, Thickener 2 | FHA-WWW-THICK | Sludge Thickening |  |  | 33341 | T
89395 | FHA-WWW-T-3031-KQ | Tank Location, Thickener 3 | FHA-SUSPENDED | Suspended Obsolete entity for storage purpose |  |  | 33340 | T
89396 | FHA-WWW-T-3031-KQ | Tank Location, Thickener 3 | FHA-WWW-THICK | Sludge Thickening |  |  | 33340 | T
89401 | FHA-WWW-T-4101-KQ | Tank Location, Decant 10 | FHA-SUSPENDED | Suspended Obsolete entity for storage purpose |  |  | 33337 | T
89402 | FHA-WWW-T-4101-KQ | Tank Location, Decant 10 | FHA-WWW-DECANT | Decant Tanks |  |  | 33337 | T
89590 | FHA-ZMC-P-0101-KQ | Pump Location,Zebra Mussel Sample | FHA-ZMC | Zebra Mussel Control |  |  | 33336 | P
89631 | FHO AFTER SO2 | Sampling | FHO-SAMP | Sampling Systems
89632 | FHO BEFORE SO2 | Sampling | FHO-SAMP | Sampling Systems
89633 | FHO CHLORINE FEEDER | Computer Location | FHO MAIN BLDG | Building Location
89634 | FHO CHLORINE FEEDER | Computer Location | FHO-SPC | Process Control Systems - Services Area
89635 | FHO CLARIFIER CORRID | Computer Location | FHO WASTE WATER BLDG | Building Location
89636 | FHO CLARIFIER CORRID | Computer Location | FHO-SPC | Process Control Systems - Services Area
89637 | FHO ELECTRICAL ROOM | Computer Location | FHO SURGE BLDG | Building Location
89639 | FHO EUS CONTROL ROOM | Computer Location | FHO-EUS | Production & End User Support
89640 | FHO EUS SERVER ROOM | Communication Switch | FHO-EUS | Production & End User Support
89641 | FHO EUS STORE | Computer Storage Location | FHO-EUS | Production & End User Support
89642 | FHO EUS TRAIN ROOM | Computer Location | FHO-EUS | Production & End User Support
89643 | FHO FILTERED WATER | Composite Sampling | FHO-SAMP | Sampling Systems
89644 | FHO MAIN BLDG | Building Location | FHO-SPC2 | Process Control Systems - Equipment
89645 | FHO OFFICE | Computer Location | FHO MAIN BLDG | Building Location
89646 | FHO OFFICE | Computer Location | FHO-SPC | Process Control Systems - Services Area
89647 | FHO OIT | FHO OIT | FHO-SPC1 | Process Control Systems - Administrative
89648 | FHO RESERVOIR | Sampling | FHO-SAMP | Sampling Systems
89649 | FHO SCADA SERVERS | FHO SCADA Servers | FHO-SPC1 | Process Control Systems - Administrative
89650 | FHO SCADA SUPPORT | FHO SCADA Support | FHO-SPC1 | Process Control Systems - Administrative
89651 | FHO SURGE BLDG | Building Location | FHO-SPC | Process Control Systems - Services Area
89652 | FHO SURGE BLDG | Building Location | FHO-SPC2 | Process Control Systems - Equipment
89653 | FHO SWITCHGEAR ROOM | Computer Location | FHO MAIN BLDG | Building Location
89654 | FHO TRW OUTPUT | Treated Water Output Sampling | FHO-SAMP | Sampling Systems
89655 | FHO WASTE WATER BLDG | Building Location | FHO-SPC | Process Control Systems - Services Area
89656 | FHO WORK AREA 1 | Process | FHO | F.J. Horgan Water Treatment Plant
89657 | FHO WORK AREA 1 | Process | FHO-RTE | FHO-Routine
89658 | FHO-ACC SECONDARY | Small Air Moving Equipment | FHO-MCS | Mechanical Services | Fan
89660 | FHO-ACC-AC-0401 | Ammonia System Air Handling Unit | FHO-MCS-HVAC | Plant HVAC | Air Handling Unit |  |  | AC
89842 | FHO-ACC-FN-0349 | Fan, Exhaust, Chemical Building, S2, Storage Room, North West | FHO-ACC SECONDARY | Small Air Moving Equipment |  |  |  | FN
89954 | FHO-ACC-HTR | Heater - New Building | FHO-MCS | Mechanical Services | Fan
90336 | FHO-ALM | Alum System | FHO-PLT | Preliminary Treatment
90372 | FHO-ALM-P-0101-KQ | Alum Skid 1 | FHO-OBSOLETE | Removed From Service |  |  |  | P
90373 | FHO-ALM-P-0201-KQ | Alum Skid 2 | FHO-OBSOLETE | Removed From Service |  |  |  | P
90375 | FHO-ALM-P-0301-KQ | Alum Skid 3 | FHO-OBSOLETE | Removed From Service |  |  |  | P
90376 | FHO-ALM-P-0401-KQ | Alum Skid 4 | FHO-OBSOLETE | Removed From Service |  |  |  | P
90468 | FHO-AM SCRUBBER-SU | Ammonia Scrubber System | FHO-AM | Ammoniation |  |  | 32942
90469 | FHO-AM SCRUBBER-SU | Ammonia Scrubber System | FHO-OBSOLETE | Removed From Service |  |  | 32942
90500 | FHO-AM-P-0101-KQ | Ammonia Train 1 | FHO-OBSOLETE | Removed From Service |  |  | 32564 | P
90501 | FHO-AM-P-0201-KQ | Ammonia Train 2 | FHO-OBSOLETE | Removed From Service |  |  | 32565 | P
90606 | FHO-BW-P-1301-KQ | Backwash Pump 13 | FHO-BW | Backwash System |  |  |  | P
90607 | FHO-BW-P-1301-KQ | Backwash Pump 13 | FHO-OBSOLETE | Removed From Service |  |  |  | P
90608 | FHO-BW-P-1401-KQ | Backwash Pump 14 | FHO-OBSOLETE | Removed From Service |  |  |  | P
90611 | FHO-BW-P-1501-KQ | Backwash Pump 15 | FHO-OBSOLETE | Removed From Service |  |  |  | P
90613 | FHO-BW-P-1601-KQ | Backwash Pump 16 | FHO-BW | Backwash System |  |  |  | P
90763 | FHO-CLA-CHL-0101-KQ | Pre Chlorination Train 1 | FHO-OBSOLETE | Removed From Service |  |  |  | CHL
90766 | FHO-CLA-CHL-0201-KQ | Pre Chlorination Train 2 | FHO-CLA | Pre Chlorination System |  |  |  | CHL
90844 | FHO-CLA-V-0211-SUS | Valve, Gaseous Supply Header from Pre Injector System to Pre-Chlorination Injector 2 | FHO-CLA-CHL-0201 | Chlorinator, Pre Chlorination Train 2, Chemical Building, L1, Machine Room | Valve,Ball |  | 37538 | V
90845 | FHO-CLA-V-0211-SUS | Valve, Gaseous Supply Header from Pre Injector System to Pre-Chlorination Injector 2 | FHO-CLA-CHL-0201-KQ | Pre Chlorination Train 2 | Valve,Ball |  | 37538 | V
90866 | FHO-CLARIFIER-BLDG | Building Location | FHO-EUS | Production & End User Support
90873 | FHO-CLB-CHL-0201-KQ | Post Chlorination Train 2 | FHO-CLB | Post Chlorination System |  |  |  | CHL
90874 | FHO-CLB-CHL-0201-KQ | Post Chlorination Train 2 | FHO-OBSOLETE | Removed From Service |  |  |  | CHL
90903 | FHO-CLB-P-0301-KQ | Clearwell Sampling Pump 3 | FHO CLEARWELL | Sampling | Pump,Positive Displacement,Rotary Vane |  |  | P
90907 | FHO-CLB-P-0401-KQ | Clearwell Sampling Pump 4 | FHO CLEARWELL | Sampling | Pump,Positive Displacement,Rotary Vane |  |  | P
91032 | FHO-CLC-CHL-0101-KQ | Trim Chlorination Train 1 | FHO-OBSOLETE | Removed From Service |  |  |  | CHL
91033 | FHO-CLC-CHL-0201-KQ | Trim ChlorinationTrain 2 | FHO-OBSOLETE | Removed From Service |  |  |  | CHL
91068 | FHO-DCL | De-Chlorination | FHO-DIS | Disinfection
91093 | FHO-DCL-P-0401A-KQ | Before SO2 Sampling | FHO-OBSOLETE | Removed From Service |  |  |  | P
91095 | FHO-DCL-P-0401B-KQ | Before SO2 Sampling | FHO BEFORE SO2 | Sampling |  |  |  | P
91099 | FHO-DCL-P-0501B-KQ | After SO2 Sampling Pump | FHO AFTER SO2 | Sampling |  |  |  | P
91100 | FHO-DCL-P-0501B-KQ | After SO2 Sampling Pump | FHO-OBSOLETE | Removed From Service |  |  |  | P
91114 | FHO-DCL-SO-0101-KQ | Dechlorination Train 1 | FHO-DCL | De-Chlorination |  |  |  | SO
91117 | FHO-DCL-SO-0201-KQ | Dechlorination Train 2 | FHO-OBSOLETE | Removed From Service |  |  |  | SO
91119 | FHO-DCL-SO-0301-KQ | Dechlorination Train 3 | FHO-DCL | De-Chlorination |  |  |  | SO
91258 | FHO-DOZ | Ozonation System | FHO WORK AREA 1 | Process
91278 | FHO-DOZ-CONT | FHO OZONE CONTACT | FHO-DOZ | Ozonation System
91330 | FHO-DOZ-OL-CW | OPEN LOOP COOLING WATER SYSTEM | FHO-DOZ | Ozonation System
91815 | FHO-ELS-GEN-0101-KQ | Generator 1 | FHO-ELS-PS-0003 | Emergency Power, Diesel & UPS |  |  |  | GEN
91816 | FHO-ELS-GEN-0101-KQ | Generator 1 | FHO-OBSOLETE | Removed From Service |  |  |  | GEN
91818 | FHO-ELS-INQ | Power Management | FHO WORK AREA 2 | Services
92268 | FHO-ELS-PS-0001 | Primary Power Equipment | FHO WORK AREA 2 | Services |  |  |  | PS
92269 | FHO-ELS-PS-0002 | Secondary Transformers | FHO WORK AREA 2 | Services |  |  |  | PS
92408 | FHO-EUS | Production & End User Support | FHO-ITM | Integrated Technology Management
92671 | FHO-FILTER-BLDG | Building Location | FHO-EUS | Production & End User Support
92672 | FHO-FL | Fluoridation | FHO-DIS | Disinfection
92693 | FHO-FL-P-0201-KQ | Fluoride Skid 2 | FHO-OBSOLETE | Removed From Service |  |  |  | P
92694 | FHO-FL-P-0301-KQ | Reservoir Sampling | FHO-OBSOLETE | Removed From Service |  |  |  | P
92697 | FHO-FL-P-0301A-KQ | Reservoir Sampling | FHO-OBSOLETE | Removed From Service |  |  |  | P
92710 | FHO-FL-TANK-0101 | Fluoride Storage Tank 1 | FHO-FL | Fluoridation |  |  |  | TANK
92711 | FHO-FL-TANK-0201 | Fluoride Storage Tank 2 | FHO-FL | Fluoridation |  |  |  | TANK
92805 | FHO-FLO-MX-0201-KQ | Raw Water Module 2 | FHO-OBSOLETE | Removed From Service |  |  |  | MX
92809 | FHO-FLO-MX-0301-KQ | Raw Water Module 3 | FHO-FLO | Flocculation System |  |  |  | MX
92810 | FHO-FLO-MX-0301-KQ | Raw Water Module 3 | FHO-OBSOLETE | Removed From Service |  |  |  | MX
92815 | FHO-FLO-MX-0401-KQ | Raw Water Module 4 | FHO-FLO | Flocculation System |  |  |  | MX
92835 | FHO-FLO-T-0401-KQ | Flocculation Tank | FHO-FLO | Flocculation System |  |  |  | T
92912 | FHO-FLOCCULATE-BLDG | Building Location | FHO-EUS | Production & End User Support
93024 | FHO-FLT-P-2101A-KQ | Composite Water Supply Sampling Pumping | FHO-OBSOLETE | Removed From Service |  |  |  | P
93025 | FHO-FLT-P-2101B-KQ | Composite Water Supply Sampling Pumping | FHO FILTERED WATER | Composite Sampling |  |  |  | P
93026 | FHO-FLT-P-2101B-KQ | Composite Water Supply Sampling Pumping | FHO-OBSOLETE | Removed From Service |  |  |  | P
93064 | FHO-FLT-T-0101-KQ | Filter 1 | FHO-FLT | Filtration |  |  |  | T
93065 | FHO-FLT-T-0201-KQ | Filter 2 | FHO-OBSOLETE | Removed From Service |  |  |  | T
93066 | FHO-FLT-T-0301-KQ | Filter 3 | FHO-OBSOLETE | Removed From Service |  |  |  | T
93067 | FHO-FLT-T-0401-KQ | Filter 4 | FHO-OBSOLETE | Removed From Service |  |  |  | T
93068 | FHO-FLT-T-0501-KQ | Filter 5 | FHO-OBSOLETE | Removed From Service |  |  |  | T
93069 | FHO-FLT-T-0601-KQ | Filter 6 | FHO-FLT | Filtration |  |  |  | T
93070 | FHO-FLT-T-0701-KQ | Filter 7 | FHO-OBSOLETE | Removed From Service |  |  |  | T
93071 | FHO-FLT-T-0801-KQ | Filter 8 | FHO-OBSOLETE | Removed From Service |  |  |  | T
93458 | FHO-GRK-PIP | Sewage Systems | FHO-GRK-PRTY-0001 | Building Maintenance
93459 | FHO-GRK-PIP | Sewage Systems | FHO-MCS | Mechanical Services
93460 | FHO-GRK-PRTY-0001 | Building Maintenance | FHO-GRK | Buildings & Grounds |  |  |  | PRTY
93476 | FHO-LABCHEM | Lab Chemical Inventory | FHO | F.J. Horgan Water Treatment Plant
93477 | FHO-LOX | Liquid Oxygen System | FHO-DOZ | Ozonation System
93478 | FHO-MCS | Mechanical Services | FHO WORK AREA 2 | Services
93497 | FHO-MCS-LD | Lifting Devices & Elevators | FHO-MCS | Mechanical Services
93549 | FHO-MCS-P-0201-KQ | Vacuum Priming Pump 2 | FHO-OBSOLETE | Removed From Service |  |  |  | P
93550 | FHO-MCS-P-0201-KQ | Vacuum Priming Pump 2 | FHO-TRW-VP | Vacuum Priming |  |  |  | P
93560 | FHO-MCS-SA/AI | Instrument Air & Service Air | FHO-MCS | Mechanical Services
93647 | FHO-OBSOLETE | Removed From Service | FHO | F.J. Horgan Water Treatment Plant
93648 | FHO-OFFICE | Computer Location | FHO-ADMIN-BLDG | Building Location
93649 | FHO-PAC | PAC System | FHO-PLT | Preliminary Treatment
93672 | FHO-PCL | PACL System | FHO-PLT | Preliminary Treatment
93705 | FHO-PCL-P-0501-KQ | PACL Train 5 | FHO-OBSOLETE | Removed From Service |  |  |  | P
93706 | FHO-PCL-P-0501-KQ | PACL Train 5 | FHO-PCL | PACL System |  |  |  | P
93709 | FHO-PCL-P-0601-KQ | PACL Train 6 | FHO-PCL | PACL System |  |  |  | P
93711 | FHO-PCL-P-0701-KQ | PACL Train 7 | FHO-OBSOLETE | Removed From Service |  |  |  | P
93712 | FHO-PCL-P-0701-KQ | PACL Train 7 | FHO-PCL | PACL System |  |  |  | P
93723 | FHO-PCL-T-0201-KQ | PACL Storage Tank 2 | FHO-OBSOLETE | Removed From Service |  |  |  | T
93724 | FHO-PCL-T-0201-KQ | PACL Storage Tank 2 | FHO-PCL | PACL System |  |  |  | T
93834 | FHO-POL | Polymer System | FHO-PLT | Preliminary Treatment
93869 | FHO-POL-P-0301-KQ | Polymer Skid 3 | FHO-OBSOLETE | Removed From Service |  |  |  | P
93870 | FHO-POL-P-0301-KQ | Polymer Skid 3 | FHO-POL | Polymer System |  |  |  | P
93874 | FHO-POL-P-0401-KQ | Polymer Skid 4 | FHO-POL | Polymer System |  |  |  | P
93875 | FHO-POL-P-0601-KQ | Polymer Skid 6 | FHO-OBSOLETE | Removed From Service |  |  |  | P
93876 | FHO-POL-P-0601-KQ | Polymer Skid 6 | FHO-POL | Polymer System |  |  |  | P
93878 | FHO-POL-P-0701-KQ | Polymer Skid 7 | FHO-POL | Polymer System |  |  |  | P
93896 | FHO-POL-T-0101-KQ | Polymer Solution Storage Tank 1 | FHO-OBSOLETE | Removed From Service |  |  |  | T
93897 | FHO-POL-T-0101-KQ | Polymer Solution Storage Tank 1 | FHO-POL | Polymer System |  |  |  | T
93898 | FHO-POL-T-0201-KQ | Polymer Solution Storage Tank 2 | FHO-OBSOLETE | Removed From Service |  |  |  | T
93899 | FHO-POL-T-0201-KQ | Polymer Solution Storage Tank 2 | FHO-POL | Polymer System |  |  |  | T
94052 | FHO-RW-P-1501-KQ | Zebra Mussel Control Sample Pump Unit 1 | FHO RAW H2O | Raw water Sampling |  |  |  | P
94053 | FHO-RW-P-1501-KQ | Zebra Mussel Control Sample Pump Unit 1 | FHO-OBSOLETE | Removed From Service |  |  |  | P
94055 | FHO-RW-P-1601-KQ | Zebra Mussel Control Sample Pump Unit 2 | FHO RAW H2O | Raw water Sampling |  |  |  | P
94056 | FHO-RW-P-1601-KQ | Zebra Mussel Control Sample Pump Unit 2 | FHO-OBSOLETE | Removed From Service |  |  |  | P
94059 | FHO-RW-P-1801-KQ | RW Pump Unit 18 | FHO-OBSOLETE | Removed From Service |  |  |  | P
94062 | FHO-RW-P-1901-KQ | RW Pump Unit 19 | FHO-OBSOLETE | Removed From Service |  |  |  | P
94064 | FHO-RW-P-2201-KQ | RW Pump Unit 22 | FHO-RAW | Raw Water Production |  |  |  | P
94066 | FHO-RW-P-2301-KQ | RW Pump Unit 23 | FHO-RAW | Raw Water Production |  |  |  | P
94069 | FHO-RW-P-2601-KQ | RW Pump Unit 26 | FHO-OBSOLETE | Removed From Service |  |  |  | P
94071 | FHO-RW-P-2701-KQ | RW Pump Unit 27 | FHO-RAW | Raw Water Production |  |  |  | P
94173 | FHO-SA-C-0101-KQ | Air Compressor 1 | FHO-MCS-SA/AI | Instrument Air & Service Air |  |  |  | C
94175 | FHO-SA-C-0201-KQ | Air Compressor 2 | FHO-MCS-SA/AI | Instrument Air & Service Air |  |  |  | C
94176 | FHO-SA-C-0301-KQ | Service Air Compressor 3 | FHO-MCS-SA/AI | Instrument Air & Service Air |  |  | 32276 | C
94178 | FHO-SA-C-0401-KQ-SU | Service Air Compressor 4 | FHO-MCS-SA/AI | Instrument Air & Service Air |  |  | 32278 | C
94179 | FHO-SA-C-0401-KQ-SU | Service Air Compressor 4 | FHO-OBSOLETE | Removed From Service |  |  | 32278 | C
94524 | FHO-SES-FEQ-1000 | Fire Equipment, Built In | FHO-SES | Safety & Environmental Services |  |  |  | FEQ
95013 | FHO-SPC | Process Control Systems - Services Area | FHO | F.J. Horgan Water Treatment Plant
95114 | FHO-SPC1 | Process Control Systems - Administrative | FHO | F.J. Horgan Water Treatment Plant
95115 | FHO-SPC1 | Process Control Systems - Administrative | FHO-SPC | Process Control Systems - Services Area
95116 | FHO-STORE | Computer Storage Location | FHO-ITM | Integrated Technology Management
95117 | FHO-SURGE-BLDG | Building Location | FHO-EUS | Production & End User Support
95118 | FHO-SUSPENDED | Suspended Entity List | FHO | F.J. Horgan Water Treatment Plant
95119 | FHO-TRW | Treated Water System | FHO WORK AREA 1 | Process
95120 | FHO-TRW- SURGE | Surge Protection System | FHO-TRW | Treated Water System
95157 | FHO-TRW-C-0101-KQ | Surge Air Compressor 1 | FHO-TRW- SURGE | Surge Protection System |  |  |  | C
95158 | FHO-TRW-C-0102-KQ | Surge Air Compressor 2 | FHO-OBSOLETE | Removed From Service |  |  |  | C
95159 | FHO-TRW-C-0102-KQ | Surge Air Compressor 2 | FHO-TRW- SURGE | Surge Protection System |  |  |  | C
95160 | FHO-TRW-C-0103-KQ | Surge Air Compressor 3 | FHO-TRW- SURGE | Surge Protection System |  |  |  | C
95161 | FHO-TRW-CLEAR-WELL | Clear-well | FHO-TRW | Treated Water System
95251 | FHO-TRW-P-0101A-KQ | Treated Water Output Sampling | FHO-OBSOLETE | Removed From Service |  |  |  | P
95254 | FHO-TRW-P-0101B-KQ | Treated Water Output Sampling | FHO TRW OUTPUT | Treated Water Output Sampling |  |  |  | P
95257 | FHO-TRW-P-0300-KQ | TRW Pump Unit 3 | FHO TRW PUMPING | Treated Water Pumping |  |  |  | P
95258 | FHO-TRW-P-0300-KQ | TRW Pump Unit 3 | FHO-OBSOLETE | Removed From Service |  |  |  | P
95259 | FHO-TRW-P-0400-KQ | TRW Pump Unit 4 | FHO TRW PUMPING | Treated Water Pumping |  |  |  | P
95263 | FHO-TRW-P-0800-KQ | TRW Pump Unit 8 | FHO TRW PUMPING | Treated Water Pumping |  |  |  | P
95265 | FHO-TRW-P-0900-KQ | TRW Pump Unit 9 | FHO-OBSOLETE | Removed From Service |  |  |  | P
95266 | FHO-TRW-P-1000-KQ | TRW Pump Unit 10 | FHO-OBSOLETE | Removed From Service |  |  |  | P
95267 | FHO-TRW-P-1100-KQ | TRW Pump Unit 11 | FHO TRW PUMPING | Treated Water Pumping |  |  |  | P
95269 | FHO-TRW-P-1200-KQ | TRW Pump Unit 12 | FHO-OBSOLETE | Removed From Service |  |  |  | P
95272 | FHO-TRW-P-3000-KQ | TRW Pump Unit 30 | FHO TRW PUMPING | Treated Water Pumping |  |  |  | P
95273 | FHO-TRW-P-3000-KQ | TRW Pump Unit 30 | FHO-OBSOLETE | Removed From Service |  |  |  | P
95312 | FHO-TRW-T-0002-KQ | Surge Tank 2 | FHO-TRW- SURGE | Surge Protection System |  |  |  | T
95566 | FHO-TRW-VP | Vacuum Priming | FHO-TRW | Treated Water System
95567 | FHO-WWW | Residue Management / Waste Water System | FHO WORK AREA 1 | Process
95576 | FHO-WWW-BL-0701-KQ | WW Blower 7 | FHO-OBSOLETE | Removed From Service |  |  |  | BL
95577 | FHO-WWW-BL-0701-KQ | WW Blower 7 | FHO-WWW | Residue Management / Waste Water System |  |  |  | BL
95580 | FHO-WWW-BL-0801-KQ | WW Blower 8 | FHO-OBSOLETE | Removed From Service |  |  |  | BL
95606 | FHO-WWW-P-0101-KQ | WW Pump 1 | FHO-WWW | Residue Management / Waste Water System |  |  |  | P
95609 | FHO-WWW-P-0201-KQ | WW Pump 2 | FHO-WWW | Residue Management / Waste Water System |  |  |  | P
95611 | FHO-WWW-P-0301-KQ | WW Pump 3 | FHO-WWW | Residue Management / Waste Water System |  |  |  | P
95629 | FHO-WWW-T-0101-KQ | Tank, Waste Water Holding Tank 1 | FHO-WWW | Residue Management / Waste Water System | Tank,Non-Pressurized |  |  | T
95631 | FHO-WWW-T-0102-KQ | Clarifier 1 | FHO-WWW | Residue Management / Waste Water System |  |  |  | T
95633 | FHO-WWW-T-0201-KQ | Tank, Waste Water Holding Tank 2 | FHO-WWW | Residue Management / Waste Water System |  |  |  | T
95635 | FHO-WWW-T-0202-KQ | Clarifier 2 | FHO-WWW | Residue Management / Waste Water System |  |  |  | T
95735 | FHO-ZMC | Zebra Mussel Control System | FHO-DIS | Disinfection
95736 | FHO-ZMC-P-0101-KQ | Zebra Mussel Chlorination Pump 1 | FHO-OBSOLETE | Removed From Service |  |  |  | P
95737 | FHO-ZMC-P-0101-KQ | Zebra Mussel Chlorination Pump 1 | FHO-ZMC | Zebra Mussel Control System |  |  |  | P
95739 | FHO-ZMC-P-0201-KQ | Zebra Mussel Chlorination Pump 2 | FHO-OBSOLETE | Removed From Service |  |  |  | P
95742 | FHO-ZMC-PIPING | Piping, Zebra Mussel Control System | FHO-ZMC | Zebra Mussel Control System
95763 | FIS SCADA SUPPORT | FIS SCADA Support | FIS-SPC1 | Process Control Systems - Administrative
95764 | FIS WORK AREA 1 | Process | FIS | Island Water Treatment Plant
95765 | FIS WORK AREA 2 | Services | FIS | Island Water Treatment Plant
95950 | FIS-ACC-MAINT-STORAGE | HVAC Storage Building | FIS-HVAC | Climate Control
95957 | FIS-ACC-RW BUILDING | HVAC Raw Water Building | FIS-HVAC | Climate Control
96015 | FIS-ACC-WORKSHOP BUILD | HVAC Workshop Building | FIS-HVAC | Climate Control
96017 | FIS-ADM BLDG | Building Location | FIS-SPC2 | Process Control Systems - Equipment
96018 | FIS-ADM-BLDG | Building Location | FIS-EUS | Production & End User Support
96124 | FIS-AMMONIA STORAGE | Building Location | FIS-SPC | Process Control Systems - Services Area
96125 | FIS-AMMONIA-STORAGE | Building Location | FIS-EUS | Production & End User Support
96149 | FIS-BEFORE SO2 | Sampling | FIS-SAMP | Sampling Systems
96153 | FIS-BLD-SBTN | FIS Facility, Substation Yard, Substation Outdoor Enclosure | FIS-ELS | System, Electrical Distribution System
96155 | FIS-BLD3_SES | Asset Group, Safety, Admin building | FIS_SES | Asset Group, Safety
96157 | FIS-BW | Backwash System | FIS-FLT | Filtration
96194 | FIS-CALS | Instrument Calibrations by Contractor | FIS | Island Water Treatment Plant
96195 | FIS-CALS | Instrument Calibrations by Contractor | FIS WORK AREA 1 | Process
96258 | FIS-CHEMICAL BLDG | Building Location | FIS-SPC | Process Control Systems - Services Area
96259 | FIS-CHEMICAL BLDG | Building Location | FIS-SPC2 | Process Control Systems - Equipment
96260 | FIS-CHLORINE-BLDG | Building Location | FIS-EUS | Production & End User Support
96426 | FIS-CLC | Trim Chlorination System | FIS-DIS | Disinfection
96429 | FIS-DCL | De-Chlorination | FIS-DIS | Disinfection
96536 | FIS-DECOM | Building Location | FIS-EUS | Production & End User Support
96537 | FIS-DEW | Dewatering & Drainage | FIS-GRK | FIS Buildings & Grounds
96587 | FIS-ELS | System, Electrical Distribution System | FIS WORK AREA 2 | Services
96595 | FIS-ELS-CAB-0601 | ELS Cabinet,600 V Workshop Building,Mezzanine,MCC Cabinet | {FIS-ELS-CAB} | Asset Group,Electrical Distribution Bus Cabinets |  |  |  | CAB
96596 | FIS-ELS-CAB-1501 | ELS Cabinet,13.8 kV,Main Switchgear Cabinet | {FIS-ELS-CAB} | Asset Group,Electrical Distribution Bus Cabinets |  |  |  | CAB
96597 | FIS-ELS-CAB-5001 | ELS Cabinet,4.16 kV,Workshop Building,Mezzanine,PDP Electrical Distribution Cabinet | {FIS-ELS-CAB} | Asset Group,Electrical Distribution Bus Cabinets |  |  |  | CAB
96598 | FIS-ELS-CAB-5002 | ELS Cabinet,4.16 kV,Filter Building,Mezzinine Cabinet | {FIS-ELS-CAB} | Asset Group,Electrical Distribution Bus Cabinets |  |  |  | CAB
96599 | FIS-ELS-CAB-6001 | ELS Cabinet,600 V,Workshop Building,Mezzanine,PDP Electrical Distribution Cabinet | {FIS-ELS-CAB} | Asset Group,Electrical Distribution Bus Cabinets |  |  |  | CAB
96633 | FIS-ELS-CBL-0200 | Cable,HV,13.8 kV,41T THES Incoming Line HT2,FIS-ELS-LB-0200 | {FIS-ELS-CBL} | Asset Group,ELS Lines,13.8 kV / 4.16 kV |  |  |  | CBL
96634 | FIS-ELS-CBL-5130 | Cable,HV,4.16 kV,Workshop Mezzanine,FIS-ELS-SWG-0103,Feeder,Raw Water Building Upper Level,FIS-ELS-BUS-0300 | {FIS-ELS-CBL} | Asset Group,ELS Lines,13.8 kV / 4.16 kV |  |  |  | CBL
96635 | FIS-ELS-CBL-5150 | Cable,HV,4.16 kV,Workshop Mezzanine,FIS-ELS-SWG-0105,Feeder,Filter Building,Mezzanine,FIS-ELS-BUS-0500 | {FIS-ELS-CBL} | Asset Group,ELS Lines,13.8 kV / 4.16 kV |  |  |  | CBL
96636 | FIS-ELS-CBL-5170 | Cable,HV,4.16 kV,Workshop Mezzanine,FIS-ELS-SWG-0107,Feeder,Workshop Main Floor,FIS-ELS-TR-1000 | {FIS-ELS-CBL} | Asset Group,ELS Lines,13.8 kV / 4.16 kV |  |  |  | CBL
96637 | FIS-ELS-CBL-5190 | Cable,HV,4.16 kV,Workshop Mezzanine,FIS-ELS-SWG-0109,Feeder,Generator Room,FIS-ELS-GEN-2100 | {FIS-ELS-CBL} | Asset Group,ELS Lines,13.8 kV / 4.16 kV |  |  |  | CBL
96638 | FIS-ELS-CBL-5220 | Cable,HV,4.16 kV,Substation Yard,FIS-ELS-TR-0201,Secondary,Workshop Mezzanine,FIS-ELS-SWG-0102 | {FIS-ELS-CBL} | Asset Group,ELS Lines,13.8 kV / 4.16 kV |  |  |  | CBL
96639 | FIS-ELS-CBL-5260 | Cable,HV,4.16 kV,Workshop Mezzanine,FIS-ELS-SWG-0106,Feeder,Filter Building,Mezzanine,FIS-ELS-BUS-0600 | {FIS-ELS-CBL} | Asset Group,ELS Lines,13.8 kV / 4.16 kV |  |  |  | CBL
96640 | FIS-ELS-CBL-5280 | Cable,HV,4.16 kV,Workshop Mezzanine,FIS-ELS-SWG-0108,Feeder,Workshop Main Floor,FIS-ELS-TR-2000 | {FIS-ELS-CBL} | Asset Group,ELS Lines,13.8 kV / 4.16 kV |  |  |  | CBL
96641 | FIS-ELS-CBL-5441 | Cable,HV,4.16 kV,Raw Water Building Upper Level,FIS-ELS-BUS-0400,Feeder,FIS-RW-P-0401 | {FIS-ELS-CBL} | Asset Group,ELS Lines,13.8 kV / 4.16 kV |  |  |  | CBL
96642 | FIS-ELS-CBL-5521 | Cable,HV,4.16 kV,Filter Building,Mezzanine,FIS-ELS-BUS-0500,Feeder,FIS-BW-P-0201 | {FIS-ELS-CBL} | Asset Group,ELS Lines,13.8 kV / 4.16 kV |  |  |  | CBL
96685 | FIS-ELS-FA-0101 | Fire Prevention, Safety,Outdoor Substation | FIS_FEQ | Asset Group, Fire Prevention, Safety, Evacuation and Suppression |  |  |  | FA
96701 | FIS-ELS-HVAC | Asset Group, HVAC equipment specific to the preservation of ELS equipment condition | FIS-ELS | System, Electrical Distribution System
96764 | FIS-ELS-LSH-0001 | Switch,Level-High,Plant Main Substation,East Manhole,Outdoor Substation Drain Pit Flood Alarm | FIS-GRND | Asset Group, Facility Ground | Switch,Level-High |  |  | LSH
96877 | FIS-ELS-TLX-0001 | Hydro Meter Location | FIS-ELS-PS-0001 | Primary Power System |  |  |  | TLX
96878 | FIS-ELS-TLX-0002 | Hydro Meter Location | FIS-ELS-PS-0001 | Primary Power System |  |  |  | TLX
96925 | FIS-ELS-UPS | Asset Group,UPS Electrical Distribution System Control Power Backup | FIS-ELS | System, Electrical Distribution System
97103 | FIS-FILTER-BLDG | Building Location | FIS-EUS | Production & End User Support
97104 | FIS-FL | Fluoridation | FIS-DIS | Disinfection
97161 | FIS-FLT | Filtration | FIS WORK AREA 1 | Process
97345 | FIS-GRK-0001 | FIS, Building Maintenance | FIS | Island Water Treatment Plant |  |  |  | GRK
97346 | FIS-GRK-0002 | Grounds Maintenance | FIS-GRK | FIS Buildings & Grounds |  |  |  | GRK
97371 | FIS-HVAC | Climate Control | FIS-MCS | Mechanical Services
97383 | FIS-MCS | Mechanical Services | FIS WORK AREA 2 | Services
97424 | FIS-METERING BLDG | Building Location | FIS-SPC | Process Control Systems - Services Area
97425 | FIS-METERING BLDG | Building Location | FIS-SPC2 | Process Control Systems - Equipment
97426 | FIS-PCL | PACL System | FIS-PLT | Preliminary Treatment
97554 | FIS-POL | Polymer System | FIS-PCL | PACL System
97603 | FIS-PRE | Pretreatment PMs | FIS-DIS | Disinfection
97604 | FIS-PWA | Backflow Prevention | FIS WORK AREA 2 | Services
97644 | FIS-RAW WATER BLDG | Building Location | FIS-SPC | Process Control Systems - Services Area
97645 | FIS-RAW WATER BLDG | Building Location | FIS-SPC2 | Process Control Systems - Equipment
97647 | FIS-RAW-WATER-BLDG | Building Location | FIS-EUS | Production & End User Support
97648 | FIS-RESERVOIR | Sampling | FIS-SAMP | Sampling Systems
97651 | FIS-RTE | Routine Tasks | FIS | Island Water Treatment Plant
97652 | FIS-RTE | Routine Tasks | FIS WORK AREA 1 | Process
97693 | FIS-RW-LIC-0101-SUS | Controller, Wet Well Level | 16821 | Raw Water Intake | Controller,Level |  | 38343 | LIC
97694 | FIS-RW-LIC-0101-SUS | Controller, Wet Well Level | FIS-SUSPENDED | Obsolete Entities/Processes | Controller,Level |  | 38343 | LIC
97720 | FIS-RW-SAMP | Sampling | FIS-SAMP | Sampling Systems
97887 | FIS-SAMP | Sampling Systems | FIS WORK AREA 1 | Process
98308 | FIS-SES_SQ | Asset Group, PPE, Electrical Personal Protection | FIS-BLD3_SES | Asset Group, Safety, Admin building
98354 | FIS-SPC | Process Control Systems - Services Area | FIS | Island Water Treatment Plant
98410 | FIS-SPC1 | Process Control Systems - Administrative | FIS-SPC | Process Control Systems - Services Area
98411 | FIS-SUSPENDED | Obsolete Entities/Processes | FIS | Island Water Treatment Plant
98665 | FIS-WWW | Waste Water | FIS-FLT | Filtration
98725 | FIS-ZMC | Zebra Mussel Control System-OUT OF SERVICE | FIS-RW | Raw Water Production
98736 | FIS_FSA | Asset Group, Facility Support | FIS-ELS | System, Electrical Distribution System
98737 | FIS_HVAC | Asset Group, HVAC | FIS_FSA | Asset Group, Facility Support
98738 | FIS_SES | Asset Group, Safety | FIS_FSA | Asset Group, Facility Support
101538 | MAIN-001 | Main 001 | WTR-LWA | Work Area 2 Central Mains and Chambers
101539 | MAIN-003 | Main 003 | WTR-LWA | Work Area 2 Central Mains and Chambers
101540 | MAIN-007 | Main 007 | WTR-LWA | Work Area 2 Central Mains and Chambers
101541 | MAIN-008 | Main 008 | WTR-LWA | Work Area 2 Central Mains and Chambers
101542 | MAIN-008 | Main 008 | WTR-MT3 | Work Area 3 WEST Mains and Chambers
101543 | MAIN-011 | Main 011 | WTR-LWA | Work Area 2 Central Mains and Chambers
101544 | MAIN-013 | Main 013 | WTR-LWA | Work Area 2 Central Mains and Chambers
101545 | MAIN-014 | Main 014 (Transferred to D&C) | WTR-SUSPENDED | Suspended Obsolete entity for storage purpose |  |  | 36946
101546 | MAIN-017 | Main 017 | WTR-LWA | Work Area 2 Central Mains and Chambers
101547 | MAIN-019 | Main 019 | WTR-LWA | Work Area 2 Central Mains and Chambers
101548 | MAIN-020 | Main 020 | WTR-LWA | Work Area 2 Central Mains and Chambers
101549 | MAIN-026 | Main 160 | WTR-LWA | Work Area 2 Central Mains and Chambers
101550 | MAIN-028 | Main 028 | WTR-LWA | Work Area 2 Central Mains and Chambers
101551 | MAIN-028 | Main 028 | WTR-MT1 | Work Area 1 EAST Mains and Chambers
101552 | MAIN-028A | Main 028A | WTR-MT1 | Work Area 1 EAST Mains and Chambers
101553 | MAIN-028B | Main 028B | WTR-LWA | Work Area 2 Central Mains and Chambers
101554 | MAIN-028B | Main 028B | WTR-MT1 | Work Area 1 EAST Mains and Chambers
101555 | MAIN-028C | Main 028C | WTR-LWA | Work Area 2 Central Mains and Chambers
101556 | MAIN-029 EAST | Main 029 | WTR-MT1 | Work Area 1 EAST Mains and Chambers
101557 | MAIN-036 | Main 036 | WTR-MT1 | Work Area 1 EAST Mains and Chambers
101558 | MAIN-087 | Main 087 | WTR-MT3 | Work Area 3 WEST Mains and Chambers
101559 | MAIN-090 | Main 090 | WTR-LWA | Work Area 2 Central Mains and Chambers
101560 | MAIN-090 | Main 090 | WTR-MT3 | Work Area 3 WEST Mains and Chambers
101561 | MAIN-093 | Main 093 | WTR-LWA | Work Area 2 Central Mains and Chambers
101562 | MAIN-093 | Main 093 | WTR-MT3 | Work Area 3 WEST Mains and Chambers
101563 | MAIN-094 | Main 094 | WTR-LWA | Work Area 2 Central Mains and Chambers
101564 | MAIN-094 | Main 094 | WTR-MT3 | Work Area 3 WEST Mains and Chambers
101565 | MAIN-095 | Main 095 | WTR-LWA | Work Area 2 Central Mains and Chambers
101566 | MAIN-095 | Main 095 | WTR-MT1 | Work Area 1 EAST Mains and Chambers
101567 | MAIN-096 | Main 096 | WTR-LWA | Work Area 2 Central Mains and Chambers
101568 | MAIN-097 | Main 097 | WTR-LWA | Work Area 2 Central Mains and Chambers
101569 | MAIN-097 | Main 097 | WTR-MT1 | Work Area 1 EAST Mains and Chambers
101570 | MAIN-099 | Main 099 | WTR-LWA | Work Area 2 Central Mains and Chambers
101571 | MAIN-099 | Main 099 | WTR-MT3 | Work Area 3 WEST Mains and Chambers
101572 | MAIN-101 | Main 101 | WTR-LWA | Work Area 2 Central Mains and Chambers
101573 | MAIN-103 | Main 103 | WTR-LWA | Work Area 2 Central Mains and Chambers
101574 | MAIN-103 | Main 103 | WTR-MT3 | Work Area 3 WEST Mains and Chambers
101575 | MAIN-108 | Main 108 | WTR-LWA | Work Area 2 Central Mains and Chambers
101576 | MAIN-108 | Main 108 | WTR-MT1 | Work Area 1 EAST Mains and Chambers
101577 | MAIN-109 | Main 109 | WTR-LWA | Work Area 2 Central Mains and Chambers
101578 | MAIN-109 | Main 109 | WTR-MT1 | Work Area 1 EAST Mains and Chambers
101579 | MAIN-110 | Main 110 | WTR-LWA | Work Area 2 Central Mains and Chambers
101580 | MAIN-110 | Main 110 | WTR-MT3 | Work Area 3 WEST Mains and Chambers
101581 | MAIN-111 | Main 111 | WTR-LWA | Work Area 2 Central Mains and Chambers
101582 | MAIN-111 | Main 111 | WTR-MT3 | Work Area 3 WEST Mains and Chambers
101583 | MAIN-112 | Main 112 | WTR-MT1 | Work Area 1 EAST Mains and Chambers
101584 | MAIN-113 | Main 113 | WTR-LWA | Work Area 2 Central Mains and Chambers
101585 | MAIN-114 | Main 114 | WTR-MT3 | Work Area 3 WEST Mains and Chambers
101586 | MAIN-115 | Main 115 | WTR-LWA | Work Area 2 Central Mains and Chambers
101587 | MAIN-115 | Main 115 | WTR-MT3 | Work Area 3 WEST Mains and Chambers
101588 | MAIN-116 | Main 116 | WTR-MT1 | Work Area 1 EAST Mains and Chambers
101589 | MAIN-117 | Main 117 | WTR-LWA | Work Area 2 Central Mains and Chambers
101590 | MAIN-119 | Main 119 | WTR-LWA | Work Area 2 Central Mains and Chambers
101591 | MAIN-122 | Main 122 | WTR-LWA | Work Area 2 Central Mains and Chambers
101592 | MAIN-122 | Main 122 | WTR-MT1 | Work Area 1 EAST Mains and Chambers
101593 | MAIN-126 | Main 126 | WTR-LWA | Work Area 2 Central Mains and Chambers
101594 | MAIN-126 | Main 126 | WTR-MT3 | Work Area 3 WEST Mains and Chambers
101595 | MAIN-127 | Main 127 | WTR-LWA | Work Area 2 Central Mains and Chambers
101596 | MAIN-128 | Main 128 | WTR-LWA | Work Area 2 Central Mains and Chambers
101597 | MAIN-128 | Main 128 | WTR-MT3 | Work Area 3 WEST Mains and Chambers
101598 | MAIN-134 | Main 134 | WTR-MT1 | Work Area 1 EAST Mains and Chambers
101599 | MAIN-140 | Main 140 | WTR-LWA | Work Area 2 Central Mains and Chambers
101600 | MAIN-143 | Main 143 | WTR-LWA | Work Area 2 Central Mains and Chambers
101601 | MAIN-143 | Main 143 | WTR-MT3 | Work Area 3 WEST Mains and Chambers
101602 | MAIN-145 | Main 145 | WTR-LWA | Work Area 2 Central Mains and Chambers
101603 | MAIN-145 | Main 145 | WTR-MT3 | Work Area 3 WEST Mains and Chambers
101604 | MAIN-146 | Main 146 (Transferred to D&C) | WTR-LWA | Work Area 2 Central Mains and Chambers |  |  | 36952
101605 | MAIN-147 | Main 147 | WTR-LWA | Work Area 2 Central Mains and Chambers
101606 | MAIN-148 | Main 148 | WTR-LWA | Work Area 2 Central Mains and Chambers
101607 | MAIN-151 | Main 151 | WTR-LWA | Work Area 2 Central Mains and Chambers
101608 | MAIN-153 | Main 153 | WTR-LWA | Work Area 2 Central Mains and Chambers
101609 | MAIN-153 | Main 153 | WTR-MT1 | Work Area 1 EAST Mains and Chambers
101610 | MAIN-155 | Main 155 | WTR-LWA | Work Area 2 Central Mains and Chambers
101611 | MAIN-155 | Main 155 | WTR-MT1 | Work Area 1 EAST Mains and Chambers
101612 | MAIN-157 | Main 157 | WTR-LWA | Work Area 2 Central Mains and Chambers
101613 | MAIN-157 | Main 157 | WTR-MT1 | Work Area 1 EAST Mains and Chambers
101614 | MAIN-158 | Main 158 | WTR-LWA | Work Area 2 Central Mains and Chambers
101615 | MAIN-159 | Main 159 | WTR-LWA | Work Area 2 Central Mains and Chambers
101616 | MAIN-159 | Main 159 | WTR-MT3 | Work Area 3 WEST Mains and Chambers
101617 | MAIN-160 | Main 160 | WTR-MT1 | Work Area 1 EAST Mains and Chambers
101618 | MAIN-161 | Main 161 | WTR-LWA | Work Area 2 Central Mains and Chambers
101619 | MAIN-162 | Main 162 | WTR-LWA | Work Area 2 Central Mains and Chambers
101620 | MAIN-164 | Main 164 | WTR-LWA | Work Area 2 Central Mains and Chambers
101621 | MAIN-164 | Main 164 | WTR-MT1 | Work Area 1 EAST Mains and Chambers
101622 | MAIN-168 | Main 168 | WTR-LWA | Work Area 2 Central Mains and Chambers
101623 | MAIN-168 | Main 168 | WTR-MT3 | Work Area 3 WEST Mains and Chambers
101624 | MAIN-172 | Main 172 | WTR-MT1 | Work Area 1 EAST Mains and Chambers
101625 | MAIN-173 | Main 173 | WTR-LWA | Work Area 2 Central Mains and Chambers
101626 | MAIN-173 | Main 173 | WTR-MT1 | Work Area 1 EAST Mains and Chambers
101627 | MAIN-175 | Main 175 | WTR-LWA | Work Area 2 Central Mains and Chambers
101628 | MAIN-176 | Main 176 | WTR-LWA | Work Area 2 Central Mains and Chambers
101629 | MAIN-176 | Main 176 | WTR-MT3 | Work Area 3 WEST Mains and Chambers
101630 | MAIN-178 | Main 178 | WTR-LWA | Work Area 2 Central Mains and Chambers
101631 | MAIN-179 | Main 179 | WTR-LWA | Work Area 2 Central Mains and Chambers
101632 | MAIN-180 | Main 180 | WTR-LWA | Work Area 2 Central Mains and Chambers
101633 | MAIN-180 | Main 180 | WTR-MT3 | Work Area 3 WEST Mains and Chambers
101634 | MAIN-182 | Main 182 | WTR-LWA | Work Area 2 Central Mains and Chambers
101635 | MAIN-182 | Main 182 | WTR-MT3 | Work Area 3 WEST Mains and Chambers
101636 | MAIN-184 | Main 184 | WTR-LWA | Work Area 2 Central Mains and Chambers
101637 | MAIN-184 | Main 184 | WTR-MT1 | Work Area 1 EAST Mains and Chambers
101638 | MAIN-185 | Main 185 | WTR-LWA | Work Area 2 Central Mains and Chambers
101639 | MAIN-185 | Main 185 | WTR-MT3 | Work Area 3 WEST Mains and Chambers
101640 | MAIN-187 | Main 187 | WTR-LWA | Work Area 2 Central Mains and Chambers
101641 | MAIN-187 | Main 187 | WTR-MT3 | Work Area 3 WEST Mains and Chambers
101642 | MAIN-189 | Main 189 | WTR-LWA | Work Area 2 Central Mains and Chambers
101643 | MAIN-190 | Main 190 | WTR-LWA | Work Area 2 Central Mains and Chambers
101644 | MAIN-192 | Main 192 | WTR-LWA | Work Area 2 Central Mains and Chambers
101645 | MAIN-193 | Main 193 | WTR-LWA | Work Area 2 Central Mains and Chambers
101646 | MAIN-193 | Main 193 | WTR-MT3 | Work Area 3 WEST Mains and Chambers
101647 | MAIN-194 | Main 194 | WTR-LWA | Work Area 2 Central Mains and Chambers
101648 | MAIN-194 | Main 194 | WTR-MT3 | Work Area 3 WEST Mains and Chambers
101649 | MAIN-197 | Main 197 | WTR-LWA | Work Area 2 Central Mains and Chambers
101650 | MAIN-197 | Main 197 | WTR-MT3 | Work Area 3 WEST Mains and Chambers
101651 | MAIN-198 | Main 198 | WTR-LWA | Work Area 2 Central Mains and Chambers
101652 | MAIN-198 | Main 198 | WTR-MT3 | Work Area 3 WEST Mains and Chambers
101653 | MAIN-202 | Main 202 | WTR-LWA | Work Area 2 Central Mains and Chambers
101654 | MAIN-202 | Main 202 | WTR-MT3 | Work Area 3 WEST Mains and Chambers
101655 | MAIN-206 | Main 206 | WTR-LWA | Work Area 2 Central Mains and Chambers
101656 | MAIN-206 | Main 206 | WTR-MT3 | Work Area 3 WEST Mains and Chambers
101657 | MAIN-208 EAST | Main 208 | WTR-LWA | Work Area 2 Central Mains and Chambers
101658 | MAIN-208 EAST | Main 208 | WTR-MT1 | Work Area 1 EAST Mains and Chambers
101659 | MAIN-209 | Main 209 | WTR-LWA | Work Area 2 Central Mains and Chambers
101660 | MAIN-209 | Main 209 | WTR-MT1 | Work Area 1 EAST Mains and Chambers
101661 | MAIN-210 | Main 210 | WTR-MT3 | Work Area 3 WEST Mains and Chambers
101662 | MAIN-211 | Main 211 | WTR-LWA | Work Area 2 Central Mains and Chambers
101663 | MAIN-211 | Main 211 | WTR-MT1 | Work Area 1 EAST Mains and Chambers
101664 | MAIN-214 | Main 214 | WTR-LWA | Work Area 2 Central Mains and Chambers
101665 | MAIN-214 | Main 214 | WTR-MT1 | Work Area 1 EAST Mains and Chambers
101666 | MAIN-218 | Main 218 | WTR-LWA | Work Area 2 Central Mains and Chambers
101667 | MAIN-223 | Main 223 | WTR-LWA | Work Area 2 Central Mains and Chambers
101668 | MAIN-223 | Main 223 | WTR-MT3 | Work Area 3 WEST Mains and Chambers
101669 | MAIN-225 | Main 225 | WTR-LWA | Work Area 2 Central Mains and Chambers
101670 | MAIN-225 | Main 225 | WTR-MT3 | Work Area 3 WEST Mains and Chambers
101671 | MAIN-229 | Main 229 | WTR-LWA | Work Area 2 Central Mains and Chambers
101672 | MAIN-229 | Main 229 | WTR-MT3 | Work Area 3 WEST Mains and Chambers
101673 | MAIN-232 | Main 232 | WTR-LWA | Work Area 2 Central Mains and Chambers
101674 | MAIN-232 | Main 232 | WTR-MT3 | Work Area 3 WEST Mains and Chambers
101675 | MAIN-233 | Main 233 | WTR-LWA | Work Area 2 Central Mains and Chambers
101676 | MAIN-233 | Main 233 | WTR-MT3 | Work Area 3 WEST Mains and Chambers
101677 | MAIN-236 | Main 236 | WTR-LWA | Work Area 2 Central Mains and Chambers
101678 | MAIN-236 | Main 236 | WTR-MT1 | Work Area 1 EAST Mains and Chambers
101679 | MAIN-237 | Main 237 | WTR-LWA | Work Area 2 Central Mains and Chambers
101680 | MAIN-241 | Main 241 | WTR-LWA | Work Area 2 Central Mains and Chambers
101681 | MAIN-241 | Main 241 | WTR-MT3 | Work Area 3 WEST Mains and Chambers
101682 | MAIN-243 | Main 243 | WTR-LWA | Work Area 2 Central Mains and Chambers
101683 | MAIN-244 | Main 244 | WTR-LWA | Work Area 2 Central Mains and Chambers
101684 | MAIN-244 | Main 244 | WTR-MT3 | Work Area 3 WEST Mains and Chambers
101685 | MAIN-245 | Main 245 | WTR-LWA | Work Area 2 Central Mains and Chambers
101686 | MAIN-245 | Main 245 | WTR-MT1 | Work Area 1 EAST Mains and Chambers
101687 | MAIN-247 | Main 247 | WTR-LWA | Work Area 2 Central Mains and Chambers
101688 | MAIN-247 | Main 247 | WTR-MT1 | Work Area 1 EAST Mains and Chambers
101689 | MAIN-249 | Main 249 | WTR-LWA | Work Area 2 Central Mains and Chambers
101690 | MAIN-249 | Main 249 | WTR-MT1 | Work Area 1 EAST Mains and Chambers
101691 | MAIN-252 | Main 252 | WTR-LWA | Work Area 2 Central Mains and Chambers
101692 | MAIN-254 | Main 254 | WTR-LWA | Work Area 2 Central Mains and Chambers
101693 | MAIN-254 | Main 254 | WTR-MT3 | Work Area 3 WEST Mains and Chambers
101694 | MAIN-256 | Main 256 | WTR-LWA | Work Area 2 Central Mains and Chambers
101695 | MAIN-256 | Main 256 | WTR-MT3 | Work Area 3 WEST Mains and Chambers
101696 | MAIN-259 | Main 259 | WTR-LWA | Work Area 2 Central Mains and Chambers
101697 | MAIN-259 | Main 259 | WTR-MT3 | Work Area 3 WEST Mains and Chambers
101698 | MAIN-261 | Main 261 | WTR-LWA | Work Area 2 Central Mains and Chambers
101699 | MAIN-261 | Main 261 | WTR-MT3 | Work Area 3 WEST Mains and Chambers
101700 | MAIN-270 | Main 270 | WTR-LWA | Work Area 2 Central Mains and Chambers
101701 | MAIN-270 | Main 270 | WTR-MT1 | Work Area 1 EAST Mains and Chambers
101702 | MAIN-272 | Main 272 | WTR-MT3 | Work Area 3 WEST Mains and Chambers
101703 | MAIN-273 | Main 273 | WTR-LWA | Work Area 2 Central Mains and Chambers
101704 | MAIN-273 | Main 273 | WTR-MT1 | Work Area 1 EAST Mains and Chambers
101705 | MAIN-274 | Main 274 | WTR-LWA | Work Area 2 Central Mains and Chambers
101706 | MAIN-274 | Main 274 | WTR-MT1 | Work Area 1 EAST Mains and Chambers
101707 | MAIN-277 | Main 277 | WTR-LWA | Work Area 2 Central Mains and Chambers
101708 | MAIN-277 | Main 277 | WTR-MT1 | Work Area 1 EAST Mains and Chambers
101709 | MAIN-278 | Main 278 | WTR-LWA | Work Area 2 Central Mains and Chambers
101710 | MAIN-280 | Main 280 | WTR-LWA | Work Area 2 Central Mains and Chambers
101711 | MAIN-280 | Main 280 | WTR-MT3 | Work Area 3 WEST Mains and Chambers
101712 | MAIN-283 | Main 283 | WTR-LWA | Work Area 2 Central Mains and Chambers
101713 | MAIN-285 | Main 285 (Transferred to D&C) | WTR-LWA | Work Area 2 Central Mains and Chambers
101714 | MAIN-287 | Main 287 | WTR-LWA | Work Area 2 Central Mains and Chambers
101715 | MAIN-287 | Main 287 | WTR-MT3 | Work Area 3 WEST Mains and Chambers
101716 | MAIN-289 | Main 289 | WTR-LWA | Work Area 2 Central Mains and Chambers
101717 | MAIN-289 | Main 289 | WTR-MT1 | Work Area 1 EAST Mains and Chambers
101718 | MAIN-290 | Main 290 | WTR-LWA | Work Area 2 Central Mains and Chambers
101719 | MAIN-290 | Main 290 | WTR-MT1 | Work Area 1 EAST Mains and Chambers
101720 | MAIN-294 | Main 294 | WTR-LWA | Work Area 2 Central Mains and Chambers
101721 | MAIN-298 | Main 298 | WTR-LWA | Work Area 2 Central Mains and Chambers
101722 | MAIN-298 | Main 298 | WTR-MT1 | Work Area 1 EAST Mains and Chambers
101723 | MAIN-299 | Main 299 | WTR-LWA | Work Area 2 Central Mains and Chambers
101724 | MAIN-299 | Main 299 | WTR-MT1 | Work Area 1 EAST Mains and Chambers
101725 | MAIN-303 | Main 303 | WTR-LWA | Work Area 2 Central Mains and Chambers
101726 | MAIN-303 | Main 303 | WTR-MT3 | Work Area 3 WEST Mains and Chambers
101727 | MAIN-306 | Main 306 | WTR-LWA | Work Area 2 Central Mains and Chambers
101728 | MAIN-306 | Main 306 | WTR-MT3 | Work Area 3 WEST Mains and Chambers
101729 | MAIN-307 | Main 307 | WTR-LWA | Work Area 2 Central Mains and Chambers
101730 | MAIN-307 | Main 307 | WTR-MT3 | Work Area 3 WEST Mains and Chambers
101731 | MAIN-308 | Main 308 | WTR-LWA | Work Area 2 Central Mains and Chambers
101732 | MAIN-311 | Main 311 | WTR-LWA | Work Area 2 Central Mains and Chambers
101733 | MAIN-311 | Main 311 | WTR-MT1 | Work Area 1 EAST Mains and Chambers
101734 | MAIN-313 | Main 313 | WTR-LWA | Work Area 2 Central Mains and Chambers
101735 | MAIN-313 | Main 313 | WTR-MT1 | Work Area 1 EAST Mains and Chambers
101736 | MAIN-315 | Main 315 | WTR-LWA | Work Area 2 Central Mains and Chambers
101737 | MAIN-317 | Main 317 | WTR-LWA | Work Area 2 Central Mains and Chambers
101738 | MAIN-317 | Main 317 | WTR-MT3 | Work Area 3 WEST Mains and Chambers
101739 | MAIN-319 | Main 319 | WTR-LWA | Work Area 2 Central Mains and Chambers
101740 | MAIN-320 | Main 320 | WTR-LWA | Work Area 2 Central Mains and Chambers
101741 | MAIN-320 | Main 320 | WTR-MT1 | Work Area 1 EAST Mains and Chambers
101742 | MAIN-323 | Main 323 | WTR-LWA | Work Area 2 Central Mains and Chambers
101743 | MAIN-324 | Main 324 | WTR-LWA | Work Area 2 Central Mains and Chambers
101744 | MAIN-324 | Main 324 | WTR-MT1 | Work Area 1 EAST Mains and Chambers
101745 | MAIN-325 | Main 325 | WTR-LWA | Work Area 2 Central Mains and Chambers
101746 | MAIN-325 | Main 325 | WTR-MT3 | Work Area 3 WEST Mains and Chambers
101747 | MAIN-327 | Main 327 | WTR-LWA | Work Area 2 Central Mains and Chambers
101748 | MAIN-328 | Main 328 | WTR-LWA | Work Area 2 Central Mains and Chambers
101749 | MAIN-328 | Main 328 | WTR-MT1 | Work Area 1 EAST Mains and Chambers
101750 | MAIN-329 | Main 329 | WTR-LWA | Work Area 2 Central Mains and Chambers
101751 | MAIN-331 | Main 331 | WTR-LWA | Work Area 2 Central Mains and Chambers
101752 | MAIN-331 | Main 331 | WTR-MT3 | Work Area 3 WEST Mains and Chambers
101753 | MAIN-332 | Main 332 | WTR-LWA | Work Area 2 Central Mains and Chambers
101754 | MAIN-333 | Main 333 | WTR-LWA | Work Area 2 Central Mains and Chambers
101755 | MAIN-333 | Main 333 | WTR-MT3 | Work Area 3 WEST Mains and Chambers
101756 | MAIN-334 | Main 334 | WTR-LWA | Work Area 2 Central Mains and Chambers
101757 | MAIN-335 | Main 335 | WTR-LWA | Work Area 2 Central Mains and Chambers
101758 | MAIN-336 | Main 336 | WTR-LWA | Work Area 2 Central Mains and Chambers
101759 | MAIN-337 | Main 337 | WTR-MT1 | Work Area 1 EAST Mains and Chambers
101760 | MAIN-338 | Main 338 | WTR-LWA | Work Area 2 Central Mains and Chambers
101761 | MAIN-338 | Main 338 | WTR-MT3 | Work Area 3 WEST Mains and Chambers
101762 | MAIN-339 | Main 339 | WTR-LWA | Work Area 2 Central Mains and Chambers
101763 | MAIN-340 | Main 340 | WTR-MT3 | Work Area 3 WEST Mains and Chambers
101764 | MAIN-343 | Main 343 | WTR-LWA | Work Area 2 Central Mains and Chambers
101765 | MAIN-344 | Main 344 | WTR-LWA | Work Area 2 Central Mains and Chambers
101766 | MAIN-344 | Main 344 | WTR-MT3 | Work Area 3 WEST Mains and Chambers
101767 | MAIN-346 | Main 346 | WTR-LWA | Work Area 2 Central Mains and Chambers
101768 | MAIN-347 | Main 347 | WTR-LWA | Work Area 2 Central Mains and Chambers
101769 | MAIN-347 | Main 347 | WTR-MT3 | Work Area 3 WEST Mains and Chambers
101770 | MAIN-348 | Main 348 | WTR-MT1 | Work Area 1 EAST Mains and Chambers
101771 | MAIN-353 | Main 353 | WTR-LWA | Work Area 2 Central Mains and Chambers
101772 | MAIN-353 | Main 353 | WTR-MT3 | Work Area 3 WEST Mains and Chambers
101773 | MAIN-354 | Main 354 | WTR-MT3 | Work Area 3 WEST Mains and Chambers
101774 | MAIN-355 | Main 355 | WTR-LWA | Work Area 2 Central Mains and Chambers
101775 | MAIN-355 | Main 355 | WTR-MT1 | Work Area 1 EAST Mains and Chambers
101776 | MAIN-356 | Main 356 | WTR-LWA | Work Area 2 Central Mains and Chambers
101777 | MAIN-357 | Main 357 | WTR-LWA | Work Area 2 Central Mains and Chambers
101778 | MAIN-357 | Main 357 | WTR-MT3 | Work Area 3 WEST Mains and Chambers
101779 | MAIN-358 | Main 358 | WTR-MT3 | Work Area 3 WEST Mains and Chambers
101780 | MAIN-359 | Main 359 | WTR-LWA | Work Area 2 Central Mains and Chambers
101781 | MAIN-359 | Main 359 | WTR-MT1 | Work Area 1 EAST Mains and Chambers
101782 | MAIN-362 | Main 362 | WTR-LWA | Work Area 2 Central Mains and Chambers
101783 | MAIN-362 | Main 362 | WTR-MT3 | Work Area 3 WEST Mains and Chambers
101784 | MAIN-363 | Main 363 | WTR-LWA | Work Area 2 Central Mains and Chambers
101785 | MAIN-363 | Main 363 | WTR-MT3 | Work Area 3 WEST Mains and Chambers
101786 | MAIN-366 | Main 366 | WTR-LWA | Work Area 2 Central Mains and Chambers
101787 | MAIN-366 | Main 366 | WTR-MT1 | Work Area 1 EAST Mains and Chambers
101788 | MAIN-367 | Main 367 | WTR-LWA | Work Area 2 Central Mains and Chambers
101789 | MAIN-367 | Main 367 | WTR-MT3 | Work Area 3 WEST Mains and Chambers
101790 | MAIN-371 | Main 371 | WTR-LWA | Work Area 2 Central Mains and Chambers
101791 | MAIN-371 | Main 371 | WTR-MT1 | Work Area 1 EAST Mains and Chambers
101792 | MAIN-373 | Main 373 | WTR-LWA | Work Area 2 Central Mains and Chambers
101793 | MAIN-375 | Main 375 | WTR-LWA | Work Area 2 Central Mains and Chambers
101794 | MAIN-377 | Main 377 | WTR-LWA | Work Area 2 Central Mains and Chambers
101795 | MAIN-377 | Main 377 | WTR-MT1 | Work Area 1 EAST Mains and Chambers
101796 | MAIN-379 | Main 379 | WTR-LWA | Work Area 2 Central Mains and Chambers
101797 | MAIN-379 | Main 379 | WTR-MT1 | Work Area 1 EAST Mains and Chambers
101798 | MAIN-380 | Main 380 | WTR-LWA | Work Area 2 Central Mains and Chambers
101799 | MAIN-381 | Main 381 | WTR-MT1 | Work Area 1 EAST Mains and Chambers
101800 | MAIN-385 | Main 385 | WTR-MT1 | Work Area 1 EAST Mains and Chambers
101801 | MAIN-387 | Main 387 | WTR-LWA | Work Area 2 Central Mains and Chambers
101802 | MAIN-388 | Main 388 | WTR-LWA | Work Area 2 Central Mains and Chambers
101803 | MAIN-390 | Main 390 | WTR-MT3 | Work Area 3 WEST Mains and Chambers
101808 | MCP | CONTRACT ADMINISTRATION | DOS | DIVISIONAL OPERATIONS SERVICES
101819 | MH3966416293 | STORAGE PIPE | TNT-OF | Outfall, Weirs, CSO and Detention Tanks | Door,Overhead
101820 | MH3966816287 | STORAGE PIPE | TNT-OF | Outfall, Weirs, CSO and Detention Tanks | Door,Overhead
101851 | MTAH129 | VICTORIA-401 STS (Underground Chamber) | TRK-DON | DON DRAINAGE AREA
102088 | MTMH101 | HIGH LEVEL INTERCEPTOR STS | TRK-DON | DON DRAINAGE AREA
102213 | MTMH102 | LOW LEVEL INTERCEPTOR STS | TRK-DON | DON DRAINAGE AREA
102312 | MTMH120 | COXWELL STS | TRK-DON | DON DRAINAGE AREA
102323 | MTMH121 | ROSEDALE CREEK STS | TRK-DON | DON DRAINAGE AREA
102460 | MTMH125 | NORTH TORONTO STS | TRK-DON | DON DRAINAGE AREA
102585 | MTMH127 | BERMONDSEY STS | TRK-DON | DON DRAINAGE AREA
102621 | MTMH130 | NEWTONBROOK STS | TRK-DON | DON DRAINAGE AREA
102654 | MTMH131 | LESLIE-STEELES STS | TRK-DON | DON DRAINAGE AREA
102669 | MTMH132 | WEST DON STS | TRK-DON | DON DRAINAGE AREA
102794 | MTMH133 | WILKET CREEK STS | TRK-DON | DON DRAINAGE AREA
102888 | MTMH136 | PARLIAMENT STS | TRK-DON | DON DRAINAGE AREA
102903 | MTMH160 | CADORNA CTS | TRK-DON | DON DRAINAGE AREA
102963 | MTMH180 | COXWELL P.LOT STM | TRK-DON | DON DRAINAGE AREA
102965 | MTMH181 | RIVERDALE STM | TRK-DON | DON DRAINAGE AREA
102969 | MTMH182 | SPADINA STM | TRK-DON | DON DRAINAGE AREA
103010 | MTMH183 | SUNRISE STM | TRK-DON | DON DRAINAGE AREA
103042 | MTMH185 | VICTORIA-401 STM | TRK-DON | DON DRAINAGE AREA
103104 | MTMH220 | HIGHLAND CREEK STS | TRK-HCK | HIGHLAND CREEK DRAINAGE AREA
103276 | MTMH221 | MORNINGSIDE STS | TRK-HCK | HIGHLAND CREEK DRAINAGE AREA
103408 | MTMH223 | EAST HIGHLAND CREEK STS | TRK-HCK | HIGHLAND CREEK DRAINAGE AREA
103471 | MTMH224 | DORSET PARK STS | TRK-HCK | HIGHLAND CREEK DRAINAGE AREA
103530 | MTMH225 | MALVERN STS | TRK-HCK | HIGHLAND CREEK DRAINAGE AREA
103572 | MTMH226 | MCCOWAN ROAD STS | TRK-HCK | HIGHLAND CREEK DRAINAGE AREA
103575 | MTMH227 | WEST ROUGE STS | TRK-DON | DON DRAINAGE AREA
103583 | MTMH228 | CUMBER STS | TRK-HCK | HIGHLAND CREEK DRAINAGE AREA
103589 | MTMH320 | HUMBER STS | TRK-HMR | HUMBER DRAINAGE AREA
103700 | MTMH322 | SOUTH MIMICO STS | TRK-DON | DON DRAINAGE AREA
103701 | MTMH322 | SOUTH MIMICO STS | TRK-HMR | HUMBER DRAINAGE AREA
103778 | MTMH323 | MENDOTA STS | TRK-HMR | HUMBER DRAINAGE AREA
103997 | MTMH327 | BLACK CREEK STS | TRK-HMR | HUMBER DRAINAGE AREA
104123 | MTMH328 | ST. CLAIR STS | TRK-HMR | HUMBER DRAINAGE AREA
104149 | MTMH330 | SILVER CREEK STS | TRK-HMR | HUMBER DRAINAGE AREA
104180 | MTMH331 | CHAPMAN STS | TRK-HMR | HUMBER DRAINAGE AREA
104227 | MTMH332 | ALBION STS | TRK-HMR | HUMBER DRAINAGE AREA
104275 | MTMH333 | BERRY CREEK STS | TRK-DON | DON DRAINAGE AREA
104314 | MTMH334 | WEST HUMBER STS | TRK-HMR | HUMBER DRAINAGE AREA
104368 | MTMH335 | EMERY STS | TRK-HMR | HUMBER DRAINAGE AREA
104389 | MTMH360 | HILLARY CTS | TRK-DON | DON DRAINAGE AREA
104427 | MTMH361 | MOUNT DENNIS CTS | TRK-DON | DON DRAINAGE AREA
104457 | MTMH362 | ELM CTS | TRK-HMR | HUMBER DRAINAGE AREA
104475 | MTMH380 | NORTH YORK STM | TRK-DON | DON DRAINAGE AREA
104513 | MTMH420 | HILLHURST STS | TRK-NTO | NORTH TORONTO DRAINAGE AREA
104533 | MTMH422 | WOBURN STS | TRK-NTO | NORTH TORONTO DRAINAGE AREA
104539 | MTMH460 | FORMAN-YONGE CTS | TRK-NTO | NORTH TORONTO DRAINAGE AREA
104581 | MTMH462 | BALLIOL CTS | TRK-NTO | NORTH TORONTO DRAINAGE AREA
104669 | MTMH467 | GREER CTS | TRK-NTO | NORTH TORONTO DRAINAGE AREA
104687 | MTMH480 | NORTH TORONTO STM | TRK-DON | DON DRAINAGE AREA
104702 | MTMH520 | LONGBRANCH STS | TRK-DON | DON DRAINAGE AREA
104743 | MTMH521 | ETOBICOKE STS | TRK-LVW | LAKEVIEW DRAINAGE AREA
104822 | MTMH524 | NEW TORONTO FM/STS | TRK-LVW | LAKEVIEW DRAINAGE AREA
104834 | NORTH SUBSTATION_BASEMENT | MSA Substation,Basement | TAB_EL1_NS | Electrical Distribution,North Substation
104835 | NORTH SUBSTN_BTTRY RM | MSA Substation,Battery Room | TAB_EL1_NS | Electrical Distribution,North Substation
105103 | NX2623A | Fan, Air Supply ES-1, Seawall Sub-Station Roof | TAB-ACC-AHU-SEAWL | AHUs/Supply Fans Sea Wall Substation
105187 | NYCC-OFFICE | Computer Location | YMH-ADMIN-BLDG | Building Location
105194 | OS | Operational Support | TW | Toronto Water
105195 | OTH-DIS | DISTRICT OPERARTIONS | OTH | DOS - OTHERS
105196 | OTH-DIS-NOR | DISTRICT OPERATIONS - NORTH | OTH-DIS | DISTRICT OPERARTIONS
105197 | OTH-DIS-WEST | DISTRICT OPERATIONS - WEST | OTH-DIS | DISTRICT OPERARTIONS
105198 | OTH-FIR | FIRE SERVICES | OTH | DOS - OTHERS
105199 | OTH-HUS | HUSAR | OTH | DOS - OTHERS
105200 | OTH-SLW | SOLID WASTE | OTH | DOS - OTHERS
105222 | PCS EOC CLIENTS | PCS EOC Clients | YTF-SPC1 | Process Control Systems - Administrative
105248 | PLANT TECH | Plant Techs | FCL-SES-8 | Respirator Fit Testing
105372 | SCADA SUPPORT | SCADA Support | YTF-SPC1 | Process Control Systems - Administrative
105375 | SCC-ADMIN-BLDG | Building Location | YMH-EUS | Production & End User Support
105528 | SW | Solid Waste | B | Cluster B
105529 | SWM | DOS - STORM WATER MANAGEMENT | DOS | DIVISIONAL OPERATIONS SERVICES
105530 | SWM-HMR | HUMBER WATERSHED | SWM | DOS - STORM WATER MANAGEMENT
105563 | SWM-PBL-MISC | Miscellaneous Equipment | SWM-PBL | Bloor Storm Pumping Station
105584 | SWM-PDU-CH-0001 | Chamber, Valve | SWM-PDU | Dunker's Storm | Chamber |  |  | CH
105585 | SWM-PDU-CH-0001 | Chamber, Valve | SWM-PDU-MISC | Miscellaneous Equipment | Chamber |  |  | CH
105586 | SWM-PDU-CH-0002 | Chamber, Ualtra sonic Level Meter | SWM-PDU | Dunker's Storm | Chamber |  |  | CH
105587 | SWM-PDU-CP-0001 | Control Panel, Pumps | SWM-PDU-MISC | Miscellaneous Equipment | Control Panel |  |  | CP
105588 | SWM-PDU-G-0001 | Sluice Gate, Intake | SWM-PDU | Dunker's Storm | Valve |  |  | G
105589 | SWM-PDU-G-0001 | Sluice Gate, Intake | SWM-PDU-MISC | Miscellaneous Equipment | Valve |  |  | G
105590 | SWM-PDU-G-0002 | Sluice Gate, Intake | SWM-PDU | Dunker's Storm | Valve |  |  | G
105591 | SWM-PDU-G-0002 | Sluice Gate, Intake | SWM-PDU-MISC | Miscellaneous Equipment | Valve |  |  | G
105592 | SWM-PDU-JIT-0001 | Meter, Power Indicating Transmitter, Main Power | SWM-PDU | Dunker's Storm | Meter |  |  | JIT
105593 | SWM-PDU-JIT-0001 | Meter, Power Indicating Transmitter, Main Power | SWM-PDU-MISC | Miscellaneous Equipment | Meter |  |  | JIT
105594 | SWM-PDU-LIT-0001 | Transmitter, Level | SWM-PDU-MISC | Miscellaneous Equipment | Transmitter,Level |  |  | LIT
105595 | SWM-PDU-SW-0001 | Switch, Main Power | SWM-PDU | Dunker's Storm | Switch |  |  | SW
105596 | SWM-PDU-SW-0001 | Switch, Main Power | SWM-PDU-MISC | Miscellaneous Equipment | Switch |  |  | SW
105597 | SWM-PDU-SW-0002 | Switch, Transformer | SWM-PDU | Dunker's Storm | Switch |  |  | SW
105598 | SWM-PDU-SW-0002 | Switch, Transformer | SWM-PDU-MISC | Miscellaneous Equipment | Switch |  |  | SW
105609 | SWM-PET-CP-0001 | Control Panel, Operator | SWM-PET | Eglinton - Bellamy Storm Pumping Station | Control Panel |  |  | CP
105610 | SWM-PET-CP-0001 | Control Panel, Operator | SWM-PET-MISC | Miscellaneous Equipment | Control Panel |  |  | CP
105611 | SWM-PET-CP-0002 | Control Panel, Electrical | SWM-PET-MISC | Miscellaneous Equipment | Control Panel |  |  | CP
105612 | SWM-PET-CP-0003 | Control Panel, Operator | SWM-PET-MISC | Miscellaneous Equipment | Control Panel |  |  | CP
105613 | SWM-PET-CP-0004 | Control Panel, Operator | SWM-PET-MISC | Miscellaneous Equipment | Control Panel |  |  | CP
105614 | SWM-PET-CP-0006 | Control Panel, Operator | SWM-PET | Eglinton - Bellamy Storm Pumping Station | Control Panel |  |  | CP
105616 | SWM-PET-DM-0001 | Damper/Louver, Exhaust | SWM-PET | Eglinton - Bellamy Storm Pumping Station | Damper/Louver |  |  | DM
105617 | SWM-PET-DM-0001 | Damper/Louver, Exhaust | SWM-PET-MISC | Miscellaneous Equipment | Damper/Louver |  |  | DM
105619 | SWM-PET-FN-0001 | Fan, Exhaust | SWM-PET | Eglinton - Bellamy Storm Pumping Station | Fan |  |  | FN
105620 | SWM-PET-FN-0001 | Fan, Exhaust | SWM-PET-MISC | Miscellaneous Equipment | Fan |  |  | FN
105621 | SWM-PET-FQ-0001 | Meter, Flow | SWM-PET | Eglinton - Bellamy Storm Pumping Station | Meter,Flow |  |  | FQ
105624 | SWM-PET-HTR-0001 | Heater | SWM-PET | Eglinton - Bellamy Storm Pumping Station | Heater |  |  | HTR
105625 | SWM-PET-JIT-0001 | Meter, Power Indicating Transmitter, Main Power | SWM-PET | Eglinton - Bellamy Storm Pumping Station | Meter |  |  | JIT
105626 | SWM-PET-LIT-0101 | Transmitter, Level | SWM-PET | Eglinton - Bellamy Storm Pumping Station | Transmitter,Level |  |  | LIT
105627 | SWM-PET-LIT-0101 | Transmitter, Level | SWM-PET-MISC | Miscellaneous Equipment | Transmitter,Level |  |  | LIT
105628 | SWM-PET-LP-0001 | Control Panel, Lighting | SWM-PET | Eglinton - Bellamy Storm Pumping Station | Control Panel |  |  | LP
105629 | SWM-PET-LSH-0103 | Switch, Level-High | SWM-PET | Eglinton - Bellamy Storm Pumping Station | Switch,Level |  |  | LSH
105630 | SWM-PET-LSH-0103 | Switch, Level-High | SWM-PET-MISC | Miscellaneous Equipment | Switch,Level |  |  | LSH
105631 | SWM-PET-LSHH-0104 | Switch, Level High-High | SWM-PET | Eglinton - Bellamy Storm Pumping Station | Switch,Level |  |  | LSHH
105632 | SWM-PET-LSLL-0101 | Switch, Level Low-Low | SWM-PET | Eglinton - Bellamy Storm Pumping Station | Switch,Level |  |  | LSLL
105633 | SWM-PET-LSLL-0101 | Switch, Level Low-Low | SWM-PET-MISC | Miscellaneous Equipment | Switch,Level |  |  | LSLL
105638 | SWM-PET-MISC | Miscellaneous Equipment | COL-PSW | Swansea Pumping Station
105639 | SWM-PET-MISC | Miscellaneous Equipment | SWM-PET | Eglinton - Bellamy Storm Pumping Station
105647 | SWM-PET-SW-0001 | Switch, Main Electrical Disconnect | SWM-PET-MISC | Miscellaneous Equipment | Switch |  |  | SW
105648 | SWM-PET-SW-0002 | Switch, Pumps Power | SWM-PET-MISC | Miscellaneous Equipment | Switch |  |  | SW
105649 | SWM-PET-SW-0004 | Switch, Phase Lights | SWM-PET-MISC | Miscellaneous Equipment | Switch |  |  | SW
105650 | SWM-PET-T-0001 | Tank, Diesel Fuel | SWM-PET-MISC | Miscellaneous Equipment | Tank |  |  | T
105655 | SWM-PET-WEL-0100 | Wet well | SWM-PET | Eglinton - Bellamy Storm Pumping Station | Well |  |  | WEL
105656 | SWM-PET-WEL-0100 | Wet well | SWM-PET-MISC | Miscellaneous Equipment | Well |  |  | WEL
105710 | SWM-PMG-ALR-0001 | Alarm, Gas | SWM-PMG-MISC | Miscellaneous Equipment | Fire Prevention,Alarm |  |  | ALR
105717 | SWM-PMG-FA-0001S | Fire Alarm System, Building | SWM-PMG | Martin Grove Storm Pumping Station | Building Service,Fire Alarm |  | 42937 | FA
105718 | SWM-PMG-FA-0001S | Fire Alarm System, Building | SWM-PMG-MISC | Miscellaneous Equipment | Building Service,Fire Alarm |  | 42937 | FA
105740 | SWM-PMG-OIT-0001 | Operator Interface Terminal | SWM-PMG | Martin Grove Storm Pumping Station | Computer Equipment,Monitor |  |  | OIT
105741 | SWM-PMG-OIT-0001 | Operator Interface Terminal | SWM-PMG-MISC | Miscellaneous Equipment | Computer Equipment,Monitor |  |  | OIT
105777 | SWM-PNQ-FA-0001S | Fire Alarm System | COL-W-OBSOLETE | Col West Obsolete Entities | Building Service,Fire Alarm |  | 42938 | FA
105778 | SWM-PNQ-FA-0001S | Fire Alarm System | SWM-PNQ | North Queen Storm Pumping Station | Building Service,Fire Alarm |  | 42938 | FA
105779 | SWM-PNQ-FA-0001S | Fire Alarm System | SWM-PNQ-MISC | Miscellaneous Equipment | Building Service,Fire Alarm |  | 42938 | FA
105793 | SWM-PNQ-OIT-0001 | Operator Interface Terminal | SWM-PNQ-MISC | Miscellaneous Equipment | Computer Equipment,Monitor |  |  | OIT
105801 | SWM-PNQ-UPS-0001 | UPS, RPU Panel | SWM-PNQ-MISC | Miscellaneous Equipment | Uninterruptible Power Supply |  |  | UPS
105809 | SWM-PPP-CP-0001 | Control Panel, Operator | SWM-PPP | Pantry Park Sewage Pumping Station | Control Panel |  |  | CP
105810 | SWM-PPP-LSL-0101 | Switch, Level-Low | SWM-PPP-MISC | Miscellaneous Equipment | Switch |  |  | LSL
105811 | SWM-PPP-LSL-0102 | Switch, Level-Low | SWM-PPP-MISC | Miscellaneous Equipment | Switch |  |  | LSL
105812 | SWM-PPP-MISC | Miscellaneous Equipment | SWM-PPP | Pantry Park Sewage Pumping Station
105820 | SWM-PWD-BP-0001 | Back Flow Preventer | COL-PBF | Bluffers Park Sewage Pumping Station | Valve,Backflow Preventer |  |  | BP
105821 | SWM-PWD-BP-0001 | Back Flow Preventer | SWM-PWD | Warden Storm | Valve,Backflow Preventer |  |  | BP
105822 | SWM-PWD-CP-0001 | Control Panel, Electrical | SWM-PWD | Warden Storm | Control Panel |  |  | CP
105823 | SWM-PWD-CP-0001 | Control Panel, Electrical | SWM-PWD-MISC | Miscellaneous Equipment | Control Panel |  |  | CP
105824 | SWM-PWD-CP-0002 | Control Panel, Operator | SWM-PWD-MISC | Miscellaneous Equipment | Control Panel |  |  | CP
105825 | SWM-PWD-CP-0003 | Control Panel, Diesel Engine Alarm Control Panel | SWM-PWD | Warden Storm | Control Panel |  |  | CP
105826 | SWM-PWD-CP-0004 | Control Panel, Operator | SWM-PWD | Warden Storm | Control Panel |  |  | CP
105827 | SWM-PWD-CP-0005 | Control Panel, Operator | SWM-PWD | Warden Storm | Control Panel |  |  | CP
105828 | SWM-PWD-CP-0006 | Control Panel, Diesel Engine Duty Control Panel | SWM-PWD-MISC | Miscellaneous Equipment | Control Panel |  |  | CP
105832 | SWM-PWD-FEQ-0001S | Fire Prevention, Extinguisher | COL-W-OBSOLETE | Col West Obsolete Entities | Fire Prevention,Extinguisher |  | 42914 | FEQ
105833 | SWM-PWD-FEQ-0001S | Fire Prevention, Extinguisher | SWM-PWD | Warden Storm | Fire Prevention,Extinguisher |  | 42914 | FEQ
105835 | SWM-PWD-FN-0001 | Fan, Exhaust | SWM-PWD | Warden Storm | Fan |  |  | FN
105836 | SWM-PWD-GRF-0001 | Indicator, Ground Fault | SWM-PWD | Warden Storm |  |  |  | GRF
105837 | SWM-PWD-GRF-0001 | Indicator, Ground Fault | SWM-PWD-MISC | Miscellaneous Equipment |  |  |  | GRF
105838 | SWM-PWD-JIT-0001 | Meter, Power Indicating Transmitter, Main Power | SWM-PWD | Warden Storm | Meter |  |  | JIT
105839 | SWM-PWD-LP-0001 | Control Panel, Lighting | SWM-PWD-MISC | Miscellaneous Equipment | Control Panel |  |  | LP
105840 | SWM-PWD-LSH-0103 | Switch, Level-High | SWM-PWD | Warden Storm | Switch,Level |  |  | LSH
105841 | SWM-PWD-LSH-0106 | Switch, Level High-High | SWM-PWD | Warden Storm | Switch,Level |  |  | LSH
105842 | SWM-PWD-LSH-0106 | Switch, Level High-High | SWM-PWD-MISC | Miscellaneous Equipment | Switch,Level |  |  | LSH
105843 | SWM-PWD-LSHH-0107 | Switch, Level High-High | SWM-PWD | Warden Storm | Switch,Level |  |  | LSHH
105844 | SWM-PWD-LSL-0102 | Switch, Level-Low | SWM-PWD | Warden Storm | Switch,Level |  |  | LSL
105845 | SWM-PWD-LSL-0102 | Switch, Level-Low | SWM-PWD-MISC | Miscellaneous Equipment | Switch,Level |  |  | LSL
105846 | SWM-PWD-LSLL-0101 | Switch, Level Low-Low | SWM-PWD | Warden Storm | Switch,Level |  |  | LSLL
105847 | SWM-PWD-LSLL-0105 | Switch, Level Low-Low | SWM-PWD-MISC | Miscellaneous Equipment | Switch,Level |  |  | LSLL
105853 | SWM-PWD-SW-0002 | Switch, Pump Control Panel Doisconnect | SWM-PWD-MISC | Miscellaneous Equipment | Switch |  |  | SW
105854 | SWM-PWD-SW-0003 | Switch, Lighting Transformer | SWM-PWD | Warden Storm | Switch |  |  | SW
105855 | SWM-PWD-SW-0004 | Switch, Lighting Panel | SWM-PWD | Warden Storm | Switch |  |  | SW
105856 | SWM-PWD-T-0001 | Tank, Diesel Fuel | SWM-PWD-MISC | Miscellaneous Equipment | Tank |  |  | T
105857 | SWM-PWD-TR-0001 | Transformer, Power | SWM-PWD | Warden Storm | Transformer |  |  | TR
105858 | SWM-PWD-TS-0001 | Switch, Transfer | SWM-PWD | Warden Storm | Switch |  |  | TS
105864 | SWM-PWD-WEL-0100 | Wet well | SWM-PWD | Warden Storm | Well |  |  | WEL
105865 | SWM-PWD-WEL-0100 | Wet well | SWM-PWD-MISC | Miscellaneous Equipment | Well |  |  | WEL
105940 | TAB POWER DISTRIB | TAB Power Distribution and Process Control | TAB | Ashbridges Bay Treatment Plant
105941 | TAB SCADA CLIENTS | TAB SCADA Clients | TAB-SPC1 | Process Control Systems - Administrative
105942 | TAB SCADA SUPPORT | TAB SCADA Support | TAB-SPC1 | Process Control Systems - Administrative
105991 | TAB-ACC-AC-1601 | Conditioner, Air,MCC Room North of Primary Tank #9 | TAB-ACC-CI | Chiller and Air Coolers |  |  |  | AC
106015 | TAB-ACC-AHU | Air Handling Unit & Supply Fan | TAB-WORK-AREA-6 | Work Area 6
106016 | TAB-ACC-AHU | Air Handling Unit & Supply Fan | TAB-WORK-AREA-SEO | TAB Work Area SEO
106017 | TAB-ACC-AHU- IPSBLDG | AHUs/Supply Fans IPS bldg | TAB-ACC-AHU | Air Handling Unit & Supply Fan
106100 | TAB-ACC-AHU-DIG | AHUs/Supply Fans Dig. Bldg. | TAB-ACC-AHU | Air Handling Unit & Supply Fan
106101 | TAB-ACC-AHU-GAS | AHUs/Supply Fans Gas Control Bldg. | TAB-ACC-AHU | Air Handling Unit & Supply Fan
106102 | TAB-ACC-AHU-M&T | AHUs/Supply Fans, Dampers M&T Bldg. | TAB-ACC-AHU | Air Handling Unit & Supply Fan
106103 | TAB-ACC-AHU-PBLDG | AHUs/Supply Fans P. Bldg. | TAB-ACC-AHU | Air Handling Unit & Supply Fan
106104 | TAB-ACC-AHU-TRL | AHUs/Supply Fans - Consultant Trailer | TAB-ACC-AHU | Air Handling Unit & Supply Fan
106105 | TAB-ACC-AHU-TUN | AHUs/Supply Fans, All tunnels | TAB-ACC-AHU | Air Handling Unit & Supply Fan
106141 | TAB-ACC-BO 1 | Boiler # 1, Hot Water Heating, Volcano B-1 | TAB-ACC-BO | Hot Water Boilers
106142 | TAB-ACC-BO-0000 | Boilers,Hot water | TAB-ACC-8200 | HVAC, M&T Building |  |  |  | BO
106149 | TAB-ACC-CI | Chiller and Air Coolers | TAB-WORK-AREA-6 | Work Area 6
106150 | TAB-ACC-CI | Chiller and Air Coolers | TAB-WORK-AREA-SEO | TAB Work Area SEO
106196 | TAB-ACC-DIG-0040 | Digester Gas Train, Boiler #4, Z Building | TAB-ACC-BO 4 | Boiler # 4, Hot Water Heating, Volcano B-4 |  |  |  | DIG
106197 | TAB-ACC-DIG-0060 | Digester Gas Train, Boiler #6, Z Building | TAB-ACC-BO 6 | Boiler # 6, Hot Water Heating |  |  |  | DIG
106448 | TAB-ACC-FN | Exhaust Fans | TAB-WORK-AREA-SEO | TAB Work Area SEO
106473 | TAB-ACC-FN-13-16 | Exhaust Fans , Digester 13-16 | TAB-ACC-FN | Exhaust Fans |  |  |  | FN
106628 | TAB-ACC-FN-AER | Exhaust Fans , Chemical & Aeration Bldg | TAB-ACC-FN | Exhaust Fans
106629 | TAB-ACC-FN-AUX | Exhaust Fans , Aux. Bldg | TAB-ACC-FN | Exhaust Fans
106630 | TAB-ACC-FN-BL | Exhaust Fans Blower Bldg. | TAB-ACC-FN | Exhaust Fans
106631 | TAB-ACC-FN-DBLDG | Exhaust Fans , D Bldg | TAB-ACC-FN | Exhaust Fans
106632 | TAB-ACC-FN-ELS | Exhaust Fans ,Electrical & Sub stations | TAB-ACC-FN | Exhaust Fans
106633 | TAB-ACC-FN-GAS | Exhaust Fans Gas Control Bldg. | TAB-ACC-FN | Exhaust Fans
106634 | TAB-ACC-FN-INC | Exhaust Fans , Incinerator Bldg | TAB-ACC-FN | Exhaust Fans
106635 | TAB-ACC-FN-OPS | Exhaust Fans, OPS | TAB-ACC-FN | Exhaust Fans
106636 | TAB-ACC-FN-PRS | PRS Building | TAB-ACC-FN | Exhaust Fans
106637 | TAB-ACC-FN-PRS | PRS Building | TAB-WORK-AREA-6 | Work Area 6
106638 | TAB-ACC-FN-SLO | Exhaust Fans , Silo/Odour Control Bldg | TAB-ACC-FN | Exhaust Fans
106639 | TAB-ACC-FN-THK | Exhaust Fans , Floation Bldg | TAB-ACC-FN | Exhaust Fans
106640 | TAB-ACC-FN-TUN | Exhaust Fans, All tunnels | TAB-ACC-FN | Exhaust Fans
106641 | TAB-ACC-FN-TUNL | Exhaust Fans, Lower tunnels | TAB-ACC-FN | Exhaust Fans
106642 | TAB-ACC-FN-UV | Fan, Exhaust, | TAB-ACC-FN | Exhaust Fans
106643 | TAB-ACC-FN-ZBLDG | Exhaust Fans , Z Bldg | TAB-ACC-FN | Exhaust Fans
106837 | TAB-ACC-HTR-01-04 | Unit Heaters- Digester 01-04 | TAB-ACC-HTR | Heaters- Convection, |  |  |  | HTR
107167 | TAB-ACC-HTR-AER | Unit Heaters- Aeration Gallery | TAB-ACC-HTR | Heaters- Convection,
107168 | TAB-ACC-HTR-AUX | Unit Heaters- Aux. Bldg | TAB-ACC-HTR | Heaters- Convection,
107169 | TAB-ACC-HTR-BL | Unit Heaters- Blower Bldg | TAB-ACC-HTR | Heaters- Convection,
107170 | TAB-ACC-HTR-DBLDG | Unit Heaters- D Bldg | TAB-ACC-HTR | Heaters- Convection,
107171 | TAB-ACC-HTR-GAS | Unit Heaters- Gas Control Bldg | TAB-ACC-HTR | Heaters- Convection,
107172 | TAB-ACC-HTR-HRS | Unit Heaters- Heat recovery Bldg | TAB-ACC-HTR | Heaters- Convection,
107173 | TAB-ACC-HTR-INC | Unit Heaters- Incenerator Bldg | TAB-ACC-HTR | Heaters- Convection,
107174 | TAB-ACC-HTR-PBLDG | Unit Heaters- P Bldg | TAB-ACC-HTR | Heaters- Convection,
107175 | TAB-ACC-HTR-POL | Unit Heaters- Polymer,Filter & Equlisation tank Bldg | TAB-ACC-HTR | Heaters- Convection,
107176 | TAB-ACC-HTR-PRS1 | Unit Heaters- PRS Room, Tunnel | TAB-ACC-HTR | Heaters- Convection,
107177 | TAB-ACC-HTR-PWPS | Unit Heaters- PWPS | TAB-ACC-HTR | Heaters- Convection,
107178 | TAB-ACC-HTR-WGB | Unit Heaters- Waste Gas Burner Station | TAB-ACC-HTR | Heaters- Convection,
107179 | TAB-ACC-HTR-ZBLDG | Unit Heaters- Z Bldg | TAB-ACC-HTR | Heaters- Convection,
107183 | TAB-ACC-INQ | Plant HVAC Equipment - Instrument Equipment | TAB-ACC | Plant HVAC Equipment
107232 | TAB-ACC-NGS-0010A | Natural Gas Train, Boiler #1, Z Building | TAB-ACC-BO 1 | Boiler # 1, Hot Water Heating, Volcano B-1 |  |  |  | NGS
107233 | TAB-ACC-NGS-0030B | Natural Gas Pilot Train, Boiler #3, Z Building | TAB-ACC-BO 3 | Boiler # 3, Hot Water Heating, Volcano B-3 |  |  |  | NGS
107234 | TAB-ACC-NGS-0040A | Natural Gas Train, Boiler #4, Z Building | TAB-ACC-BO 4 | Boiler # 4, Hot Water Heating, Volcano B-4 |  |  |  | NGS
107235 | TAB-ACC-NGS-0060A | Natural Gas Train, Boiler #6, Z Building | TAB-ACC-BO 6 | Boiler # 6, Hot Water Heating |  |  |  | NGS
107236 | TAB-ACC-NGS-0060B | Natural Gas Pilot Train, Boiler #6, Z Building | TAB-ACC-BO 6 | Boiler # 6, Hot Water Heating |  |  |  | NGS
107418 | TAB-ACC-PRM | HVAC, Primary & Corrosion Control Units | TAB-ACC | Plant HVAC Equipment
107450 | TAB-ACC-PWPS | HVAC, Plant Water Pumping Station | TAB-ACC-5400 | Space Heating, P.W.P.S. , Item-11
108803 | TAB-ADMIN BLDG | Building Location | TAB-SPC2 | Process Control Systems - Equipment
108804 | TAB-ADMIN-TRG-0001 | Admin Staff Training | TAB-ADMIN | Tab Admin |  |  |  | TRG
108805 | TAB-AER | Aeration Gallery | TAB-WORK-AREA-2 | Work Area 2
108806 | TAB-AER-BL | Blower Building | TAB-WORK-AREA-LIQ | TAB Work Area Liq
108831 | TAB-AER-INQ | Aeration - WA2 Instrumentation Equipment | TAB-AER | Aeration Gallery
108832 | TAB-AER-OZ-ELQ | Electrical Equipment Location, Aeration West Quad House | TAB-WORK-AREA-SOL | TAB Work Area Sol | Control Panel,MCC
108833 | TAB-AER-P | Aeration Gallery - Sump Pumps | TAB-AER | Aeration Gallery
108836 | TAB-AER-PRJ-0005 | Upgrades, Aeration Tanks | TAB-AER-STRC | Building Services, Safety, Drains & Plumbing - Air Emission Houses |  |  |  | PRJ
108837 | TAB-AER-PRJ-0005 | Upgrades, Aeration Tanks | TAB-AER-TANKS | Aeration Tanks |  |  |  | PRJ
108838 | TAB-AER-STRC | Building Services, Safety, Drains & Plumbing - Air Emission Houses | TAB-AER-SB | Aeration Odour Control
108841 | TAB-AER-TANKS | Aeration Tanks | TAB-AER | Aeration Gallery
108842 | TAB-AERATION BLDG | Building Location | TAB-EUS | Production & End User Support
108843 | TAB-AERATION BLDG | Building Location | TAB-SPC2 | Process Control Systems - Equipment
108844 | TAB-AERATION-BLDG | Building Location | TAB-EUS | Production & End User Support
108846 | TAB-AI FLOATATION | Air Equipment, Floatation Building | TAB-AI | Local Compressed Air Equipment
108850 | TAB-AMT-AM | Atmosphere Monitoring Instruments (Weather Station) | TAB-AER-SB | Aeration Odour Control
108851 | TAB-AUX | Gas Services, Natural Gas, Digester Gas | TAB-WORK-AREA-5 | Work Area 5
108852 | TAB-AUX | Gas Services, Natural Gas, Digester Gas | TAB-WORK-AREA-8 | Electrical Sub- Stations
108853 | TAB-AUX | Gas Services, Natural Gas, Digester Gas | TAB-WORK-AREA-SEO | TAB Work Area SEO
108854 | TAB-AUX BLDG | Building Location | TAB-SPC | Process Control Systems - Services Area
108855 | TAB-AUX-C | Auxiliary Building - Compressed Service Air Equipment | TAB-AUX-BLDG | Auxiliary Building
108913 | TAB-AUXILIARY-BLDG | Building Location | TAB-EUS | Production & End User Support
108916 | TAB-BIOSOLIDS BLDG | Building Location | TAB-SPC | Process Control Systems - Services Area
108969 | TAB-CAP-0014 | UV -Disinfection Project | TAB-WA6 | Common to Projects, Bldg. Services, Z Building |  |  |  | CAP
108970 | TAB-CAP-PRJ-0001 | D-Building Upgrades | TAB | Ashbridges Bay Treatment Plant |  |  |  | PRJ
108971 | TAB-CAP-PRJ-0002 | M&T Building Upgrades | TAB-RSP | Raw Sewage Pumping |  |  |  | PRJ
108972 | TAB-CAP-PRJ-0002 | M&T Building Upgrades | TAB-WA1-MEQ | WA1 Portablel Pumps & Equipment |  |  |  | PRJ
108973 | TAB-CAP-PRJ-0002 | M&T Building Upgrades | TAB-WORK-AREA-1 | Work Area 1 |  |  |  | PRJ
108974 | TAB-CAP-PRJ-0003 | Odour Control Upgrades | TAB-AER-STRC | Building Services, Safety, Drains & Plumbing - Air Emission Houses |  |  |  | PRJ
108975 | TAB-CAP-PRJ-0003 | Odour Control Upgrades | TAB-WORK-AREA-2 | Work Area 2 |  |  |  | PRJ
108976 | TAB-CAP-PRJ-0004 | Bio- Solids Upgrades | TAB-DEW SLUDGE CAKE | Sludge Cake Pumping |  |  |  | PRJ
108977 | TAB-CAP-PRJ-0004 | Bio- Solids Upgrades | TAB-SUSPENDED ENTITY | Suspended entities |  |  |  | PRJ
108978 | TAB-CAP-PRJ-0004 | Bio- Solids Upgrades | TAB-WORK-AREA-3 | Work Area 3 |  |  |  | PRJ
108979 | TAB-CAP-PRJ-0005 | P-Building Upgrades | TAB-WORK-AREA-2 | Work Area 2 |  |  |  | PRJ
108980 | TAB-CAP-PRJ-0005 | P-Building Upgrades | TAB-WORK-AREA-3 | Work Area 3 |  |  |  | PRJ
108981 | TAB-CAP-PRJ-0006 | East & West Electrical Control Room Upgrades | TAB-AER-SB | Aeration Odour Control |  |  |  | PRJ
108982 | TAB-CAP-PRJ-0006 | East & West Electrical Control Room Upgrades | TAB-WORK-AREA-2 | Work Area 2 |  |  |  | PRJ
108983 | TAB-CAP-PRJ-0007 | Primary &Secondary Clarifier Upgrades | TAB-PLT | Preliminary Treatment |  |  |  | PRJ
108984 | TAB-CAP-PRJ-0007 | Primary &Secondary Clarifier Upgrades | TAB-WORK-AREA-1 | Work Area 1 |  |  |  | PRJ
108988 | TAB-CAP-PRJ-0015 | ECAP 4 North Susbstion | TAB-WA6 | Common to Projects, Bldg. Services, Z Building |  |  |  | PRJ
108990 | TAB-CAP-PRJ-0021 | Odour Control Project - Biorem | TAB-SLO-LOADING | Sludge Loading - Bio-Solids |  |  |  | PRJ
108991 | TAB-CBM | Condition Based Monitoring | TAB | Ashbridges Bay Treatment Plant
108994 | TAB-CHLORINATION BLD | Building Location | TAB-SPC | Process Control Systems - Services Area
108995 | TAB-CHLORINATION BLD | Building Location | TAB-SPC2 | Process Control Systems - Equipment
108996 | TAB-CHLORINATION-BLD | Building Location | TAB-EUS | Production & End User Support
108997 | TAB-CMS | CMS Work Orders | TAB-WORK-AREA-WWPW | TAB Work Area WWPW
109360 | TAB-DEW CENTRATE | Centrate Systems | TAB-WORK-AREA-3 | Work Area 3
109361 | TAB-DEW CENTRATE | Centrate Systems | TAB-WORK-AREA-SOL | TAB Work Area Sol
109362 | TAB-DEW CENTRIFUGES | Centrifuge Systems | TAB-WORK-AREA-3 | Work Area 3
109363 | TAB-DEW EQUAL OCS | Equalization Tank Odour Control System | TAB-DEW-EQUALIZATION | Equalization Tank System
109364 | TAB-DEW EQUAL OCS | Equalization Tank Odour Control System | TAB-WORK-AREA-SOL | TAB Work Area Sol
109365 | TAB-DEW POLYMER DIST | Polymer Solution Distribution System | TAB-DEW-POLYMER | Dewatering Polymer System
109367 | TAB-DEW SLUDGE CAKE | Sludge Cake Pumping | TAB-WORK-AREA-3 | Work Area 3
109368 | TAB-DEW SLUDGE CAKE | Sludge Cake Pumping | TAB-WORK-AREA-SOL | TAB Work Area Sol
109369 | TAB-DEW SLUDGE FEED | Sludge Feed to Centrifuge System | TAB-WORK-AREA-SOL | TAB Work Area Sol
109434 | TAB-DEW-DRV-0046 | Drive, VFD, Polymer Pump # 1 | TAB-DEW-P-3320 | Pump , Polymer Solution Feed #2 |  |  |  | DRV
109435 | TAB-DEW-DRV-0049 | Drive, VFD, Polymer Pump # 5 | TAB-DEW-P-3350 | Pump , Polymer Solution Feed #5 |  |  |  | DRV
109436 | TAB-DEW-DRV-0050 | Drive, VFD, Polymer Pump # 6 | TAB-DEW-P-3360 | Pump, Polymer Solution Feed #6 |  |  |  | DRV
109437 | TAB-DEW-DRV-0051 | Drive, VFD, Polymer Pump # 7 | TAB-DEW-P-3370 | Pump, Polymer Solution Feed #7 |  |  |  | DRV
109438 | TAB-DEW-DRV-0052 | Drive, VFD, Polymer Pump # 8 | TAB-DEW-P-3380 | Pump, Polymer Solution Feed #8 |  |  |  | DRV
109439 | TAB-DEW-DRV-0053 | Drive, VFD, Polymer Pump # 9 | TAB-DEW-P-3410 | Pump, Polymer Solution Feed #9 |  |  |  | DRV
109440 | TAB-DEW-DRV-0055 | Drive, VFD, Polymer Pump # 11 | TAB-DEW-P-3430 | Pump, Polymer Solution Feed #11 |  |  |  | DRV
109442 | TAB-DEW-DRV-0058 | Drive, VFD, New Wet Well Pump # 2 | TAB-DEW-P-3502 | Pump, Decant #2 New Wet Well |  |  |  | DRV
109443 | TAB-DEW-DRV-0059 | Drive, VFD, New Wet Well Pump # 3 | TAB-DEW-P-3503 | Pump, Decant #3, New Wet Well |  |  |  | DRV
109446 | TAB-DEW-EQUALIZATION | Equalization Tank System | TAB-WORK-AREA-3 | Work Area 3
109447 | TAB-DEW-EQUALIZATION | Equalization Tank System | TAB-WORK-AREA-SOL | TAB Work Area Sol
109677 | TAB-DEW-OCS | Odour Control | TAB-DEW SLUDGE FEED | Sludge Feed to Centrifuge System
109759 | TAB-DEW-POLYMER | Dewatering Polymer System | TAB-WORK-AREA-3 | Work Area 3
109760 | TAB-DEW-POLYMER | Dewatering Polymer System | TAB-WORK-AREA-SOL | TAB Work Area Sol
109822 | TAB-DEW-SLUDGE SILO | Sludge Holding Tank System, Conveyors | TAB-WORK-AREA-3 | Work Area 3
109823 | TAB-DEW-SLUDGE SILO | Sludge Holding Tank System, Conveyors | TAB-WORK-AREA-SOL | TAB Work Area Sol
109885 | TAB-DEW-V | Dewatering - Sludge Routing Valves | TAB-WORK-AREA-5 | Work Area 5
110402 | TAB-DEW-V-C03 | Centrifuge 3 Centrate Line | CENTRATE | Centrate Collection
110403 | TAB-DEW-V-C04 | Centrifuge 4 Centrate Line | TAB-WORK-AREA-SOL | TAB Work Area Sol
110404 | TAB-DEW-V-C05 | Centrifuge 5 Centrate Line | CENTRATE | Centrate Collection
110405 | TAB-DEW-V-C05 | Centrifuge 5 Centrate Line | TAB-WORK-AREA-SOL | TAB Work Area Sol
110406 | TAB-DEW-V-C06 | Centrifuge 6 Centrate Line | CENTRATE | Centrate Collection
110407 | TAB-DEW-V-C07 | Centrifuge 7 Centrate Line | TAB-WORK-AREA-SOL | TAB Work Area Sol
110408 | TAB-DEW-V-C08 | Centrifuge 8 Centrate Line | TAB-WORK-AREA-SOL | TAB Work Area Sol
110420 | TAB-DEWATER BLDG | Building Location | TAB-SPC | Process Control Systems - Services Area
110421 | TAB-DEWATER-BLDG | Building Location | TAB-EUS | Production & End User Support
110422 | TAB-DIG | Digestion | TAB-WORK-AREA-SOL | TAB Work Area Sol
110512 | TAB-DIG-C | Digester Gas Control Building - Compressors | TAB-DIG-GAS | Digester Gas Control
110521 | TAB-DIG-C-T19-22 | Digester Tanks 19-22 - Gas Compressors | TAB-DIG-T-19-22 | Digester Tanks 19-22
110522 | TAB-DIG-C-T9-12 | Digester Tanks 9-12, Gas Compressors | TAB-DIG-T-09-12 | Digester Tanks 9-12
110599 | TAB-DIG-ELQ-T1-4 | Digester Tanks 1-4, Electrical Equipment | TAB-DIG-T-01-04 | Digester Tanks 1-4
110600 | TAB-DIG-ELQ-T19-22 | Digester Tanks 19-22, Electrical Equipment | TAB-DIG-T-19-22 | Digester Tanks 19-22
110601 | TAB-DIG-ELQ-T5-8 | Digester Tanks 5-8, Electrical Equipment | TAB-DIG-T-05-08 | Digester Tanks 5-8
110602 | TAB-DIG-ELQ-T9-12 | Digester Tanks 9-12, Electrical Equipment | TAB-DIG-T-09-12 | Digester Tanks 9-12
110771 | TAB-DIG-FX-T5-8 | Digester Tanks 5-8, Flame Arrester, Condensate Tanks & Moisture Separators | TAB-DIG-FX-DOME5-8 | Digester Tanks 5-8, Flame Arresters, Pressure Relief & Vacuum Breaker Valves
110772 | TAB-DIG-GAS | Digester Gas Control | TAB-WORK-AREA-5 | Work Area 5
110773 | TAB-DIG-GAS | Digester Gas Control | TAB-WORK-AREA-6 | Work Area 6
110774 | TAB-DIG-GAS | Digester Gas Control | TAB-WORK-AREA-8 | Electrical Sub- Stations
110775 | TAB-DIG-GAS-DOME1-4 | Digester Tanks 1-4, Flame Arresters, Pressure Relief & Vacuum Breaker Valves | TAB-DIG-T-01-04 | Digester Tanks 1-4
110791 | TAB-DIG-HE-T13-16 | Digester Tanks 13-16, Heat Exchanger, Southwest Cluster | TAB-DIG-T-13-16 | Digester Tanks 13-16
110792 | TAB-DIG-HEADER | TAB- Digester Gas Supply Line, Headers | TAB-AUX | Gas Services, Natural Gas, Digester Gas
110891 | TAB-DIG-MEQ | Digester Gas Control Building - Mechanical Equipment | TAB-DIG-GAS | Digester Gas Control
110973 | TAB-DIG-P-RECIRC9-12 | Digester Tank 9-12, Sludge Recirculating Pumps | TAB-DIG-T-09-12 | Digester Tanks 9-12
110974 | TAB-DIG-P-SUMP | Digester Gas Control Building - Sump Pumps | TAB-DIG-GAS | Digester Gas Control
110975 | TAB-DIG-P-T1-4 | Digester Tanks 1-4, Sump Pumps | TAB-DIG-T-01-04 | Digester Tanks 1-4
110976 | TAB-DIG-P-TRANSF9-12 | Digester Tank 9-12, Sludge Transfer Pumps | TAB-DIG-T-09-12 | Digester Tanks 9-12
110977 | TAB-DIG-P19-22 | Digester Tanks 19-22, Sump Pumps | TAB-DIG-T-19-22 | Digester Tanks 19-22
111017 | TAB-DIG-PIT | Instrument Equipment, PIT to Waste Gas Burner | TAB-DIG-PIP | Digestion Pipe Gallery, ELQ, PIT, STRC & Sump Pumps
111151 | TAB-DIG-SQ-T01-04 | Digester Tanks 01-04, Safety Equipments | TAB-DIG-T-01-04 | Digester Tanks 1-4
111152 | TAB-DIG-SQ-T05-08 | Digester Tanks 05-08, Safety Equipments | TAB-DIG-T-05-08 | Digester Tanks 5-8
111153 | TAB-DIG-SQ-T13-16 | Digester Tanks 13-16, Safety Equipments | TAB-DIG-T-13-16 | Digester Tanks 13-16
111155 | TAB-DIG-STRC-19-22 | Digester Tanks 19-22 - Drains, Electrical Service(110/220V), UPS,Lighting, Plumbing | TAB-DIG-T-19-22 | Digester Tanks 19-22 |  |  |  | STRC
111156 | TAB-DIG-STRC-T1-4 | Digester Tanks 1-4 - Drains, Electrical Service(110/220V), Lighting, Plumbing | TAB-DIG-T-01-04 | Digester Tanks 1-4
112165 | TAB-DIG-V-T01-04 | Valve Location, Primary & Digester Sludge Header Line, Digester Tank 01-04 | TAB-DIG-T-01-04 | Digester Tanks 1-4
112166 | TAB-DIG-V-T05-08 | Valve Location, Primary & Digester Sludge Header Line, Digester Tank 05-08 | TAB-DIG-T-05-08 | Digester Tanks 5-8
112167 | TAB-DIG-V-T13-16 | Valve Location, Primary & Digester Sludge Header Line, Digester Tank 13-16 | TAB-DIG-T-13-16 | Digester Tanks 13-16
112168 | TAB-DIG-V-T9-12 | Digester Tank 9-12, Valves, Header & Transfer Line, | TAB-DIG-T-09-12 | Digester Tanks 9-12
112176 | TAB-DIGESTER GAS BLD | Building Location | TAB-SPC | Process Control Systems - Services Area
112177 | TAB-DIGESTER GAS BLD | Building Location | TAB-SPC2 | Process Control Systems - Equipment
112178 | TAB-DIGESTER-GAS-BLD | Building Location | TAB-EUS | Production & End User Support
112179 | TAB-DIS | Disinfection | TAB-WORK-AREA-4 | Work Area 4
112180 | TAB-DIS | Disinfection | TAB-WORK-AREA-SOL | TAB Work Area Sol
112202 | TAB-DIS-CHEM | Disinfection - Chemical Bldg | TAB-DIS | Disinfection
112203 | TAB-DIS-CHL | Chlorination Process | TAB-DIS | Disinfection
112207 | TAB-DIS-CHL-2 | Chlorination Train #2 | TAB-DIS-CHL | Chlorination Process |  |  |  | CHL
112208 | TAB-DIS-CHL-4 | Chlorination Train #4 | TAB-DIS-CHL | Chlorination Process |  |  |  | CHL
112209 | TAB-DIS-CHL-6 | Chlorination Train #6 | TAB-DIS-CHL | Chlorination Process |  |  |  | CHL
112210 | TAB-DIS-CHL-7 | Chlorination Train #7 | TAB-DIS-CHL | Chlorination Process |  |  |  | CHL
112219 | TAB-DIS-ELS | Chlorine Building Electrical | TAB-DIS | Disinfection
112256 | TAB-DIS-OF | Disinfection - Out Fall | TAB-DIS | Disinfection
112304 | TAB-DIS-SP | Disinfection - Sampling & Metering | TAB-DIS | Disinfection
112325 | TAB-DIS-SS-25 | Chlorine Process - Pumps, Chlorine Residual, Circulating, Spray, Return | TAB-DIS-CHL | Chlorination Process |  |  |  | SS
112339 | TAB-DIS-UV | Disinfection - UV | TAB-DIS-OF | Disinfection - Out Fall
112438 | TAB-DOM-HOTWTR | Domestic Water Systems, Floatation | TAB-WORK-AREA-6 | Work Area 6
112856 | TAB-EL1-SLD-0001 | North Substation Single Line Diagram | TAB-EL1-BLDG-0001 | MSA Substation |  |  |  | SLD
112974 | TAB-EL1-TS-6320 | Power Distribution, Automatic Transfer Switch, Generator, Standby Power, 600V | TAB-EL1-GEN-6320 | Generator, Standby Power, 600V 500kw - Blower Bldg |  |  |  | TS
112977 | TAB-EL1-TS-6530 | Power Distribution, Automatic Transfer Switch, Generator, Standby Power, 600V | TAB-EL1-GEN-6530 | Generator, Standby Power, 600V 1000kw - Z Bldg |  |  |  | TS
112978 | TAB-EL1-TS-6530 | Power Distribution, Automatic Transfer Switch, Generator, Standby Power, 600V | TAB-EL1-PDP-6008 | Power Distribution Panel, 600V, Z Building Outdoor Substation |  |  |  | TS
112979 | TAB-EL1-TS-6531 | Power Distribution, Automatic Transfer Switch, Generator, Standby Power, 600V | TAB-EL1-GEN-6530 | Generator, Standby Power, 600V 1000kw - Z Bldg |  |  |  | TS
112980 | TAB-EL1-TS-6533 | Power Distribution, Automatic Transfer Switch, Generator, Standby Power, 600V | TAB-EL1-GEN-6540 | Generator, Standby Power, 600V 1000kw - Z Bldg |  |  |  | TS
112981 | TAB-EL1-TS-6650 | Power Distribution, Automatic Transfer Switch, Generator, Standby Power, 600V | TAB-EL1-MCC-6628 | Motor Control Centre |  |  |  | TS
113074 | TAB-EL2-MCC | Motor Control Center- South Substation | TAB-ELS-SOUTH | South Substation
113144 | TAB-EL2-TS-6120 | Power Distribution, Automatic Transfer Switch, Generator, Standby Power, 600V | TAB-EL2-GEN-6120 | Generator, Standby Power, 600V 650kw - Dewatering/Silo Bldg |  |  |  | TS
113145 | TAB-EL2-TS-6120 | Power Distribution, Automatic Transfer Switch, Generator, Standby Power, 600V | TAB-EL2-MCC-6226 | Motor Control Center- Biosolids Silo Bldg |  |  |  | TS
113146 | TAB-EL2-TS-6121 | Power Distribution, Automatic Transfer Switch, Generator, Standby Power, 600V | TAB-EL2-GEN-6120 | Generator, Standby Power, 600V 650kw - Dewatering/Silo Bldg |  |  |  | TS
113147 | TAB-EL2-TS-6121 | Power Distribution, Automatic Transfer Switch, Generator, Standby Power, 600V | TAB-EL2-MCC-6624 | Motor Control Centre, 600V |  |  |  | TS
113148 | TAB-EL2-TS-6122 | Power Distribution, Automatic Transfer Switch, Generator, Standby Power, 600V | TAB-EL2-GEN-6130 | Generator, Standby Power, 600V 650kw - Dewatering/Silo Bldg |  |  |  | TS
113292 | TAB-EL3-MCC | Motor Control Center- South Substation | TAB-ELS-SEAWALL | Seawall Substation | Control Panel,MCC
113293 | TAB-EL3-MCC-6014E | MCC, Auxilary Systems Building, 2nd Floor | TAB-EL3-TR-5212 | Transformer, Substation, Auxiliary Systems Building, 2nd Floor |  |  |  | MCC
113380 | TAB-EL3-TR-5214 | Power Distribution Transformer, 4.16 KV / 0.6 KV, (TR-1) Aux Building B Side | TAB-EL3-BUS-5012 | Busbar, Power input, 4.16 KV |  |  |  | TR
113392 | TAB-EL3-TS-6014 | Automatic Transfer Switch, Aux. Bldg | TAB-EL3-GEN-6240 | Generator, Standby Power, 600V 500kw - Dig 19-22/Gas Cntl Bldg |  |  |  | TS
113394 | TAB-EL3-TS-6220 | Power Distribution, Automatic Transfer Switch, Generator, Standby Power, 600V | TAB-EL3-MCC-6227 | Motor Control Centre, Digester 13-16 bldg |  |  |  | TS
113395 | TAB-EL3-TS-6340 | Power Distribution, Automatic Transfer Switch, Generator, Standby Power, 600V | TAB-EL3-GEN-6240 | Generator, Standby Power, 600V 500kw - Dig 19-22/Gas Cntl Bldg |  |  |  | TS
113396 | TAB-EL3-TS-6341 | Power Distribution, Automatic Transfer Switch, Generator, Standby Power, 600V | TAB-EL3-MCC-6324 | Motor Control Centre, Gas Compressor Bldg |  |  |  | TS
113397 | TAB-EL3-TS-6343 | Power Distribution, Automatic Transfer Switch, Generator, Standby Power, 600V | TAB-EL3-GEN-6240 | Generator, Standby Power, 600V 500kw - Dig 19-22/Gas Cntl Bldg |  |  |  | TS
113422 | TAB-ELS-AER | Aeration Outdoor Substation | TAB-ELS-NORTH | North Substation
113423 | TAB-ELS-AM | WA8 Safety Equipment Gas Detectors, Plant Wide | TAB-SES-WA8 | WA 8 Safety Equipment,
113424 | TAB-ELS-D BLDG | D Building Outdoor Substation | TAB-WORK-AREA-1 | Work Area 1 | Switchgear,Outdoor
113425 | TAB-ELS-ESQ | Electrical Safety Equipment | TAB POWER DISTRIB | TAB Power Distribution and Process Control
113431 | TAB-ELS-GEN | Generators, Standby Power | TAB-ELS-SUB | Electrical Substations
113452 | TAB-ELS-M BLDG | M Building Indoor Substation | TAB-ELS-NORTH | North Substation | Transformer
113454 | TAB-ELS-NON-PHYC | Top-level hierarchy for generic entities that represent muliti-equipment inspection routes and shutdowns | TAB POWER DISTRIB | TAB Power Distribution and Process Control
113456 | TAB-ELS-P BLDG | P Building Outdoor Substation | TAB-WORK-AREA-LIQ | TAB Work Area Liq | Switchgear,Outdoor
113460 | TAB-ELS-PRJ-0003 | Plant Services project | 52349 | TAB Power Distribution |  |  |  | PRJ
113461 | TAB-ELS-PRJ-0004 | PLC Migration Project - Phase 1 / Phase 2 | 52349 | TAB Power Distribution |  |  |  | PRJ
113462 | TAB-ELS-ROUTES | Top-level hierarchy for generic entities that represent muliti-equipment inspection routes | TAB-ELS-NON-PHYC | Top-level hierarchy for generic entities that represent muliti-equipment inspection routes and shutdowns
113552 | TAB-ELS-SUB | Electrical Substations | TAB POWER DISTRIB | TAB Power Distribution and Process Control
113553 | TAB-ELS-T BLDG | T Building Indoor Substation | TAB-ELS-NORTH | North Substation | Transformer
113554 | TAB-ELS-T BLDG | T Building Indoor Substation | TAB-RSP-T | T Building | Transformer
113555 | TAB-ELS-TR | Transformers near Plant Water Tower | TAB-ELS-SUB | Electrical Substations
113558 | TAB-ELS-TR-ST-SWS | Transformer, Secondary 4160/600V, SWS | TAB-ELS-SEAWALL | Seawall Substation
113562 | TAB-ELS-Z BLDG | Z Building Outdoor Substation | TAB-ELS-NORTH | North Substation | Switchgear,Outdoor
113563 | TAB-ELS-Z BLDG | Z Building Outdoor Substation | TAB-WORK-AREA-6 | Work Area 6 | Switchgear,Outdoor
113564 | TAB-ELS-Z BLDG | Z Building Outdoor Substation | TAB-WORK-AREA-SEO | TAB Work Area SEO | Switchgear,Outdoor
113566 | TAB-ENG-TES-0001 | Technical Support, Engineering,Engineering Services Manager | TAB-ADMIN | Tab Admin |  |  |  | TES
113570 | TAB-EUS | Production & End User Support | TAB-ITM | Integrated Technology Management
113572 | TAB-FEQ | Fire Protection Equipment, Plant Wide | TAB-WORK-AREA-7 | Work Area 7
113573 | TAB-FEQ | Fire Protection Equipment, Plant Wide | TAB-WORK-AREA-8 | Electrical Sub- Stations
113576 | TAB-FEQ-HC-BLWR | Fire Standpipe/Hose, Aeration/Blower Building | TAB-FEQ-HOSE | Fire Standpipe/Hose Cabinets | Fire Prevention,Hose
113577 | TAB-FEQ-HC-FLO | Fire Standpipe/Hose, Floatation Building | TAB-FEQ-HOSE | Fire Standpipe/Hose Cabinets | Fire Prevention,Hose
113578 | TAB-FEQ-HC-PBLD | Fire Standpipe/Hose, P- Building | TAB-FEQ-HOSE | Fire Standpipe/Hose Cabinets | Fire Prevention,Hose
113655 | TAB-HRS-HE | Heat Exchangers-Primary loop | TAB-WORK-AREA-6 | Work Area 6
113656 | TAB-HRS-HE | Heat Exchangers-Primary loop | TAB-WORK-AREA-SEO | TAB Work Area SEO
113660 | TAB-HRS-P | Steam Chemical Mixing & Pumping | TAB-HRS-STEAM | Plant Steam
113665 | TAB-HRS-P-DEA | Deaerator Equipment/ Cndensation , | TAB-HRS-STEAM | Plant Steam
113669 | TAB-HRS-STEAM | Plant Steam | TAB-WORK-AREA-SEO | TAB Work Area SEO
113678 | TAB-HRS-V-PRV | Steam Pressure Relief Valves, Z Building | TAB-HRS-STEAM | Plant Steam
113750 | TAB-INCINERATOR BLDG | Building Location | TAB-SPC | Process Control Systems - Services Area
113751 | TAB-ITM | Integrated Technology Management | TAB | Ashbridges Bay Treatment Plant
113753 | TAB-ITS-WA3 | Dewater Building Communications Equipment | TAB-DEW-SERVICES | Dewatering Building Service & Safety Systems
113764 | TAB-M BLDG | Building Location | TAB-SPC2 | Process Control Systems - Equipment
113792 | TAB-MCS-CRN | TAB Cranes and Lifting Devices | TAB-WORK-AREA-WWPW | TAB Work Area WWPW
113798 | TAB-MCS-CRN-AUX BLDG | Cranes - Auxiliary Building | TAB-MCS-CRN | TAB Cranes and Lifting Devices
113799 | TAB-MCS-CRN-BL BLDG | Cranes - Blower Building | TAB-MCS-CRN | TAB Cranes and Lifting Devices
113800 | TAB-MCS-CRN-DEW | Cranes - Dewatering | TAB-MCS-CRN | TAB Cranes and Lifting Devices
113801 | TAB-MCS-CRN-HR | Cranes - Heat Recovery | TAB-MCS-CRN | TAB Cranes and Lifting Devices
113802 | TAB-MCS-CRN-LOA | Cranes - Truck Loading Bldg. | TAB-MCS-CRN | TAB Cranes and Lifting Devices
113803 | TAB-MCS-CRN-M BLDG | Cranes - M Building | TAB-MCS-CRN | TAB Cranes and Lifting Devices
113804 | TAB-MCS-CRN-Z BLDG | Cranes - Z Bldg, Flotation, Machine Shop, Electrical Shop | TAB-MCS-CRN | TAB Cranes and Lifting Devices
113826 | TAB-MCS-SQ-8001 | Windsock, Chorine Bldg | TAB-SES-SQ | WA7 Safety Equipment |  |  |  | SQ
113827 | TAB-MCS-SQ-8002 | Windsock, Dig. 13-16 | TAB-SES-SQ | WA7 Safety Equipment |  |  |  | SQ
113828 | TAB-MCS-SQ-8003 | Windsock, OPS | TAB-SES-SQ | WA7 Safety Equipment |  |  |  | SQ
113839 | TAB-NEW-BIO-BLDG | Building Location | TAB-EUS | Production & End User Support
113842 | TAB-NGS-BOILERS | TAB- Natural Gas Supply Line, Boiler Headers | TAB-NGS | TAB- Natural Gas Supply Line, Headers
113847 | TAB-NGS-INCIN | Incineration Gas Valves | TAB-NGS-WASTE | TAB- Natural Gas Supply Line,Incinerators,Pelletizers, Waste Burners
113951 | TAB-NGS-WASTE | TAB- Natural Gas Supply Line,Incinerators,Pelletizers, Waste Burners | TAB-NGS | TAB- Natural Gas Supply Line, Headers
113952 | TAB-OCS | Odour Control System, Aeration tanks | TAB-WORK-AREA-2 | Work Area 2
114105 | TAB-OCS-PBLDG | P Building - Odour control System, Fans | TAB-PLT-P | P Building - Preliminary Treatment | Odour Control
114162 | TAB-OFFICE | Computer Location | TAB-ADMIN-BLDG | Building Location
114163 | TAB-OLD ADMIN BLDG | Building Location New Project Management Building | TAB-SPC | Process Control Systems - Services Area
114164 | TAB-OLD ADMIN BLDG | Building Location New Project Management Building | TAB-SPC2 | Process Control Systems - Equipment
114165 | TAB-OPS BLDG | Building Location | TAB-SPC | Process Control Systems - Services Area
114179 | TAB-P BLDG | Building Location | TAB-SPC | Process Control Systems - Services Area
114265 | TAB-PELLETIZER-BLDG | Building Location | TAB-EUS | Production & End User Support
114266 | TAB-PLT | Preliminary Treatment | TAB-WORK-AREA-1 | Work Area 1
114267 | TAB-PLT | Preliminary Treatment | TAB-WORK-AREA-LIQ | TAB Work Area Liq
114358 | TAB-PLT-BIO | D Building - Odour control System, Bio Filter | TAB-PLT-D | D Building - Preliminary Treatment | Odour Control
114359 | TAB-PLT-BL | Blowers, Grit Tank Air, D Building | TAB-PLT-D | D Building - Preliminary Treatment
114388 | TAB-PLT-CMP-P | P Building, Screening Compactors | TAB-PLT-P | P Building - Preliminary Treatment
114414 | TAB-PLT-CV | D Building, Grit Conveyors | TAB-PLT-D | D Building - Preliminary Treatment
114447 | TAB-PLT-D | D Building - Preliminary Treatment | TAB-PLT | Preliminary Treatment
114485 | TAB-PLT-ELQ-P | P Building - Electrical Equipment | TAB-PLT-P | P Building - Preliminary Treatment
114640 | TAB-PLT-G-D | D Building - Conduits 6-11 | TAB-PLT-D | D Building - Preliminary Treatment
114645 | TAB-PLT-INQ-D | D Building - Instrumentation Equipment | TAB-PLT-D | D Building - Preliminary Treatment
114713 | TAB-PLT-LOA-D | D Building, Truck Loading Bay | TAB-PLT-D | D Building - Preliminary Treatment
114714 | TAB-PLT-LOA-P | P Building, Truck Loading Bay | TAB-PLT-P | P Building - Preliminary Treatment
114895 | TAB-PLT-SQ-D | D Building - Safety Equipment, Atmosphere monitors | TAB-PLT-D | D Building - Preliminary Treatment
115333 | TAB-PRM | Primary Treatment | TAB-WORK-AREA-2 | Work Area 2
115421 | TAB-PRM-D | D Bldg - Primary Treatment | TAB-PRM | Primary Treatment
115439 | TAB-PRM-ELQ-OPS | Old PS Building - Electrical Equipment | TAB-PRM-OPS | Old PS - Primary Treatment
115458 | TAB-PRM-FN | D Building - Fans, Primary Scum Hopper Process Air Exhaust | TAB-PRM-D | D Bldg - Primary Treatment
115515 | TAB-PRM-INQ | D Building - Instrumentation Equipment | TAB-PRM-D | D Bldg - Primary Treatment
115516 | TAB-PRM-INQ-P | P Building - Instrument Equipment | TAB-PRM-P | P Bldg - Primary Treatment
115543 | TAB-PRM-MEQ | D Building - Mechanical Equipment | TAB-PRM-D | D Bldg - Primary Treatment
115594 | TAB-PRM-POL-D | D Building -polymer makedown System | TAB-PRM-D | D Bldg - Primary Treatment
115631 | TAB-PRM-STRC | D Building - Safety Equipments,Drains, Plumbing, Walls | TAB-PRM-D | D Bldg - Primary Treatment
115632 | TAB-PRM-STRC-P | P Building - Drains, Plumbing, Walls | TAB-PRM-P | P Bldg - Primary Treatment
115633 | TAB-PRM-T | D Building - Scum, Sludge Hoppers & Primary Tanks 10-12 | TAB-PRM-D | D Bldg - Primary Treatment | Collector,Bridge
115653 | TAB-PRM-T-P | P Building - Scum, Sludge Hoppers & Primary Tanks 7 - 9 | TAB-PRM-P | P Bldg - Primary Treatment
115663 | TAB-PRM-V | D Building - Header Valves & Actuators, Primary Sludge Line 1, 2 & 3 | TAB-PRM-D | D Bldg - Primary Treatment
116077 | TAB-PRM-V-OPS | Old PS Header Valves, Primary Sludge Line 1, 2, & 3 | TAB-PRM-OPS | Old PS - Primary Treatment
116079 | TAB-PRS | Phosphorous Removal System | TAB-WORK-AREA-3 | Work Area 3
116224 | TAB-PRS-P-FECL2 | Ferrous Chloride Pumps | TAB-PRS2 | Phosphorus Removal System
116225 | TAB-PRS-P-SUMP | Sump Pumps | TAB-PRS2 | Phosphorus Removal System
116281 | TAB-PRS-T-FECL2 | Ferrous Chloride Tanks & Valves | TAB-PRS2 | Phosphorus Removal System
116578 | TAB-PRS-V-FECL2 | Ferrous Chloride Filters & Valves - Chemical Unloading Station | TAB-PRS2 | Phosphorus Removal System
116585 | TAB-PRS2 | Phosphorus Removal System | TAB-WORK-AREA-LIQ | TAB Work Area Liq
116592 | TAB-PWA-DBLDG | Plant Water System- D Bldg | TAB-WORK-AREA-LIQ | TAB Work Area Liq
116593 | TAB-PWA-DIG | Plant Water - to Digestion sys | TAB-PWA | Plant Water
116594 | TAB-PWA-ELS | Plant Water - Electrical System | TAB-PWA | Plant Water
116678 | TAB-PWA-HEADERS | Plant Water -Header-valves.Etc., | TAB-PWA | Plant Water
116736 | TAB-PWA-PBLDG | City Water & Plant Water System- P Bldg | TAB-WORK-AREA-1 | Work Area 1
116737 | TAB-PWA-PBLDG | City Water & Plant Water System- P Bldg | TAB-WORK-AREA-LIQ | TAB Work Area Liq
116747 | TAB-PWA-PRJ-0001 | Capital Project for Disinfection | TAB-PWA | Plant Water |  |  |  | PRJ
116770 | TAB-PWA-T | Plant Water - Water Tower | TAB-PWA | Plant Water
116771 | TAB-PWA-V | Plant Water - Valves | TAB-PWA | Plant Water
117188 | TAB-PWH | Primary Heating Loop | TAB-WORK-AREA-6 | Work Area 6
117189 | TAB-PWH | Primary Heating Loop | TAB-WORK-AREA-SEO | TAB Work Area SEO
117208 | TAB-RSP-C | T Building, Compressed Air | TAB-RSP-T | T Building
117209 | TAB-RSP-C-M | M Building, Compressed Air | TAB-RSP-M | M Building
117223 | TAB-RSP-ELQ-M | M Building - Electrical Equipment | TAB-RSP-M | M Building
117289 | TAB-RSP-G-M | M Building - Sluice/Gate Valves | TAB-RSP-M | M Building
117299 | TAB-RSP-INQ | T Building - Instrumentation | TAB-RSP-T | T Building
117300 | TAB-RSP-INQ-M | M Building - Instrumentation Equipment | TAB-RSP-M | M Building
117301 | TAB-RSP-IPS | IPS Building | TAB-RSP | Raw Sewage Pumping
117328 | TAB-RSP-M | M Building | TAB-RSP | Raw Sewage Pumping
117372 | TAB-RSP-PIP-0001 | Influent Conduit # 1, Raw Sewage Conduit from High Level | TAB-RSP-PIP | Raw Sewage, Influent Conduits # 1-5 |  |  |  | PIP
117407 | TAB-RSP-T | T Building | TAB-RSP | Raw Sewage Pumping
117519 | TAB-RTE-ADMIN | TAB-Routine Admin | TAB-ADMIN | Tab Admin
117520 | TAB-RTE-WA1 | TAB-Routine Work Area 1 | TAB-WORK-AREA-1 | Work Area 1
117521 | TAB-RTE-WA2 | TAB-Routine Work Area 2 | TAB-WORK-AREA-LIQ | TAB Work Area Liq
117522 | TAB-RTE-WA3 | TAB-Routine Work Area 3 | TAB-WORK-AREA-5 | Work Area 5
117523 | TAB-RTE-WA4 | TAB-Routine Work Area 4 | TAB-WORK-AREA-4 | Work Area 4
117524 | TAB-RTE-WA5 | TAB-Routine Work Area 5 | TAB-WORK-AREA-5 | Work Area 5
117525 | TAB-RTE-WA7 | TAB-Routine Work Area 7 | TAB-WORK-AREA-7 | Work Area 7
117634 | TAB-SA-T-1010 | Air Receiver Tank, Dewateringl Bldg. | TAB-AI-DEW | Air Receiver Tank, Dewateringl Bldg. | Tank,Reservoir |  |  | T
117754 | TAB-SA-V-1010 | valve, Pressure Relief | TAB-SA-T-1010 | Air Receiver Tank, Dewateringl Bldg. | Valve,Pressure Relief |  |  | V
118125 | TAB-SILO-BLDG | Building Location | TAB-EUS | Production & End User Support
118126 | TAB-SLD | Sludge Drying - Pelletization (OPERATED BY VEOLIA) | TAB-WORK-AREA-SOL | TAB Work Area Sol
118128 | TAB-SLD-FN | Pelletizer Bldg. - Silo System, Fans & Filters | TAB-SLD | Sludge Drying - Pelletization (OPERATED BY VEOLIA)
118129 | TAB-SLD-P | Pelletizer Bldg. - Thermal Oil Heating System, Pumps, Strainer & Expanasion Tanks | TAB-SLD | Sludge Drying - Pelletization (OPERATED BY VEOLIA)
118130 | TAB-SLD-ROUTING | Pelletizer Bldg. - Material Handling | TAB-SLD | Sludge Drying - Pelletization (OPERATED BY VEOLIA)
118131 | TAB-SLD-SL | Pelletizer Bldg. - Sludge System, Coater, Dryer & Hopper | TAB-SLD | Sludge Drying - Pelletization (OPERATED BY VEOLIA)
118151 | TAB-SLO-BIO | Odour Control Facility-WA4 | TAB-WORK-AREA-4 | Work Area 4 | Filter
118190 | TAB-SLO-FN | Fans, Odour Control Building | TAB-SLO-LOADING | Sludge Loading - Bio-Solids | Fan
118191 | TAB-SLO-FN | Fans, Odour Control Building | TAB-SUSPENDED ENTITY | Suspended entities | Fan
118205 | TAB-SLO-INQ | Sludge Loading & Odour Control - Bio-Solids - Instrument Equipment | TAB-SLO-LOADING | Sludge Loading - Bio-Solids
118278 | TAB-SLO-RPU | Sludge Loading & Odour Control - Bio-Solids - RPUs | TAB-SLO-INQ | Sludge Loading & Odour Control - Bio-Solids - Instrument Equipment
118285 | TAB-SLO-SES | TABWA4 Health and Safety Equipment | TAB-WORK-AREA-SOL | TAB Work Area Sol
118286 | TAB-SLO-SILO | Sludge Transfer & Silos | TAB-SLO-LOADING | Sludge Loading - Bio-Solids
118287 | TAB-SLO-SILO | Sludge Transfer & Silos | TAB-WORK-AREA-4 | Work Area 4
118301 | TAB-SLO-STRC | Sludge Loading & Odour Control - Facilities | TAB-SLO-LOADING | Sludge Loading - Bio-Solids
118417 | TAB-SLO-WSC | Weigh Scale, Truck Loading | TAB-SLO-TLF | Biosolid Truck Loadout
118419 | TAB-SPC | Process Control Systems - Services Area | TAB-ITM | Integrated Technology Management
118432 | TAB-SPC1 | Process Control Systems - Administrative | TAB-SPC | Process Control Systems - Services Area
118436 | TAB-STORE | Computer Storage Location | TAB-EUS | Production & End User Support
118437 | TAB-STR | TAB-STR | TAB-WORK-AREA-2 | Work Area 2
118438 | TAB-STR | TAB-STR | TAB-WORK-AREA-LIQ | TAB Work Area Liq
118489 | TAB-STR-ALP-Z | Aeration Supplementary Air Supply | TAB-STR-BL | Process Air Blowers & Lube Oil Pumps
118497 | TAB-STR-ANL-0100 | Portable Meters | TAB-AER | Aeration Gallery |  |  |  | ANL
118498 | TAB-STR-ANL-0100 | Portable Meters | TAB-AER-INQ | Aeration - WA2 Instrumentation Equipment |  |  |  | ANL
118499 | TAB-STR-BL | Process Air Blowers & Lube Oil Pumps | TAB-WORK-AREA-2 | Work Area 2
118515 | TAB-STR-CLR-INQ | Secondary Clarifiers - Instrumentation Equipment | TAB-STR2 | Secondary Treatment - Clarifiers
118698 | TAB-STR-G | Sluice Gates, Effluent/Outfall | TAB-WORK-AREA-LIQ | TAB Work Area Liq
118745 | TAB-STR-INQ | WA1 Instrumentation & Safety Equipment (Gas Monitors) | TAB-WORK-AREA-1 | Work Area 1
118860 | TAB-STR-P-GLAND | Secondary Pumps Gland Water Supply System | TAB-AER-BL | Blower Building
118861 | TAB-STR-P-RAS | Aeration Gallery - Return Activated Sludge Pumps | TAB-AER | Aeration Gallery
118862 | TAB-STR-P-SUMP | Secondary Treatment - Sump Pump, Ground Water | TAB-STR2 | Secondary Treatment - Clarifiers
118886 | TAB-STR-RPU | Aeration Gallery - RPUs | TAB-AER-INQ | Aeration - WA2 Instrumentation Equipment
118900 | TAB-STR-SA | Service air Equipments | TAB-AER-BL | Blower Building
118921 | TAB-STR-STRC-AG | Aeration Gallery - Safety, Drains, Plumbing & PA System | TAB-AER | Aeration Gallery
118922 | TAB-STR-STRC-AT | Aeration Tanks - Safety, Drains, Plumbing & PA System | TAB-AER | Aeration Gallery
118923 | TAB-STR-SUMP | Blower Building - Sump Pumps | TAB-AER-BL | Blower Building
118933 | TAB-STR-T-SCUM | Aeration Gallery - Scum Hoppers & Pumps | TAB-AER | Aeration Gallery
119262 | TAB-STR-V-RAS | RAS Line Valves, Header Isolation & Routing | TAB-STR-RAS/WAS | Return & Waste Activated Sludge Header
119263 | TAB-STR-V-WAS | WAS Line Valve, Header Isolation & Routing | TAB-STR-RAS/WAS | Return & Waste Activated Sludge Header
119272 | TAB-STR2 | Secondary Treatment - Clarifiers | TAB-WORK-AREA-LIQ | TAB Work Area Liq
119274 | TAB-STR5-V | Floatation - WAS Distribution Valves | TAB-WORK-AREA-5 | Work Area 5
119278 | TAB-SUMP-P | WA7 Portable Sump Pumps | TAB-MCS | Mechanical & Machine Shop, Overhead Doors & Sump Pumps
119279 | TAB-SUSPENDED ENTITY | Suspended entities | TAB | Ashbridges Bay Treatment Plant
119280 | TAB-T BLDG | Building Location | TAB-SPC2 | Process Control Systems - Equipment
119290 | TAB-THK-COMP | Floatation - Air Compressor | TAB-AI | Local Compressed Air Equipment
119375 | TAB-THK-P-SUMP | Sump Pumps, Floatation | TAB-THK-STRC | THK-STRC
119393 | TAB-THK-POL | Polymer System | TAB-WORK-AREA-5 | Work Area 5
119406 | TAB-THK-RPU | RPU Location | TAB-THK-INQ | Floatation - Instrumentation Equipment
119411 | TAB-THK-SQ | WA5 Safety Equipment | TAB-THK | Floatation
119602 | TAB-THK-V-TRANSF | Transfer Valves to Digester | TAB-THK | Floatation
119609 | TAB-WA1 | Common to WA1 - Safety, Bldg. Services, , etc. | TAB-WORK-AREA-LIQ | TAB Work Area Liq
119611 | TAB-WA1-AR-0001 | Alternate Rate, Work Area 1 | TAB-WA1 | Common to WA1 - Safety, Bldg. Services, , etc. |  |  |  | AR
119613 | TAB-WA1-IR-RTE | WA1 IR route | TAB-ELS-ROUTES | Top-level hierarchy for generic entities that represent muliti-equipment inspection routes
119806 | TAB-WA1-TRG-0001 | WA1 Staff training | TAB-WA1 | Common to WA1 - Safety, Bldg. Services, , etc. |  |  |  | TRG
119807 | TAB-WA2-ADM-0001 | Admin. Work- Work Area 2 | TAB-WORK-AREA-2 | Work Area 2 |  |  |  | ADM
119827 | TAB-WA2-OCH-0001 | operation Chalange. Work- Work Area 2 | TAB-WORK-AREA-LIQ | TAB Work Area Liq |  |  |  | OCH
119828 | TAB-WA2-PRJ-0004 | New Filter instalation in Plant Water Line to Aeration Blowers | TAB-STR-BL | Process Air Blowers & Lube Oil Pumps |  |  |  | PRJ
119956 | TAB-WA3-TRG-0001 | WA3 Staff Training | TAB-WORK-AREA-SOL | TAB Work Area Sol |  |  |  | TRG
119957 | TAB-WA4-ELS | WA4 Electric Equipments | 50588 | WA4 common to Work Area
119958 | TAB-WA4-ELS | WA4 Electric Equipments | TAB-WORK-AREA-4 | Work Area 4
119959 | TAB-WA4-ELS | WA4 Electric Equipments | TAB-WORK-AREA-SOL | TAB Work Area Sol
119960 | TAB-WA4-IR-RTE | WA4 IR route | TAB-ELS-ROUTES | Top-level hierarchy for generic entities that represent muliti-equipment inspection routes
119977 | TAB-WA4-P-0001 | WA4 Sump Pumps | TAB-WORK-AREA-4 | Work Area 4 |  |  |  | P
119978 | TAB-WA4-P-0001 | WA4 Sump Pumps | TAB-WORK-AREA-SOL | TAB Work Area Sol |  |  |  | P
120040 | TAB-WA4-TRG-0001 | WA4 Staff Training | 50588 | WA4 common to Work Area |  |  |  | TRG
120043 | TAB-WA5-ELS | WA5 Electric Equipments | TAB-WORK-AREA-SOL | TAB Work Area Sol
120044 | TAB-WA5-IR-RTE | WA5 IR route | TAB-ELS-ROUTES | Top-level hierarchy for generic entities that represent muliti-equipment inspection routes
120045 | TAB-WA5-IR-RTE | WA5 IR route | TAB-WA5-ELS | WA5 Electric Equipments
120061 | TAB-WA5-MEQ-0002 | Welding Machine, Portable | TAB-WA5-MCS | Machine Shop- WA5 |  |  |  | MEQ
120082 | TAB-WA5-TRG-0001 | WA5 Staff Training | TAB-DIG-STRC | Digestion Pipe Gallery - Drains, Walls, Lighting, Bldg, Services, PA System, Plumbing, Safety Equipments |  |  |  | TRG
120083 | TAB-WA6 | Common to Projects, Bldg. Services, Z Building | TAB-WORK-AREA-6 | Work Area 6
120084 | TAB-WA6 | Common to Projects, Bldg. Services, Z Building | TAB-WORK-AREA-SEO | TAB Work Area SEO
120167 | TAB-WA7-IR-RTE | WA7 IR route | TAB-ELS-ROUTES | Top-level hierarchy for generic entities that represent muliti-equipment inspection routes
120174 | TAB-WA7-MCS | Plant Miscellaneous Assets | TAB-WORK-AREA-7 | Work Area 7
120195 | TAB-WA8-TRG-0001 | WA8 Staff Training | TAB-WA8 | Common to WA8 Bldg. Services |  |  |  | TRG
120196 | TAB-WGB BLDG | Building Location | TAB-SPC | Process Control Systems - Services Area
120197 | TAB-WGB BLDG | Building Location | TAB-SPC2 | Process Control Systems - Equipment
120198 | TAB-WORK-AREA-3 | Work Area 3 | TAB | Ashbridges Bay Treatment Plant |  |  |  | AREA
120199 | TAB-WORK-AREA-7 | Work Area 7 | TAB | Ashbridges Bay Treatment Plant |  |  |  | AREA
120200 | TAB-WORK-AREA-8 | Electrical Sub- Stations | TAB | Ashbridges Bay Treatment Plant |  |  |  | AREA
120201 | TAB-WORK-AREA-LIQ | TAB Work Area Liq | TAB | Ashbridges Bay Treatment Plant
120202 | TAB-WORK-AREA-SEO | TAB Work Area SEO | TAB | Ashbridges Bay Treatment Plant
120203 | TAB-WORK-AREA-SOL | TAB Work Area Sol | TAB | Ashbridges Bay Treatment Plant
120204 | TAB-WORK-AREA-WWPW | TAB Work Area WWPW | TAB | Ashbridges Bay Treatment Plant
120205 | TAB-Z BLDG | Building Location | TAB-SPC2 | Process Control Systems - Equipment
120206 | TAB-Z-BLDG | Building Location | TAB-EUS | Production & End User Support
120252 | TAB_EL1_13.8KV_LINES | Electrical Power Line,13.8KV,North Substation | TAB_EL1_13.8KV | Electrical,13.8KV,North Substation
120253 | TAB_EL1_4.16KV_ELECABS | Electrical Distribution Cabinets,4.16KV,North Substation | TAB_EL1_4.16KV | Electrical,4.16KV,North Substation
120254 | TAB_EL1_NS | Electrical Distribution,North Substation | TAB-ELS-NORTH | North Substation
120315 | THC PLC | THC PLC | THC-SPC1 | Process Control Systems - Administrative
120316 | THC SCADA CLIENTS | THC SCADA Clients | THC-SPC1 | Process Control Systems - Administrative
120584 | THC-ACC-DM-1041 | Damper,Motorized | THC-PRM-BLDG-HPU0010 | HPU Building 10 |  |  |  | DM
120585 | THC-ACC-DM-1081B | Damper,Motorized | THC-PRM-BLDG-HPU0010 | HPU Building 10 |  |  |  | DM
120607 | THC-ACC-DM-4006 | Damper,Motorized, SW Plant, Tunnel T12 | THC-ACC-FN-4006 | Fan, Exhaust, SW Plant, Tunnel T12 |  |  |  | DM
120821 | THC-ACC-FN-1080 | Fan, Exhaust, PC10 HPU Building | THC-PRM-BLDG-HPU0010 | HPU Building 10 |  |  |  | FN
121017 | THC-ACC-HTR-1000 | Heater, Electric, SW Plant, Tunnel 15, AHT-15B | THC-ACC-TUNNEL | Plant Tunnels, HVAC |  |  |  | HTR
121022 | THC-ACC-HTR-4007 | Heater, Hydronic Unit Heater, SW Tunnel T12 | THC-ACC-TUNNEL | Plant Tunnels, HVAC |  |  |  | HTR
121024 | THC-ACC-HTR-4012 | Heater, Electric Unit Heater, HPU Building 10, SW Plant | THC-PRM-BLDG-HPU0010 | HPU Building 10 |  |  |  | HTR
121033 | THC-ACC-HTR-5000 | Heater, Hydronic Unit Heater, SE Access House Tunnel 33A | THC-ACC-TUNNEL | Plant Tunnels, HVAC |  |  |  | HTR
121396 | THC-ACC-TSH-1080 | Switch, Temperature, High, Exhaust Fan Motor | THC-ACC-FN-1080 | Fan, Exhaust, PC10 HPU Building |  |  |  | TSH
121900 | THC-ADMIN BLDG | Building Location | THC-SPC | Process Control Systems - Services Area
121901 | THC-ADMIN-BLDG | Building Location | THC-ITM | Integrated Technology Management
121902 | THC-AER | AerationTreatment Process | THC-STR | Secondary Treatment
121937 | THC-AER-BL-7100-I-IV | Blower, Aeration System | THC-AER-PHASE I-IV | AerationTreatment |  |  |  | BL
121939 | THC-AER-BL-7200-I-IV | Blower, Aeration System | THC-AER-PHASE I-IV | AerationTreatment |  |  |  | BL
122016 | THC-AER-M-7170 | Motor, Blower, Aeration | THC-AER-BL-7100 | Blower, Aeration | Motor,AC,Induction |  |  | M
122017 | THC-AER-M-7170 | Motor, Blower, Aeration | THC-AER-BL-7100-I-IV | Blower, Aeration System | Motor,AC,Induction |  |  | M
122020 | THC-AER-M-7270 | Motor, Blower, Aeration | THC-AER-BL-7200 | Blower, Aeration | Motor,AC,Induction |  |  | M
122023 | THC-AER-OLD PLANT | AerationTreatment | THC-AER | AerationTreatment Process
122041 | THC-AER-PHASE I-IV | AerationTreatment | THC-AER | AerationTreatment Process
122246 | THC-AERATION-BLDG | Building Location | THC-EUS | Production & End User Support
122306 | THC-AUX-CP-0010 | Control Panel, Sump pumps THC-AUX-P-0011 and 0012 | THC-AUX-LIQUIDS | Auxiliary Systems, Plant Liquids side |  |  |  | CP
122307 | THC-AUX-LIQUIDS | Auxiliary Systems, Plant Liquids side | THCLIQOPS | THC Liquids Operations
122310 | THC-BLOWER-BLDG | Building Location | THC-EUS | Production & End User Support
122311 | THC-BOILER-BLDG | Building Location | THC-EUS | Production & End User Support
122312 | THC-CAP-16ECS-MI-01HC | THC Capital Works, Tunnel Concrete Repairs, Contract # 16ECS-MI-01HC | THC-CAP-WA2 | THC WA2 Capital Projects |  |  | 37921 | CAP
122313 | THC-CAP-16ECS-MI-01HC | THC Capital Works, Tunnel Concrete Repairs, Contract # 16ECS-MI-01HC | THC-SUSPENDED | Suspended entity |  |  | 37921 | CAP
122314 | THC-CAP-RAP-9117-13-7066 | THC Capital Works, RAS Pumping, Aeration and Phosphorous Systems Upgrades (RAP), RFP # 9117-13-7066 | THC-CAP-WA2 | THC WA2 Capital Projects |  |  | 37924 | RAP
122315 | THC-CAP-RAP-9117-13-7066 | THC Capital Works, RAS Pumping, Aeration and Phosphorous Systems Upgrades (RAP), RFP # 9117-13-7066 | THC-SUSPENDED | Suspended entity |  |  | 37924 | RAP
122316 | THC-CAP-WA1 | THC WA1 Capital Projects | THCSLDMNT | THC Solids Maintenance
122317 | THC-CAP-WA2 | THC WA2 Capital Projects | THCLIQMNT | THC Liquids Maintenance
122318 | THC-CAP-WA4 | THC WA4 Capital Projects | THCSLDOPS | THC Solids Operations
122319 | THC-CAPECAP06MCP1307 | THC Capital Works, Electrical Condition Assessment Project - 06 (ECAP-06) MCC Replacement, Contract # MCP-13-07 | THC-CAP-WA3 | THC WA3 Capital Projects |  |  | 37925
122320 | THC-CAPECAP06MCP1307 | THC Capital Works, Electrical Condition Assessment Project - 06 (ECAP-06) MCC Replacement, Contract # MCP-13-07 | THC-SUSPENDED | Suspended entity |  |  | 37925
122321 | THC-CBM | THC-Condition Based Monitoring | THC-GRK-MCS | Mechanical Services
122324 | THC-CHLORINE-BLDG | Building Location | THC-EUS | Production & End User Support
122502 | THC-CWP-DIGESTERS&WGB | THC Capital Works, Digester Cleaning and Rehabilitation and Waste Gas Burner Upgrades Project, Contract # MCP-13-04 | THC-CAP-WA1 | THC WA1 Capital Projects
122503 | THC-CWP-HEADWKS&OCS | THC Capital Works, Headworks and Odour Control Upgrades, Contract # 13FS-16WP | THC-CAP-WA2 | THC WA2 Capital Projects
122504 | THC-CWP-LTU CONTRACT1 | THC Capital Works, Liquid Train Upgrades - Contract 1, Contract # 18ECS-MI-01HC | THC-CAP-WA2 | THC WA2 Capital Projects
122505 | THC-CWP-LTU CONTRACT1 | THC Capital Works, Liquid Train Upgrades - Contract 1, Contract # 18ECS-MI-01HC | THC-PRM | Primary Treatment
122588 | THC-DCL-SBS-SBSS | Simulator SBS Dilution System-SBSS Feed | THC-DCL | Dechlorination Process
122589 | THC-DCL-SIMULATION | Dechlorination Simulation | THC-DCL | Dechlorination Process
122708 | THC-DECHLORINE BLDG | Building Location | THC-SPC | Process Control Systems - Services Area
122709 | THC-DECOM | Building Location | THC-EUS | Production & End User Support
122710 | THC-DEW | Dewatering Process | THCSLDMNT | THC Solids Maintenance
122728 | THC-DEW-BLEND | Sludge Blending System | THC-DEW-SOLIDS | Solids Treatment, System Dewatering
122729 | THC-DEW-CENTRATE | Centrate System Dewatering | THC-DEW | Dewatering Process
122731 | THC-DEW-CF-0312/0313 | Sludge Dewatering, Centrifuge CF-312/313 | THC-SUSPENDED | Suspended entity |  |  | 35332 | CF
122805 | THC-DEW-HOLD TANK | Dewatering-Sludge Holding Tanks | THCLIQMNT | THC Liquids Maintenance
122925 | THC-DEW-POL | Polymer System Dewatering | THC-DEW | Dewatering Process
122926 | THC-DEW-POL-1 | Pumps, Polymer Feed, Dewatering | THC-DEW-POL-FEED | Polymer Feed System Dewatering |  |  |  | POL
122927 | THC-DEW-POL-2 | Pumps, Polymer Feed, Dewatering | THC-DEW-POL-FEED | Polymer Feed System Dewatering |  |  |  | POL
122928 | THC-DEW-POL-MAKEUP | Polymer Make Up System Dewatering | THC-DEW-POL | Polymer System Dewatering
122945 | THC-DEW-RPU | Incineration RPUs | THC-DEW | Dewatering Process
122965 | THC-DEW-SOLIDS | Solids Treatment, System Dewatering | THC-DEW | Dewatering Process
123352 | THC-DIG | Digestion | THCSLDMNT | THC Solids Maintenance
123353 | THC-DIG | Digestion | THCSLDOPS | THC Solids Operations
123354 | THC-DIG-0400 | Eliminated Role: Digester 0400 | THC-SUS | THC records of assets and roles that are no longer in service or exists |  |  | 40439 | DIG
123355 | THC-DIG-0500 | Eliminated Role: Digester 0500 | THC-DIG-DIGESTERS | Primary Anerobic Digesters 0400-0700 |  |  | 40440 | DIG
123356 | THC-DIG-0600 | Eliminated Role: Digester 0600 | THC-DIG-DIGESTERS | Primary Anerobic Digesters 0400-0700 |  |  | 40441 | DIG
123357 | THC-DIG-0600 | Eliminated Role: Digester 0600 | THC-SUS | THC records of assets and roles that are no longer in service or exists |  |  | 40441 | DIG
123358 | THC-DIG-0700 | Eliminated Role: Digester 0700 | THC-DIG-DIGESTERS | Primary Anerobic Digesters 0400-0700 |  |  | 40442 | DIG
123689 | THC-DIG-RS TRANSFER | Raw Sludge Transfering | THC-DEW-HOLD TANK | Dewatering-Sludge Holding Tanks
123690 | THC-DIG-SLUDGE DIST | Sludge Distribution, Digesters 0400-0700 | THC-DIG-DIGESTERS | Primary Anerobic Digesters 0400-0700
124533 | THC-DIGESTER-BLDG | Building Location | THC-EUS | Production & End User Support
124534 | THC-DIS | Disinfection (Chlorination) Process | THCLIQMNT | THC Liquids Maintenance
124886 | THC-ELS-COM-0001 | Communication Equipment/Telephone | THC-GRK-MAINT | Building Maintenance |  |  |  | COM
124900 | THC-ELS-ELQ-0001 | Electrical Services 110 - 220V | THC-GRK-MAINT | Building Maintenance | Building Service,Electrical 110 - 220 V |  |  | ELQ
124903 | THC-ELS-INSPECTION | ESA Inspection plant wide | THC-GRK-ELS | Electrical Services, Maintenance- virtual entity
125162 | THC-ELS-PDP-0101C | Distribution Panel, Building A | THC-ELS-PS-0001-A | Primary Power Equipment, Building A | Control Panel,Electrical |  |  | PDP
125167 | THC-ELS-PDP-0400A | Switchgear,Lower Plant 600V Feeder 2, Building A | THC-ELS-PS-0001-A | Primary Power Equipment, Building A | Control Panel,Electrical |  |  | PDP
125168 | THC-ELS-PDP-0402A | Distribution Panel, Building A | THC-ELS-PS-0001-A | Primary Power Equipment, Building A | Control Panel,Electrical |  |  | PDP
125169 | THC-ELS-PDP-0402B | Distribution Panel, Building A | THC-ELS-PS-0001-A | Primary Power Equipment, Building A | Control Panel,Electrical |  |  | PDP
125171 | THC-ELS-PDP-1101A | Distribution Panel, Building H | THC-ELS-PS-0001-H | Primary Power Equipment, Building H | Control Panel,Electrical |  |  | PDP
125173 | THC-ELS-PDP-1202A | Distribution Panel, Building H | THC-ELS-PS-0001-H | Primary Power Equipment, Building H | Control Panel,Electrical |  |  | PDP
125178 | THC-ELS-PDP-1901 | Distribution Panel, Building K | THC-ELS-BLDG-0001 | Main Substation 4160V Switchgear THC-ELS-BUS-0101/0202 (Gas Insulated Switchgear Substation) Building K | Control Panel,Electrical |  |  | PDP
125179 | THC-ELS-PDP-1901 | Distribution Panel, Building K | THC-ELS-PS-0001-K | Primary Power Equipment, Building K | Control Panel,Electrical |  |  | PDP
125184 | THC-ELS-PS-0001 | Primary Power Equipment | THC-GRK-ELS | Electrical Services, Maintenance- virtual entity |  |  |  | PS
125185 | THC-ELS-PS-0001 | Primary Power Equipment | THCLIQOPS | THC Liquids Operations |  |  |  | PS
125210 | THC-ELS-PS-0002-A | Secondary Power Equipment, Building A | THC-ELS-PS-0002 | Secondary Power Equipment |  |  |  | PS
125211 | THC-ELS-PS-0002-H | Secondary Power Equipment, Building H | THC-ELS-PS-0002 | Secondary Power Equipment |  |  |  | PS
125212 | THC-ELS-PS-0002-L | Secondary Power Equipment, Building L | THC-ELS-PS-0002 | Secondary Power Equipment |  |  |  | PS
125215 | THC-ELS-PS-0003-H | Emergency Power Equipment, Diesel & UPS, Building H | THC-ELS-PS-0003 | Power supply, UPS |  |  |  | PS
125216 | THC-ELS-PS-0003-I | Emergency Power Equipment, Diesel & UPS, Building I | THC-ELS-PS-0003 | Power supply, UPS |  |  |  | PS
125217 | THC-ELS-PS-0003-K | Emergency Power Equipment, Diesel & UPS, Building K | THC-ELS-PS-0003 | Power supply, UPS |  |  |  | PS
125218 | THC-ELS-PS-0003-L | Emergency Power Equipment, Diesel & UPS, Building L | THC-ELS-PS-0003 | Power supply, UPS |  |  |  | PS
125219 | THC-ELS-PS-0003-M | Emergency Power Equipment, Diesel & UPS, Building M | THC-ELS-PS-0003 | Power supply, UPS |  |  |  | PS
125220 | THC-ELS-PS-0003-O | Emergency Power Equipment, Diesel & UPS, Building O | THC-ELS-PS-0003 | Power supply, UPS |  |  |  | PS
125222 | THC-ELS-RPU | RPU- Electrical Services, Maintenance- virtual entity | THC-GRK | Buildings & Grounds
125438 | THC-ELS-WR-0001-M | Receptacle 600 V, Building M | THC-ELS-PS-0001-M | Primary Power Equipment, Building M |  |  |  | WR
125463 | THC-EUS | Production & End User Support | THC-ITM | Integrated Technology Management
125710 | THC-FLOTATION-BLDG | Building Location | THC-EUS | Production & End User Support
125711 | THC-FT | Secondary Clarifiers | THC-STR | Secondary Treatment
125761 | THC-FT-OLD PLANT | Secondary Clarifiers, Old Plant | THC-FT | Secondary Clarifiers
125780 | THC-FT-PHASE I-IV | Secondary Clarifiers, Phase I-IV | THC-FT | Secondary Clarifiers
125934 | THC-GRK | Buildings & Grounds | THCLIQOPS | THC Liquids Operations
125966 | THC-GRK-ELS | Electrical Services, Maintenance- virtual entity | THC-GRK | Buildings & Grounds
126015 | THC-GRK-MCS | Mechanical Services | THCLIQOPS | THC Liquids Operations
126016 | THC-GRK-METR-0001 | Weather Station | THC-GRK-MAINT | Building Maintenance | Weather Station |  |  | METR
126033 | THC-GRK-SUMP PUMP | Sump Pumps, | THC-GRK-MAINT | Building Maintenance
126061 | THC-HYGIENE-BLDG | Building Location | THC-EUS | Production & End User Support
126132 | THC-INC-CHEMICAL SYSTEM | Incineration Process, FBI, Chemical System | THC-INC | Incineration Process
126160 | THC-INC-FLUE GAS SYSTEM | Incineration Process, FBI, Exhaust Flue Gas System | THC-INC | Incineration Process
126176 | THC-INC-FUEL SYSTEM | Incineration Process, FBI, Fuel System | THC-INC | Incineration Process
126189 | THC-INC-LAG-0002 | Ash Lagoon, North | THC-INC | Incineration Process | Lagoon |  |  | LAG
126397 | THC-INCINERATOR BLDG | Building Location | THC-SPC | Process Control Systems - Services Area
126398 | THC-INCINERATOR BLDG | Building Location | THC-SPC2 | Process Control Systems - Equipment
126399 | THC-INCINERATOR-BLDG | Incineration Process, Building Location | THC-EUS | Production & End User Support
126400 | THC-ITM | Integrated Technology Management | THC | Highland Creek Treatment Plant
126443 | THC-LIFTING | THC-LIFTING Equipments | THC-GRK-MCS | Mechanical Services | Lifting Device
126444 | THC-LQMT-SPARE | THC Liquids Maintenance Spare parts/materials | THC-LQMT-SPARES | THC Liquids Maintenance Area- Spare Rebuilt Equipment
126446 | THC-LQMT-SPARES | THC Liquids Maintenance Area- Spare Rebuilt Equipment | THC | Highland Creek Treatment Plant
126526 | THC-MCS-LD-A | Lifting Devices & Elevators, Building A | THC-MCS-LD | Mechanical Services, Lifting Device | Lifting Device
126527 | THC-MCS-LD-B | Lifting Devices, Building B | THC-MCS-LD | Mechanical Services, Lifting Device | Lifting Device
126529 | THC-MCS-LD-G | Lifting Devices, Chemical storage, Building G | THC-MCS-LD | Mechanical Services, Lifting Device | Lifting Device
126530 | THC-MCS-LD-H | Lifting Devices & Elevators, Building H | THC-MCS-LD | Mechanical Services, Lifting Device | Lifting Device
126531 | THC-MCS-LD-I | Lifting Devices, Headhouse, Building I | THC-MCS-LD | Mechanical Services, Lifting Device | Lifting Device
126532 | THC-MCS-LD-J | Lifting Devices, Building J | THC-MCS-LD | Mechanical Services, Lifting Device | Lifting Device
126537 | THC-MCS-LD-M | Lifting Devices & Elevators, Building M | THC-MCS-LD | Mechanical Services, Lifting Device | Lifting Device
126539 | THC-MCS-LD-T | Lifting Devices, Building T | THC-MCS-LD | Mechanical Services, Lifting Device | Lifting Device
126586 | THC-NEW BLOWER BLDG | Building Location | THC-SPC2 | Process Control Systems - Equipment
126587 | THC-NEW-BLOWER-BLDG | Building Location | THC-EUS | Production & End User Support
126588 | THC-NGS | Natural Gas, Enbridge Plant Natural Gas Supply | THC-GRK-MCS | Mechanical Services | Transmitter,Flow
126711 | THC-OBSOLETE-WA1 | Obsolete Equipments for WA1 | THC-INC | Incineration Process
126712 | THC-OBSOLETE-WA2 | Obsolete Equipments for WA2 | THCLIQMNT | THC Liquids Maintenance
126721 | THC-OCS-BLDG-O | Phase IV, Building O Odour Control System | THC-OCS-SLD | Odour Control System, THC Solid
126900 | THC-OCS-LQ | Odour Control System, THC Liquid | THCSLDMNT | THC Solids Maintenance |  |  | 47500
126963 | THC-OCS-SLD | Odour Control System, THC Solid | THCSLDMNT | THC Solids Maintenance
126964 | THC-OCS-SLD | Odour Control System, THC Solid | THCSLDOPS | THC Solids Operations
127053 | THC-ODOUR-HEADHOUSE | Odour Control | THC-STR-ODOUR | Odour Control
127054 | THC-ODOUR-OLD PLANT | Odour Control | THC-STR-ODOUR | Odour Control
127055 | THC-OLD BLOWER BLDG | Building Location | THC-SPC2 | Process Control Systems - Equipment
127056 | THC-OLD-SECTION-BLDG | Building Location | THC-EUS | Production & End User Support
127057 | THC-PLT | Preliminary Treatment (Grit and Screenings) | THCLIQMNT | THC Liquids Maintenance
127058 | THC-PLT-AIR | Degritting Air | THC-PLT | Preliminary Treatment (Grit and Screenings)
127083 | THC-PLT-BIOFILTER | Biofilter system | THC-PLT | Preliminary Treatment (Grit and Screenings)
127175 | THC-PLT-GRIT REMOVE | Grit Removal | THC-PLT | Preliminary Treatment (Grit and Screenings)
127176 | THC-PLT-GRIT TANKS | Grid Tanks | THC-PLT | Preliminary Treatment (Grit and Screenings)
127489 | THC-PM-WA1 | THC-PM Work Area 1 | THC | Highland Creek Treatment Plant
127490 | THC-PM-WA2 | THC-PM Work Area 2 | THC | Highland Creek Treatment Plant
127491 | THC-PM-WA2 | THC-PM Work Area 2 | THCLIQMNT | THC Liquids Maintenance
127513 | THC-PRM-CLAR | Primary Clarification | THC-PRM | Primary Treatment
127530 | THC-PRM-DM-1041 | Damper,Motorized | THC-PRM-BLDG-HPU0010 | HPU Building 10 |  |  |  | DM
127531 | THC-PRM-DM-1042 | Damper,Motorized | THC-PRM-BLDG-HPU0010 | HPU Building 10 |  |  |  | DM
127593 | THC-PRM-HTR-1007 | Hand Transmit, Record, Oil Tank 1010 | THC-PRM-T-1010 | Tank, Hydraulic Power System for Sludge Bottom Scraper Mechanism, Tank 1000, Primary Clarifier |  |  |  | HTR
127596 | THC-PRM-LI-0943 | Sight, Glass, Fan 0940 | THC-PRM-FN-0940 | Fan, Heat Exchange, Fan 0940 |  |  |  | LI
127597 | THC-PRM-LI-0953 | Sight, Glass, Fan 0970 | THC-PRM-FN-0970 | Fan, Heat Exchange, Fan 0970 |  |  |  | LI
127598 | THC-PRM-LI-1006 | Sight, Glass, Oil Tank 1010 | THC-PRM-T-1010 | Tank, Hydraulic Power System for Sludge Bottom Scraper Mechanism, Tank 1000, Primary Clarifier |  |  |  | LI
127599 | THC-PRM-LI-1016 | Sight, Glass, Oil Tank 1070 | THC-PRM-T-1070 | Oil Tank, Hydraulic Power System for Scum Skimmer System, Primary Clarifier 1000 |  |  |  | LI
127600 | THC-PRM-LI-1043 | Sight, Glass, Fan 1040 | THC-PRM-FN-1040 | Fan, Heat Exchange, Fan 1040 |  |  |  | LI
127601 | THC-PRM-LI-1053 | Sight, Glass, Fan 1070 | THC-PRM-FN-1070 | Fan, Heat Exchange, Fan 1070 |  |  |  | LI
127617 | THC-PRM-LIT-1012 | Transmitter, Level, Tank Level Indicator, Oil Tank 1070 | THC-PRM-T-1070 | Oil Tank, Hydraulic Power System for Scum Skimmer System, Primary Clarifier 1000 |  |  |  | LIT
127635 | THC-PRM-LSLL-1005 | Switch, Float, Level-Low Low, Oil Tank 1010 | THC-PRM-T-1010 | Tank, Hydraulic Power System for Sludge Bottom Scraper Mechanism, Tank 1000, Primary Clarifier |  |  |  | LSLL
127636 | THC-PRM-LSLL-1015 | Switch, Float, Level-Low Low, Oil Tank 1070 | THC-PRM-T-1070 | Oil Tank, Hydraulic Power System for Scum Skimmer System, Primary Clarifier 1000 |  |  |  | LSLL
127689 | THC-PRM-PI-1021 | Pressure Sensor, Gauge, Oil Tank 1010 | THC-PRM-P-1020 | Pump, Vane, Oil Tank 1010 |  |  |  | PI
127690 | THC-PRM-PI-1091 | Pressure Sensor, Gauge, Oil Tank 1070 | THC-PRM-P-1090 | Pump, Centrifugal, Oil Tank 1070 |  |  |  | PI
127722 | THC-PRM-PT-1011B | Transmitter, Pressure, Return Line, Valve 1011 | THC-PRM-V-1011 | Valve, Hydraulic Cylinder, Bottom Scraper, Primary Clarifier 1000, SW Plant |  |  |  | PT
127723 | THC-PRM-PT-1013B | Transmitter, Pressure, Return Line, Valve 1013 | THC-PRM-V-1013 | Valve, Hydraulic Cylinder, Bottom Scraper, Primary Clarifier 1000, SW Plant |  |  |  | PT
127724 | THC-PRM-PT-1014A | Transmitter, Pressure, Collect Line, Valve 1014 | THC-PRM-V-1014 | Valve, Hydraulic Cylinder, Bottom Scraper, Primary Clarifier 1000, SW Plant |  |  |  | PT
127725 | THC-PRM-PT-1032 | Transmitter, Pressure, Pump Pressure, Oil Tank 1010 | THC-PRM-P-1030 | Pump, Vane, Oil Tank 1010 |  |  |  | PT
127726 | THC-PRM-PT-1082 | Transmitter, Pressure, Pump Pressure, Oil Tank 1070 | THC-PRM-P-1080 | Pump, Centrifugal, Oil Tank 1070 |  |  |  | PT
127746 | THC-PRM-RPU | Primary Clarification RPUs | THC-PRM | Primary Treatment
127747 | THC-PRM-RPU | Primary Clarification RPUs | THC-PRM-CLAR | Primary Clarification
127783 | THC-PRM-TIC-1018 | Temperature, Indicate Control, Heat Trace | THC-PRM-BLDG-HPU0010 | HPU Building 10 |  |  |  | TIC
127791 | THC-PRM-TT-1003 | Transmitter, Temperature, Oil Tank 1010 | THC-PRM-T-1010 | Tank, Hydraulic Power System for Sludge Bottom Scraper Mechanism, Tank 1000, Primary Clarifier |  |  |  | TT
127792 | THC-PRM-TT-1013 | Transmitter, Temperature, Oil Tank 1070 | THC-PRM-T-1070 | Oil Tank, Hydraulic Power System for Scum Skimmer System, Primary Clarifier 1000 |  |  |  | TT
127858 | THC-PRM-V-1011 | Valve, Hydraulic Cylinder, Bottom Scraper, Primary Clarifier 1000, SW Plant | THC-PRM-CLR-1030 | Sludge Bottom Scraper Mechanism, Tank 1000, Primary Clarifier |  |  |  | V
127859 | THC-PRM-V-1011A | Valve, Solenoid, Collect, Valve 1011 | THC-PRM-V-1011 | Valve, Hydraulic Cylinder, Bottom Scraper, Primary Clarifier 1000, SW Plant |  |  |  | V
127860 | THC-PRM-V-1011B | Valve, Solenoid, Return, Valve 1011 | THC-PRM-V-1011 | Valve, Hydraulic Cylinder, Bottom Scraper, Primary Clarifier 1000, SW Plant |  |  |  | V
127861 | THC-PRM-V-1012 | Valve, Hydraulic Cylinder, Bottom Scraper, Primary Clarifier 1000, SW Plant | THC-PRM-CLR-1030 | Sludge Bottom Scraper Mechanism, Tank 1000, Primary Clarifier |  |  |  | V
127862 | THC-PRM-V-1013 | Valve, Hydraulic Cylinder, Bottom Scraper, Primary Clarifier 1000, SW Plant | THC-PRM-CLR-1030 | Sludge Bottom Scraper Mechanism, Tank 1000, Primary Clarifier |  |  |  | V
127863 | THC-PRM-V-1014A | Valve, Solenoid, Collect, Valve 1014 | THC-PRM-V-1014 | Valve, Hydraulic Cylinder, Bottom Scraper, Primary Clarifier 1000, SW Plant |  |  |  | V
127869 | THC-PRM-V-1093 | Valve, Pressure Relief, Oil Tank 1070 | THC-PRM-P-1090 | Pump, Centrifugal, Oil Tank 1070 |  |  |  | V
128047 | THC-PRM-ZSH-1012 | Switch, Position High, Mech Collect, Valve 1012 | THC-PRM-V-1012 | Valve, Hydraulic Cylinder, Bottom Scraper, Primary Clarifier 1000, SW Plant |  |  |  | ZSH
128048 | THC-PRM-ZSH-1013 | Switch, Position High, Mech Collect, Valve 1013 | THC-PRM-V-1013 | Valve, Hydraulic Cylinder, Bottom Scraper, Primary Clarifier 1000, SW Plant |  |  |  | ZSH
128049 | THC-PRM-ZSH-1014 | Switch, Position High, Mech Collect, Valve 1014 | THC-PRM-V-1014 | Valve, Hydraulic Cylinder, Bottom Scraper, Primary Clarifier 1000, SW Plant |  |  |  | ZSH
128079 | THC-PRM-ZSL-1012 | Switch, Position Low, Mech Return, Valve 1012 | THC-PRM-V-1012 | Valve, Hydraulic Cylinder, Bottom Scraper, Primary Clarifier 1000, SW Plant |  |  |  | ZSL
128080 | THC-PRM-ZSL-1013 | Switch, Position Low, Mech Return, Valve 1013 | THC-PRM-V-1013 | Valve, Hydraulic Cylinder, Bottom Scraper, Primary Clarifier 1000, SW Plant |  |  |  | ZSL
128089 | THC-PRS | Phosphorus Removal, sub-process | THC-PRM | Primary Treatment
128196 | THC-PWA-BFP | Backflow Preventers | THC-PWA-POTAB METER | Potable Water Flow Meters | Valve,Backflow Preventer,Reduced Pressure
128197 | THC-PWA-BLD-0001 | Headhouse Plant Water System | THC-PLT-BLDG-0001 | New Head House, preliminary process |  |  |  | BLD
128202 | THC-PWA-EFFLUENT | Plant Water Effluent | THC-PWA-CITY WATER | Plant Water City Water
128208 | THC-PWA-HWT | Domestic Hot Water Tanks | THC-PWA-CITY WATER | Plant Water City Water
128236 | THC-PWA-POTAB METER | Potable Water Flow Meters | THC-PWA-CITY WATER | Plant Water City Water
128237 | THC-PWA-POTAB METER | Potable Water Flow Meters | THC-PWA-POTABLE | Potable Water
128313 | THC-ROUTINE SLMT--SPARE | THC-Routine Inspection Solids Maintenance -SPARE ENTITY NUMBER | THCSLDMNT | THC Solids Maintenance
128314 | THC-ROUTINE WA1 | THC-Routine Inspection Work Area 1 | THC | Highland Creek Treatment Plant
128315 | THC-ROUTINE WA3 | THC-Routine Inspection Work Area 3 | THCLIQOPS | THC Liquids Operations
128316 | THC-ROUTINE WA4 | THC-Routine Inspection Work Area 4 | THCSLDOPS | THC Solids Operations
128583 | THC-SES-FEQ-SD39 | 1 1/2 Folding NFE Polyflex Hoses | THC-SES-FEQ-0001I | Portable Fire Extinguishers in Building I, Headhouse Building
128603 | THC-SES-GAS | Gas Detectors and Monitors | THC-SES | Safety & Environmental Services
128604 | THC-SES-GAS-G | Gas Detectors and Monitors, Air Treatment Building G | THC-SES-GAS | Gas Detectors and Monitors
128605 | THC-SES-GAS-J | Gas Detectors and Monitors, Flotation, Building J | THC-SES-GAS | Gas Detectors and Monitors
128606 | THC-SES-GAS-M | Gas Detectors and Monitors, Building M | THC-SES-GAS | Gas Detectors and Monitors
128607 | THC-SES-GAS-U | Gas Detectors and Monitors, Digesters, Building U | THC-SES-GAS | Gas Detectors and Monitors
128839 | THC-SLMT-SPARE | THC Solids Maintenance - Spare equipment | THC-LQMT-SPARES | THC Liquids Maintenance Area- Spare Rebuilt Equipment
128840 | THC-SLMT-SPARE | THC Solids Maintenance - Spare equipment | THCSLDMNT | THC Solids Maintenance
128870 | THC-SPC-WA1 | System Process Control | THCSLDMNT | THC Solids Maintenance
128871 | THC-STR | Secondary Treatment | THCLIQMNT | THC Liquids Maintenance
128988 | THC-STR-P-T-0500-06 | Pump, Tank 0500-0600, Secondary Clarification, RAS/WAS | THC-STR-RAS/WAS OLD | RAS/WAS, Old Plant |  |  |  | T
128989 | THC-STR-P-T-0700-08 | Pump, Tank 0700-0800, Secondary Clarification, RAS/WAS | THC-STR-RAS/WAS OLD | RAS/WAS, Old Plant |  |  |  | T
129003 | THC-STR-RAS/WAS OLD | RAS/WAS, Old Plant | THC-STR-RAS/WAS | Return/ Waste Activated Sludge
129004 | THC-STR-RAS/WAS-I-IV | RAS/WAS, Phase I-IV | THC-STR-RAS/WAS | Return/ Waste Activated Sludge
129192 | THC-THK-BIOFILTER | THK Biofilter System | THC-THK-TWAS | Waste Activated Sludge Thickening
129208 | THC-THK-ELS | TWAS Elecftrical equipment Sludge Thickening | THC-THK-TWAS | Waste Activated Sludge Thickening
129284 | THC-THK-POL | Thickening Polymer System | THC-THK-TWAS | Waste Activated Sludge Thickening
129593 | THCSLDMNT | THC Solids Maintenance | THC | Highland Creek Treatment Plant
129595 | THR | Humber Treatment Plant | WWT | Wastewater Treatment
129597 | THR EUS SERVER ROOM | Communication Switch | THR-ADMIN-BLDG | Building Location
129598 | THR OIT | THR OIT | THR-SPC1 | Process Control Systems - Administrative
129599 | THR PLC | THR PLC | THR-SPC1 | Process Control Systems - Administrative
129601 | THR SCADA CLIENTS | THR SCADA Clients | THR-SPC1 | Process Control Systems - Administrative
129602 | THR SCADA SERVERS | THR SCADA Servers | THR-SPC1 | Process Control Systems - Administrative
129603 | THR SCADA SUPPORT | THR SCADA Support | THR-SPC1 | Process Control Systems - Administrative
129604 | THR WORK AREA 2 | Liquid Handling | THR | Humber Treatment Plant
129605 | THR WORK AREA 3 | Plant Services | THR | Humber Treatment Plant
129606 | THR WORK AREA 4 | Liquid Handling 2 | THR | Humber Treatment Plant
129899 | THR-ACC-FN | Air Conditoning, Fans, Gallery Ventilation, Supply and Exhaust | THR-ACC-AHU | Air Conditioning, Air Handling Unit, Gallery Ventilation
129900 | THR-ACC-FN | Air Conditoning, Fans, Gallery Ventilation, Supply and Exhaust | THR-ACC-WA3 | Air Conditioning, Boiler, Fans & AHU
130135 | THR-ACC-HVAC | Air Conditioning, Heating, Ventilation & Air Conditioning | THR-ACC-WA3 | Air Conditioning, Boiler, Fans & AHU
130136 | THR-ACC-HW | Hot Water System, Heating and Air Conditioning | THR WORK AREA 3 | Plant Services
130137 | THR-ACC-HW | Hot Water System, Heating and Air Conditioning | THR-ACC-WA3 | Air Conditioning, Boiler, Fans & AHU
130150 | THR-ACC-MAINSUB | ACC Equipment Serving the Main Substation | THR-ACC-WA3 | Air Conditioning, Boiler, Fans & AHU
130890 | THR-ACC-WA1 | Air Conditioning, AHU, HVAC,Work Area1 | THR WORK AREA 1 | Solid Handling
130891 | THR-ACC-WA3 | Air Conditioning, Boiler, Fans & AHU | THR WORK AREA 3 | Plant Services
130892 | THR-ACC-WA4 | Air Conditioning, AHU, HVAC,Work Area4 | THR WORK AREA 4 | Liquid Handling 2
130927 | THR-AER-BL | Aeration Blowers | THR-AER | Aeration
130941 | THR-AER-DRN | Aeration Tank Drainage & Sump Pump | THR-AER | Aeration
131095 | THR-AER-PIP-0003 | Piping, Aeration Process Air, Work Area 3 | THR-PIP-WA3 | Piping, Work Area 3 |  |  |  | PIP
131164 | THR-AER-T | Aeration Tanks | THR-AER | Aeration
131366 | THR-AI-C-WA4 | Compressor, Instrument Air | THR-FT | Final Tank
131407 | THR-BG | Blended Gas | THR-CG | Co-Generation
131411 | THR-BG-C | Blended Gas, Gas Compressors | THR-BG | Blended Gas
131420 | THR-BG-DT-0102 | Drip Trap, Condensate, Heat Exch 0102, High Press Gas Conditioning System Train 1, Gas Comp Bldg | THR-BG-HE-0102 | Heat Exchanger, Oil for Fuel Gas Compressor 0101, Compressor Building, Gas Compressor (And Dryer) |  |  |  | DT
131421 | THR-BG-DT-0103 | Drip Trap, Condensate, Condensor 0103, High Press Gas Conditioning System Train 1, Gas Comp Bldg | THR-BG-CU-0103 | Condensor, Fuel Gas, High Press Gas Conditioning System Train 1, Gas Comp Bldg |  |  |  | DT
131444 | THR-BG-P | Blended Gas, Pumping | THR-BG | Blended Gas
131631 | THR-CAP-12FS-07WP | Humber Treatment Plant, Capital Project, COGEN-12FS-07WP | THR-PIP-WA1 | Process Piping System, Work Area 1 |  |  |  | CAP
131652 | THR-CG-CI-0150 | Chiller, Glycol, Gas Coolant System, High Press Gas Cond Sys Train 1, Gas Compressor Building | THR-BG-CU-0103 | Condensor, Fuel Gas, High Press Gas Conditioning System Train 1, Gas Comp Bldg |  |  |  | CI
131653 | THR-CG-ENG | Co-Generation, Engines | THR-CG | Co-Generation
131664 | THR-CG-FX-1101 | Flame Arrestor , Engine Gas Valve Train, Engine Fuel System, Engine-Gen 1101 | THR-CG-ENG-1101 | Engine, Generator 1101, Engine Room, Engine-Generator & Heat Recovery System | Flame Arrester |  |  | FX
131665 | THR-CG-FX-1201 | Flame Arrestor , Engine Gas Valve Train, Engine Fuel System, Engine-Gen 1201 | THR-CG-ENG-1201 | Engine, Generator NT1788901, Engine Room, Engine-Generator & Heat Recovery System | Flame Arrester |  |  | FX
131723 | THR-CG-SB | Co-Generation Scubber, Digester Gas | THR-BG | Blended Gas
131724 | THR-CG-SB | Co-Generation Scubber, Digester Gas | THR-CG | Co-Generation
131725 | THR-CG-SB | Co-Generation Scubber, Digester Gas | THR-DIG | Digester
131847 | THR-CRN-WA1 | Cranes, Overhead Lifting Devices,WA1 | THR-MCS-WA1 | Cranes, Lifting Devices, Machine Tools, Overhead Doors
131848 | THR-CRN-WA4 | Cranes, Overhead Lifting Devices,WA4 | THR-MCS-WA4 | Cranes, Lifting Devices, Machine Tools, Mechanical/Welding Shops
131849 | THR-CW | City Water | THR WORK AREA 3 | Plant Services
131920 | THR-CW-BFP-WA1 | City Water, Back Flow Preventer, Work Area 1 | THR-CW | City Water
131921 | THR-CW-BFP-WA1 | City Water, Back Flow Preventer, Work Area 1 | THR-GRK-WA1 | Building & Grounds Work Area 1
131922 | THR-CW-BFP-WA3 | City Water, Back Flow Preventer, Work Area 3 | THR-CW | City Water
131923 | THR-CW-BFP-WA4 | City Water, Back Flow Preventer, Work Area 4 | THR-GRK-WA4 | Building & Grounds Work Area 4
131924 | THR-CW-CH | City Water & Fire Water Chambers | THR-CW | City Water
131925 | THR-CW-CH-0001 | City Water & Fire Water Chambers, Meter Chamber #1 | THR-CW | City Water |  |  |  | CH
131926 | THR-CW-CH-0001 | City Water & Fire Water Chambers, Meter Chamber #1 | THR-CW-CH | City Water & Fire Water Chambers |  |  |  | CH
131927 | THR-CW-CH-0003 | City Water & Fire Water Chambers, Chamber #3 | THR-CW-CH | City Water & Fire Water Chambers |  |  |  | CH
131928 | THR-CW-CH-0005 | City Water & Fire Water Chambers, Meter Chamber #5 | THR-CW-CH | City Water & Fire Water Chambers |  |  |  | CH
131929 | THR-CW-CH-0007 | City Water & Fire Water Chambers, Chamber #7 | THR-CW-CH | City Water & Fire Water Chambers |  |  |  | CH
132152 | THR-DCL | Dechlorination | THR WORK AREA 1 | Solid Handling
132153 | THR-DCL | Dechlorination | THR WORK AREA 4 | Liquid Handling 2
132154 | THR-DCL | Dechlorination | THR-DIS | Disinfection
132340 | THR-DECOM | Building Location | THR-EUS | Production & End User Support
132344 | THR-DIG-AIT | Transmitter, Gas Analyzer, Digester | THR-DIG | Digester
132345 | THR-DIG-AIT | Transmitter, Gas Analyzer, Digester | THR-DIG-T | Digester, Tanks
132392 | THR-DIG-BU | Digester, Waste Gas Burners | THR-DIG | Digester
132407 | THR-DIG-CG | Digester Gas, Co-Generation | THR-BG | Blended Gas
132408 | THR-DIG-CG | Digester Gas, Co-Generation | THR-CG | Co-Generation
132434 | THR-DIG-DT-0001 | Drip Trap, Condensate, Low Pressure DG Header, Gas Compressor Building | THR-DIG | Digester |  |  |  | DT
132435 | THR-DIG-DT-0002 | Drip Trap, Condensate, Low Pressure DG Header, Gas Compressor Building | THR-DIG | Digester |  |  |  | DT
132436 | THR-DIG-DT-0003 | Drip Trap, Condensate, Low Pressure DG Header, Gas Compressor Building | THR-DIG | Digester |  |  |  | DT
132437 | THR-DIG-DT-7720 | Drip Trap, Automatic, Burner BU-7720 Digester Gas Condensate, WGB Building | THR-DIG-BU-7720 | Waste Gas Burner, Burner 7720, WGB Bldg Roof |  |  |  | DT
132675 | THR-DIG-P-MTI | Digester, Transfer Pump and Line to MTI | THR-DIG | Digester
132787 | THR-DIG-PIP-0003 | Piping, Digester Gas, Work Area 3 | THR-PIP-WA3 | Piping, Work Area 3 |  |  |  | PIP
132842 | THR-DIG-PM | Digester, RCM PM Lead Task Entities | THR-DIG-RPU | RPU, UPS, Digester
132843 | THR-DIG-PRS | Digester, Primary Return Sludge Line | THR-DIG | Digester
132845 | THR-DIG-PSH-0114 | Switch, Pressure, High, Loss Of Vaccum, Tank 0110, Lube Oil System, Gas Compressor Building | THR-DIG-T-0110 | Tank, New Oil, Lube Oil System, Gas Compressor Building | Vacuum |  |  | PSH
132846 | THR-DIG-PSH-0124 | Switch, Pressure, High, Loss Of Vaccum, Tank 0120, Lube Oil System, Gas Compressor Building | THR-DIG-T-0120 | Tank, Waste Oil, Lube Oil System, Gas Compressor Building | Vacuum |  |  | PSH
133045 | THR-DIG-T-7-8 | Digester, Entities Common to Tanks 7-8 | THR-DIG-T-7-10 | Digester, Entities Common to Tanks 7-10 |  |  |  | T
133046 | THR-DIG-T-9-10 | Digester, Entities Common to Tanks 9-10 | THR-DIG-T-7-10 | Digester, Entities Common to Tanks 7-10 |  |  |  | T
133855 | THR-DIS | Disinfection | THR WORK AREA 1 | Solid Handling
133909 | THR-DIS-CW | Disinfection, City Water, BFP | THR-DIS | Disinfection
133910 | THR-DIS-CW-S | Disinfection, City Water, BFP | THR-DIS | Disinfection |  |  | 34862
133921 | THR-DIS-EV | Disinfection, Chlorine Evaporator | THR-S-E | SUSPENDED ENTITY |  |  | 34557
133945 | THR-DIS-FPW | Disinfection, Plant Water | THR-DIS | Disinfection
133946 | THR-DIS-FPWS | Disinfection, Plant Water | THR-DIS | Disinfection |  |  | 34861
133947 | THR-DIS-FPWS | Disinfection, Plant Water | THR-S-E | SUSPENDED ENTITY |  |  | 34861
133973 | THR-DIS-P | Disinfection - Pumping | THR-DIS | Disinfection
134001 | THR-DIS-P-S | Disinfection, Pumps, Sump & Chlorine Solution | THR-DIS | Disinfection |  |  | 34863
134053 | THR-DIS-SB | Scrubbers, Caustic Soda Recirculation Pumps | THR-DIS | Disinfection
134091 | THR-DIS-T-PP | Disinfection, Tank, Palace Pier | THR-DIS | Disinfection
134092 | THR-DIS-T-SH | Disinfection, Tank, Sodium Hypochlorite Storage | THR-DIS | Disinfection
134351 | THR-DL-EFF | Dosing Line, Disinfection, Effluent | THR-DIS-P | Disinfection - Pumping
134352 | THR-DL-FPW | Dosing Line, Disinfection, Filtered Plant Water | THR-DIS-P | Disinfection - Pumping
134353 | THR-DL-NPRS | Dosing Line, North Ferrous Chloride | THR-PRS-P | Phosphorous Removal System, Pumps | Pump,Centrifugal
134354 | THR-DL-SPRS | Dosing Line, South Ferrous Chloride | THR-PRS-P | Phosphorous Removal System, Pumps | Pump,Centrifugal
134385 | THR-DRN-ADM | Administration Bldg., Work Area 3 | THR-DRN-WA3 | Drains, Work Area 3
134386 | THR-DRN-DIG | Digester Area, Work Area 1 | THR-DRN-WA1 | Drains, Work Area 1
134387 | THR-DRN-DIG | Digester Area, Work Area 1 | THR-GRK-GQ-WA1 | Building & Grounds Equipment, Work Area 1
134389 | THR-DRN-FPW | Filtered Plant Water, Work Area 3 | THR-DRN-WA3 | Drains, Work Area 3
134391 | THR-DRN-HPBB | High Pressure Blower Bldg., Work Area 3 | THR-DRN-WA3 | Drains, Work Area 3
134392 | THR-DRN-OCS | Odour Control System, Work Area 1 | THR-DRN-WA1 | Drains, Work Area 1
134393 | THR-DRN-PLT | Preliminary Treatment, Work Area 2 | THR-DRN-WA2 | Drains, Work Area 2
134394 | THR-DRN-WA1 | Drains, Work Area 1 | THR-GRK-WA1 | Building & Grounds Work Area 1
134395 | THR-DRN-WA2 | Drains, Work Area 2 | THR-GRK-PRTY-WA2 | WA2 Property, Humber T. P. for DOS Work Orders
134525 | THR-ELS | Electrical Power System | THR WORK AREA 3 | Plant Services
134526 | THR-ELS-ACB | Electrical System, Air Compressor Building | THR-ELS | Electrical Power System
134695 | THR-ELS-COMM | Plant External & Internal Phone System | THR-ELS | Electrical Power System | Silencer
134696 | THR-ELS-COMM | Plant External & Internal Phone System | THR-OCS-NEW | Odour Control, Biofilter | Silencer
134709 | THR-ELS-DIS | Electrical System, Disinfection, Chlorine Building | THR-ELS | Electrical Power System
134740 | THR-ELS-EMS | Electrical System, East Maintenance Shop | THR-ELS | Electrical Power System
134741 | THR-ELS-FC | Electrical System, Ferrous Chloride Building | THR-ELS | Electrical Power System
134742 | THR-ELS-FPW | Electrical System, Filtered Plant Water Building | THR-ELS | Electrical Power System
134743 | THR-ELS-FST | Electrical System, Final Sedimentation Tanks & Galleries | THR-ELS | Electrical Power System
134753 | THR-ELS-HH | Electrical System, Head House and Engine Room | THR-ELS | Electrical Power System
134754 | THR-ELS-INQ | Instrument Equipment, Meter, Calibrators, Spectrophotometer | THR-ELS | Electrical Power System
135049 | THR-ELS-SS | Electrical System, South Main Substation | THR-ELS | Electrical Power System
135203 | THR-EPS | Effluent Pumping Station | THR WORK AREA 3 | Plant Services
135270 | THR-FPW | Filtered Plant Water | THR WORK AREA 3 | Plant Services
135271 | THR-FPW | Filtered Plant Water | THR WORK AREA 4 | Liquid Handling 2
135287 | THR-FPW-F | Filtered Plant Water, Filter Beds | THR-FPW | Filtered Plant Water
135297 | THR-FPW-FW | Filtered Plant Water, Flushing Water | THR-FPW | Filtered Plant Water
135489 | THR-FT | Final Tank | THR WORK AREA 4 | Liquid Handling 2
135520 | THR-FT-DRN | Final Tank, Drainage, Sump Pumps | THR-FT | Final Tank
135681 | THR-FT-HWT | Final Tank, Plant Hot Water Tanks | THR-FT | Final Tank
135948 | THR-FT-RPU | Final Tank, Remote Processor Unit, UPS & RTU | THR-FT | Final Tank
135949 | THR-FT-RPU | Final Tank, Remote Processor Unit, UPS & RTU | THR-FT-T | Final Sedimentation Tank & Dedicated WAS Pumping
135980 | THR-FT-T | Final Sedimentation Tank & Dedicated WAS Pumping | THR-FT | Final Tank
136009 | THR-FT-T-SCUM | Final Tank, Scum Tanks | THR-FT | Final Tank
136485 | THR-FT-WAS-P-N | Final Tank, Waste Activated Sludge Pumping-North | THR-FT-WAS-P | Final Tank, Waste Activated Sludge Pumping
136488 | THR-GQ-ADM | Administration Bldg., Work Area 3 | THR-GQ-WA3 | Grounds, Work Area 3
136490 | THR-GQ-ER | Engine Room, Work Area 3 | THR-GQ-WA3 | Grounds, Work Area 3
136492 | THR-GQ-HPBB | High Pressure Blower Bldg., Work Area 3 | THR-GQ-WA3 | Grounds, Work Area 3
136493 | THR-GQ-OCS | Odour Control, Work Area 1 | THR-GQ-WA1 | Grounds, Work Area 1
136494 | THR-GQ-PLT | Preliminary Treatment, Work Area 2 | THR-GQ-WA2 | Grounds, Work Area 2
136496 | THR-GQ-THK | Sludge Thickening, Work Area 1 | THR-GQ-WA1 | Grounds, Work Area 1
136591 | THR-GRK-PRTY-WA2 | WA2 Property, Humber T. P. for DOS Work Orders | THR-GRK-WA2 | Building & Grounds Work Area 2
136592 | THR-GRK-PRTY-WA3 | WA3 Property, Humber T. P. for DOS Work Orders | THR-GRK-WA3 | Buildings & Grounds, Work Area 3
136593 | THR-GRK-PRTY-WA3 | WA3 Property, Humber T. P. for DOS Work Orders | THR-OCS-NEW | Odour Control, Biofilter
136594 | THR-GRK-PRTY-WA4 | WA4 Property, Humber T. P. for DOS Work Oders | THR-GRK-WA4 | Building & Grounds Work Area 4
136821 | THR-MCS-MT-0682 | Sand Blaster | THR-MT-WA3 | Machine Tools |  |  |  | MT
136832 | THR-MIXING-BLDG | Building Location | THR-EUS | Production & End User Support
136840 | THR-NGS-CG | Natural Gas System, Co-Generation | THR-CG | Co-Generation
136923 | THR-OCS | Odour Control System | THR WORK AREA 4 | Liquid Handling 2
136927 | THR-OCS-BL | Odour Control System, Blowers | THR-OCS-SB | Odour Control System, Scrubbers
136929 | THR-OCS-C | Compressor, Ozone Generator, Odour Control | THR-OCS | Odour Control System
136983 | THR-OCS-HH | Odour Control, Headhouse | THR-OCS-NEW | Odour Control, Biofilter | UPS
136996 | THR-OCS-NEW | Odour Control, Biofilter | THR WORK AREA 3 | Plant Services
136997 | THR-OCS-OZ | Odour Control System, Ozonator | THR-OCS | Odour Control System
137033 | THR-OCS-SB | Odour Control System, Scrubbers | THR-OCS | Odour Control System
137129 | THR-OFFICE | Computer Location | THR-ADMIN-BLDG | Building Location
137130 | THR-PCS-MAINSUB | PCS Equipment Serving the Main Substation | THR-ELS-MAINSUB | Electrical Equipment at the Main Substation
137132 | THR-PIP-WA3 | Piping, Work Area 3 | THR-GRK-PRTY-WA3 | WA3 Property, Humber T. P. for DOS Work Orders
137133 | THR-PIP-WA3 | Piping, Work Area 3 | THR-GRK-WA3 | Buildings & Grounds, Work Area 3
137134 | THR-PIP-WA4 | Process Piping System, Work Area 4 | THR WORK AREA 4 | Liquid Handling 2
137135 | THR-PLQ-DIG | Digester Area, Work Area 1 | THR-PLQ-WA1 | Plumbing, Work Area 1
137136 | THR-PLQ-DIS | Disinfection, Work Area 1 | THR-PLQ-WA1 | Plumbing, Work Area 1
137137 | THR-PLQ-ER | Engine Room, Work Area 3 | THR-PLQ-WA3 | Plumbing, Work Area 3
137138 | THR-PLQ-FPW | Filtered Plant Water, Work Area 3 | THR-PLQ-WA3 | Plumbing, Work Area 3
137140 | THR-PLQ-HPBB | High Pressure Blower Bldg., Work Area 3 | THR-PLQ-WA3 | Plumbing, Work Area 3
137141 | THR-PLQ-OCS | Odour Control, Work Area 1 | THR-PLQ-WA1 | Plumbing, Work Area 1
137142 | THR-PLQ-PLT | Preliminary Treatment, Work Area 2 | THR-PLQ-WA2 | Plumbing, Work Area 2
137143 | THR-PLQ-PRM | Primary Treatment, Work Area 2 | THR-PLQ-WA2 | Plumbing, Work Area 2
137144 | THR-PLQ-THK | Sludge Thickening, Work Area 1 | THR-PLQ-WA1 | Plumbing, Work Area 1
137145 | THR-PLQ-WA1 | Plumbing, Work Area 1 | THR-GRK-PRTY-WA1 | WA1 Property, Humber T. P. for DOS Work Orders
137146 | THR-PLQ-WA4 | Plumbing, Work Area 4 | THR-GRK-PRTY-WA4 | WA4 Property, Humber T. P. for DOS Work Oders
137194 | THR-PLT-BL-GRIT | Preliminary Treatment, Grit Bldg. Blowers | THR-PLT-GRITS | Gate,Sluice,Preliminary Treatment, Grit Building
137336 | THR-PLT-DRN | Preliminary Treatment, Drain & Sump Pump | THR-PLT | Preliminary Treatment
137381 | THR-PLT-GRITS | Gate,Sluice,Preliminary Treatment, Grit Building | THR-PLT | Preliminary Treatment |  |  | 39917
137382 | THR-PLT-HH | Preliminary Treatment, Head House | THR-PLT | Preliminary Treatment
137534 | THR-PLT-T-HH | Tanks, Grit Vortex Prime, Headhouse | THR-PLT-HH | Preliminary Treatment, Head House
137694 | THR-PLT-VX-P | Vortex Pumps, Preliminary Treatment, Headhouse | THR-PLT | Preliminary Treatment
137712 | THR-PRM-BH | Bulk Head, Channel Gate Stop/Block, Primary | THR-PRM | Primary Treatment
137713 | THR-PRM-BH-0002 | Bulk Head, Channel Gate Stop/Block, Primary | THR-PRM-BH | Bulk Head, Channel Gate Stop/Block, Primary |  |  |  | BH
137714 | THR-PRM-BH-0003 | Bulk Head, Channel Gate Stop/Block, Primary | THR-PRM-BH | Bulk Head, Channel Gate Stop/Block, Primary |  |  |  | BH
137715 | THR-PRM-BH-0004 | Bulk Head, Channel Gate Stop/Block, Primary | THR-PRM-BH | Bulk Head, Channel Gate Stop/Block, Primary |  |  |  | BH
137716 | THR-PRM-BH-0005 | Bulk Head, Channel Gate Stop/Block, Primary | THR-PRM-BH | Bulk Head, Channel Gate Stop/Block, Primary |  |  |  | BH
137717 | THR-PRM-BH-0010 | Bulk Head, Channel Gate Stop/Block, Primary | THR-PRM-BH | Bulk Head, Channel Gate Stop/Block, Primary |  |  |  | BH
137718 | THR-PRM-BH-0011 | Bulk Head, Channel Gate Stop/Block, Primary | THR-PRM-BH | Bulk Head, Channel Gate Stop/Block, Primary |  |  |  | BH
137719 | THR-PRM-BH-0012 | Bulk Head, Channel Gate Stop/Block, Primary | THR-PRM-BH | Bulk Head, Channel Gate Stop/Block, Primary |  |  |  | BH
137766 | THR-PRM-DRN | Primary Treatment, Drain & Sump Pumps | THR-PRM | Primary Treatment
137830 | THR-PRM-HW | Hot Water, Flushing Primary Treatment | THR-PRM-NORTH | Primary Treatment, North Primary
137839 | THR-PRM-NORTH | Primary Treatment, North Primary | THR-PRM | Primary Treatment
137840 | THR-PRM-NPSS | Sludge and Scum Pumping, Primary Treatment, North Primary(9,10,11) | THR-PRM-NORTH | Primary Treatment, North Primary
137910 | THR-PRM-SCP | Scum Pumping, Primary Treatment,North and South | THR-PRM | Primary Treatment
137911 | THR-PRM-SCP | Scum Pumping, Primary Treatment,North and South | THR-PRM-NORTH | Primary Treatment, North Primary
137912 | THR-PRM-SCP-N | Scum Pumping, Primary Treatment, North Primary(9,10,11) | THR-PRM-NORTH | Primary Treatment, North Primary
137913 | THR-PRM-SCP-S | Scum Pumping, Primary Treatment, South Primary(1-8) | THR-PRM-SOUTH | Primary Treatment, South Primary
137914 | THR-PRM-SCUM-T | Scum/Sludge Pumping, Tanks & Hopper, South Primary | THR-PRM | Primary Treatment
137915 | THR-PRM-SCUM-T | Scum/Sludge Pumping, Tanks & Hopper, South Primary | THR-PRM-SOUTH | Primary Treatment, South Primary
137916 | THR-PRM-SOUTH | Primary Treatment, South Primary | THR-PRM | Primary Treatment
137921 | THR-PRM-STA-2 | South Primary Station 2 | THR-PRM-SOUTH | Primary Treatment, South Primary |  |  |  | STA
137943 | THR-PRM-T-N | Primary Sedimentation Tanks- North | THR-PRM | Primary Treatment
137944 | THR-PRM-T-S | Primary Sedimentation Tanks- South | THR-PRM | Primary Treatment
138177 | THR-PRS | Phosphorous Removal System | THR WORK AREA 4 | Liquid Handling 2
138181 | THR-PRS-DRN | Phosphorous Removal System, Drain | THR-PRS | Phosphorous Removal System
138182 | THR-PRS-F | Phosphorous Removal System, Filtration | THR-PRS | Phosphorous Removal System
138325 | THR-PWA | Plant Water | THR-CG | Co-Generation
138335 | THR-S-E | SUSPENDED ENTITY | THR | Humber Treatment Plant
138352 | THR-SES-DS | Designated Substances | THR-SES-WA3 | Safety & Environmental Services | Safety
138665 | THR-SES-FM | Respirator Fit Testing(by EHS Rep) | THR-SES-SCBA | Self Contained Breathing Apparatus
138878 | THR-SPC | Process Control Systems - Services Area | THR | Humber Treatment Plant
138879 | THR-SPC | Process Control Systems - Services Area | THR-ITM | Integrated Technology Management
138949 | THR-STORE | Computer Storage Location | THR-EUS | Production & End User Support
139061 | THR-THK-GRK1 | Thickening, Ground & Structural | THR-PRM | Primary Treatment
139062 | THR-THK-GRK1 | Thickening, Ground & Structural | THR-THK | Sludge Thickening
139143 | THR-THK-P-CENT | Centrate Transfer Pumps & Tanks | THR-THK | Sludge Thickening
139144 | THR-THK-P-MTI | MTI Transfer Pumps & Sludge Holding Tanks | THR-THK | Sludge Thickening
139145 | THR-THK-P-SUMP | Sump Pumps | THR-THK | Sludge Thickening
139174 | THR-THK-POL | Polymer Systems, Sludge Thickening | THR-THK | Sludge Thickening
139203 | THR-THK-SB | Scrubber, Thickening, Odour Control Units | THR-THK | Sludge Thickening
139473 | THR-WA2-CI | Work Area 2 , Continuous Improvement Activities
139533 | THR-WA3-CI | Work Area 3 , Continuous Improvement Activities
139618 | THR-WAS-P-SUSP | Final Tank, Waste Activated Sludge Pumping-South | THR-FT-WAS-P | Final Tank, Waste Activated Sludge Pumping |  |  | 38651
139676 | TNT-ACC-AC | HVAC- Air conditioner and cooling units | TNT-ACC | HVAC, Boilers | H.V.A.C.
139683 | TNT-ACC-BLR | Boilers, Burners, Oil & gas Systems | TNT-ACC | HVAC, Boilers
139709 | TNT-ACC-HTR | HVAC Heaters, | TNT-ACC | HVAC, Boilers
139745 | TNT-ACC-HW | Hot water Circulation System | TNT-ACC | HVAC, Boilers
139746 | TNT-ACC-HW-HEADER | Hot water Heades, Valves, Ect., | TNT-ACC-HW | Hot water Circulation System
139752 | TNT-ACC-PROP | Propane Gas train, Exhaust, Boilers | TNT-ACC | HVAC, Boilers
139870 | TNT-ADMIN-BLDG | Building Location | TNT-EUS | Production & End User Support
139888 | TNT-AER-BLOW | Blowers, Aeration | TNT-AER | Aeration Treatment
139930 | TNT-AER-ML-CHNL | Mixed liquer Channel | TNT-AER | Aeration Treatment
139950 | TNT-AER-RX-0101 | Reactor, Mabr Cassette, Aeration Tank 1 - Mabr Cassette 1, Aeration | TNT-AER-T-0200 | Tank,Aeration, # 2 |  |  |  | RX
139951 | TNT-AER-RX-0102 | Reactor, Mabr Cassette, Aeration Tank 1 - Mabr Cassette 2, Aeration | TNT-AER-T-0100 | Tank,Aeration, # 1 |  |  |  | RX
139952 | TNT-AER-RX-0108 | Reactor, Mabr Cassette, Aeration Tank 1 - Mabr Cassette 8, Aeration | TNT-AER-T-0100 | Tank,Aeration, # 1 |  |  |  | RX
139953 | TNT-AER-RX-0109 | Reactor, Mabr Cassette, Aeration Tank 1 - Mabr Cassette 9, Aeration | TNT-AER-T-0100 | Tank,Aeration, # 1 |  |  |  | RX
139954 | TNT-AER-RX-0112 | Reactor, Mabr Cassette, Aeration Tank 1 - Mabr Cassette 12, Aeration | TNT-AER-T-0100 | Tank,Aeration, # 1 |  |  |  | RX
139955 | TNT-AER-RX-0201 | Reactor, Mabr Cassette, Aeration Tank 2 - Mabr Cassette 1, Aeration | TNT-AER-T-0200 | Tank,Aeration, # 2 |  |  |  | RX
139956 | TNT-AER-RX-0202 | Reactor, Mabr Cassette, Aeration Tank 2 - Mabr Cassette 2, Aeration | TNT-AER-T-0200 | Tank,Aeration, # 2 |  |  |  | RX
139957 | TNT-AER-RX-0203 | Reactor, Mabr Cassette, Aeration Tank 2 - Mabr Cassette 3, Aeration | TNT-AER-T-0200 | Tank,Aeration, # 2 |  |  |  | RX
139958 | TNT-AER-RX-0204 | Reactor, Mabr Cassette, Aeration Tank 2 - Mabr Cassette 4, Aeration | TNT-AER-T-0200 | Tank,Aeration, # 2 |  |  |  | RX
139959 | TNT-AER-RX-0205 | Reactor, Mabr Cassette, Aeration Tank 2 - Mabr Cassette 5, Aeration | TNT-AER-T-0200 | Tank,Aeration, # 2 |  |  |  | RX
139960 | TNT-AER-RX-0206 | Reactor, Mabr Cassette, Aeration Tank 2 - Mabr Cassette 6, Aeration | TNT-AER-T-0200 | Tank,Aeration, # 2 |  |  |  | RX
139961 | TNT-AER-RX-0207 | Reactor, Mabr Cassette, Aeration Tank 2 - Mabr Cassette 7, Aeration | TNT-AER-T-0200 | Tank,Aeration, # 2 |  |  |  | RX
139962 | TNT-AER-RX-0208 | Reactor, Mabr Cassette, Aeration Tank 2 - Mabr Cassette 8, Aeration | TNT-AER-T-0200 | Tank,Aeration, # 2 |  |  |  | RX
139963 | TNT-AER-RX-0212 | Reactor, Mabr Cassette, Aeration Tank 2 - Mabr Cassette 12, Aeration | TNT-AER-T-0200 | Tank,Aeration, # 2 |  |  |  | RX
140278 | TNT-DECOM | Building Location | TNT-EUS | Production & End User Support
140300 | TNT-DIG-OFLOW | Overflow Liquor Headers, Digester | TNT-DIG | Digestion
140312 | TNT-DIG-SD | Secondry Digester Tanks | TNT-DIG | Digestion
140458 | TNT-DIS | Disinfection | TNT WORK AREA 9 | North Toronto Treatment Plant
140493 | TNT-ELS | Instrument / Electrical | TNT WORK AREA 9 | North Toronto Treatment Plant
140531 | TNT-ELS-LTG | Emergency lighting/Exit lighting | TNT-ELS | Instrument / Electrical |  |  | 41265
140613 | TNT-FT-ML-CHNL | Mixed liquer Channel, Final Tanks | TNT-FT | Final Tanks 1-5
140616 | TNT-FT-SUMP | Sump Pumps- Aeration Gallery Bsmt | TNT-FT | Final Tanks 1-5
140625 | TNT-GAS | Administration | TNT WORK AREA 9 | North Toronto Treatment Plant
140627 | TNT-GRK | Groundskeeping, Building services, Safety Equipment | TNT WORK AREA 9 | North Toronto Treatment Plant
140628 | TNT-GRK-PRTY-1000 | Building Services | TNT-GRK | Groundskeeping, Building services, Safety Equipment |  |  |  | PRTY
140694 | TNT-OF | Outfall, Weirs, CSO and Detention Tanks | TNT WORK AREA 9 | North Toronto Treatment Plant
140695 | TNT-OFFICE | Computer Location | TNT-ADMIN-BLDG | Building Location
140713 | TNT-PRM | Primary Treatment | TNT WORK AREA 9 | North Toronto Treatment Plant
140747 | TNT-PRS | Phosporus Removal System | TNT-STR | Secondary Treatment
140781 | TNT-PWA | Plant Water | TNT WORK AREA 9 | North Toronto Treatment Plant
140805 | TNT-SES-FEQ | Fire Extinguishers | TNT WORK AREA 9 | North Toronto Treatment Plant |  |  | 41264
140932 | TRK-AGL | TRK (ALTERNATE GL) | DOS-AGL | DOS ALTERNATE GL
140933 | TRK-COM | COMBINED SEWERS (ALTERNATE GL) | TRK-AGL | TRK (ALTERNATE GL)
140934 | TRK-COM-DON | COMBINED SEWERS - DON DRAINAGE AREA | TRK-COM | COMBINED SEWERS (ALTERNATE GL)
140935 | TRK-DIS | TRK Disinfection | TRK | DOS - TRUNK SEWER SYSTEM
140936 | TRK-HCK | HIGHLAND CREEK DRAINAGE AREA | TRK | DOS - TRUNK SEWER SYSTEM
140937 | TRK-HMR | HUMBER DRAINAGE AREA | TRK | DOS - TRUNK SEWER SYSTEM
140938 | TRK-LVW | LAKEVIEW DRAINAGE AREA | TRK | DOS - TRUNK SEWER SYSTEM
140939 | TRK-NTO | NORTH TORONTO DRAINAGE AREA | TRK | DOS - TRUNK SEWER SYSTEM
140940 | TRK-SAN-HCK | SANITARY SEWERS - HIGHLAND CREEK DRAINAGE AREA | TRK-SAN | SANITARY SEWERS (ALTERNATE GL)
140941 | TRK-SAN-LVW | SANITARY SEWERS - LAKEVIEW DRAINAGE AREA | TRK-SAN | SANITARY SEWERS (ALTERNATE GL)
140942 | TRK-STM | STORM SEWERS (ALTERNATE GL) | TRK-AGL | TRK (ALTERNATE GL)
140943 | TRK-STM-HMR | STORM SEWERS - HUMBER DRAINAGE AREA | TRK-STM | STORM SEWERS (ALTERNATE GL)
140944 | TRK-STM-NTO | STORM SEWERS - NORTH TORONTO DRAINAGE AREA | TRK-STM | STORM SEWERS (ALTERNATE GL)
140945 | TW SECURITY | TW Security | YTF-SPC1 | Process Control Systems - Administrative
140969 | UE2027 | Rectifier | TAB-STR-ELQ | Blower Building - Power Distribution & Electrical Equipment
140970 | UE2027C | Rectifier | TAB-STR-ELQ | Blower Building - Power Distribution & Electrical Equipment
140991 | UF2001 | Transformer | TAB-ELS-TR | Transformers near Plant Water Tower
140993 | UF2003 | Transformer | TAB-ELS-TR | Transformers near Plant Water Tower
141072 | WIRELESS | Wireless | YTF-SPC1 | Process Control Systems - Administrative
141153 | WR291 | Weir | TNT-OF | Outfall, Weirs, CSO and Detention Tanks | Door,Overhead
141154 | WT&S | Water Treatment & Supply | TW | Toronto Water
141167 | WTR ADMIN | Administration | WTR | Water Supply
141168 | WTR COMMUNICATIONS | WTR Communications | WTR-SPC1 | Process Control Systems - Administrative
141169 | WTR EUS SERVER ROOM | Communication Switch | WTR-WORK AREA 1 | Building Location
141170 | WTR OIT | WTR OIT | WTR-SPC2 | Process Control Systems - Equipment
141171 | WTR PLC | WTR PLC | WTR-SPC2 | Process Control Systems - Equipment
141172 | WTR SCADA CLIENTS | WTR SCADA Clients | WTR-SPC2 | Process Control Systems - Equipment
141173 | WTR SCADA SERVERS | WTR SCADA Servers | WTR-SPC1 | Process Control Systems - Administrative
141174 | WTR SCADA SERVERS | WTR SCADA Servers | WTR-SPC2 | Process Control Systems - Equipment
141175 | WTR SCADA SUPPORT | WTR SCADA Support | WTR-SPC1 | Process Control Systems - Administrative
141176 | WTR SCADA SUPPORT | WTR SCADA Support | WTR-SPC2 | Process Control Systems - Equipment
142027 | WTR-194-CH-0006A | Chamber,Revenue Meter,Keele-Steeles (Magmeter) | WTR-WEST-REV | Revenue Metering | Meter,Flow,Magmeter |  |  | CH
142316 | WTR-269-CH-0005 | Chamber,Revenue Meter,Woodbine-Steelcase (Magmeter) | WTR-EAST-REV | Revenue Metering | Chamber |  |  | CH
142396 | WTR-282-CH-0003 | Chamber,Revenue Meter,Yonge-Elgin (Magmeter) | WTR-EAST-REV | Revenue Metering | Chamber |  |  | CH
142595 | WTR-307-CH-0016 | Chamber,Revenue Meter,Adesso-Steeles (Magmeter) | WTR-WEST-REV | Revenue Metering | Chamber |  |  | CH
142956 | WTR-365-CH-0006 | Chamber,Revenue Meter,Dufferin-Steeles (Magmeter) | WTR-WEST-REV | Revenue Metering | Chamber |  |  | CH
142957 | WTR-365-FIT-0006A | Transmitter, Flow Indicating, Revenue, Forward Flow, Venturi | WTR-365-CH-0006 | Chamber,Revenue Meter,Dufferin-Steeles (Magmeter) | Transmitter,Flow |  |  | FIT
142958 | WTR-365-FIT-0006B | Transmitter,Flow Indicating,Revenue, Reverse Flow, Venturi | WTR-365-CH-0006 | Chamber,Revenue Meter,Dufferin-Steeles (Magmeter) | Transmitter,Flow |  |  | FIT
142959 | WTR-365-FQIR-0001 | Recorder, Paperless | WTR-365-CH-0006 | Chamber,Revenue Meter,Dufferin-Steeles (Magmeter) | Recorder,Paperless |  |  | FQIR
142961 | WTR-365-PIT-0001 | Transmitter,Pressure Indicating | WTR-365-CH-0006 | Chamber,Revenue Meter,Dufferin-Steeles (Magmeter) | Transmitter,Pressure |  |  | PIT
143078 | WTR-CENTRAL-REV | Revenue Metering | WTR-CENTRAL-RES | Work Area 2 Central Reservoirs
143080 | WTR-EAST-PS | Work Area 1 EAST Pumping Station | WTR-EAST | Water Supply Work Area 1 EAST
143081 | WTR-EAST-TNK | Work Area 1 EAST Tanks | WTR-EAST | Water Supply Work Area 1 EAST
143082 | WTR-EUS | Production & End User Support | WTR-ITM | Integrated Technology Management
143083 | WTR-OBSOLETE | WTR Suspended Entities
143088 | WTR-PAH-AMT | Atmospheric Monitoring | WTR-PAH | Armour Heights Pumping Station
143089 | WTR-PAH-AUX | Auxiliary Equipment (Building Facilities) | WTR-PAH | Armour Heights Pumping Station
143114 | WTR-PAH-GFI-0001 | Ground Fault Circuit Interrupter | WTR-PAH-AUX | Auxiliary Equipment (Building Facilities) |  |  |  | GFI
143115 | WTR-PAH-GFI-0002 | Ground Fault Circuit Interrupter | WTR-PAH-AUX | Auxiliary Equipment (Building Facilities) |  |  |  | GFI
143147 | WTR-PAH-P | Pumping | WTR-PAH | Armour Heights Pumping Station
143155 | WTR-PAH-TRW | Treated Water (Transmission) | WTR-PAH | Armour Heights Pumping Station
143191 | WTR-PBV-TRW | Treated Water (Transmission) | WTR-PBV | Bayview Pumping Station
143195 | WTR-PDS-AUX | Auxiliary Equipment (Building Facilities) | WTR-PDSS | Dorset Pumping station (Chamber Replaced with Pod)
143203 | WTR-PDS-ELS | Electrical System | WTR-PDSS | Dorset Pumping station (Chamber Replaced with Pod)
143205 | WTR-PDS-FEQ-SUS | Fire Equipment, Dorset Pumping Station | WTR-SUSPENDED | Suspended Obsolete entity for storage purpose |  |  | 44941
143218 | WTR-PDS-P | Pumping | WTR-PDS | Dorset Pumping Station
143219 | WTR-PDS-P | Pumping | WTR-PDSS | Dorset Pumping station (Chamber Replaced with Pod)
143243 | WTR-PDS-TRW | Treated Water (Transmission) | WTR-PDS | Dorset Pumping Station
143244 | WTR-PDS-TRW | Treated Water (Transmission) | WTR-PDSS | Dorset Pumping station (Chamber Replaced with Pod)
143298 | WTR-PEG-CW | City Water System | WTR-PEG | Eglinton Pumping Station
143308 | WTR-PEG-FEQ-SUS | Fire Equipment, Eglington Pumping Station | WTR-SUSPENDED | Suspended Obsolete entity for storage purpose |  |  | 44948
143355 | WTR-PEG-P | Pumping | WTR-PEG | Eglinton Pumping Station
143378 | WTR-PEG-TRW | Treated Water (Transmission) | WTR-PEG | Eglinton Pumping Station
143426 | WTR-PEL-ACC | Air Conditioning, Handling and Ventilation | WTR-PEL | Ellesmere Pumping Station
143479 | WTR-PEL-CW | City Water System | WTR-PEL | Ellesmere Pumping Station
143541 | WTR-PEL-FEQ-SUS | Fire Equipment, Ellesmere Pumping Station | WTR-PEL | Ellesmere Pumping Station |  |  | 44968
143735 | WTR-PEL-P | Pumping | WTR-PEL | Ellesmere Pumping Station
143791 | WTR-PEL-TRW | Treated Water (Transmission) | WTR-PEL | Ellesmere Pumping Station
143937 | WTR-PHL-ACC | Air Conditioning, Heating and Ventilation | WTR-PHL | High Level Pumping Station
143939 | WTR-PHL-AMT | Atmospheric Monitoring | WTR-PHL | High Level Pumping Station
143942 | WTR-PHL-AUX | Auxiliary Equipment (Building Facilities) | WTR-PHL | High Level Pumping Station
144024 | WTR-PHL-FEQ-SUS | Fire Equipment, High Level Pumping Station | WTR-PHL | High Level Pumping Station |  |  | 45018
144198 | WTR-PHL-OFFICE | Computer Location | WTR-WORK AREA 3 | Building Location
144200 | WTR-PHL-P | Pumping | WTR-PHL | High Level Pumping Station
144274 | WTR-PHL-TRW | Treated Water (Transmission) | WTR-PHL | High Level Pumping Station
144340 | WTR-PJO-AMT | Atmospheric Monitoring | WTR-PJO | Wm. H. Johnston Pumping Station
144352 | WTR-PJO-CW | City Water System | WTR-PJO | Wm. H. Johnston Pumping Station
144365 | WTR-PJO-GFI-0002 | Ground Fault Circuit Interrupter | WTR-PJO-AUX | Auxiliary Equipment (Building Facilities) |  |  |  | GFI
144366 | WTR-PJO-GFI-0004 | Ground Fault Circuit Interrupter | WTR-PJO-AUX | Auxiliary Equipment (Building Facilities) |  |  |  | GFI
144367 | WTR-PJO-GFI-0005 | Ground Fault Circuit Interrupter | WTR-PJO-AUX | Auxiliary Equipment (Building Facilities) |  |  |  | GFI
144396 | WTR-PJO-P | Pumping | WTR-PJO | Wm. H. Johnston Pumping Station
144410 | WTR-PJO-TRW | Treated Water (Transmission) | WTR-PJO | Wm. H. Johnston Pumping Station
144437 | WTR-PJS OFFICE | Computer Location | WTR-WA1 | District East Location
144441 | WTR-PJS-AUX | Auxiliary Equipment (Building Facilities) | WTR-PJS | John Street Pumping Station
144472 | WTR-PJS-CW | City Water System | WTR-PJS | John Street Pumping Station
144477 | WTR-PJS-ELS | Electrical System | WTR-PJS | John Street Pumping Station
144478 | WTR-PJS-ENW | Enwave Process | WTR-PJS | John Street Pumping Station
144503 | WTR-PJS-FEQ-SUS | Fire Equipment, John Street Pumping Station | WTR-PJS | John Street Pumping Station |  |  | 45118
144525 | WTR-PJS-HE-0001 | Heat Exchanger, DLWC, Enwave | WTR-PJS-ENW | Enwave Process |  |  |  | HE
144528 | WTR-PJS-HE-0002 | Heat Exchanger, DLWC, Enwave | WTR-PJS-ENW | Enwave Process |  |  |  | HE
144530 | WTR-PJS-HE-0003 | Heat Exchanger, DLWC, Enwave | WTR-PJS-ENW | Enwave Process |  |  |  | HE
144532 | WTR-PJS-HE-0004 | Heat Exchanger, DLWC, Enwave | WTR-PJS-ENW | Enwave Process |  |  |  | HE
144538 | WTR-PJS-HE-0008 | Heat Exchanger, DLWC, Enwave | WTR-PJS-ENW | Enwave Process |  |  |  | HE
144539 | WTR-PJS-HE-0010 | Heat Exchanger, DLWC, Enwave | WTR-PJS-ENW | Enwave Process |  |  |  | HE
144541 | WTR-PJS-HE-0013 | Heat Exchanger, DLWC, Enwave | WTR-PJS-ENW | Enwave Process |  |  |  | HE
144542 | WTR-PJS-HE-0014 | Heat Exchanger, DLWC, Enwave | WTR-PJS-ENW | Enwave Process |  |  |  | HE
144545 | WTR-PJS-HE-0015 | Heat Exchanger, DLWC, Enwave | WTR-PJS-ENW | Enwave Process |  |  |  | HE
144547 | WTR-PJS-HE-0016 | Heat Exchanger, DLWC, Enwave | WTR-PJS-ENW | Enwave Process |  |  |  | HE
144636 | WTR-PJS-P | Pumping | WTR-PJS | John Street Pumping Station
144868 | WTR-PKL-FEQ-SUS | Fire Equipment, Keele Pumping Station | WTR-PKL | Keele Pumping Station |  |  | 45179
144911 | WTR-PKL-OFFICE | Computer Location | WTR-WORK AREA 3 | Building Location
144912 | WTR-PKL-P | Pumping | WTR-PKL | Keele Pumping Station
144944 | WTR-PKL-TRW | Treated Water (Transmission) | WTR-PKL | Keele Pumping Station
144978 | WTR-PKN-AMT | Atmospheric Monitoring | WTR-PKN | Kennedy Pumping Station
144979 | WTR-PKN-AUX | Auxiliary Equipment (Building Facilities) | WTR-PKN | Kennedy Pumping Station
145002 | WTR-PKN-FEQ-SUS | Fire Equipment, Kennedy Pumping Station | WTR-PKN | Kennedy Pumping Station |  |  | 45191
145006 | WTR-PKN-GFI-0001 | Ground Fault Circuit Interrupter | WTR-PKN-AUX | Auxiliary Equipment (Building Facilities) |  |  |  | GFI
145034 | WTR-PKN-P | Pumping | WTR-PKN | Kennedy Pumping Station
145080 | WTR-PLW-AMT | Atmosphere Monitoring | WTR-PLW | Lawrence Pumping Station
145083 | WTR-PLW-AUX | Auxilliary Equipment (Building Facilities) | WTR-PLW | Lawrence Pumping Station
145085 | WTR-PLW-BUS-0102 | Electrical Bus | WTR-PLW-TR-0101 | Transformer, Power, Line 1, 27.6 kV/2.3 kV |  |  |  | BUS
145086 | WTR-PLW-BUS-0202 | Electrical Bus | WTR-PLW-TR-0201 | Transformer, Power, Line 2, 27.6 kV/2.3 kV |  |  |  | BUS
145105 | WTR-PLW-CW | City Water System | WTR-PLW | Lawrence Pumping Station
145108 | WTR-PLW-ELS | Electrical System | WTR-PLW | Lawrence Pumping Station
145181 | WTR-PLW-OFFICE | Computer Location | WTR-WORK AREA 3 | Building Location
145268 | WTR-PMI-AMT | Atmospheric Monitoring | WTR-PMI | Milliken Pumping Station
145290 | WTR-PMI-CW | City Water System | WTR-PMI | Milliken Pumping Station
145505 | WTR-PMI-P | Pumping | WTR-PMI | Milliken Pumping Station
145667 | WTR-PPD-AMT | Atmospheric Monitoring | WTR-PPD | Parkdale Pumping Station
145693 | WTR-PPD-CW | City Water System | WTR-PPD | Parkdale Pumping Station
145830 | WTR-PRH-AUX | Auxiliary Equipment (Building Facilities) | WTR-PRH | Rosehill Pumping Station
145956 | WTR-PRH-P | Pumping | WTR-PRH | Rosehill Pumping Station
146021 | WTR-PRV-ACC | Air Conditioning, Heating and Ventilation | WTR-PRV | Richview Pumping Station
146060 | WTR-PRV-FEQ-SUS | Fire Equipment, Richview Pumping Station | WTR-PRV | Richview Pumping Station |  |  | 45355
146061 | WTR-PRV-FEQ-SUS | Fire Equipment, Richview Pumping Station | WTR-SUSPENDED | Suspended Obsolete entity for storage purpose |  |  | 45355
146109 | WTR-PRV-P | Pumping | WTR-PRV | Richview Pumping Station
146134 | WTR-PRV-TRW | Treated Water (Transmission) | WTR-PRV | Richview Pumping Station
146176 | WTR-PSA-AMT | Atmospheric Monitoring | WTR-PSA | St. Albans Pumping Station
146296 | WTR-PSA-YAN-0002 | Alarm, Horn | WTR-PSA-AUX | Auxiliary Equipment (Building Facilities) |  |  |  | YAN
146349 | WTR-PSC-ELS | Electrical System | WTR-PSC | Scarborough Pumping Station
146523 | WTR-PTH-AUX | Auxiliary Equipment (Building Facilities) | WTR-PTH | Thornhill Pumping Station
146528 | WTR-PTH-ELS | Electrical System | WTR-PTH | Thornhill Pumping Station
146593 | WTR-PWT-AMT | Atmospheric Monitoring | WTR-PWT | West Toronto Pumping Station
146610 | WTR-PWT-DR-0004 | Door, Overhead | WTR-PWT-AUX | Auxiliary Equipment (Building Facilities) |  |  |  | DR
146617 | WTR-PWT-FEQ-SUS | Fire Equipment, West Toronto Pumping Station | WTR-SUSPENDED | Suspended Obsolete entity for storage purpose |  |  | 45422
146668 | WTR-PWT-P | Pumping | WTR-PWT | West Toronto Pumping Station
146717 | WTR-RBV-ELS | Electrical System | WTR-RBV | Bayview Reservoir
146764 | WTR-RDF-CW | City Water System | WTR-RDF | Dufferin Reservoir
146876 | WTR-REB-TRW | Treated Water (Transmission) | WTR-REB | East Woodbridge Tank |  |  | 35841
146881 | WTR-REG-AUX | Auxiliary Equipment (Building Facilities) | WTR-REG | Eglinton Reservoir
146884 | WTR-REG-CW | City Water System | WTR-REG | Eglinton Reservoir
146899 | WTR-REG-TRW | Treated Water (Transmission) | WTR-REG | Eglinton Reservoir
146913 | WTR-REL-ELS | Electrical System | WTR-REL | Ellesmere Reservoir
146925 | WTR-REL-TRW | Treated Water (Transmission) | WTR-REL | Ellesmere Reservoir
146935 | WTR-RKL-AUX | Auxiliary Equipment (Building Facilities) | WTR-RKL | Keele Reservoir
146941 | WTR-RKL-ELS | Electrical System | WTR-RKL | Keele Reservoir
146958 | WTR-RKL-TRW | Treated Water (Transmission) | WTR-RKL | Keele Reservoir
146988 | WTR-RLL-AUX | Auxiliary Equipment (Building Facilities) | WTR-RLL | Leslie Tank
146990 | WTR-RLL-ELS | Electrical System | WTR-RLL | Leslie Tank
147001 | WTR-RLL-TRW | Treated Water (Transmission) | WTR-RLL | Leslie Tank
147007 | WTR-RLW-AMT | Atmospheric Monitoring | WTR-RLW | Lawrence Reservoir
147026 | WTR-RLW-TRW | Treated Water (Transmission) | WTR-RLW | Lawrence Reservoir
147039 | WTR-RMA-ELS | Electrical System | WTR-RMA | Markham Reservoir
147061 | WTR-RMI-CW | City Water System | WTR-RMI | Milliken Reservoir
147074 | WTR-RMI-ELS | Electrical System | WTR-RMI | Milliken Reservoir
147108 | WTR-RMI-TRW | Treated Water (Transmission) | WTR-RMI | Milliken Reservoir
147163 | WTR-RMP-ELSS | Electrical System | WTR-RMPS | Maple Reservoir |  |  | 38609
147169 | WTR-RMT-ELS | Electrical System | WTR-RMT | Milliken Tank
147171 | WTR-RMT-TRW | Treated Water (Transmission) | WTR-RMT | Milliken Tank
147177 | WTR-RRG-AMT | Atmospheric Monitoring | WTR-RRG | Rouge Tank
147178 | WTR-RRG-CW | City Water System | WTR-RRG | Rouge Tank
147201 | WTR-RRG-TRW | Treated Water (Transmission) | WTR-RRG | Rouge Tank
147214 | WTR-RRH-AMT | Atmospheric Monitoring | WTR-RRH | Rosehill Reservoir
147259 | WTR-RRH-TRW | Treated Water (Transmission) | WTR-RRH | Rosehill Reservoir
147329 | WTR-RRV-AMT | Atmospheric Monitoring | WTR-RRV | Richview Reservoir
147367 | WTR-RST-AMT | Atmospheric Monitoring | WTR-RST | St.Clair Reservoir
147403 | WTR-RST-TRW | Treated Water (Transmission) | WTR-RST | St.Clair Reservoir
147418 | WTR-RWA-ACC | Air Conditioning, Heating and Ventilation | WTR-RWA | Warden Tank
147421 | WTR-RWA-CW | City Water System | WTR-RWA | Warden Tank
147428 | WTR-RWA-TRW | Treated Water (Transmission) | WTR-RWA | Warden Tank
147439 | WTR-RWL-AUX | Auxiliary Equipment (Building Facilities) | WTR-RWL | Whitlam Tank
147452 | WTR-SCT | Water Supply Work Area 2 SYSTEM CONTROL | WTR | Water Supply
147453 | WTR-SCT-SYP | Work Area 2 Central System Pressure, | WTR-SCT | Water Supply Work Area 2 SYSTEM CONTROL
147454 | WTR-SPC | Process Control Systems - Services Area | WTR | Water Supply
147455 | WTR-SPC1 | Process Control Systems - Administrative | WTR | Water Supply
147457 | WTR-STORE | Computer Storage Location | WTR-EUS | Production & End User Support
147468 | WTR-WA1 | District East Location | WTR-SPC2 | Process Control Systems - Equipment
147469 | WTR-WA3 | District West Location | WTR-SPC2 | Process Control Systems - Equipment
147470 | WTR-WEST-PS | Work Area 3 WEST Pumping Stations | WTR-WEST | Water Supply Work Area 3 WEST
147471 | WTR-WEST-REV | Revenue Metering | WTR-WEST | Water Supply Work Area 3 WEST
147472 | WTR-WEST-SES | Safety & Lifting Devices | WTR-WEST | Water Supply Work Area 3 WEST
147473 | WTR-WEST-SYP | Work Area 3 WEST System Pressure | WTR-WEST | Water Supply Work Area 3 WEST
147474 | WTR-WEST-TNK | Work Area 3 WEST Tanks | WTR-WEST | Water Supply Work Area 3 WEST
147475 | WTR-WORK AREA 3 | Building Location | WTR-EUS | Production & End User Support
147523 | WWT | Wastewater Treatment | TW | Toronto Water
147554 | YCH-ADMIN-BLDG | Building Location | YMH-EUS | Production & End User Support
147618 | YCS EUS SERVER ROOM | Communication Switch | YCS-ADMIN-BLDG | Building Location
147619 | YCS-ADMIN BLDG | Building Location | YCS-SPC | Process Control Systems
147620 | YCS-ITM | Integrated Technology Management | YCS | Commissioners Street
147621 | YCS-OFFICE | Computer Location | YCS-ADMIN-BLDG | Building Location
147622 | YDA | Dee Avenue | BUS | Business Unit Support
147623 | YDA EUS SERVER ROOM | Communication Switch | YDA-ADMIN-BLDG | Building Location
147624 | YDA-IWC-OFFICE | Computer Location | YDA-ADMIN-BLDG | Building Location
147625 | YDA-STORE | Computer Storage Location | YDA-EUS | Production & End User Support
147632 | YME | Merton Yard | BUS | Business Unit Support
147636 | YMH-19TH-OFFICE | Computer Location | YMH-ADMIN-BLDG | Building Location
147637 | YMH-21ST-OFFICE | Computer Location | YMH-ADMIN-BLDG | Building Location
147638 | YMH-ADMIN-BLDG | Building Location | YMH-EUS | Production & End User Support
147639 | YMH-DECOM | Building Location | YMH-EUS | Production & End User Support
147640 | YMH-EUS | Production & End User Support | YMH-ITM | Integrated Technology Management
147643 | YQQ-OFFICE | Computer Location | YQQ-ADMIN-BLDG | Building Location
147644 | YTF | Tiffield Data Center | BUS | Business Unit Support
147645 | YTF BLDG-A OFFICE | Computer Location | YTF-A-BLDG | Building Location
147646 | YTF BLDG-B OFFICE | Computer Location | YTF-B-BLDG | Building Location
147647 | YTF BLDG-C OFFICE | Computer Location | YTF-A-BLDG | Building Location
147649 | YTF COMMUNUCATION | YTF Communucation | YTF-SPC1 | Process Control Systems - Administrative
147650 | YTF EUS | Production & End User Support | YTF | Tiffield Data Center
147651 | YTF EUS | Production & End User Support | YTF-ITM | Integrated Technology Management
147652 | YTF EUS SERVER ROOM | Communication Switch | YTF-A-BLDG | Building Location
147654 | YTF SPC | Process Control Systems - Services Area | YTF-ITM | Integrated Technology Management
147655 | YTF-A BLDG | Building Location | YTF SPC | Process Control Systems - Services Area
147656 | YTF-ACC | HVAC Equipment | YTF-BLDG | Bullding Services
147764 | YTF-CW | City Water | YTF-BLDG | Bullding Services
147815 | YTF-ELS-LTG-3000 | Outdoor Electrical Equipment | YTF-ELS | Electrical Equipment |  |  |  | LTG
147816 | YTF-ELS-LTX-1000 | Exit Signs | YTF-ELS | Electrical Equipment |  |  |  | LTX
147833 | YTF-GRK | Buildings and Grounds | YTF-BLDG | Bullding Services
147835 | YTF-NGS | HVAC, Natural Gas | YTF-BLDG | Bullding Services
147863 | YTF-SS | Security Systems | YTF | Tiffield Data Center
147872 | ZDATA PILOT | ZCity of Toronto |  |  |  |  | 39026
147873 | ZXDP ENTITY COL | DO NOT USE - City of Toronto
147874 | ZXDP OTHER COL | DO NOT USE - DP Other Entities